## Cover
2025 Potential and Goals Study
Measure Characterization Input Database
2025-06-23
Reference No: 535313
DISCLAIMER
Guidehouse Inc. (Guidehouse) has provided the information in this publication for informational purposes only. The information has been obtained from sources believed to be reliable; however, Guidehouse does not make any express or implied warranty or representation concerning such information. Any market forecasts or predictions contained in the publication reflect Guidehouse’s current expectations based on market data. Market predictions and expectations are inherently uncertain and actual results may differ materially from those contained in the publication. Guidehouse and its subsidiaries and affiliates hereby disclaim liability for any loss or damage caused by errors or omissions in this publication.
CONTACTS
Neil Podkowsky | Amul Sathe
Associate Director | Director
npodkowsky@guidehouse.com | Amul.sathe@guidehouse.com
Brian Chang
Managing Consultant
brian.chang@guidehouse.com

## Data Dictionary
Section | Field Name | Units | Description
Technology Information | Technology ID | Text | Unique Technology Identifier, aligns with Common Technology Name
| Unique Technology Name | Text | Concatenation of the Sector, Technology Name, Service Territory, and Climate Zone(s)
| Common Technology Name | Text | Concatenation of Sector and Technology Name
| Service Territory | Text | Concatenation of the Utility and Climate Zone(s)
| Utility | Text | Applicable Utility (PG&E, SCE, SCG, SDG&E)
| Climate Zone | Text | Climate Zone Identifier for weather-sensitive measures: Marine, Hot-Dry, and Cold
| Primary Utility Type | Text | Applicable Fuel Type (Elec or Gas or Both)
| Technology Description | Text | Description of the Technology
| Base Year Efficiency Level | Text | Efficiency Level (Average Existing, Code, Efficient) at the study's base year (2019)
| Year Technology Becomes Code | Year | Year that a given technology level becomes code
| Year Technology Becomes Below Code | Year | Year that a given technology level becomes below code
| ZEAS Tech Group Flag | Binary | Identifies technology groups affected by Zero Emission Appliance Standards. There are two versions of each affected technology: the first version includes "ZEAS 2030" in the Technology Name and has an effective date of 2030, while the second version has a varied effective date (between 2027 and 2031). The effective dates are enforced using the fields Year Technology Becomes Code and Year Technology Becomes Below Code
| Conv or Emerging | Text | Whether the technology is an Emerging Technology
| End Use Category | Text | The End Use Category describes how or where the technology is used
| Building Type | Text | Applicable building type for the technology
| Sector | Text | Applicable Market Sector (Res, Low Income, Com, Ind, Ag)
| Replacement Type | Text | The replacement type of the technology (Replace on Burnout, Retrofit and New, etc.)
| Fuel Sub Technology? | Binary | Binary; 1 if the technology is a fuel substitution technology (gas to electric)
| Scaling Basis | Text | Scaling factor applied measure inputs to scale savings to the total population
| Unit Basis | Text | The technology's common unit of measure for savings, costs, and densities
| Technology Lifetime | Years | Effective Useful Life of the technology
Energy Use Data | DEER Electric Loadshape Identifier | Text | Loadshape name assigned in the DEER database. The loadshapes are used to allocate energy savings across months, on/off peak periods, and weekday/weekend for each end-use and sector, when applicable
| Electric Energy Consumption | kWh/ year/ unit basis | Electric energy consumption of the technology (kWh)
| Electric Coincident Peak Demand | kW/ unit basis | Electric energy demand of the technology during DEER peak period (kW)
| Gas Consumption | Therms/ year/ unit basis | Gas energy consumption of the technology (therms)
| Savings Source(s) | Text | Source(s) used for technology consumption data
Cost Data | Technology Cost | $/ unit basis | Equipment cost of the technology
| Technology Cost Data Year | Year | Year that the technology cost data source is from
| Labor Cost | $/ unit basis | Labor cost of installing the technology
| Labor Cost Data Year | Year | Year that the labor cost data source is from
| Panel Upgrade Costs | $/ unit basis | Cost of upgrading the electrical panel for electrification technologies that require a panel upgrade
| Refrigerant Avoided Costs | $/ unit basis | Cost associated with refrigerants in heat pump electrification technologies
| Cost Source(s) | Text | Source(s) used for cost data
Market Information | Technology Group | Text | Name of the technology group that the technology is categorized in, with service territory
| Common Technology Group | Text | Name of the technology group that the technology is categorized in
| Total Technology Group Density | Unit Basis/ Scaling Basis | Total density of the technology group, in units per scaling basis
| Technical Suitability | Fraction | Technical applicability of technology, numerical from 0 to 100%
| Technology Initial Saturation | Fraction | The initial saturation of the measure, which is defined as the fraction of the end use stock (total installation opportunities for the technology group) that is represented by the technology within its technology group. The sum of the initial saturation values in a technology group must not sum to more than 100%.
| Density/Saturation Source(s) | Text | Source(s) used for density and saturation data
Inflation Reduction Act Tax Credit Information | Tax Credit | $/ unit basis | The tax credit associated with the efficient technology in the Inflation Reduction Act
| Tax Credit Expiration Year | Year | Expiration year of the tax credit
Other Items | NTG Factor (1-FreeRiders) | Fraction | The net to gross factor is 1 - free ridership, which results in a number between 0% and 100% . If there is no free ridership adjustment, this field has a value of 1.0.
| DEER ID(s) | Text | ID number of technologies in the DEER database

## DATABASE
Technology Information | [20 empty] | Energy Use Data |  |  |  |  | Cost Data | [6 empty] | Market Information | [5 empty] | Inflation Reduction Act Tax Credit Information |  | Other Items
Technology ID | Unique Technology Name | Common Technology Name | Service Territory | Utility | Climate Zone | Primary Utility Type | Technology Description | Base Year Efficiency Level | Year Technology Becomes Code | Year Technology Becomes Below Code | ZEAS Tech Group Flag | Conv or Emerging | End Use Category | Building Type | Sector | Replacement Type | Fuel Sub Technology? | Scaling Basis | Unit Basis | Technology Lifetime | DEER Electric Loadshape Identifier | Electric Energy Consumption | Electric Coincident Peak Demand | Gas Consumption | Savings Source(s) | Technology Cost | Technology Cost Data Year | Labor Cost | Labor Cost Data Year | Panel Upgrade Costs | Refrigerant Avoided Costs | Cost Source(s) | Technology Group | Common Technology Group | Total Technology Group Density | Technical Suitability | Technology Initial Saturation | Density/Saturation Source(s) | Tax Credit | Tax Credit Expiration Year | NTG Factor (1-FreeRiders) | DEER ID(s)
Text | Text | Text | Text | Text | Text | Text | Text | Text | Year | Year | Binary | Text | Text | Text | Text | Text | Binary | Text | Text | Years | Text | kWh/ year/ unit basis | kW/ unit basis | Therms/ year/ unit basis | Text | $/ unit basis | Year | $/ unit basis | Year | $/ unit basis | $/ unit basis | Text | Text | Text | Unit Basis/ Scaling Basis | Fraction | Fraction | Text | $/ unit basis | Year | Fraction | Text
COM-APPPLUG-10.1 | Com ¦ Average Existing Commercial Process Washer ¦ PG&E ¦ All | Com ¦ Average Existing Commercial Process Washer | PG&E ¦ All | PG&E | All | Gas | Average Existing Commercial Process Washer | Average Existing and Code |  |  | 0 | Conventional | AppPlug | Com - College | Com | RET and NEW | 0 | 1000 sqft2 of floor space | Proc-lbs | 10 | DEER:Indoor_CFL_Ltg | 0 | 0 | 0 | eTRM SWAP005-04 | 0 | 2024 | 0 | 2024 | 0 | 0 | eTRM SWAP005-04 | Com Process Laundry ¦ PG&E ¦ All | Com Process Laundry | 0 | 1 | 0 | CBSA 2014, SCG project data | 0 | 2012 | 0.75 | SWAP005-04
COM-APPPLUG-10.2 | Com ¦ Average Existing Commercial Process Washer ¦ PG&E ¦ All | Com ¦ Average Existing Commercial Process Washer | PG&E ¦ All | PG&E | All | Gas | Average Existing Commercial Process Washer | Average Existing and Code |  |  | 0 | Conventional | AppPlug | Com - Grocery | Com | RET and NEW | 0 | 1000 sqft2 of floor space | Proc-lbs | 10 | DEER:Indoor_CFL_Ltg | 0 | 0 | 0 | eTRM SWAP005-04 | 0 | 2024 | 0 | 2024 | 0 | 0 | eTRM SWAP005-04 | Com Process Laundry ¦ PG&E ¦ All | Com Process Laundry | 0 | 1 | 0 | CBSA 2014, SCG project data | 0 | 2012 | 0.75 | SWAP005-04
COM-APPPLUG-10.3 | Com ¦ Average Existing Commercial Process Washer ¦ PG&E ¦ All | Com ¦ Average Existing Commercial Process Washer | PG&E ¦ All | PG&E | All | Gas | Average Existing Commercial Process Washer | Average Existing and Code |  |  | 0 | Conventional | AppPlug | Com - Health | Com | RET and NEW | 0 | 1000 sqft2 of floor space | Proc-lbs | 10 | DEER:Indoor_CFL_Ltg | 0 | 0 | 0 | eTRM SWAP005-04 | 0 | 2024 | 0 | 2024 | 0 | 0 | eTRM SWAP005-04 | Com Process Laundry ¦ PG&E ¦ All | Com Process Laundry | 9.0442 | 1 | 0.99 | CBSA 2014, SCG project data | 0 | 2012 | 0.75 | SWAP005-04
COM-APPPLUG-10.4 | Com ¦ Average Existing Commercial Process Washer ¦ PG&E ¦ All | Com ¦ Average Existing Commercial Process Washer | PG&E ¦ All | PG&E | All | Gas | Average Existing Commercial Process Washer | Average Existing and Code |  |  | 0 | Conventional | AppPlug | Com - Lodging | Com | RET and NEW | 0 | 1000 sqft2 of floor space | Proc-lbs | 10 | DEER:Indoor_CFL_Ltg | 0 | 0 | 0 | eTRM SWAP005-04 | 0 | 2024 | 0 | 2024 | 0 | 0 | eTRM SWAP005-04 | Com Process Laundry ¦ PG&E ¦ All | Com Process Laundry | 9.5995 | 1 | 0.99 | CBSA 2014, SCG project data | 0 | 2012 | 0.75 | SWAP005-04
COM-APPPLUG-10.5 | Com ¦ Average Existing Commercial Process Washer ¦ PG&E ¦ All | Com ¦ Average Existing Commercial Process Washer | PG&E ¦ All | PG&E | All | Gas | Average Existing Commercial Process Washer | Average Existing and Code |  |  | 0 | Conventional | AppPlug | Com - Office (Large) | Com | RET and NEW | 0 | 1000 sqft2 of floor space | Proc-lbs | 10 | DEER:Indoor_CFL_Ltg | 0 | 0 | 0 | eTRM SWAP005-04 | 0 | 2024 | 0 | 2024 | 0 | 0 | eTRM SWAP005-04 | Com Process Laundry ¦ PG&E ¦ All | Com Process Laundry | 0 | 1 | 0 | CBSA 2014, SCG project data | 0 | 2012 | 0.75 | SWAP005-04
COM-APPPLUG-10.6 | Com ¦ Average Existing Commercial Process Washer ¦ PG&E ¦ All | Com ¦ Average Existing Commercial Process Washer | PG&E ¦ All | PG&E | All | Gas | Average Existing Commercial Process Washer | Average Existing and Code |  |  | 0 | Conventional | AppPlug | Com - Office (Small) | Com | RET and NEW | 0 | 1000 sqft2 of floor space | Proc-lbs | 10 | DEER:Indoor_CFL_Ltg | 0 | 0 | 0 | eTRM SWAP005-04 | 0 | 2024 | 0 | 2024 | 0 | 0 | eTRM SWAP005-04 | Com Process Laundry ¦ PG&E ¦ All | Com Process Laundry | 0 | 1 | 0 | CBSA 2014, SCG project data | 0 | 2012 | 0.75 | SWAP005-04
COM-APPPLUG-10.7 | Com ¦ Average Existing Commercial Process Washer ¦ PG&E ¦ All | Com ¦ Average Existing Commercial Process Washer | PG&E ¦ All | PG&E | All | Gas | Average Existing Commercial Process Washer | Average Existing and Code |  |  | 0 | Conventional | AppPlug | Com - Other | Com | RET and NEW | 0 | 1000 sqft2 of floor space | Proc-lbs | 10 | DEER:Indoor_CFL_Ltg | 0 | 0 | 0 | eTRM SWAP005-04 | 0 | 2024 | 0 | 2024 | 0 | 0 | eTRM SWAP005-04 | Com Process Laundry ¦ PG&E ¦ All | Com Process Laundry | 0 | 1 | 0 | CBSA 2014, SCG project data | 0 | 2012 | 0.75 | SWAP005-04
COM-APPPLUG-10.8 | Com ¦ Average Existing Commercial Process Washer ¦ PG&E ¦ All | Com ¦ Average Existing Commercial Process Washer | PG&E ¦ All | PG&E | All | Gas | Average Existing Commercial Process Washer | Average Existing and Code |  |  | 0 | Conventional | AppPlug | Com - Refrig. Warehouse | Com | RET and NEW | 0 | 1000 sqft2 of floor space | Proc-lbs | 10 | DEER:Indoor_CFL_Ltg | 0 | 0 | 0 | eTRM SWAP005-04 | 0 | 2024 | 0 | 2024 | 0 | 0 | eTRM SWAP005-04 | Com Process Laundry ¦ PG&E ¦ All | Com Process Laundry | 0 | 1 | 0 | CBSA 2014, SCG project data | 0 | 2012 | 0.75 | SWAP005-04
COM-APPPLUG-10.9 | Com ¦ Average Existing Commercial Process Washer ¦ PG&E ¦ All | Com ¦ Average Existing Commercial Process Washer | PG&E ¦ All | PG&E | All | Gas | Average Existing Commercial Process Washer | Average Existing and Code |  |  | 0 | Conventional | AppPlug | Com - Restaurant | Com | RET and NEW | 0 | 1000 sqft2 of floor space | Proc-lbs | 10 | DEER:Indoor_CFL_Ltg | 0 | 0 | 0 | eTRM SWAP005-04 | 0 | 2024 | 0 | 2024 | 0 | 0 | eTRM SWAP005-04 | Com Process Laundry ¦ PG&E ¦ All | Com Process Laundry | 0 | 1 | 0 | CBSA 2014, SCG project data | 0 | 2012 | 0.75 | SWAP005-04
COM-APPPLUG-10.10 | Com ¦ Average Existing Commercial Process Washer ¦ PG&E ¦ All | Com ¦ Average Existing Commercial Process Washer | PG&E ¦ All | PG&E | All | Gas | Average Existing Commercial Process Washer | Average Existing and Code |  |  | 0 | Conventional | AppPlug | Com - Retail | Com | RET and NEW | 0 | 1000 sqft2 of floor space | Proc-lbs | 10 | DEER:Indoor_CFL_Ltg | 0 | 0 | 0 | eTRM SWAP005-04 | 0 | 2024 | 0 | 2024 | 0 | 0 | eTRM SWAP005-04 | Com Process Laundry ¦ PG&E ¦ All | Com Process Laundry | 0 | 1 | 0 | CBSA 2014, SCG project data | 0 | 2012 | 0.75 | SWAP005-04
COM-APPPLUG-10.11 | Com ¦ Average Existing Commercial Process Washer ¦ PG&E ¦ All | Com ¦ Average Existing Commercial Process Washer | PG&E ¦ All | PG&E | All | Gas | Average Existing Commercial Process Washer | Average Existing and Code |  |  | 0 | Conventional | AppPlug | Com - School | Com | RET and NEW | 0 | 1000 sqft2 of floor space | Proc-lbs | 10 | DEER:Indoor_CFL_Ltg | 0 | 0 | 0 | eTRM SWAP005-04 | 0 | 2024 | 0 | 2024 | 0 | 0 | eTRM SWAP005-04 | Com Process Laundry ¦ PG&E ¦ All | Com Process Laundry | 0 | 1 | 0 | CBSA 2014, SCG project data | 0 | 2012 | 0.75 | SWAP005-04
COM-APPPLUG-10.12 | Com ¦ Average Existing Commercial Process Washer ¦ PG&E ¦ All | Com ¦ Average Existing Commercial Process Washer | PG&E ¦ All | PG&E | All | Gas | Average Existing Commercial Process Washer | Average Existing and Code |  |  | 0 | Conventional | AppPlug | Com - Warehouse | Com | RET and NEW | 0 | 1000 sqft2 of floor space | Proc-lbs | 10 | DEER:Indoor_CFL_Ltg | 0 | 0 | 0 | eTRM SWAP005-04 | 0 | 2024 | 0 | 2024 | 0 | 0 | eTRM SWAP005-04 | Com Process Laundry ¦ PG&E ¦ All | Com Process Laundry | 0 | 1 | 0 | CBSA 2014, SCG project data | 0 | 2012 | 0.75 | SWAP005-04
COM-APPPLUG-10.13 | Com ¦ Average Existing Commercial Process Washer ¦ SCG ¦ All | Com ¦ Average Existing Commercial Process Washer | SCG ¦ All | SCG | All | Gas | Average Existing Commercial Process Washer | Average Existing and Code |  |  | 0 | Conventional | AppPlug | Com - College | Com | RET and NEW | 0 | 1000 sqft2 of floor space | Proc-lbs | 10 | DEER:Indoor_CFL_Ltg | 0 | 0 | 0 | eTRM SWAP005-04 | 0 | 2024 | 0 | 2024 | 0 | 0 | eTRM SWAP005-04 | Com Process Laundry ¦ SCG ¦ All | Com Process Laundry | 0 | 1 | 0 | CBSA 2014, SCG project data | 0 | 2012 | 0.75 | SWAP005-04
COM-APPPLUG-10.14 | Com ¦ Average Existing Commercial Process Washer ¦ SCG ¦ All | Com ¦ Average Existing Commercial Process Washer | SCG ¦ All | SCG | All | Gas | Average Existing Commercial Process Washer | Average Existing and Code |  |  | 0 | Conventional | AppPlug | Com - Grocery | Com | RET and NEW | 0 | 1000 sqft2 of floor space | Proc-lbs | 10 | DEER:Indoor_CFL_Ltg | 0 | 0 | 0 | eTRM SWAP005-04 | 0 | 2024 | 0 | 2024 | 0 | 0 | eTRM SWAP005-04 | Com Process Laundry ¦ SCG ¦ All | Com Process Laundry | 0 | 1 | 0 | CBSA 2014, SCG project data | 0 | 2012 | 0.75 | SWAP005-04
COM-APPPLUG-10.15 | Com ¦ Average Existing Commercial Process Washer ¦ SCG ¦ All | Com ¦ Average Existing Commercial Process Washer | SCG ¦ All | SCG | All | Gas | Average Existing Commercial Process Washer | Average Existing and Code |  |  | 0 | Conventional | AppPlug | Com - Health | Com | RET and NEW | 0 | 1000 sqft2 of floor space | Proc-lbs | 10 | DEER:Indoor_CFL_Ltg | 0 | 0 | 0 | eTRM SWAP005-04 | 0 | 2024 | 0 | 2024 | 0 | 0 | eTRM SWAP005-04 | Com Process Laundry ¦ SCG ¦ All | Com Process Laundry | 9.0442 | 1 | 0.99 | CBSA 2014, SCG project data | 0 | 2012 | 0.75 | SWAP005-04
COM-APPPLUG-10.16 | Com ¦ Average Existing Commercial Process Washer ¦ SCG ¦ All | Com ¦ Average Existing Commercial Process Washer | SCG ¦ All | SCG | All | Gas | Average Existing Commercial Process Washer | Average Existing and Code |  |  | 0 | Conventional | AppPlug | Com - Lodging | Com | RET and NEW | 0 | 1000 sqft2 of floor space | Proc-lbs | 10 | DEER:Indoor_CFL_Ltg | 0 | 0 | 0 | eTRM SWAP005-04 | 0 | 2024 | 0 | 2024 | 0 | 0 | eTRM SWAP005-04 | Com Process Laundry ¦ SCG ¦ All | Com Process Laundry | 9.5995 | 1 | 0.99 | CBSA 2014, SCG project data | 0 | 2012 | 0.75 | SWAP005-04
COM-APPPLUG-10.17 | Com ¦ Average Existing Commercial Process Washer ¦ SCG ¦ All | Com ¦ Average Existing Commercial Process Washer | SCG ¦ All | SCG | All | Gas | Average Existing Commercial Process Washer | Average Existing and Code |  |  | 0 | Conventional | AppPlug | Com - Office (Large) | Com | RET and NEW | 0 | 1000 sqft2 of floor space | Proc-lbs | 10 | DEER:Indoor_CFL_Ltg | 0 | 0 | 0 | eTRM SWAP005-04 | 0 | 2024 | 0 | 2024 | 0 | 0 | eTRM SWAP005-04 | Com Process Laundry ¦ SCG ¦ All | Com Process Laundry | 0 | 1 | 0 | CBSA 2014, SCG project data | 0 | 2012 | 0.75 | SWAP005-04
COM-APPPLUG-10.18 | Com ¦ Average Existing Commercial Process Washer ¦ SCG ¦ All | Com ¦ Average Existing Commercial Process Washer | SCG ¦ All | SCG | All | Gas | Average Existing Commercial Process Washer | Average Existing and Code |  |  | 0 | Conventional | AppPlug | Com - Office (Small) | Com | RET and NEW | 0 | 1000 sqft2 of floor space | Proc-lbs | 10 | DEER:Indoor_CFL_Ltg | 0 | 0 | 0 | eTRM SWAP005-04 | 0 | 2024 | 0 | 2024 | 0 | 0 | eTRM SWAP005-04 | Com Process Laundry ¦ SCG ¦ All | Com Process Laundry | 0 | 1 | 0 | CBSA 2014, SCG project data | 0 | 2012 | 0.75 | SWAP005-04
COM-APPPLUG-10.19 | Com ¦ Average Existing Commercial Process Washer ¦ SCG ¦ All | Com ¦ Average Existing Commercial Process Washer | SCG ¦ All | SCG | All | Gas | Average Existing Commercial Process Washer | Average Existing and Code |  |  | 0 | Conventional | AppPlug | Com - Other | Com | RET and NEW | 0 | 1000 sqft2 of floor space | Proc-lbs | 10 | DEER:Indoor_CFL_Ltg | 0 | 0 | 0 | eTRM SWAP005-04 | 0 | 2024 | 0 | 2024 | 0 | 0 | eTRM SWAP005-04 | Com Process Laundry ¦ SCG ¦ All | Com Process Laundry | 0 | 1 | 0 | CBSA 2014, SCG project data | 0 | 2012 | 0.75 | SWAP005-04
COM-APPPLUG-10.20 | Com ¦ Average Existing Commercial Process Washer ¦ SCG ¦ All | Com ¦ Average Existing Commercial Process Washer | SCG ¦ All | SCG | All | Gas | Average Existing Commercial Process Washer | Average Existing and Code |  |  | 0 | Conventional | AppPlug | Com - Refrig. Warehouse | Com | RET and NEW | 0 | 1000 sqft2 of floor space | Proc-lbs | 10 | DEER:Indoor_CFL_Ltg | 0 | 0 | 0 | eTRM SWAP005-04 | 0 | 2024 | 0 | 2024 | 0 | 0 | eTRM SWAP005-04 | Com Process Laundry ¦ SCG ¦ All | Com Process Laundry | 0 | 1 | 0 | CBSA 2014, SCG project data | 0 | 2012 | 0.75 | SWAP005-04
COM-APPPLUG-10.21 | Com ¦ Average Existing Commercial Process Washer ¦ SCG ¦ All | Com ¦ Average Existing Commercial Process Washer | SCG ¦ All | SCG | All | Gas | Average Existing Commercial Process Washer | Average Existing and Code |  |  | 0 | Conventional | AppPlug | Com - Restaurant | Com | RET and NEW | 0 | 1000 sqft2 of floor space | Proc-lbs | 10 | DEER:Indoor_CFL_Ltg | 0 | 0 | 0 | eTRM SWAP005-04 | 0 | 2024 | 0 | 2024 | 0 | 0 | eTRM SWAP005-04 | Com Process Laundry ¦ SCG ¦ All | Com Process Laundry | 0 | 1 | 0 | CBSA 2014, SCG project data | 0 | 2012 | 0.75 | SWAP005-04
COM-APPPLUG-10.22 | Com ¦ Average Existing Commercial Process Washer ¦ SCG ¦ All | Com ¦ Average Existing Commercial Process Washer | SCG ¦ All | SCG | All | Gas | Average Existing Commercial Process Washer | Average Existing and Code |  |  | 0 | Conventional | AppPlug | Com - Retail | Com | RET and NEW | 0 | 1000 sqft2 of floor space | Proc-lbs | 10 | DEER:Indoor_CFL_Ltg | 0 | 0 | 0 | eTRM SWAP005-04 | 0 | 2024 | 0 | 2024 | 0 | 0 | eTRM SWAP005-04 | Com Process Laundry ¦ SCG ¦ All | Com Process Laundry | 0 | 1 | 0 | CBSA 2014, SCG project data | 0 | 2012 | 0.75 | SWAP005-04
COM-APPPLUG-10.23 | Com ¦ Average Existing Commercial Process Washer ¦ SCG ¦ All | Com ¦ Average Existing Commercial Process Washer | SCG ¦ All | SCG | All | Gas | Average Existing Commercial Process Washer | Average Existing and Code |  |  | 0 | Conventional | AppPlug | Com - School | Com | RET and NEW | 0 | 1000 sqft2 of floor space | Proc-lbs | 10 | DEER:Indoor_CFL_Ltg | 0 | 0 | 0 | eTRM SWAP005-04 | 0 | 2024 | 0 | 2024 | 0 | 0 | eTRM SWAP005-04 | Com Process Laundry ¦ SCG ¦ All | Com Process Laundry | 0 | 1 | 0 | CBSA 2014, SCG project data | 0 | 2012 | 0.75 | SWAP005-04
COM-APPPLUG-10.24 | Com ¦ Average Existing Commercial Process Washer ¦ SCG ¦ All | Com ¦ Average Existing Commercial Process Washer | SCG ¦ All | SCG | All | Gas | Average Existing Commercial Process Washer | Average Existing and Code |  |  | 0 | Conventional | AppPlug | Com - Warehouse | Com | RET and NEW | 0 | 1000 sqft2 of floor space | Proc-lbs | 10 | DEER:Indoor_CFL_Ltg | 0 | 0 | 0 | eTRM SWAP005-04 | 0 | 2024 | 0 | 2024 | 0 | 0 | eTRM SWAP005-04 | Com Process Laundry ¦ SCG ¦ All | Com Process Laundry | 0 | 1 | 0 | CBSA 2014, SCG project data | 0 | 2012 | 0.75 | SWAP005-04
COM-APPPLUG-10.25 | Com ¦ Average Existing Commercial Process Washer ¦ SDG&E ¦ All | Com ¦ Average Existing Commercial Process Washer | SDG&E ¦ All | SDG&E | All | Gas | Average Existing Commercial Process Washer | Average Existing and Code |  |  | 0 | Conventional | AppPlug | Com - College | Com | RET and NEW | 0 | 1000 sqft2 of floor space | Proc-lbs | 10 | DEER:Indoor_CFL_Ltg | 0 | 0 | 0 | eTRM SWAP005-04 | 0 | 2024 | 0 | 2024 | 0 | 0 | eTRM SWAP005-04 | Com Process Laundry ¦ SDG&E ¦ All | Com Process Laundry | 0 | 1 | 0 | CBSA 2014, SCG project data | 0 | 2012 | 0.75 | SWAP005-04
COM-APPPLUG-10.26 | Com ¦ Average Existing Commercial Process Washer ¦ SDG&E ¦ All | Com ¦ Average Existing Commercial Process Washer | SDG&E ¦ All | SDG&E | All | Gas | Average Existing Commercial Process Washer | Average Existing and Code |  |  | 0 | Conventional | AppPlug | Com - Grocery | Com | RET and NEW | 0 | 1000 sqft2 of floor space | Proc-lbs | 10 | DEER:Indoor_CFL_Ltg | 0 | 0 | 0 | eTRM SWAP005-04 | 0 | 2024 | 0 | 2024 | 0 | 0 | eTRM SWAP005-04 | Com Process Laundry ¦ SDG&E ¦ All | Com Process Laundry | 0 | 1 | 0 | CBSA 2014, SCG project data | 0 | 2012 | 0.75 | SWAP005-04
COM-APPPLUG-10.27 | Com ¦ Average Existing Commercial Process Washer ¦ SDG&E ¦ All | Com ¦ Average Existing Commercial Process Washer | SDG&E ¦ All | SDG&E | All | Gas | Average Existing Commercial Process Washer | Average Existing and Code |  |  | 0 | Conventional | AppPlug | Com - Health | Com | RET and NEW | 0 | 1000 sqft2 of floor space | Proc-lbs | 10 | DEER:Indoor_CFL_Ltg | 0 | 0 | 0 | eTRM SWAP005-04 | 0 | 2024 | 0 | 2024 | 0 | 0 | eTRM SWAP005-04 | Com Process Laundry ¦ SDG&E ¦ All | Com Process Laundry | 9.0442 | 1 | 0.99 | CBSA 2014, SCG project data | 0 | 2012 | 0.75 | SWAP005-04
COM-APPPLUG-10.28 | Com ¦ Average Existing Commercial Process Washer ¦ SDG&E ¦ All | Com ¦ Average Existing Commercial Process Washer | SDG&E ¦ All | SDG&E | All | Gas | Average Existing Commercial Process Washer | Average Existing and Code |  |  | 0 | Conventional | AppPlug | Com - Lodging | Com | RET and NEW | 0 | 1000 sqft2 of floor space | Proc-lbs | 10 | DEER:Indoor_CFL_Ltg | 0 | 0 | 0 | eTRM SWAP005-04 | 0 | 2024 | 0 | 2024 | 0 | 0 | eTRM SWAP005-04 | Com Process Laundry ¦ SDG&E ¦ All | Com Process Laundry | 9.5995 | 1 | 0.99 | CBSA 2014, SCG project data | 0 | 2012 | 0.75 | SWAP005-04
COM-APPPLUG-10.29 | Com ¦ Average Existing Commercial Process Washer ¦ SDG&E ¦ All | Com ¦ Average Existing Commercial Process Washer | SDG&E ¦ All | SDG&E | All | Gas | Average Existing Commercial Process Washer | Average Existing and Code |  |  | 0 | Conventional | AppPlug | Com - Office (Large) | Com | RET and NEW | 0 | 1000 sqft2 of floor space | Proc-lbs | 10 | DEER:Indoor_CFL_Ltg | 0 | 0 | 0 | eTRM SWAP005-04 | 0 | 2024 | 0 | 2024 | 0 | 0 | eTRM SWAP005-04 | Com Process Laundry ¦ SDG&E ¦ All | Com Process Laundry | 0 | 1 | 0 | CBSA 2014, SCG project data | 0 | 2012 | 0.75 | SWAP005-04
COM-APPPLUG-10.30 | Com ¦ Average Existing Commercial Process Washer ¦ SDG&E ¦ All | Com ¦ Average Existing Commercial Process Washer | SDG&E ¦ All | SDG&E | All | Gas | Average Existing Commercial Process Washer | Average Existing and Code |  |  | 0 | Conventional | AppPlug | Com - Office (Small) | Com | RET and NEW | 0 | 1000 sqft2 of floor space | Proc-lbs | 10 | DEER:Indoor_CFL_Ltg | 0 | 0 | 0 | eTRM SWAP005-04 | 0 | 2024 | 0 | 2024 | 0 | 0 | eTRM SWAP005-04 | Com Process Laundry ¦ SDG&E ¦ All | Com Process Laundry | 0 | 1 | 0 | CBSA 2014, SCG project data | 0 | 2012 | 0.75 | SWAP005-04
COM-APPPLUG-10.31 | Com ¦ Average Existing Commercial Process Washer ¦ SDG&E ¦ All | Com ¦ Average Existing Commercial Process Washer | SDG&E ¦ All | SDG&E | All | Gas | Average Existing Commercial Process Washer | Average Existing and Code |  |  | 0 | Conventional | AppPlug | Com - Other | Com | RET and NEW | 0 | 1000 sqft2 of floor space | Proc-lbs | 10 | DEER:Indoor_CFL_Ltg | 0 | 0 | 0 | eTRM SWAP005-04 | 0 | 2024 | 0 | 2024 | 0 | 0 | eTRM SWAP005-04 | Com Process Laundry ¦ SDG&E ¦ All | Com Process Laundry | 0 | 1 | 0 | CBSA 2014, SCG project data | 0 | 2012 | 0.75 | SWAP005-04
COM-APPPLUG-10.32 | Com ¦ Average Existing Commercial Process Washer ¦ SDG&E ¦ All | Com ¦ Average Existing Commercial Process Washer | SDG&E ¦ All | SDG&E | All | Gas | Average Existing Commercial Process Washer | Average Existing and Code |  |  | 0 | Conventional | AppPlug | Com - Refrig. Warehouse | Com | RET and NEW | 0 | 1000 sqft2 of floor space | Proc-lbs | 10 | DEER:Indoor_CFL_Ltg | 0 | 0 | 0 | eTRM SWAP005-04 | 0 | 2024 | 0 | 2024 | 0 | 0 | eTRM SWAP005-04 | Com Process Laundry ¦ SDG&E ¦ All | Com Process Laundry | 0 | 1 | 0 | CBSA 2014, SCG project data | 0 | 2012 | 0.75 | SWAP005-04
COM-APPPLUG-10.33 | Com ¦ Average Existing Commercial Process Washer ¦ SDG&E ¦ All | Com ¦ Average Existing Commercial Process Washer | SDG&E ¦ All | SDG&E | All | Gas | Average Existing Commercial Process Washer | Average Existing and Code |  |  | 0 | Conventional | AppPlug | Com - Restaurant | Com | RET and NEW | 0 | 1000 sqft2 of floor space | Proc-lbs | 10 | DEER:Indoor_CFL_Ltg | 0 | 0 | 0 | eTRM SWAP005-04 | 0 | 2024 | 0 | 2024 | 0 | 0 | eTRM SWAP005-04 | Com Process Laundry ¦ SDG&E ¦ All | Com Process Laundry | 0 | 1 | 0 | CBSA 2014, SCG project data | 0 | 2012 | 0.75 | SWAP005-04
COM-APPPLUG-10.34 | Com ¦ Average Existing Commercial Process Washer ¦ SDG&E ¦ All | Com ¦ Average Existing Commercial Process Washer | SDG&E ¦ All | SDG&E | All | Gas | Average Existing Commercial Process Washer | Average Existing and Code |  |  | 0 | Conventional | AppPlug | Com - Retail | Com | RET and NEW | 0 | 1000 sqft2 of floor space | Proc-lbs | 10 | DEER:Indoor_CFL_Ltg | 0 | 0 | 0 | eTRM SWAP005-04 | 0 | 2024 | 0 | 2024 | 0 | 0 | eTRM SWAP005-04 | Com Process Laundry ¦ SDG&E ¦ All | Com Process Laundry | 0 | 1 | 0 | CBSA 2014, SCG project data | 0 | 2012 | 0.75 | SWAP005-04
COM-APPPLUG-10.35 | Com ¦ Average Existing Commercial Process Washer ¦ SDG&E ¦ All | Com ¦ Average Existing Commercial Process Washer | SDG&E ¦ All | SDG&E | All | Gas | Average Existing Commercial Process Washer | Average Existing and Code |  |  | 0 | Conventional | AppPlug | Com - School | Com | RET and NEW | 0 | 1000 sqft2 of floor space | Proc-lbs | 10 | DEER:Indoor_CFL_Ltg | 0 | 0 | 0 | eTRM SWAP005-04 | 0 | 2024 | 0 | 2024 | 0 | 0 | eTRM SWAP005-04 | Com Process Laundry ¦ SDG&E ¦ All | Com Process Laundry | 0 | 1 | 0 | CBSA 2014, SCG project data | 0 | 2012 | 0.75 | SWAP005-04
COM-APPPLUG-10.36 | Com ¦ Average Existing Commercial Process Washer ¦ SDG&E ¦ All | Com ¦ Average Existing Commercial Process Washer | SDG&E ¦ All | SDG&E | All | Gas | Average Existing Commercial Process Washer | Average Existing and Code |  |  | 0 | Conventional | AppPlug | Com - Warehouse | Com | RET and NEW | 0 | 1000 sqft2 of floor space | Proc-lbs | 10 | DEER:Indoor_CFL_Ltg | 0 | 0 | 0 | eTRM SWAP005-04 | 0 | 2024 | 0 | 2024 | 0 | 0 | eTRM SWAP005-04 | Com Process Laundry ¦ SDG&E ¦ All | Com Process Laundry | 0 | 1 | 0 | CBSA 2014, SCG project data | 0 | 2012 | 0.75 | SWAP005-04
COM-APPPLUG-11.1 | Com ¦ Ozone Laundry System Retrofit ¦ PG&E ¦ All | Com ¦ Ozone Laundry System Retrofit | PG&E ¦ All | PG&E | All | Gas | Ozone Laundry System Retrofit | Efficient |  |  | 0 | Conventional | AppPlug | Com - College | Com | RET and NEW | 0 | 1000 sqft2 of floor space | Proc-lbs | 10 | DEER:Indoor_CFL_Ltg | 0 | 0 | -38.9 | eTRM SWAP005-04 | 51.88 | 2024 | 2.8 | 2024 | 0 | 0 | eTRM SWAP005-04 | Com Process Laundry ¦ PG&E ¦ All | Com Process Laundry | 0 | 0.5 | 0 | CBSA 2014, SCG project data | 128.3176 | 2012 | 0.75 | SWAP005-04
COM-APPPLUG-11.2 | Com ¦ Ozone Laundry System Retrofit ¦ PG&E ¦ All | Com ¦ Ozone Laundry System Retrofit | PG&E ¦ All | PG&E | All | Gas | Ozone Laundry System Retrofit | Efficient |  |  | 0 | Conventional | AppPlug | Com - Grocery | Com | RET and NEW | 0 | 1000 sqft2 of floor space | Proc-lbs | 10 | DEER:Indoor_CFL_Ltg | 0 | 0 | -38.9 | eTRM SWAP005-04 | 51.88 | 2024 | 2.8 | 2024 | 0 | 0 | eTRM SWAP005-04 | Com Process Laundry ¦ PG&E ¦ All | Com Process Laundry | 0 | 0.5 | 0 | CBSA 2014, SCG project data | 91.3446 | 2012 | 0.75 | SWAP005-04
COM-APPPLUG-11.3 | Com ¦ Ozone Laundry System Retrofit ¦ PG&E ¦ All | Com ¦ Ozone Laundry System Retrofit | PG&E ¦ All | PG&E | All | Gas | Ozone Laundry System Retrofit | Efficient |  |  | 0 | Conventional | AppPlug | Com - Health | Com | RET and NEW | 0 | 1000 sqft2 of floor space | Proc-lbs | 10 | DEER:Indoor_CFL_Ltg | 0 | 0 | -38.9 | eTRM SWAP005-04 | 51.88 | 2024 | 2.8 | 2024 | 0 | 0 | eTRM SWAP005-04 | Com Process Laundry ¦ PG&E ¦ All | Com Process Laundry | 9.0442 | 0.5 | 0.01 | CBSA 2014, SCG project data | 109.8762 | 2012 | 0.75 | SWAP005-04
COM-APPPLUG-11.4 | Com ¦ Ozone Laundry System Retrofit ¦ PG&E ¦ All | Com ¦ Ozone Laundry System Retrofit | PG&E ¦ All | PG&E | All | Gas | Ozone Laundry System Retrofit | Efficient |  |  | 0 | Conventional | AppPlug | Com - Lodging | Com | RET and NEW | 0 | 1000 sqft2 of floor space | Proc-lbs | 10 | DEER:Indoor_CFL_Ltg | 0 | 0 | -38.9 | eTRM SWAP005-04 | 51.88 | 2024 | 2.8 | 2024 | 0 | 0 | eTRM SWAP005-04 | Com Process Laundry ¦ PG&E ¦ All | Com Process Laundry | 9.5995 | 0.5 | 0.01 | CBSA 2014, SCG project data | 384.2679 | 2012 | 0.75 | SWAP005-04
COM-APPPLUG-11.5 | Com ¦ Ozone Laundry System Retrofit ¦ PG&E ¦ All | Com ¦ Ozone Laundry System Retrofit | PG&E ¦ All | PG&E | All | Gas | Ozone Laundry System Retrofit | Efficient |  |  | 0 | Conventional | AppPlug | Com - Office (Large) | Com | RET and NEW | 0 | 1000 sqft2 of floor space | Proc-lbs | 10 | DEER:Indoor_CFL_Ltg | 0 | 0 | -38.9 | eTRM SWAP005-04 | 51.88 | 2024 | 2.8 | 2024 | 0 | 0 | eTRM SWAP005-04 | Com Process Laundry ¦ PG&E ¦ All | Com Process Laundry | 0 | 0.5 | 0 | CBSA 2014, SCG project data | 174.688 | 2012 | 0.75 | SWAP005-04
COM-APPPLUG-11.6 | Com ¦ Ozone Laundry System Retrofit ¦ PG&E ¦ All | Com ¦ Ozone Laundry System Retrofit | PG&E ¦ All | PG&E | All | Gas | Ozone Laundry System Retrofit | Efficient |  |  | 0 | Conventional | AppPlug | Com - Office (Small) | Com | RET and NEW | 0 | 1000 sqft2 of floor space | Proc-lbs | 10 | DEER:Indoor_CFL_Ltg | 0 | 0 | -38.9 | eTRM SWAP005-04 | 51.88 | 2024 | 2.8 | 2024 | 0 | 0 | eTRM SWAP005-04 | Com Process Laundry ¦ PG&E ¦ All | Com Process Laundry | 0 | 0.5 | 0 | CBSA 2014, SCG project data | 77.0094 | 2012 | 0.75 | SWAP005-04
COM-APPPLUG-11.7 | Com ¦ Ozone Laundry System Retrofit ¦ PG&E ¦ All | Com ¦ Ozone Laundry System Retrofit | PG&E ¦ All | PG&E | All | Gas | Ozone Laundry System Retrofit | Efficient |  |  | 0 | Conventional | AppPlug | Com - Other | Com | RET and NEW | 0 | 1000 sqft2 of floor space | Proc-lbs | 10 | DEER:Indoor_CFL_Ltg | 0 | 0 | -38.9 | eTRM SWAP005-04 | 51.88 | 2024 | 2.8 | 2024 | 0 | 0 | eTRM SWAP005-04 | Com Process Laundry ¦ PG&E ¦ All | Com Process Laundry | 0 | 0.5 | 0 | CBSA 2014, SCG project data | 176.2173 | 2012 | 0.75 | SWAP005-04
COM-APPPLUG-11.8 | Com ¦ Ozone Laundry System Retrofit ¦ PG&E ¦ All | Com ¦ Ozone Laundry System Retrofit | PG&E ¦ All | PG&E | All | Gas | Ozone Laundry System Retrofit | Efficient |  |  | 0 | Conventional | AppPlug | Com - Refrig. Warehouse | Com | RET and NEW | 0 | 1000 sqft2 of floor space | Proc-lbs | 10 | DEER:Indoor_CFL_Ltg | 0 | 0 | -38.9 | eTRM SWAP005-04 | 51.88 | 2024 | 2.8 | 2024 | 0 | 0 | eTRM SWAP005-04 | Com Process Laundry ¦ PG&E ¦ All | Com Process Laundry | 0 | 0.5 | 0 | CBSA 2014, SCG project data | 29.2058 | 2012 | 0.75 | SWAP005-04
COM-APPPLUG-11.9 | Com ¦ Ozone Laundry System Retrofit ¦ PG&E ¦ All | Com ¦ Ozone Laundry System Retrofit | PG&E ¦ All | PG&E | All | Gas | Ozone Laundry System Retrofit | Efficient |  |  | 0 | Conventional | AppPlug | Com - Restaurant | Com | RET and NEW | 0 | 1000 sqft2 of floor space | Proc-lbs | 10 | DEER:Indoor_CFL_Ltg | 0 | 0 | -38.9 | eTRM SWAP005-04 | 51.88 | 2024 | 2.8 | 2024 | 0 | 0 | eTRM SWAP005-04 | Com Process Laundry ¦ PG&E ¦ All | Com Process Laundry | 0 | 0.5 | 0 | CBSA 2014, SCG project data | 29.2231 | 2012 | 0.75 | SWAP005-04
COM-APPPLUG-11.10 | Com ¦ Ozone Laundry System Retrofit ¦ PG&E ¦ All | Com ¦ Ozone Laundry System Retrofit | PG&E ¦ All | PG&E | All | Gas | Ozone Laundry System Retrofit | Efficient |  |  | 0 | Conventional | AppPlug | Com - Retail | Com | RET and NEW | 0 | 1000 sqft2 of floor space | Proc-lbs | 10 | DEER:Indoor_CFL_Ltg | 0 | 0 | -38.9 | eTRM SWAP005-04 | 51.88 | 2024 | 2.8 | 2024 | 0 | 0 | eTRM SWAP005-04 | Com Process Laundry ¦ PG&E ¦ All | Com Process Laundry | 0 | 0.5 | 0 | CBSA 2014, SCG project data | 192.2095 | 2012 | 0.75 | SWAP005-04
COM-APPPLUG-11.11 | Com ¦ Ozone Laundry System Retrofit ¦ PG&E ¦ All | Com ¦ Ozone Laundry System Retrofit | PG&E ¦ All | PG&E | All | Gas | Ozone Laundry System Retrofit | Efficient |  |  | 0 | Conventional | AppPlug | Com - School | Com | RET and NEW | 0 | 1000 sqft2 of floor space | Proc-lbs | 10 | DEER:Indoor_CFL_Ltg | 0 | 0 | -38.9 | eTRM SWAP005-04 | 51.88 | 2024 | 2.8 | 2024 | 0 | 0 | eTRM SWAP005-04 | Com Process Laundry ¦ PG&E ¦ All | Com Process Laundry | 0 | 0.5 | 0 | CBSA 2014, SCG project data | 88.8764 | 2012 | 0.75 | SWAP005-04
COM-APPPLUG-11.12 | Com ¦ Ozone Laundry System Retrofit ¦ PG&E ¦ All | Com ¦ Ozone Laundry System Retrofit | PG&E ¦ All | PG&E | All | Gas | Ozone Laundry System Retrofit | Efficient |  |  | 0 | Conventional | AppPlug | Com - Warehouse | Com | RET and NEW | 0 | 1000 sqft2 of floor space | Proc-lbs | 10 | DEER:Indoor_CFL_Ltg | 0 | 0 | -38.9 | eTRM SWAP005-04 | 51.88 | 2024 | 2.8 | 2024 | 0 | 0 | eTRM SWAP005-04 | Com Process Laundry ¦ PG&E ¦ All | Com Process Laundry | 0 | 0.5 | 0 | CBSA 2014, SCG project data | 163.9819 | 2012 | 0.75 | SWAP005-04
COM-APPPLUG-11.13 | Com ¦ Ozone Laundry System Retrofit ¦ SCG ¦ All | Com ¦ Ozone Laundry System Retrofit | SCG ¦ All | SCG | All | Gas | Ozone Laundry System Retrofit | Efficient |  |  | 0 | Conventional | AppPlug | Com - College | Com | RET and NEW | 0 | 1000 sqft2 of floor space | Proc-lbs | 10 | DEER:Indoor_CFL_Ltg | 0 | 0 | -35.1 | eTRM SWAP005-04 | 51.88 | 2024 | 2.8 | 2024 | 0 | 0 | eTRM SWAP005-04 | Com Process Laundry ¦ SCG ¦ All | Com Process Laundry | 0 | 0.5 | 0 | CBSA 2014, SCG project data | 115.7827 | 2012 | 0.75 | SWAP005-04
COM-APPPLUG-11.14 | Com ¦ Ozone Laundry System Retrofit ¦ SCG ¦ All | Com ¦ Ozone Laundry System Retrofit | SCG ¦ All | SCG | All | Gas | Ozone Laundry System Retrofit | Efficient |  |  | 0 | Conventional | AppPlug | Com - Grocery | Com | RET and NEW | 0 | 1000 sqft2 of floor space | Proc-lbs | 10 | DEER:Indoor_CFL_Ltg | 0 | 0 | -35.1 | eTRM SWAP005-04 | 51.88 | 2024 | 2.8 | 2024 | 0 | 0 | eTRM SWAP005-04 | Com Process Laundry ¦ SCG ¦ All | Com Process Laundry | 0 | 0.5 | 0 | CBSA 2014, SCG project data | 82.4215 | 2012 | 0.75 | SWAP005-04
COM-APPPLUG-11.15 | Com ¦ Ozone Laundry System Retrofit ¦ SCG ¦ All | Com ¦ Ozone Laundry System Retrofit | SCG ¦ All | SCG | All | Gas | Ozone Laundry System Retrofit | Efficient |  |  | 0 | Conventional | AppPlug | Com - Health | Com | RET and NEW | 0 | 1000 sqft2 of floor space | Proc-lbs | 10 | DEER:Indoor_CFL_Ltg | 0 | 0 | -35.1 | eTRM SWAP005-04 | 51.88 | 2024 | 2.8 | 2024 | 0 | 0 | eTRM SWAP005-04 | Com Process Laundry ¦ SCG ¦ All | Com Process Laundry | 9.0442 | 0.5 | 0.01 | CBSA 2014, SCG project data | 99.1428 | 2012 | 0.75 | SWAP005-04
COM-APPPLUG-11.16 | Com ¦ Ozone Laundry System Retrofit ¦ SCG ¦ All | Com ¦ Ozone Laundry System Retrofit | SCG ¦ All | SCG | All | Gas | Ozone Laundry System Retrofit | Efficient |  |  | 0 | Conventional | AppPlug | Com - Lodging | Com | RET and NEW | 0 | 1000 sqft2 of floor space | Proc-lbs | 10 | DEER:Indoor_CFL_Ltg | 0 | 0 | -35.1 | eTRM SWAP005-04 | 51.88 | 2024 | 2.8 | 2024 | 0 | 0 | eTRM SWAP005-04 | Com Process Laundry ¦ SCG ¦ All | Com Process Laundry | 9.5995 | 0.5 | 0.01 | CBSA 2014, SCG project data | 346.7301 | 2012 | 0.75 | SWAP005-04
COM-APPPLUG-11.17 | Com ¦ Ozone Laundry System Retrofit ¦ SCG ¦ All | Com ¦ Ozone Laundry System Retrofit | SCG ¦ All | SCG | All | Gas | Ozone Laundry System Retrofit | Efficient |  |  | 0 | Conventional | AppPlug | Com - Office (Large) | Com | RET and NEW | 0 | 1000 sqft2 of floor space | Proc-lbs | 10 | DEER:Indoor_CFL_Ltg | 0 | 0 | -35.1 | eTRM SWAP005-04 | 51.88 | 2024 | 2.8 | 2024 | 0 | 0 | eTRM SWAP005-04 | Com Process Laundry ¦ SCG ¦ All | Com Process Laundry | 0 | 0.5 | 0 | CBSA 2014, SCG project data | 157.6234 | 2012 | 0.75 | SWAP005-04
COM-APPPLUG-11.18 | Com ¦ Ozone Laundry System Retrofit ¦ SCG ¦ All | Com ¦ Ozone Laundry System Retrofit | SCG ¦ All | SCG | All | Gas | Ozone Laundry System Retrofit | Efficient |  |  | 0 | Conventional | AppPlug | Com - Office (Small) | Com | RET and NEW | 0 | 1000 sqft2 of floor space | Proc-lbs | 10 | DEER:Indoor_CFL_Ltg | 0 | 0 | -35.1 | eTRM SWAP005-04 | 51.88 | 2024 | 2.8 | 2024 | 0 | 0 | eTRM SWAP005-04 | Com Process Laundry ¦ SCG ¦ All | Com Process Laundry | 0 | 0.5 | 0 | CBSA 2014, SCG project data | 69.4866 | 2012 | 0.75 | SWAP005-04
COM-APPPLUG-11.19 | Com ¦ Ozone Laundry System Retrofit ¦ SCG ¦ All | Com ¦ Ozone Laundry System Retrofit | SCG ¦ All | SCG | All | Gas | Ozone Laundry System Retrofit | Efficient |  |  | 0 | Conventional | AppPlug | Com - Other | Com | RET and NEW | 0 | 1000 sqft2 of floor space | Proc-lbs | 10 | DEER:Indoor_CFL_Ltg | 0 | 0 | -35.1 | eTRM SWAP005-04 | 51.88 | 2024 | 2.8 | 2024 | 0 | 0 | eTRM SWAP005-04 | Com Process Laundry ¦ SCG ¦ All | Com Process Laundry | 0 | 0.5 | 0 | CBSA 2014, SCG project data | 159.0032 | 2012 | 0.75 | SWAP005-04
COM-APPPLUG-11.20 | Com ¦ Ozone Laundry System Retrofit ¦ SCG ¦ All | Com ¦ Ozone Laundry System Retrofit | SCG ¦ All | SCG | All | Gas | Ozone Laundry System Retrofit | Efficient |  |  | 0 | Conventional | AppPlug | Com - Refrig. Warehouse | Com | RET and NEW | 0 | 1000 sqft2 of floor space | Proc-lbs | 10 | DEER:Indoor_CFL_Ltg | 0 | 0 | -35.1 | eTRM SWAP005-04 | 51.88 | 2024 | 2.8 | 2024 | 0 | 0 | eTRM SWAP005-04 | Com Process Laundry ¦ SCG ¦ All | Com Process Laundry | 0 | 0.5 | 0 | CBSA 2014, SCG project data | 26.3528 | 2012 | 0.75 | SWAP005-04
COM-APPPLUG-11.21 | Com ¦ Ozone Laundry System Retrofit ¦ SCG ¦ All | Com ¦ Ozone Laundry System Retrofit | SCG ¦ All | SCG | All | Gas | Ozone Laundry System Retrofit | Efficient |  |  | 0 | Conventional | AppPlug | Com - Restaurant | Com | RET and NEW | 0 | 1000 sqft2 of floor space | Proc-lbs | 10 | DEER:Indoor_CFL_Ltg | 0 | 0 | -35.1 | eTRM SWAP005-04 | 51.88 | 2024 | 2.8 | 2024 | 0 | 0 | eTRM SWAP005-04 | Com Process Laundry ¦ SCG ¦ All | Com Process Laundry | 0 | 0.5 | 0 | CBSA 2014, SCG project data | 26.3684 | 2012 | 0.75 | SWAP005-04
COM-APPPLUG-11.22 | Com ¦ Ozone Laundry System Retrofit ¦ SCG ¦ All | Com ¦ Ozone Laundry System Retrofit | SCG ¦ All | SCG | All | Gas | Ozone Laundry System Retrofit | Efficient |  |  | 0 | Conventional | AppPlug | Com - Retail | Com | RET and NEW | 0 | 1000 sqft2 of floor space | Proc-lbs | 10 | DEER:Indoor_CFL_Ltg | 0 | 0 | -35.1 | eTRM SWAP005-04 | 51.88 | 2024 | 2.8 | 2024 | 0 | 0 | eTRM SWAP005-04 | Com Process Laundry ¦ SCG ¦ All | Com Process Laundry | 0 | 0.5 | 0 | CBSA 2014, SCG project data | 173.4332 | 2012 | 0.75 | SWAP005-04
COM-APPPLUG-11.23 | Com ¦ Ozone Laundry System Retrofit ¦ SCG ¦ All | Com ¦ Ozone Laundry System Retrofit | SCG ¦ All | SCG | All | Gas | Ozone Laundry System Retrofit | Efficient |  |  | 0 | Conventional | AppPlug | Com - School | Com | RET and NEW | 0 | 1000 sqft2 of floor space | Proc-lbs | 10 | DEER:Indoor_CFL_Ltg | 0 | 0 | -35.1 | eTRM SWAP005-04 | 51.88 | 2024 | 2.8 | 2024 | 0 | 0 | eTRM SWAP005-04 | Com Process Laundry ¦ SCG ¦ All | Com Process Laundry | 0 | 0.5 | 0 | CBSA 2014, SCG project data | 80.1944 | 2012 | 0.75 | SWAP005-04
COM-APPPLUG-11.24 | Com ¦ Ozone Laundry System Retrofit ¦ SCG ¦ All | Com ¦ Ozone Laundry System Retrofit | SCG ¦ All | SCG | All | Gas | Ozone Laundry System Retrofit | Efficient |  |  | 0 | Conventional | AppPlug | Com - Warehouse | Com | RET and NEW | 0 | 1000 sqft2 of floor space | Proc-lbs | 10 | DEER:Indoor_CFL_Ltg | 0 | 0 | -35.1 | eTRM SWAP005-04 | 51.88 | 2024 | 2.8 | 2024 | 0 | 0 | eTRM SWAP005-04 | Com Process Laundry ¦ SCG ¦ All | Com Process Laundry | 0 | 0.5 | 0 | CBSA 2014, SCG project data | 147.9631 | 2012 | 0.75 | SWAP005-04
COM-APPPLUG-11.25 | Com ¦ Ozone Laundry System Retrofit ¦ SDG&E ¦ All | Com ¦ Ozone Laundry System Retrofit | SDG&E ¦ All | SDG&E | All | Gas | Ozone Laundry System Retrofit | Efficient |  |  | 0 | Conventional | AppPlug | Com - College | Com | RET and NEW | 0 | 1000 sqft2 of floor space | Proc-lbs | 10 | DEER:Indoor_CFL_Ltg | 0 | 0 | -35.7 | eTRM SWAP005-04 | 51.88 | 2024 | 2.8 | 2024 | 0 | 0 | eTRM SWAP005-04 | Com Process Laundry ¦ SDG&E ¦ All | Com Process Laundry | 0 | 0.5 | 0 | CBSA 2014, SCG project data | 117.7619 | 2012 | 0.75 | SWAP005-04
COM-APPPLUG-11.26 | Com ¦ Ozone Laundry System Retrofit ¦ SDG&E ¦ All | Com ¦ Ozone Laundry System Retrofit | SDG&E ¦ All | SDG&E | All | Gas | Ozone Laundry System Retrofit | Efficient |  |  | 0 | Conventional | AppPlug | Com - Grocery | Com | RET and NEW | 0 | 1000 sqft2 of floor space | Proc-lbs | 10 | DEER:Indoor_CFL_Ltg | 0 | 0 | -35.7 | eTRM SWAP005-04 | 51.88 | 2024 | 2.8 | 2024 | 0 | 0 | eTRM SWAP005-04 | Com Process Laundry ¦ SDG&E ¦ All | Com Process Laundry | 0 | 0.5 | 0 | CBSA 2014, SCG project data | 83.8304 | 2012 | 0.75 | SWAP005-04
COM-APPPLUG-11.27 | Com ¦ Ozone Laundry System Retrofit ¦ SDG&E ¦ All | Com ¦ Ozone Laundry System Retrofit | SDG&E ¦ All | SDG&E | All | Gas | Ozone Laundry System Retrofit | Efficient |  |  | 0 | Conventional | AppPlug | Com - Health | Com | RET and NEW | 0 | 1000 sqft2 of floor space | Proc-lbs | 10 | DEER:Indoor_CFL_Ltg | 0 | 0 | -35.7 | eTRM SWAP005-04 | 51.88 | 2024 | 2.8 | 2024 | 0 | 0 | eTRM SWAP005-04 | Com Process Laundry ¦ SDG&E ¦ All | Com Process Laundry | 9.0442 | 0.5 | 0.01 | CBSA 2014, SCG project data | 100.8375 | 2012 | 0.75 | SWAP005-04
COM-APPPLUG-11.28 | Com ¦ Ozone Laundry System Retrofit ¦ SDG&E ¦ All | Com ¦ Ozone Laundry System Retrofit | SDG&E ¦ All | SDG&E | All | Gas | Ozone Laundry System Retrofit | Efficient |  |  | 0 | Conventional | AppPlug | Com - Lodging | Com | RET and NEW | 0 | 1000 sqft2 of floor space | Proc-lbs | 10 | DEER:Indoor_CFL_Ltg | 0 | 0 | -35.7 | eTRM SWAP005-04 | 51.88 | 2024 | 2.8 | 2024 | 0 | 0 | eTRM SWAP005-04 | Com Process Laundry ¦ SDG&E ¦ All | Com Process Laundry | 9.5995 | 0.5 | 0.01 | CBSA 2014, SCG project data | 352.6571 | 2012 | 0.75 | SWAP005-04
COM-APPPLUG-11.29 | Com ¦ Ozone Laundry System Retrofit ¦ SDG&E ¦ All | Com ¦ Ozone Laundry System Retrofit | SDG&E ¦ All | SDG&E | All | Gas | Ozone Laundry System Retrofit | Efficient |  |  | 0 | Conventional | AppPlug | Com - Office (Large) | Com | RET and NEW | 0 | 1000 sqft2 of floor space | Proc-lbs | 10 | DEER:Indoor_CFL_Ltg | 0 | 0 | -35.7 | eTRM SWAP005-04 | 51.88 | 2024 | 2.8 | 2024 | 0 | 0 | eTRM SWAP005-04 | Com Process Laundry ¦ SDG&E ¦ All | Com Process Laundry | 0 | 0.5 | 0 | CBSA 2014, SCG project data | 160.3178 | 2012 | 0.75 | SWAP005-04
COM-APPPLUG-11.30 | Com ¦ Ozone Laundry System Retrofit ¦ SDG&E ¦ All | Com ¦ Ozone Laundry System Retrofit | SDG&E ¦ All | SDG&E | All | Gas | Ozone Laundry System Retrofit | Efficient |  |  | 0 | Conventional | AppPlug | Com - Office (Small) | Com | RET and NEW | 0 | 1000 sqft2 of floor space | Proc-lbs | 10 | DEER:Indoor_CFL_Ltg | 0 | 0 | -35.7 | eTRM SWAP005-04 | 51.88 | 2024 | 2.8 | 2024 | 0 | 0 | eTRM SWAP005-04 | Com Process Laundry ¦ SDG&E ¦ All | Com Process Laundry | 0 | 0.5 | 0 | CBSA 2014, SCG project data | 70.6744 | 2012 | 0.75 | SWAP005-04
COM-APPPLUG-11.31 | Com ¦ Ozone Laundry System Retrofit ¦ SDG&E ¦ All | Com ¦ Ozone Laundry System Retrofit | SDG&E ¦ All | SDG&E | All | Gas | Ozone Laundry System Retrofit | Efficient |  |  | 0 | Conventional | AppPlug | Com - Other | Com | RET and NEW | 0 | 1000 sqft2 of floor space | Proc-lbs | 10 | DEER:Indoor_CFL_Ltg | 0 | 0 | -35.7 | eTRM SWAP005-04 | 51.88 | 2024 | 2.8 | 2024 | 0 | 0 | eTRM SWAP005-04 | Com Process Laundry ¦ SDG&E ¦ All | Com Process Laundry | 0 | 0.5 | 0 | CBSA 2014, SCG project data | 161.7212 | 2012 | 0.75 | SWAP005-04
COM-APPPLUG-11.32 | Com ¦ Ozone Laundry System Retrofit ¦ SDG&E ¦ All | Com ¦ Ozone Laundry System Retrofit | SDG&E ¦ All | SDG&E | All | Gas | Ozone Laundry System Retrofit | Efficient |  |  | 0 | Conventional | AppPlug | Com - Refrig. Warehouse | Com | RET and NEW | 0 | 1000 sqft2 of floor space | Proc-lbs | 10 | DEER:Indoor_CFL_Ltg | 0 | 0 | -35.7 | eTRM SWAP005-04 | 51.88 | 2024 | 2.8 | 2024 | 0 | 0 | eTRM SWAP005-04 | Com Process Laundry ¦ SDG&E ¦ All | Com Process Laundry | 0 | 0.5 | 0 | CBSA 2014, SCG project data | 26.8032 | 2012 | 0.75 | SWAP005-04
COM-APPPLUG-11.33 | Com ¦ Ozone Laundry System Retrofit ¦ SDG&E ¦ All | Com ¦ Ozone Laundry System Retrofit | SDG&E ¦ All | SDG&E | All | Gas | Ozone Laundry System Retrofit | Efficient |  |  | 0 | Conventional | AppPlug | Com - Restaurant | Com | RET and NEW | 0 | 1000 sqft2 of floor space | Proc-lbs | 10 | DEER:Indoor_CFL_Ltg | 0 | 0 | -35.7 | eTRM SWAP005-04 | 51.88 | 2024 | 2.8 | 2024 | 0 | 0 | eTRM SWAP005-04 | Com Process Laundry ¦ SDG&E ¦ All | Com Process Laundry | 0 | 0.5 | 0 | CBSA 2014, SCG project data | 26.8192 | 2012 | 0.75 | SWAP005-04
COM-APPPLUG-11.34 | Com ¦ Ozone Laundry System Retrofit ¦ SDG&E ¦ All | Com ¦ Ozone Laundry System Retrofit | SDG&E ¦ All | SDG&E | All | Gas | Ozone Laundry System Retrofit | Efficient |  |  | 0 | Conventional | AppPlug | Com - Retail | Com | RET and NEW | 0 | 1000 sqft2 of floor space | Proc-lbs | 10 | DEER:Indoor_CFL_Ltg | 0 | 0 | -35.7 | eTRM SWAP005-04 | 51.88 | 2024 | 2.8 | 2024 | 0 | 0 | eTRM SWAP005-04 | Com Process Laundry ¦ SDG&E ¦ All | Com Process Laundry | 0 | 0.5 | 0 | CBSA 2014, SCG project data | 176.3979 | 2012 | 0.75 | SWAP005-04
COM-APPPLUG-11.35 | Com ¦ Ozone Laundry System Retrofit ¦ SDG&E ¦ All | Com ¦ Ozone Laundry System Retrofit | SDG&E ¦ All | SDG&E | All | Gas | Ozone Laundry System Retrofit | Efficient |  |  | 0 | Conventional | AppPlug | Com - School | Com | RET and NEW | 0 | 1000 sqft2 of floor space | Proc-lbs | 10 | DEER:Indoor_CFL_Ltg | 0 | 0 | -35.7 | eTRM SWAP005-04 | 51.88 | 2024 | 2.8 | 2024 | 0 | 0 | eTRM SWAP005-04 | Com Process Laundry ¦ SDG&E ¦ All | Com Process Laundry | 0 | 0.5 | 0 | CBSA 2014, SCG project data | 81.5653 | 2012 | 0.75 | SWAP005-04
COM-APPPLUG-11.36 | Com ¦ Ozone Laundry System Retrofit ¦ SDG&E ¦ All | Com ¦ Ozone Laundry System Retrofit | SDG&E ¦ All | SDG&E | All | Gas | Ozone Laundry System Retrofit | Efficient |  |  | 0 | Conventional | AppPlug | Com - Warehouse | Com | RET and NEW | 0 | 1000 sqft2 of floor space | Proc-lbs | 10 | DEER:Indoor_CFL_Ltg | 0 | 0 | -35.7 | eTRM SWAP005-04 | 51.88 | 2024 | 2.8 | 2024 | 0 | 0 | eTRM SWAP005-04 | Com Process Laundry ¦ SDG&E ¦ All | Com Process Laundry | 0 | 0.5 | 0 | CBSA 2014, SCG project data | 150.4924 | 2012 | 0.75 | SWAP005-04
COM-APPPLUG-15.1 | Com ¦ Com Non-Modulating Dryer Valve ¦ PG&E ¦ All | Com ¦ Com Non-Modulating Dryer Valve | PG&E ¦ All | PG&E | All | Gas | Non Modulating Dryer Valve | Average Existing |  |  | 0 | Conventional | AppPlug | Com - College | Com | RET Only | 0 | 1000 sqft2 of floor space | dryer valve | 10 | DEER:Indoor_CFL_Ltg | 0 | 0 | 1030 | eTRM SWAP012-03-3 | 0 | 2021 | 0 | 2021 | 0 | 0 | SWAP012-03 | Com Gas Dryer Modulating Valve ¦ PG&E ¦ All | Com Gas Dryer Modulating Valve | 0.0084771 | 1 | 0.986 | SME Input | -3397.6116 | 2012 | 0.85 | SWAP012-03-3
COM-APPPLUG-15.2 | Com ¦ Com Non-Modulating Dryer Valve ¦ PG&E ¦ All | Com ¦ Com Non-Modulating Dryer Valve | PG&E ¦ All | PG&E | All | Gas | Non Modulating Dryer Valve | Average Existing |  |  | 0 | Conventional | AppPlug | Com - Grocery | Com | RET Only | 0 | 1000 sqft2 of floor space | dryer valve | 10 | DEER:Indoor_CFL_Ltg | 0 | 0 | 0 | eTRM SWAP012-03-3 | 0 | 2021 | 0 | 2021 | 0 | 0 | SWAP012-03 | Com Gas Dryer Modulating Valve ¦ PG&E ¦ All | Com Gas Dryer Modulating Valve | 0 | 1 | 0 | SME Input | 0 | 2012 | 0.85 | SWAP012-03-3
COM-APPPLUG-15.3 | Com ¦ Com Non-Modulating Dryer Valve ¦ PG&E ¦ All | Com ¦ Com Non-Modulating Dryer Valve | PG&E ¦ All | PG&E | All | Gas | Non Modulating Dryer Valve | Average Existing |  |  | 0 | Conventional | AppPlug | Com - Health | Com | RET Only | 0 | 1000 sqft2 of floor space | dryer valve | 10 | DEER:Indoor_CFL_Ltg | 0 | 0 | 8180 | eTRM SWAP012-03-3 | 0 | 2021 | 0 | 2021 | 0 | 0 | SWAP012-03 | Com Gas Dryer Modulating Valve ¦ PG&E ¦ All | Com Gas Dryer Modulating Valve | 0.08222 | 1 | 0.84 | SME Input | -23105.0731 | 2012 | 0.85 | SWAP012-03-3
COM-APPPLUG-15.4 | Com ¦ Com Non-Modulating Dryer Valve ¦ PG&E ¦ All | Com ¦ Com Non-Modulating Dryer Valve | PG&E ¦ All | PG&E | All | Gas | Non Modulating Dryer Valve | Average Existing |  |  | 0 | Conventional | AppPlug | Com - Lodging | Com | RET Only | 0 | 1000 sqft2 of floor space | dryer valve | 10 | DEER:Indoor_CFL_Ltg | 0 | 0 | 4050 | eTRM SWAP012-03-3 | 0 | 2021 | 0 | 2021 | 0 | 0 | SWAP012-03 | Com Gas Dryer Modulating Valve ¦ PG&E ¦ All | Com Gas Dryer Modulating Valve | 0.087268 | 1 | 0.84 | SME Input | -40007.3228 | 2012 | 0.85 | SWAP012-03-3
COM-APPPLUG-15.5 | Com ¦ Com Non-Modulating Dryer Valve ¦ PG&E ¦ All | Com ¦ Com Non-Modulating Dryer Valve | PG&E ¦ All | PG&E | All | Gas | Non Modulating Dryer Valve | Average Existing |  |  | 0 | Conventional | AppPlug | Com - Office (Large) | Com | RET Only | 0 | 1000 sqft2 of floor space | dryer valve | 10 | DEER:Indoor_CFL_Ltg | 0 | 0 | 176 | eTRM SWAP012-03-3 | 0 | 2021 | 0 | 2021 | 0 | 0 | SWAP012-03 | Com Gas Dryer Modulating Valve ¦ PG&E ¦ All | Com Gas Dryer Modulating Valve | 0.0033755 | 1 | 0 | SME Input | -790.3622 | 2012 | 0.85 | SWAP012-03-3
COM-APPPLUG-15.6 | Com ¦ Com Non-Modulating Dryer Valve ¦ PG&E ¦ All | Com ¦ Com Non-Modulating Dryer Valve | PG&E ¦ All | PG&E | All | Gas | Non Modulating Dryer Valve | Average Existing |  |  | 0 | Conventional | AppPlug | Com - Office (Small) | Com | RET Only | 0 | 1000 sqft2 of floor space | dryer valve | 10 | DEER:Indoor_CFL_Ltg | 0 | 0 | 208 | eTRM SWAP012-03-3 | 0 | 2021 | 0 | 2021 | 0 | 0 | SWAP012-03 | Com Gas Dryer Modulating Valve ¦ PG&E ¦ All | Com Gas Dryer Modulating Valve | 0.0033755 | 1 | 0 | SME Input | -411.7725 | 2012 | 0.85 | SWAP012-03-3
COM-APPPLUG-15.7 | Com ¦ Com Non-Modulating Dryer Valve ¦ PG&E ¦ All | Com ¦ Com Non-Modulating Dryer Valve | PG&E ¦ All | PG&E | All | Gas | Non Modulating Dryer Valve | Average Existing |  |  | 0 | Conventional | AppPlug | Com - Other | Com | RET Only | 0 | 1000 sqft2 of floor space | dryer valve | 10 | DEER:Indoor_CFL_Ltg | 0 | 0 | 0 | eTRM SWAP012-03-3 | 0 | 2021 | 0 | 2021 | 0 | 0 | SWAP012-03 | Com Gas Dryer Modulating Valve ¦ PG&E ¦ All | Com Gas Dryer Modulating Valve | 0.00701 | 1 | 0.73 | SME Input | 0 | 2012 | 0.85 | SWAP012-03-3
COM-APPPLUG-15.8 | Com ¦ Com Non-Modulating Dryer Valve ¦ PG&E ¦ All | Com ¦ Com Non-Modulating Dryer Valve | PG&E ¦ All | PG&E | All | Gas | Non Modulating Dryer Valve | Average Existing |  |  | 0 | Conventional | AppPlug | Com - Refrig. Warehouse | Com | RET Only | 0 | 1000 sqft2 of floor space | dryer valve | 10 | DEER:Indoor_CFL_Ltg | 0 | 0 | 0 | eTRM SWAP012-03-3 | 0 | 2021 | 0 | 2021 | 0 | 0 | SWAP012-03 | Com Gas Dryer Modulating Valve ¦ PG&E ¦ All | Com Gas Dryer Modulating Valve | 0 | 1 | 0 | SME Input | 0 | 2012 | 0.85 | SWAP012-03-3
COM-APPPLUG-15.9 | Com ¦ Com Non-Modulating Dryer Valve ¦ PG&E ¦ All | Com ¦ Com Non-Modulating Dryer Valve | PG&E ¦ All | PG&E | All | Gas | Non Modulating Dryer Valve | Average Existing |  |  | 0 | Conventional | AppPlug | Com - Restaurant | Com | RET Only | 0 | 1000 sqft2 of floor space | dryer valve | 10 | DEER:Indoor_CFL_Ltg | 0 | 0 | 0 | eTRM SWAP012-03-3 | 0 | 2021 | 0 | 2021 | 0 | 0 | SWAP012-03 | Com Gas Dryer Modulating Valve ¦ PG&E ¦ All | Com Gas Dryer Modulating Valve | 0 | 1 | 0 | SME Input | 0 | 2012 | 0.85 | SWAP012-03-3
COM-APPPLUG-15.10 | Com ¦ Com Non-Modulating Dryer Valve ¦ PG&E ¦ All | Com ¦ Com Non-Modulating Dryer Valve | PG&E ¦ All | PG&E | All | Gas | Non Modulating Dryer Valve | Average Existing |  |  | 0 | Conventional | AppPlug | Com - Retail | Com | RET Only | 0 | 1000 sqft2 of floor space | dryer valve | 10 | DEER:Indoor_CFL_Ltg | 0 | 0 | 882.7409 | eTRM SWAP012-03-3 | 0 | 2021 | 0 | 2021 | 0 | 0 | SWAP012-03 | Com Gas Dryer Modulating Valve ¦ PG&E ¦ All | Com Gas Dryer Modulating Valve | 0.00093773 | 1 | 0 | SME Input | -4361.7265 | 2012 | 0.85 | SWAP012-03-3
COM-APPPLUG-15.11 | Com ¦ Com Non-Modulating Dryer Valve ¦ PG&E ¦ All | Com ¦ Com Non-Modulating Dryer Valve | PG&E ¦ All | PG&E | All | Gas | Non Modulating Dryer Valve | Average Existing |  |  | 0 | Conventional | AppPlug | Com - School | Com | RET Only | 0 | 1000 sqft2 of floor space | dryer valve | 10 | DEER:Indoor_CFL_Ltg | 0 | 0 | 0 | eTRM SWAP012-03-3 | 0 | 2021 | 0 | 2021 | 0 | 0 | SWAP012-03 | Com Gas Dryer Modulating Valve ¦ PG&E ¦ All | Com Gas Dryer Modulating Valve | 0 | 1 | 0 | SME Input | 0 | 2012 | 0.85 | SWAP012-03-3
COM-APPPLUG-15.12 | Com ¦ Com Non-Modulating Dryer Valve ¦ PG&E ¦ All | Com ¦ Com Non-Modulating Dryer Valve | PG&E ¦ All | PG&E | All | Gas | Non Modulating Dryer Valve | Average Existing |  |  | 0 | Conventional | AppPlug | Com - Warehouse | Com | RET Only | 0 | 1000 sqft2 of floor space | dryer valve | 10 | DEER:Indoor_CFL_Ltg | 0 | 0 | 0 | eTRM SWAP012-03-3 | 0 | 2021 | 0 | 2021 | 0 | 0 | SWAP012-03 | Com Gas Dryer Modulating Valve ¦ PG&E ¦ All | Com Gas Dryer Modulating Valve | 0 | 1 | 0 | SME Input | 0 | 2012 | 0.85 | SWAP012-03-3
COM-APPPLUG-15.13 | Com ¦ Com Non-Modulating Dryer Valve ¦ SCG ¦ All | Com ¦ Com Non-Modulating Dryer Valve | SCG ¦ All | SCG | All | Gas | Non Modulating Dryer Valve | Average Existing |  |  | 0 | Conventional | AppPlug | Com - College | Com | RET Only | 0 | 1000 sqft2 of floor space | dryer valve | 10 | DEER:Indoor_CFL_Ltg | 0 | 0 | 1030 | eTRM SWAP012-03-3 | 0 | 2021 | 0 | 2021 | 0 | 0 | SWAP012-03 | Com Gas Dryer Modulating Valve ¦ SCG ¦ All | Com Gas Dryer Modulating Valve | 0.0084771 | 1 | 0.986 | SME Input | -3397.6116 | 2012 | 0.85 | SWAP012-03-3
COM-APPPLUG-15.14 | Com ¦ Com Non-Modulating Dryer Valve ¦ SCG ¦ All | Com ¦ Com Non-Modulating Dryer Valve | SCG ¦ All | SCG | All | Gas | Non Modulating Dryer Valve | Average Existing |  |  | 0 | Conventional | AppPlug | Com - Grocery | Com | RET Only | 0 | 1000 sqft2 of floor space | dryer valve | 10 | DEER:Indoor_CFL_Ltg | 0 | 0 | 0 | eTRM SWAP012-03-3 | 0 | 2021 | 0 | 2021 | 0 | 0 | SWAP012-03 | Com Gas Dryer Modulating Valve ¦ SCG ¦ All | Com Gas Dryer Modulating Valve | 0 | 1 | 0 | SME Input | 0 | 2012 | 0.85 | SWAP012-03-3
COM-APPPLUG-15.15 | Com ¦ Com Non-Modulating Dryer Valve ¦ SCG ¦ All | Com ¦ Com Non-Modulating Dryer Valve | SCG ¦ All | SCG | All | Gas | Non Modulating Dryer Valve | Average Existing |  |  | 0 | Conventional | AppPlug | Com - Health | Com | RET Only | 0 | 1000 sqft2 of floor space | dryer valve | 10 | DEER:Indoor_CFL_Ltg | 0 | 0 | 8180 | eTRM SWAP012-03-3 | 0 | 2021 | 0 | 2021 | 0 | 0 | SWAP012-03 | Com Gas Dryer Modulating Valve ¦ SCG ¦ All | Com Gas Dryer Modulating Valve | 0.08222 | 1 | 0.84 | SME Input | -23105.0731 | 2012 | 0.85 | SWAP012-03-3
COM-APPPLUG-15.16 | Com ¦ Com Non-Modulating Dryer Valve ¦ SCG ¦ All | Com ¦ Com Non-Modulating Dryer Valve | SCG ¦ All | SCG | All | Gas | Non Modulating Dryer Valve | Average Existing |  |  | 0 | Conventional | AppPlug | Com - Lodging | Com | RET Only | 0 | 1000 sqft2 of floor space | dryer valve | 10 | DEER:Indoor_CFL_Ltg | 0 | 0 | 4050 | eTRM SWAP012-03-3 | 0 | 2021 | 0 | 2021 | 0 | 0 | SWAP012-03 | Com Gas Dryer Modulating Valve ¦ SCG ¦ All | Com Gas Dryer Modulating Valve | 0.087268 | 1 | 0.84 | SME Input | -40007.3228 | 2012 | 0.85 | SWAP012-03-3
COM-APPPLUG-15.17 | Com ¦ Com Non-Modulating Dryer Valve ¦ SCG ¦ All | Com ¦ Com Non-Modulating Dryer Valve | SCG ¦ All | SCG | All | Gas | Non Modulating Dryer Valve | Average Existing |  |  | 0 | Conventional | AppPlug | Com - Office (Large) | Com | RET Only | 0 | 1000 sqft2 of floor space | dryer valve | 10 | DEER:Indoor_CFL_Ltg | 0 | 0 | 176 | eTRM SWAP012-03-3 | 0 | 2021 | 0 | 2021 | 0 | 0 | SWAP012-03 | Com Gas Dryer Modulating Valve ¦ SCG ¦ All | Com Gas Dryer Modulating Valve | 0.0033755 | 1 | 0 | SME Input | -790.3622 | 2012 | 0.85 | SWAP012-03-3
COM-APPPLUG-15.18 | Com ¦ Com Non-Modulating Dryer Valve ¦ SCG ¦ All | Com ¦ Com Non-Modulating Dryer Valve | SCG ¦ All | SCG | All | Gas | Non Modulating Dryer Valve | Average Existing |  |  | 0 | Conventional | AppPlug | Com - Office (Small) | Com | RET Only | 0 | 1000 sqft2 of floor space | dryer valve | 10 | DEER:Indoor_CFL_Ltg | 0 | 0 | 208 | eTRM SWAP012-03-3 | 0 | 2021 | 0 | 2021 | 0 | 0 | SWAP012-03 | Com Gas Dryer Modulating Valve ¦ SCG ¦ All | Com Gas Dryer Modulating Valve | 0.0033755 | 1 | 0 | SME Input | -411.7725 | 2012 | 0.85 | SWAP012-03-3
COM-APPPLUG-15.19 | Com ¦ Com Non-Modulating Dryer Valve ¦ SCG ¦ All | Com ¦ Com Non-Modulating Dryer Valve | SCG ¦ All | SCG | All | Gas | Non Modulating Dryer Valve | Average Existing |  |  | 0 | Conventional | AppPlug | Com - Other | Com | RET Only | 0 | 1000 sqft2 of floor space | dryer valve | 10 | DEER:Indoor_CFL_Ltg | 0 | 0 | 0 | eTRM SWAP012-03-3 | 0 | 2021 | 0 | 2021 | 0 | 0 | SWAP012-03 | Com Gas Dryer Modulating Valve ¦ SCG ¦ All | Com Gas Dryer Modulating Valve | 0.00701 | 1 | 0.73 | SME Input | 0 | 2012 | 0.85 | SWAP012-03-3
COM-APPPLUG-15.20 | Com ¦ Com Non-Modulating Dryer Valve ¦ SCG ¦ All | Com ¦ Com Non-Modulating Dryer Valve | SCG ¦ All | SCG | All | Gas | Non Modulating Dryer Valve | Average Existing |  |  | 0 | Conventional | AppPlug | Com - Refrig. Warehouse | Com | RET Only | 0 | 1000 sqft2 of floor space | dryer valve | 10 | DEER:Indoor_CFL_Ltg | 0 | 0 | 0 | eTRM SWAP012-03-3 | 0 | 2021 | 0 | 2021 | 0 | 0 | SWAP012-03 | Com Gas Dryer Modulating Valve ¦ SCG ¦ All | Com Gas Dryer Modulating Valve | 0 | 1 | 0 | SME Input | 0 | 2012 | 0.85 | SWAP012-03-3
COM-APPPLUG-15.21 | Com ¦ Com Non-Modulating Dryer Valve ¦ SCG ¦ All | Com ¦ Com Non-Modulating Dryer Valve | SCG ¦ All | SCG | All | Gas | Non Modulating Dryer Valve | Average Existing |  |  | 0 | Conventional | AppPlug | Com - Restaurant | Com | RET Only | 0 | 1000 sqft2 of floor space | dryer valve | 10 | DEER:Indoor_CFL_Ltg | 0 | 0 | 0 | eTRM SWAP012-03-3 | 0 | 2021 | 0 | 2021 | 0 | 0 | SWAP012-03 | Com Gas Dryer Modulating Valve ¦ SCG ¦ All | Com Gas Dryer Modulating Valve | 0 | 1 | 0 | SME Input | 0 | 2012 | 0.85 | SWAP012-03-3
COM-APPPLUG-15.22 | Com ¦ Com Non-Modulating Dryer Valve ¦ SCG ¦ All | Com ¦ Com Non-Modulating Dryer Valve | SCG ¦ All | SCG | All | Gas | Non Modulating Dryer Valve | Average Existing |  |  | 0 | Conventional | AppPlug | Com - Retail | Com | RET Only | 0 | 1000 sqft2 of floor space | dryer valve | 10 | DEER:Indoor_CFL_Ltg | 0 | 0 | 882.7409 | eTRM SWAP012-03-3 | 0 | 2021 | 0 | 2021 | 0 | 0 | SWAP012-03 | Com Gas Dryer Modulating Valve ¦ SCG ¦ All | Com Gas Dryer Modulating Valve | 0.00093773 | 1 | 0 | SME Input | -4361.7265 | 2012 | 0.85 | SWAP012-03-3
COM-APPPLUG-15.23 | Com ¦ Com Non-Modulating Dryer Valve ¦ SCG ¦ All | Com ¦ Com Non-Modulating Dryer Valve | SCG ¦ All | SCG | All | Gas | Non Modulating Dryer Valve | Average Existing |  |  | 0 | Conventional | AppPlug | Com - School | Com | RET Only | 0 | 1000 sqft2 of floor space | dryer valve | 10 | DEER:Indoor_CFL_Ltg | 0 | 0 | 0 | eTRM SWAP012-03-3 | 0 | 2021 | 0 | 2021 | 0 | 0 | SWAP012-03 | Com Gas Dryer Modulating Valve ¦ SCG ¦ All | Com Gas Dryer Modulating Valve | 0 | 1 | 0 | SME Input | 0 | 2012 | 0.85 | SWAP012-03-3
COM-APPPLUG-15.24 | Com ¦ Com Non-Modulating Dryer Valve ¦ SCG ¦ All | Com ¦ Com Non-Modulating Dryer Valve | SCG ¦ All | SCG | All | Gas | Non Modulating Dryer Valve | Average Existing |  |  | 0 | Conventional | AppPlug | Com - Warehouse | Com | RET Only | 0 | 1000 sqft2 of floor space | dryer valve | 10 | DEER:Indoor_CFL_Ltg | 0 | 0 | 0 | eTRM SWAP012-03-3 | 0 | 2021 | 0 | 2021 | 0 | 0 | SWAP012-03 | Com Gas Dryer Modulating Valve ¦ SCG ¦ All | Com Gas Dryer Modulating Valve | 0 | 1 | 0 | SME Input | 0 | 2012 | 0.85 | SWAP012-03-3
COM-APPPLUG-15.25 | Com ¦ Com Non-Modulating Dryer Valve ¦ SDG&E ¦ All | Com ¦ Com Non-Modulating Dryer Valve | SDG&E ¦ All | SDG&E | All | Gas | Non Modulating Dryer Valve | Average Existing |  |  | 0 | Conventional | AppPlug | Com - College | Com | RET Only | 0 | 1000 sqft2 of floor space | dryer valve | 10 | DEER:Indoor_CFL_Ltg | 0 | 0 | 1030 | eTRM SWAP012-03-3 | 0 | 2021 | 0 | 2021 | 0 | 0 | SWAP012-03 | Com Gas Dryer Modulating Valve ¦ SDG&E ¦ All | Com Gas Dryer Modulating Valve | 0.0084771 | 1 | 0.986 | SME Input | -3397.6116 | 2012 | 0.85 | SWAP012-03-3
COM-APPPLUG-15.26 | Com ¦ Com Non-Modulating Dryer Valve ¦ SDG&E ¦ All | Com ¦ Com Non-Modulating Dryer Valve | SDG&E ¦ All | SDG&E | All | Gas | Non Modulating Dryer Valve | Average Existing |  |  | 0 | Conventional | AppPlug | Com - Grocery | Com | RET Only | 0 | 1000 sqft2 of floor space | dryer valve | 10 | DEER:Indoor_CFL_Ltg | 0 | 0 | 0 | eTRM SWAP012-03-3 | 0 | 2021 | 0 | 2021 | 0 | 0 | SWAP012-03 | Com Gas Dryer Modulating Valve ¦ SDG&E ¦ All | Com Gas Dryer Modulating Valve | 0 | 1 | 0 | SME Input | 0 | 2012 | 0.85 | SWAP012-03-3
COM-APPPLUG-15.27 | Com ¦ Com Non-Modulating Dryer Valve ¦ SDG&E ¦ All | Com ¦ Com Non-Modulating Dryer Valve | SDG&E ¦ All | SDG&E | All | Gas | Non Modulating Dryer Valve | Average Existing |  |  | 0 | Conventional | AppPlug | Com - Health | Com | RET Only | 0 | 1000 sqft2 of floor space | dryer valve | 10 | DEER:Indoor_CFL_Ltg | 0 | 0 | 8180 | eTRM SWAP012-03-3 | 0 | 2021 | 0 | 2021 | 0 | 0 | SWAP012-03 | Com Gas Dryer Modulating Valve ¦ SDG&E ¦ All | Com Gas Dryer Modulating Valve | 0.08222 | 1 | 0.84 | SME Input | -23105.0731 | 2012 | 0.85 | SWAP012-03-3
COM-APPPLUG-15.28 | Com ¦ Com Non-Modulating Dryer Valve ¦ SDG&E ¦ All | Com ¦ Com Non-Modulating Dryer Valve | SDG&E ¦ All | SDG&E | All | Gas | Non Modulating Dryer Valve | Average Existing |  |  | 0 | Conventional | AppPlug | Com - Lodging | Com | RET Only | 0 | 1000 sqft2 of floor space | dryer valve | 10 | DEER:Indoor_CFL_Ltg | 0 | 0 | 4050 | eTRM SWAP012-03-3 | 0 | 2021 | 0 | 2021 | 0 | 0 | SWAP012-03 | Com Gas Dryer Modulating Valve ¦ SDG&E ¦ All | Com Gas Dryer Modulating Valve | 0.087268 | 1 | 0.84 | SME Input | -40007.3228 | 2012 | 0.85 | SWAP012-03-3
COM-APPPLUG-15.29 | Com ¦ Com Non-Modulating Dryer Valve ¦ SDG&E ¦ All | Com ¦ Com Non-Modulating Dryer Valve | SDG&E ¦ All | SDG&E | All | Gas | Non Modulating Dryer Valve | Average Existing |  |  | 0 | Conventional | AppPlug | Com - Office (Large) | Com | RET Only | 0 | 1000 sqft2 of floor space | dryer valve | 10 | DEER:Indoor_CFL_Ltg | 0 | 0 | 176 | eTRM SWAP012-03-3 | 0 | 2021 | 0 | 2021 | 0 | 0 | SWAP012-03 | Com Gas Dryer Modulating Valve ¦ SDG&E ¦ All | Com Gas Dryer Modulating Valve | 0.0033755 | 1 | 0 | SME Input | -790.3622 | 2012 | 0.85 | SWAP012-03-3
COM-APPPLUG-15.30 | Com ¦ Com Non-Modulating Dryer Valve ¦ SDG&E ¦ All | Com ¦ Com Non-Modulating Dryer Valve | SDG&E ¦ All | SDG&E | All | Gas | Non Modulating Dryer Valve | Average Existing |  |  | 0 | Conventional | AppPlug | Com - Office (Small) | Com | RET Only | 0 | 1000 sqft2 of floor space | dryer valve | 10 | DEER:Indoor_CFL_Ltg | 0 | 0 | 208 | eTRM SWAP012-03-3 | 0 | 2021 | 0 | 2021 | 0 | 0 | SWAP012-03 | Com Gas Dryer Modulating Valve ¦ SDG&E ¦ All | Com Gas Dryer Modulating Valve | 0.0033755 | 1 | 0 | SME Input | -411.7725 | 2012 | 0.85 | SWAP012-03-3
COM-APPPLUG-15.31 | Com ¦ Com Non-Modulating Dryer Valve ¦ SDG&E ¦ All | Com ¦ Com Non-Modulating Dryer Valve | SDG&E ¦ All | SDG&E | All | Gas | Non Modulating Dryer Valve | Average Existing |  |  | 0 | Conventional | AppPlug | Com - Other | Com | RET Only | 0 | 1000 sqft2 of floor space | dryer valve | 10 | DEER:Indoor_CFL_Ltg | 0 | 0 | 0 | eTRM SWAP012-03-3 | 0 | 2021 | 0 | 2021 | 0 | 0 | SWAP012-03 | Com Gas Dryer Modulating Valve ¦ SDG&E ¦ All | Com Gas Dryer Modulating Valve | 0.00701 | 1 | 0.73 | SME Input | 0 | 2012 | 0.85 | SWAP012-03-3
COM-APPPLUG-15.32 | Com ¦ Com Non-Modulating Dryer Valve ¦ SDG&E ¦ All | Com ¦ Com Non-Modulating Dryer Valve | SDG&E ¦ All | SDG&E | All | Gas | Non Modulating Dryer Valve | Average Existing |  |  | 0 | Conventional | AppPlug | Com - Refrig. Warehouse | Com | RET Only | 0 | 1000 sqft2 of floor space | dryer valve | 10 | DEER:Indoor_CFL_Ltg | 0 | 0 | 0 | eTRM SWAP012-03-3 | 0 | 2021 | 0 | 2021 | 0 | 0 | SWAP012-03 | Com Gas Dryer Modulating Valve ¦ SDG&E ¦ All | Com Gas Dryer Modulating Valve | 0 | 1 | 0 | SME Input | 0 | 2012 | 0.85 | SWAP012-03-3
COM-APPPLUG-15.33 | Com ¦ Com Non-Modulating Dryer Valve ¦ SDG&E ¦ All | Com ¦ Com Non-Modulating Dryer Valve | SDG&E ¦ All | SDG&E | All | Gas | Non Modulating Dryer Valve | Average Existing |  |  | 0 | Conventional | AppPlug | Com - Restaurant | Com | RET Only | 0 | 1000 sqft2 of floor space | dryer valve | 10 | DEER:Indoor_CFL_Ltg | 0 | 0 | 0 | eTRM SWAP012-03-3 | 0 | 2021 | 0 | 2021 | 0 | 0 | SWAP012-03 | Com Gas Dryer Modulating Valve ¦ SDG&E ¦ All | Com Gas Dryer Modulating Valve | 0 | 1 | 0 | SME Input | 0 | 2012 | 0.85 | SWAP012-03-3
COM-APPPLUG-15.34 | Com ¦ Com Non-Modulating Dryer Valve ¦ SDG&E ¦ All | Com ¦ Com Non-Modulating Dryer Valve | SDG&E ¦ All | SDG&E | All | Gas | Non Modulating Dryer Valve | Average Existing |  |  | 0 | Conventional | AppPlug | Com - Retail | Com | RET Only | 0 | 1000 sqft2 of floor space | dryer valve | 10 | DEER:Indoor_CFL_Ltg | 0 | 0 | 882.7409 | eTRM SWAP012-03-3 | 0 | 2021 | 0 | 2021 | 0 | 0 | SWAP012-03 | Com Gas Dryer Modulating Valve ¦ SDG&E ¦ All | Com Gas Dryer Modulating Valve | 0.00093773 | 1 | 0 | SME Input | -4361.7265 | 2012 | 0.85 | SWAP012-03-3
COM-APPPLUG-15.35 | Com ¦ Com Non-Modulating Dryer Valve ¦ SDG&E ¦ All | Com ¦ Com Non-Modulating Dryer Valve | SDG&E ¦ All | SDG&E | All | Gas | Non Modulating Dryer Valve | Average Existing |  |  | 0 | Conventional | AppPlug | Com - School | Com | RET Only | 0 | 1000 sqft2 of floor space | dryer valve | 10 | DEER:Indoor_CFL_Ltg | 0 | 0 | 0 | eTRM SWAP012-03-3 | 0 | 2021 | 0 | 2021 | 0 | 0 | SWAP012-03 | Com Gas Dryer Modulating Valve ¦ SDG&E ¦ All | Com Gas Dryer Modulating Valve | 0 | 1 | 0 | SME Input | 0 | 2012 | 0.85 | SWAP012-03-3
COM-APPPLUG-15.36 | Com ¦ Com Non-Modulating Dryer Valve ¦ SDG&E ¦ All | Com ¦ Com Non-Modulating Dryer Valve | SDG&E ¦ All | SDG&E | All | Gas | Non Modulating Dryer Valve | Average Existing |  |  | 0 | Conventional | AppPlug | Com - Warehouse | Com | RET Only | 0 | 1000 sqft2 of floor space | dryer valve | 10 | DEER:Indoor_CFL_Ltg | 0 | 0 | 0 | eTRM SWAP012-03-3 | 0 | 2021 | 0 | 2021 | 0 | 0 | SWAP012-03 | Com Gas Dryer Modulating Valve ¦ SDG&E ¦ All | Com Gas Dryer Modulating Valve | 0 | 1 | 0 | SME Input | 0 | 2012 | 0.85 | SWAP012-03-3
COM-APPPLUG-16.1 | Com ¦ Com Modulating Dryer Valve ¦ PG&E ¦ All | Com ¦ Com Modulating Dryer Valve | PG&E ¦ All | PG&E | All | Gas | Modulating Dryer Valve | Efficient |  |  | 0 | Conventional | AppPlug | Com - College | Com | RET Only | 0 | 1000 sqft2 of floor space | dryer valve | 10 | DEER:Indoor_CFL_Ltg | 0 | 0 | 899 | eTRM SWAP012-03-3 | 550 | 2021 | 450 | 2021 | 0 | 0 | SWAP012-03 | Com Gas Dryer Modulating Valve ¦ PG&E ¦ All | Com Gas Dryer Modulating Valve | 0.0084771 | 1 | 0.014 | SME Input | -2965.4882 | 2012 | 0.85 | SWAP012-03-3
COM-APPPLUG-16.2 | Com ¦ Com Modulating Dryer Valve ¦ PG&E ¦ All | Com ¦ Com Modulating Dryer Valve | PG&E ¦ All | PG&E | All | Gas | Modulating Dryer Valve | Efficient |  |  | 0 | Conventional | AppPlug | Com - Grocery | Com | RET Only | 0 | 1000 sqft2 of floor space | dryer valve | 10 | DEER:Indoor_CFL_Ltg | 0 | 0 | 0 | eTRM SWAP012-03-3 | 550 | 2021 | 450 | 2021 | 0 | 0 | SWAP012-03 | Com Gas Dryer Modulating Valve ¦ PG&E ¦ All | Com Gas Dryer Modulating Valve | 0 | 1 | 0 | SME Input | 0 | 2012 | 0.85 | SWAP012-03-3
COM-APPPLUG-16.3 | Com ¦ Com Modulating Dryer Valve ¦ PG&E ¦ All | Com ¦ Com Modulating Dryer Valve | PG&E ¦ All | PG&E | All | Gas | Modulating Dryer Valve | Efficient |  |  | 0 | Conventional | AppPlug | Com - Health | Com | RET Only | 0 | 1000 sqft2 of floor space | dryer valve | 10 | DEER:Indoor_CFL_Ltg | 0 | 0 | 7170 | eTRM SWAP012-03-3 | 550 | 2021 | 450 | 2021 | 0 | 0 | SWAP012-03 | Com Gas Dryer Modulating Valve ¦ PG&E ¦ All | Com Gas Dryer Modulating Valve | 0.08222 | 1 | 0.16 | SME Input | -20252.2462 | 2012 | 0.85 | SWAP012-03-3
COM-APPPLUG-16.4 | Com ¦ Com Modulating Dryer Valve ¦ PG&E ¦ All | Com ¦ Com Modulating Dryer Valve | PG&E ¦ All | PG&E | All | Gas | Modulating Dryer Valve | Efficient |  |  | 0 | Conventional | AppPlug | Com - Lodging | Com | RET Only | 0 | 1000 sqft2 of floor space | dryer valve | 10 | DEER:Indoor_CFL_Ltg | 0 | 0 | 3550 | eTRM SWAP012-03-3 | 550 | 2021 | 450 | 2021 | 0 | 0 | SWAP012-03 | Com Gas Dryer Modulating Valve ¦ PG&E ¦ All | Com Gas Dryer Modulating Valve | 0.087268 | 1 | 0.16 | SME Input | -35068.1471 | 2012 | 0.85 | SWAP012-03-3
COM-APPPLUG-16.5 | Com ¦ Com Modulating Dryer Valve ¦ PG&E ¦ All | Com ¦ Com Modulating Dryer Valve | PG&E ¦ All | PG&E | All | Gas | Modulating Dryer Valve | Efficient |  |  | 0 | Conventional | AppPlug | Com - Office (Large) | Com | RET Only | 0 | 1000 sqft2 of floor space | dryer valve | 10 | DEER:Indoor_CFL_Ltg | 0 | 0 | 154 | eTRM SWAP012-03-3 | 550 | 2021 | 450 | 2021 | 0 | 0 | SWAP012-03 | Com Gas Dryer Modulating Valve ¦ PG&E ¦ All | Com Gas Dryer Modulating Valve | 0.0033755 | 1 | 0 | SME Input | -691.5669 | 2012 | 0.85 | SWAP012-03-3
COM-APPPLUG-16.6 | Com ¦ Com Modulating Dryer Valve ¦ PG&E ¦ All | Com ¦ Com Modulating Dryer Valve | PG&E ¦ All | PG&E | All | Gas | Modulating Dryer Valve | Efficient |  |  | 0 | Conventional | AppPlug | Com - Office (Small) | Com | RET Only | 0 | 1000 sqft2 of floor space | dryer valve | 10 | DEER:Indoor_CFL_Ltg | 0 | 0 | 182 | eTRM SWAP012-03-3 | 550 | 2021 | 450 | 2021 | 0 | 0 | SWAP012-03 | Com Gas Dryer Modulating Valve ¦ PG&E ¦ All | Com Gas Dryer Modulating Valve | 0.0033755 | 1 | 0 | SME Input | -360.3009 | 2012 | 0.85 | SWAP012-03-3
COM-APPPLUG-16.7 | Com ¦ Com Modulating Dryer Valve ¦ PG&E ¦ All | Com ¦ Com Modulating Dryer Valve | PG&E ¦ All | PG&E | All | Gas | Modulating Dryer Valve | Efficient |  |  | 0 | Conventional | AppPlug | Com - Other | Com | RET Only | 0 | 1000 sqft2 of floor space | dryer valve | 10 | DEER:Indoor_CFL_Ltg | 0 | 0 | 0 | eTRM SWAP012-03-3 | 550 | 2021 | 450 | 2021 | 0 | 0 | SWAP012-03 | Com Gas Dryer Modulating Valve ¦ PG&E ¦ All | Com Gas Dryer Modulating Valve | 0.00701 | 1 | 0.27 | SME Input | 0 | 2012 | 0.85 | SWAP012-03-3
COM-APPPLUG-16.8 | Com ¦ Com Modulating Dryer Valve ¦ PG&E ¦ All | Com ¦ Com Modulating Dryer Valve | PG&E ¦ All | PG&E | All | Gas | Modulating Dryer Valve | Efficient |  |  | 0 | Conventional | AppPlug | Com - Refrig. Warehouse | Com | RET Only | 0 | 1000 sqft2 of floor space | dryer valve | 10 | DEER:Indoor_CFL_Ltg | 0 | 0 | 0 | eTRM SWAP012-03-3 | 550 | 2021 | 450 | 2021 | 0 | 0 | SWAP012-03 | Com Gas Dryer Modulating Valve ¦ PG&E ¦ All | Com Gas Dryer Modulating Valve | 0 | 1 | 0 | SME Input | 0 | 2012 | 0.85 | SWAP012-03-3
COM-APPPLUG-16.9 | Com ¦ Com Modulating Dryer Valve ¦ PG&E ¦ All | Com ¦ Com Modulating Dryer Valve | PG&E ¦ All | PG&E | All | Gas | Modulating Dryer Valve | Efficient |  |  | 0 | Conventional | AppPlug | Com - Restaurant | Com | RET Only | 0 | 1000 sqft2 of floor space | dryer valve | 10 | DEER:Indoor_CFL_Ltg | 0 | 0 | 0 | eTRM SWAP012-03-3 | 550 | 2021 | 450 | 2021 | 0 | 0 | SWAP012-03 | Com Gas Dryer Modulating Valve ¦ PG&E ¦ All | Com Gas Dryer Modulating Valve | 0 | 1 | 0 | SME Input | 0 | 2012 | 0.85 | SWAP012-03-3
COM-APPPLUG-16.10 | Com ¦ Com Modulating Dryer Valve ¦ PG&E ¦ All | Com ¦ Com Modulating Dryer Valve | PG&E ¦ All | PG&E | All | Gas | Modulating Dryer Valve | Efficient |  |  | 0 | Conventional | AppPlug | Com - Retail | Com | RET Only | 0 | 1000 sqft2 of floor space | dryer valve | 10 | DEER:Indoor_CFL_Ltg | 0 | 0 | 777.3831 | eTRM SWAP012-03-3 | 550 | 2021 | 450 | 2021 | 0 | 0 | SWAP012-03 | Com Gas Dryer Modulating Valve ¦ PG&E ¦ All | Com Gas Dryer Modulating Valve | 0.00093773 | 1 | 0 | SME Input | -3841.1412 | 2012 | 0.85 | SWAP012-03-3
COM-APPPLUG-16.11 | Com ¦ Com Modulating Dryer Valve ¦ PG&E ¦ All | Com ¦ Com Modulating Dryer Valve | PG&E ¦ All | PG&E | All | Gas | Modulating Dryer Valve | Efficient |  |  | 0 | Conventional | AppPlug | Com - School | Com | RET Only | 0 | 1000 sqft2 of floor space | dryer valve | 10 | DEER:Indoor_CFL_Ltg | 0 | 0 | 0 | eTRM SWAP012-03-3 | 550 | 2021 | 450 | 2021 | 0 | 0 | SWAP012-03 | Com Gas Dryer Modulating Valve ¦ PG&E ¦ All | Com Gas Dryer Modulating Valve | 0 | 1 | 0 | SME Input | 0 | 2012 | 0.85 | SWAP012-03-3
COM-APPPLUG-16.12 | Com ¦ Com Modulating Dryer Valve ¦ PG&E ¦ All | Com ¦ Com Modulating Dryer Valve | PG&E ¦ All | PG&E | All | Gas | Modulating Dryer Valve | Efficient |  |  | 0 | Conventional | AppPlug | Com - Warehouse | Com | RET Only | 0 | 1000 sqft2 of floor space | dryer valve | 10 | DEER:Indoor_CFL_Ltg | 0 | 0 | 0 | eTRM SWAP012-03-3 | 550 | 2021 | 450 | 2021 | 0 | 0 | SWAP012-03 | Com Gas Dryer Modulating Valve ¦ PG&E ¦ All | Com Gas Dryer Modulating Valve | 0 | 1 | 0 | SME Input | 0 | 2012 | 0.85 | SWAP012-03-3
COM-APPPLUG-16.13 | Com ¦ Com Modulating Dryer Valve ¦ SCG ¦ All | Com ¦ Com Modulating Dryer Valve | SCG ¦ All | SCG | All | Gas | Modulating Dryer Valve | Efficient |  |  | 0 | Conventional | AppPlug | Com - College | Com | RET Only | 0 | 1000 sqft2 of floor space | dryer valve | 10 | DEER:Indoor_CFL_Ltg | 0 | 0 | 899 | eTRM SWAP012-03-3 | 550 | 2021 | 450 | 2021 | 0 | 0 | SWAP012-03 | Com Gas Dryer Modulating Valve ¦ SCG ¦ All | Com Gas Dryer Modulating Valve | 0.0084771 | 1 | 0.014 | SME Input | -2965.4882 | 2012 | 0.85 | SWAP012-03-3
COM-APPPLUG-16.14 | Com ¦ Com Modulating Dryer Valve ¦ SCG ¦ All | Com ¦ Com Modulating Dryer Valve | SCG ¦ All | SCG | All | Gas | Modulating Dryer Valve | Efficient |  |  | 0 | Conventional | AppPlug | Com - Grocery | Com | RET Only | 0 | 1000 sqft2 of floor space | dryer valve | 10 | DEER:Indoor_CFL_Ltg | 0 | 0 | 0 | eTRM SWAP012-03-3 | 550 | 2021 | 450 | 2021 | 0 | 0 | SWAP012-03 | Com Gas Dryer Modulating Valve ¦ SCG ¦ All | Com Gas Dryer Modulating Valve | 0 | 1 | 0 | SME Input | 0 | 2012 | 0.85 | SWAP012-03-3
COM-APPPLUG-16.15 | Com ¦ Com Modulating Dryer Valve ¦ SCG ¦ All | Com ¦ Com Modulating Dryer Valve | SCG ¦ All | SCG | All | Gas | Modulating Dryer Valve | Efficient |  |  | 0 | Conventional | AppPlug | Com - Health | Com | RET Only | 0 | 1000 sqft2 of floor space | dryer valve | 10 | DEER:Indoor_CFL_Ltg | 0 | 0 | 7170 | eTRM SWAP012-03-3 | 550 | 2021 | 450 | 2021 | 0 | 0 | SWAP012-03 | Com Gas Dryer Modulating Valve ¦ SCG ¦ All | Com Gas Dryer Modulating Valve | 0.08222 | 1 | 0.16 | SME Input | -20252.2462 | 2012 | 0.85 | SWAP012-03-3
COM-APPPLUG-16.16 | Com ¦ Com Modulating Dryer Valve ¦ SCG ¦ All | Com ¦ Com Modulating Dryer Valve | SCG ¦ All | SCG | All | Gas | Modulating Dryer Valve | Efficient |  |  | 0 | Conventional | AppPlug | Com - Lodging | Com | RET Only | 0 | 1000 sqft2 of floor space | dryer valve | 10 | DEER:Indoor_CFL_Ltg | 0 | 0 | 3550 | eTRM SWAP012-03-3 | 550 | 2021 | 450 | 2021 | 0 | 0 | SWAP012-03 | Com Gas Dryer Modulating Valve ¦ SCG ¦ All | Com Gas Dryer Modulating Valve | 0.087268 | 1 | 0.16 | SME Input | -35068.1471 | 2012 | 0.85 | SWAP012-03-3
COM-APPPLUG-16.17 | Com ¦ Com Modulating Dryer Valve ¦ SCG ¦ All | Com ¦ Com Modulating Dryer Valve | SCG ¦ All | SCG | All | Gas | Modulating Dryer Valve | Efficient |  |  | 0 | Conventional | AppPlug | Com - Office (Large) | Com | RET Only | 0 | 1000 sqft2 of floor space | dryer valve | 10 | DEER:Indoor_CFL_Ltg | 0 | 0 | 154 | eTRM SWAP012-03-3 | 550 | 2021 | 450 | 2021 | 0 | 0 | SWAP012-03 | Com Gas Dryer Modulating Valve ¦ SCG ¦ All | Com Gas Dryer Modulating Valve | 0.0033755 | 1 | 0 | SME Input | -691.5669 | 2012 | 0.85 | SWAP012-03-3
COM-APPPLUG-16.18 | Com ¦ Com Modulating Dryer Valve ¦ SCG ¦ All | Com ¦ Com Modulating Dryer Valve | SCG ¦ All | SCG | All | Gas | Modulating Dryer Valve | Efficient |  |  | 0 | Conventional | AppPlug | Com - Office (Small) | Com | RET Only | 0 | 1000 sqft2 of floor space | dryer valve | 10 | DEER:Indoor_CFL_Ltg | 0 | 0 | 182 | eTRM SWAP012-03-3 | 550 | 2021 | 450 | 2021 | 0 | 0 | SWAP012-03 | Com Gas Dryer Modulating Valve ¦ SCG ¦ All | Com Gas Dryer Modulating Valve | 0.0033755 | 1 | 0 | SME Input | -360.3009 | 2012 | 0.85 | SWAP012-03-3
COM-APPPLUG-16.19 | Com ¦ Com Modulating Dryer Valve ¦ SCG ¦ All | Com ¦ Com Modulating Dryer Valve | SCG ¦ All | SCG | All | Gas | Modulating Dryer Valve | Efficient |  |  | 0 | Conventional | AppPlug | Com - Other | Com | RET Only | 0 | 1000 sqft2 of floor space | dryer valve | 10 | DEER:Indoor_CFL_Ltg | 0 | 0 | 0 | eTRM SWAP012-03-3 | 550 | 2021 | 450 | 2021 | 0 | 0 | SWAP012-03 | Com Gas Dryer Modulating Valve ¦ SCG ¦ All | Com Gas Dryer Modulating Valve | 0.00701 | 1 | 0.27 | SME Input | 0 | 2012 | 0.85 | SWAP012-03-3
COM-APPPLUG-16.20 | Com ¦ Com Modulating Dryer Valve ¦ SCG ¦ All | Com ¦ Com Modulating Dryer Valve | SCG ¦ All | SCG | All | Gas | Modulating Dryer Valve | Efficient |  |  | 0 | Conventional | AppPlug | Com - Refrig. Warehouse | Com | RET Only | 0 | 1000 sqft2 of floor space | dryer valve | 10 | DEER:Indoor_CFL_Ltg | 0 | 0 | 0 | eTRM SWAP012-03-3 | 550 | 2021 | 450 | 2021 | 0 | 0 | SWAP012-03 | Com Gas Dryer Modulating Valve ¦ SCG ¦ All | Com Gas Dryer Modulating Valve | 0 | 1 | 0 | SME Input | 0 | 2012 | 0.85 | SWAP012-03-3
COM-APPPLUG-16.21 | Com ¦ Com Modulating Dryer Valve ¦ SCG ¦ All | Com ¦ Com Modulating Dryer Valve | SCG ¦ All | SCG | All | Gas | Modulating Dryer Valve | Efficient |  |  | 0 | Conventional | AppPlug | Com - Restaurant | Com | RET Only | 0 | 1000 sqft2 of floor space | dryer valve | 10 | DEER:Indoor_CFL_Ltg | 0 | 0 | 0 | eTRM SWAP012-03-3 | 550 | 2021 | 450 | 2021 | 0 | 0 | SWAP012-03 | Com Gas Dryer Modulating Valve ¦ SCG ¦ All | Com Gas Dryer Modulating Valve | 0 | 1 | 0 | SME Input | 0 | 2012 | 0.85 | SWAP012-03-3
COM-APPPLUG-16.22 | Com ¦ Com Modulating Dryer Valve ¦ SCG ¦ All | Com ¦ Com Modulating Dryer Valve | SCG ¦ All | SCG | All | Gas | Modulating Dryer Valve | Efficient |  |  | 0 | Conventional | AppPlug | Com - Retail | Com | RET Only | 0 | 1000 sqft2 of floor space | dryer valve | 10 | DEER:Indoor_CFL_Ltg | 0 | 0 | 777.3831 | eTRM SWAP012-03-3 | 550 | 2021 | 450 | 2021 | 0 | 0 | SWAP012-03 | Com Gas Dryer Modulating Valve ¦ SCG ¦ All | Com Gas Dryer Modulating Valve | 0.00093773 | 1 | 0 | SME Input | -3841.1412 | 2012 | 0.85 | SWAP012-03-3
COM-APPPLUG-16.23 | Com ¦ Com Modulating Dryer Valve ¦ SCG ¦ All | Com ¦ Com Modulating Dryer Valve | SCG ¦ All | SCG | All | Gas | Modulating Dryer Valve | Efficient |  |  | 0 | Conventional | AppPlug | Com - School | Com | RET Only | 0 | 1000 sqft2 of floor space | dryer valve | 10 | DEER:Indoor_CFL_Ltg | 0 | 0 | 0 | eTRM SWAP012-03-3 | 550 | 2021 | 450 | 2021 | 0 | 0 | SWAP012-03 | Com Gas Dryer Modulating Valve ¦ SCG ¦ All | Com Gas Dryer Modulating Valve | 0 | 1 | 0 | SME Input | 0 | 2012 | 0.85 | SWAP012-03-3
COM-APPPLUG-16.24 | Com ¦ Com Modulating Dryer Valve ¦ SCG ¦ All | Com ¦ Com Modulating Dryer Valve | SCG ¦ All | SCG | All | Gas | Modulating Dryer Valve | Efficient |  |  | 0 | Conventional | AppPlug | Com - Warehouse | Com | RET Only | 0 | 1000 sqft2 of floor space | dryer valve | 10 | DEER:Indoor_CFL_Ltg | 0 | 0 | 0 | eTRM SWAP012-03-3 | 550 | 2021 | 450 | 2021 | 0 | 0 | SWAP012-03 | Com Gas Dryer Modulating Valve ¦ SCG ¦ All | Com Gas Dryer Modulating Valve | 0 | 1 | 0 | SME Input | 0 | 2012 | 0.85 | SWAP012-03-3
COM-APPPLUG-16.25 | Com ¦ Com Modulating Dryer Valve ¦ SDG&E ¦ All | Com ¦ Com Modulating Dryer Valve | SDG&E ¦ All | SDG&E | All | Gas | Modulating Dryer Valve | Efficient |  |  | 0 | Conventional | AppPlug | Com - College | Com | RET Only | 0 | 1000 sqft2 of floor space | dryer valve | 10 | DEER:Indoor_CFL_Ltg | 0 | 0 | 899 | eTRM SWAP012-03-3 | 550 | 2021 | 450 | 2021 | 0 | 0 | SWAP012-03 | Com Gas Dryer Modulating Valve ¦ SDG&E ¦ All | Com Gas Dryer Modulating Valve | 0.0084771 | 1 | 0.014 | SME Input | -2965.4882 | 2012 | 0.85 | SWAP012-03-3
COM-APPPLUG-16.26 | Com ¦ Com Modulating Dryer Valve ¦ SDG&E ¦ All | Com ¦ Com Modulating Dryer Valve | SDG&E ¦ All | SDG&E | All | Gas | Modulating Dryer Valve | Efficient |  |  | 0 | Conventional | AppPlug | Com - Grocery | Com | RET Only | 0 | 1000 sqft2 of floor space | dryer valve | 10 | DEER:Indoor_CFL_Ltg | 0 | 0 | 0 | eTRM SWAP012-03-3 | 550 | 2021 | 450 | 2021 | 0 | 0 | SWAP012-03 | Com Gas Dryer Modulating Valve ¦ SDG&E ¦ All | Com Gas Dryer Modulating Valve | 0 | 1 | 0 | SME Input | 0 | 2012 | 0.85 | SWAP012-03-3
COM-APPPLUG-16.27 | Com ¦ Com Modulating Dryer Valve ¦ SDG&E ¦ All | Com ¦ Com Modulating Dryer Valve | SDG&E ¦ All | SDG&E | All | Gas | Modulating Dryer Valve | Efficient |  |  | 0 | Conventional | AppPlug | Com - Health | Com | RET Only | 0 | 1000 sqft2 of floor space | dryer valve | 10 | DEER:Indoor_CFL_Ltg | 0 | 0 | 7170 | eTRM SWAP012-03-3 | 550 | 2021 | 450 | 2021 | 0 | 0 | SWAP012-03 | Com Gas Dryer Modulating Valve ¦ SDG&E ¦ All | Com Gas Dryer Modulating Valve | 0.08222 | 1 | 0.16 | SME Input | -20252.2462 | 2012 | 0.85 | SWAP012-03-3
COM-APPPLUG-16.28 | Com ¦ Com Modulating Dryer Valve ¦ SDG&E ¦ All | Com ¦ Com Modulating Dryer Valve | SDG&E ¦ All | SDG&E | All | Gas | Modulating Dryer Valve | Efficient |  |  | 0 | Conventional | AppPlug | Com - Lodging | Com | RET Only | 0 | 1000 sqft2 of floor space | dryer valve | 10 | DEER:Indoor_CFL_Ltg | 0 | 0 | 3550 | eTRM SWAP012-03-3 | 550 | 2021 | 450 | 2021 | 0 | 0 | SWAP012-03 | Com Gas Dryer Modulating Valve ¦ SDG&E ¦ All | Com Gas Dryer Modulating Valve | 0.087268 | 1 | 0.16 | SME Input | -35068.1471 | 2012 | 0.85 | SWAP012-03-3
COM-APPPLUG-16.29 | Com ¦ Com Modulating Dryer Valve ¦ SDG&E ¦ All | Com ¦ Com Modulating Dryer Valve | SDG&E ¦ All | SDG&E | All | Gas | Modulating Dryer Valve | Efficient |  |  | 0 | Conventional | AppPlug | Com - Office (Large) | Com | RET Only | 0 | 1000 sqft2 of floor space | dryer valve | 10 | DEER:Indoor_CFL_Ltg | 0 | 0 | 154 | eTRM SWAP012-03-3 | 550 | 2021 | 450 | 2021 | 0 | 0 | SWAP012-03 | Com Gas Dryer Modulating Valve ¦ SDG&E ¦ All | Com Gas Dryer Modulating Valve | 0.0033755 | 1 | 0 | SME Input | -691.5669 | 2012 | 0.85 | SWAP012-03-3
COM-APPPLUG-16.30 | Com ¦ Com Modulating Dryer Valve ¦ SDG&E ¦ All | Com ¦ Com Modulating Dryer Valve | SDG&E ¦ All | SDG&E | All | Gas | Modulating Dryer Valve | Efficient |  |  | 0 | Conventional | AppPlug | Com - Office (Small) | Com | RET Only | 0 | 1000 sqft2 of floor space | dryer valve | 10 | DEER:Indoor_CFL_Ltg | 0 | 0 | 182 | eTRM SWAP012-03-3 | 550 | 2021 | 450 | 2021 | 0 | 0 | SWAP012-03 | Com Gas Dryer Modulating Valve ¦ SDG&E ¦ All | Com Gas Dryer Modulating Valve | 0.0033755 | 1 | 0 | SME Input | -360.3009 | 2012 | 0.85 | SWAP012-03-3
COM-APPPLUG-16.31 | Com ¦ Com Modulating Dryer Valve ¦ SDG&E ¦ All | Com ¦ Com Modulating Dryer Valve | SDG&E ¦ All | SDG&E | All | Gas | Modulating Dryer Valve | Efficient |  |  | 0 | Conventional | AppPlug | Com - Other | Com | RET Only | 0 | 1000 sqft2 of floor space | dryer valve | 10 | DEER:Indoor_CFL_Ltg | 0 | 0 | 0 | eTRM SWAP012-03-3 | 550 | 2021 | 450 | 2021 | 0 | 0 | SWAP012-03 | Com Gas Dryer Modulating Valve ¦ SDG&E ¦ All | Com Gas Dryer Modulating Valve | 0.00701 | 1 | 0.27 | SME Input | 0 | 2012 | 0.85 | SWAP012-03-3
COM-APPPLUG-16.32 | Com ¦ Com Modulating Dryer Valve ¦ SDG&E ¦ All | Com ¦ Com Modulating Dryer Valve | SDG&E ¦ All | SDG&E | All | Gas | Modulating Dryer Valve | Efficient |  |  | 0 | Conventional | AppPlug | Com - Refrig. Warehouse | Com | RET Only | 0 | 1000 sqft2 of floor space | dryer valve | 10 | DEER:Indoor_CFL_Ltg | 0 | 0 | 0 | eTRM SWAP012-03-3 | 550 | 2021 | 450 | 2021 | 0 | 0 | SWAP012-03 | Com Gas Dryer Modulating Valve ¦ SDG&E ¦ All | Com Gas Dryer Modulating Valve | 0 | 1 | 0 | SME Input | 0 | 2012 | 0.85 | SWAP012-03-3
COM-APPPLUG-16.33 | Com ¦ Com Modulating Dryer Valve ¦ SDG&E ¦ All | Com ¦ Com Modulating Dryer Valve | SDG&E ¦ All | SDG&E | All | Gas | Modulating Dryer Valve | Efficient |  |  | 0 | Conventional | AppPlug | Com - Restaurant | Com | RET Only | 0 | 1000 sqft2 of floor space | dryer valve | 10 | DEER:Indoor_CFL_Ltg | 0 | 0 | 0 | eTRM SWAP012-03-3 | 550 | 2021 | 450 | 2021 | 0 | 0 | SWAP012-03 | Com Gas Dryer Modulating Valve ¦ SDG&E ¦ All | Com Gas Dryer Modulating Valve | 0 | 1 | 0 | SME Input | 0 | 2012 | 0.85 | SWAP012-03-3
COM-APPPLUG-16.34 | Com ¦ Com Modulating Dryer Valve ¦ SDG&E ¦ All | Com ¦ Com Modulating Dryer Valve | SDG&E ¦ All | SDG&E | All | Gas | Modulating Dryer Valve | Efficient |  |  | 0 | Conventional | AppPlug | Com - Retail | Com | RET Only | 0 | 1000 sqft2 of floor space | dryer valve | 10 | DEER:Indoor_CFL_Ltg | 0 | 0 | 777.3831 | eTRM SWAP012-03-3 | 550 | 2021 | 450 | 2021 | 0 | 0 | SWAP012-03 | Com Gas Dryer Modulating Valve ¦ SDG&E ¦ All | Com Gas Dryer Modulating Valve | 0.00093773 | 1 | 0 | SME Input | -3841.1412 | 2012 | 0.85 | SWAP012-03-3
COM-APPPLUG-16.35 | Com ¦ Com Modulating Dryer Valve ¦ SDG&E ¦ All | Com ¦ Com Modulating Dryer Valve | SDG&E ¦ All | SDG&E | All | Gas | Modulating Dryer Valve | Efficient |  |  | 0 | Conventional | AppPlug | Com - School | Com | RET Only | 0 | 1000 sqft2 of floor space | dryer valve | 10 | DEER:Indoor_CFL_Ltg | 0 | 0 | 0 | eTRM SWAP012-03-3 | 550 | 2021 | 450 | 2021 | 0 | 0 | SWAP012-03 | Com Gas Dryer Modulating Valve ¦ SDG&E ¦ All | Com Gas Dryer Modulating Valve | 0 | 1 | 0 | SME Input | 0 | 2012 | 0.85 | SWAP012-03-3
COM-APPPLUG-16.36 | Com ¦ Com Modulating Dryer Valve ¦ SDG&E ¦ All | Com ¦ Com Modulating Dryer Valve | SDG&E ¦ All | SDG&E | All | Gas | Modulating Dryer Valve | Efficient |  |  | 0 | Conventional | AppPlug | Com - Warehouse | Com | RET Only | 0 | 1000 sqft2 of floor space | dryer valve | 10 | DEER:Indoor_CFL_Ltg | 0 | 0 | 0 | eTRM SWAP012-03-3 | 550 | 2021 | 450 | 2021 | 0 | 0 | SWAP012-03 | Com Gas Dryer Modulating Valve ¦ SDG&E ¦ All | Com Gas Dryer Modulating Valve | 0 | 1 | 0 | SME Input | 0 | 2012 | 0.85 | SWAP012-03-3
COM-APPPLUG-40.1 | Com ¦ No Pool Cover ¦ PG&E ¦ All | Com ¦ No Pool Cover | PG&E ¦ All | PG&E | All | Gas | No Pool Cover | Average Existing and Code |  |  | 0 | Conventional | AppPlug | Com - College | Com | RET and NEW | 0 | 1000 sqft2 of floor space | Area-ft2 | 5 | DEER:Indoor_CFL_Ltg | 0 | 0 | 0 | eTRM SWRE001-04 | 0 | 2024 | 0 | 2024 | 0 | 0 | SWRE001-04 | Com Pool Cover ¦ PG&E ¦ All | Com Pool Cover | 0 | 1 | 0 | CBSA 2014 | 0 | 2012 | 0.6 | SWRE001-04
COM-APPPLUG-40.2 | Com ¦ No Pool Cover ¦ PG&E ¦ All | Com ¦ No Pool Cover | PG&E ¦ All | PG&E | All | Gas | No Pool Cover | Average Existing and Code |  |  | 0 | Conventional | AppPlug | Com - Grocery | Com | RET and NEW | 0 | 1000 sqft2 of floor space | Area-ft2 | 5 | DEER:Indoor_CFL_Ltg | 0 | 0 | 0 | eTRM SWRE001-04 | 0 | 2024 | 0 | 2024 | 0 | 0 | SWRE001-04 | Com Pool Cover ¦ PG&E ¦ All | Com Pool Cover | 0 | 1 | 0 | CBSA 2014 | 0 | 2012 | 0.6 | SWRE001-04
COM-APPPLUG-40.3 | Com ¦ No Pool Cover ¦ PG&E ¦ All | Com ¦ No Pool Cover | PG&E ¦ All | PG&E | All | Gas | No Pool Cover | Average Existing and Code |  |  | 0 | Conventional | AppPlug | Com - Health | Com | RET and NEW | 0 | 1000 sqft2 of floor space | Area-ft2 | 5 | DEER:Indoor_CFL_Ltg | 0 | 0 | 0 | eTRM SWRE001-04 | 0 | 2024 | 0 | 2024 | 0 | 0 | SWRE001-04 | Com Pool Cover ¦ PG&E ¦ All | Com Pool Cover | 0 | 1 | 0 | CBSA 2014 | 0 | 2012 | 0.6 | SWRE001-04
COM-APPPLUG-40.4 | Com ¦ No Pool Cover ¦ PG&E ¦ All | Com ¦ No Pool Cover | PG&E ¦ All | PG&E | All | Gas | No Pool Cover | Average Existing and Code |  |  | 0 | Conventional | AppPlug | Com - Lodging | Com | RET and NEW | 0 | 1000 sqft2 of floor space | Area-ft2 | 5 | DEER:Indoor_CFL_Ltg | 0 | 0 | 10.8 | eTRM SWRE001-04 | 0 | 2024 | 0 | 2024 | 0 | 0 | SWRE001-04 | Com Pool Cover ¦ PG&E ¦ All | Com Pool Cover | 1.1317 | 1 | 0.65 | CBSA 2014 | -106.6862 | 2012 | 0.6 | SWRE001-04
COM-APPPLUG-40.5 | Com ¦ No Pool Cover ¦ PG&E ¦ All | Com ¦ No Pool Cover | PG&E ¦ All | PG&E | All | Gas | No Pool Cover | Average Existing and Code |  |  | 0 | Conventional | AppPlug | Com - Office (Large) | Com | RET and NEW | 0 | 1000 sqft2 of floor space | Area-ft2 | 5 | DEER:Indoor_CFL_Ltg | 0 | 0 | 0 | eTRM SWRE001-04 | 0 | 2024 | 0 | 2024 | 0 | 0 | SWRE001-04 | Com Pool Cover ¦ PG&E ¦ All | Com Pool Cover | 0 | 1 | 0 | CBSA 2014 | 0 | 2012 | 0.6 | SWRE001-04
COM-APPPLUG-40.6 | Com ¦ No Pool Cover ¦ PG&E ¦ All | Com ¦ No Pool Cover | PG&E ¦ All | PG&E | All | Gas | No Pool Cover | Average Existing and Code |  |  | 0 | Conventional | AppPlug | Com - Office (Small) | Com | RET and NEW | 0 | 1000 sqft2 of floor space | Area-ft2 | 5 | DEER:Indoor_CFL_Ltg | 0 | 0 | 0 | eTRM SWRE001-04 | 0 | 2024 | 0 | 2024 | 0 | 0 | SWRE001-04 | Com Pool Cover ¦ PG&E ¦ All | Com Pool Cover | 0 | 1 | 0 | CBSA 2014 | 0 | 2012 | 0.6 | SWRE001-04
COM-APPPLUG-40.7 | Com ¦ No Pool Cover ¦ PG&E ¦ All | Com ¦ No Pool Cover | PG&E ¦ All | PG&E | All | Gas | No Pool Cover | Average Existing and Code |  |  | 0 | Conventional | AppPlug | Com - Other | Com | RET and NEW | 0 | 1000 sqft2 of floor space | Area-ft2 | 5 | DEER:Indoor_CFL_Ltg | 0 | 0 | 12.55 | eTRM SWRE001-04 | 0 | 2024 | 0 | 2024 | 0 | 0 | SWRE001-04 | Com Pool Cover ¦ PG&E ¦ All | Com Pool Cover | 0.71617 | 1 | 0.65 | CBSA 2014 | -56.8516 | 2012 | 0.6 | SWRE001-04
COM-APPPLUG-40.8 | Com ¦ No Pool Cover ¦ PG&E ¦ All | Com ¦ No Pool Cover | PG&E ¦ All | PG&E | All | Gas | No Pool Cover | Average Existing and Code |  |  | 0 | Conventional | AppPlug | Com - Refrig. Warehouse | Com | RET and NEW | 0 | 1000 sqft2 of floor space | Area-ft2 | 5 | DEER:Indoor_CFL_Ltg | 0 | 0 | 0 | eTRM SWRE001-04 | 0 | 2024 | 0 | 2024 | 0 | 0 | SWRE001-04 | Com Pool Cover ¦ PG&E ¦ All | Com Pool Cover | 0 | 1 | 0 | CBSA 2014 | 0 | 2012 | 0.6 | SWRE001-04
COM-APPPLUG-40.9 | Com ¦ No Pool Cover ¦ PG&E ¦ All | Com ¦ No Pool Cover | PG&E ¦ All | PG&E | All | Gas | No Pool Cover | Average Existing and Code |  |  | 0 | Conventional | AppPlug | Com - Restaurant | Com | RET and NEW | 0 | 1000 sqft2 of floor space | Area-ft2 | 5 | DEER:Indoor_CFL_Ltg | 0 | 0 | 0 | eTRM SWRE001-04 | 0 | 2024 | 0 | 2024 | 0 | 0 | SWRE001-04 | Com Pool Cover ¦ PG&E ¦ All | Com Pool Cover | 0 | 1 | 0 | CBSA 2014 | 0 | 2012 | 0.6 | SWRE001-04
COM-APPPLUG-40.10 | Com ¦ No Pool Cover ¦ PG&E ¦ All | Com ¦ No Pool Cover | PG&E ¦ All | PG&E | All | Gas | No Pool Cover | Average Existing and Code |  |  | 0 | Conventional | AppPlug | Com - Retail | Com | RET and NEW | 0 | 1000 sqft2 of floor space | Area-ft2 | 5 | DEER:Indoor_CFL_Ltg | 0 | 0 | 0 | eTRM SWRE001-04 | 0 | 2024 | 0 | 2024 | 0 | 0 | SWRE001-04 | Com Pool Cover ¦ PG&E ¦ All | Com Pool Cover | 0 | 1 | 0 | CBSA 2014 | 0 | 2012 | 0.6 | SWRE001-04
COM-APPPLUG-40.11 | Com ¦ No Pool Cover ¦ PG&E ¦ All | Com ¦ No Pool Cover | PG&E ¦ All | PG&E | All | Gas | No Pool Cover | Average Existing and Code |  |  | 0 | Conventional | AppPlug | Com - School | Com | RET and NEW | 0 | 1000 sqft2 of floor space | Area-ft2 | 5 | DEER:Indoor_CFL_Ltg | 0 | 0 | 0 | eTRM SWRE001-04 | 0 | 2024 | 0 | 2024 | 0 | 0 | SWRE001-04 | Com Pool Cover ¦ PG&E ¦ All | Com Pool Cover | 0 | 1 | 0 | CBSA 2014 | 0 | 2012 | 0.6 | SWRE001-04
COM-APPPLUG-40.12 | Com ¦ No Pool Cover ¦ PG&E ¦ All | Com ¦ No Pool Cover | PG&E ¦ All | PG&E | All | Gas | No Pool Cover | Average Existing and Code |  |  | 0 | Conventional | AppPlug | Com - Warehouse | Com | RET and NEW | 0 | 1000 sqft2 of floor space | Area-ft2 | 5 | DEER:Indoor_CFL_Ltg | 0 | 0 | 0 | eTRM SWRE001-04 | 0 | 2024 | 0 | 2024 | 0 | 0 | SWRE001-04 | Com Pool Cover ¦ PG&E ¦ All | Com Pool Cover | 0 | 1 | 0 | CBSA 2014 | 0 | 2012 | 0.6 | SWRE001-04
COM-APPPLUG-40.13 | Com ¦ No Pool Cover ¦ SCG ¦ All | Com ¦ No Pool Cover | SCG ¦ All | SCG | All | Gas | No Pool Cover | Average Existing and Code |  |  | 0 | Conventional | AppPlug | Com - College | Com | RET and NEW | 0 | 1000 sqft2 of floor space | Area-ft2 | 5 | DEER:Indoor_CFL_Ltg | 0 | 0 | 0 | eTRM SWRE001-04 | 0 | 2024 | 0 | 2024 | 0 | 0 | SWRE001-04 | Com Pool Cover ¦ SCG ¦ All | Com Pool Cover | 0 | 1 | 0 | CBSA 2014 | 0 | 2012 | 0.6 | SWRE001-04
COM-APPPLUG-40.14 | Com ¦ No Pool Cover ¦ SCG ¦ All | Com ¦ No Pool Cover | SCG ¦ All | SCG | All | Gas | No Pool Cover | Average Existing and Code |  |  | 0 | Conventional | AppPlug | Com - Grocery | Com | RET and NEW | 0 | 1000 sqft2 of floor space | Area-ft2 | 5 | DEER:Indoor_CFL_Ltg | 0 | 0 | 0 | eTRM SWRE001-04 | 0 | 2024 | 0 | 2024 | 0 | 0 | SWRE001-04 | Com Pool Cover ¦ SCG ¦ All | Com Pool Cover | 0 | 1 | 0 | CBSA 2014 | 0 | 2012 | 0.6 | SWRE001-04
COM-APPPLUG-40.15 | Com ¦ No Pool Cover ¦ SCG ¦ All | Com ¦ No Pool Cover | SCG ¦ All | SCG | All | Gas | No Pool Cover | Average Existing and Code |  |  | 0 | Conventional | AppPlug | Com - Health | Com | RET and NEW | 0 | 1000 sqft2 of floor space | Area-ft2 | 5 | DEER:Indoor_CFL_Ltg | 0 | 0 | 0 | eTRM SWRE001-04 | 0 | 2024 | 0 | 2024 | 0 | 0 | SWRE001-04 | Com Pool Cover ¦ SCG ¦ All | Com Pool Cover | 0 | 1 | 0 | CBSA 2014 | 0 | 2012 | 0.6 | SWRE001-04
COM-APPPLUG-40.16 | Com ¦ No Pool Cover ¦ SCG ¦ All | Com ¦ No Pool Cover | SCG ¦ All | SCG | All | Gas | No Pool Cover | Average Existing and Code |  |  | 0 | Conventional | AppPlug | Com - Lodging | Com | RET and NEW | 0 | 1000 sqft2 of floor space | Area-ft2 | 5 | DEER:Indoor_CFL_Ltg | 0 | 0 | 7.17 | eTRM SWRE001-04 | 0 | 2024 | 0 | 2024 | 0 | 0 | SWRE001-04 | Com Pool Cover ¦ SCG ¦ All | Com Pool Cover | 1.1317 | 1 | 0.65 | CBSA 2014 | -70.8278 | 2012 | 0.6 | SWRE001-04
COM-APPPLUG-40.17 | Com ¦ No Pool Cover ¦ SCG ¦ All | Com ¦ No Pool Cover | SCG ¦ All | SCG | All | Gas | No Pool Cover | Average Existing and Code |  |  | 0 | Conventional | AppPlug | Com - Office (Large) | Com | RET and NEW | 0 | 1000 sqft2 of floor space | Area-ft2 | 5 | DEER:Indoor_CFL_Ltg | 0 | 0 | 0 | eTRM SWRE001-04 | 0 | 2024 | 0 | 2024 | 0 | 0 | SWRE001-04 | Com Pool Cover ¦ SCG ¦ All | Com Pool Cover | 0 | 1 | 0 | CBSA 2014 | 0 | 2012 | 0.6 | SWRE001-04
COM-APPPLUG-40.18 | Com ¦ No Pool Cover ¦ SCG ¦ All | Com ¦ No Pool Cover | SCG ¦ All | SCG | All | Gas | No Pool Cover | Average Existing and Code |  |  | 0 | Conventional | AppPlug | Com - Office (Small) | Com | RET and NEW | 0 | 1000 sqft2 of floor space | Area-ft2 | 5 | DEER:Indoor_CFL_Ltg | 0 | 0 | 0 | eTRM SWRE001-04 | 0 | 2024 | 0 | 2024 | 0 | 0 | SWRE001-04 | Com Pool Cover ¦ SCG ¦ All | Com Pool Cover | 0 | 1 | 0 | CBSA 2014 | 0 | 2012 | 0.6 | SWRE001-04
COM-APPPLUG-40.19 | Com ¦ No Pool Cover ¦ SCG ¦ All | Com ¦ No Pool Cover | SCG ¦ All | SCG | All | Gas | No Pool Cover | Average Existing and Code |  |  | 0 | Conventional | AppPlug | Com - Other | Com | RET and NEW | 0 | 1000 sqft2 of floor space | Area-ft2 | 5 | DEER:Indoor_CFL_Ltg | 0 | 0 | 8.1525 | eTRM SWRE001-04 | 0 | 2024 | 0 | 2024 | 0 | 0 | SWRE001-04 | Com Pool Cover ¦ SCG ¦ All | Com Pool Cover | 0.71617 | 1 | 0.65 | CBSA 2014 | -36.9309 | 2012 | 0.6 | SWRE001-04
COM-APPPLUG-40.20 | Com ¦ No Pool Cover ¦ SCG ¦ All | Com ¦ No Pool Cover | SCG ¦ All | SCG | All | Gas | No Pool Cover | Average Existing and Code |  |  | 0 | Conventional | AppPlug | Com - Refrig. Warehouse | Com | RET and NEW | 0 | 1000 sqft2 of floor space | Area-ft2 | 5 | DEER:Indoor_CFL_Ltg | 0 | 0 | 0 | eTRM SWRE001-04 | 0 | 2024 | 0 | 2024 | 0 | 0 | SWRE001-04 | Com Pool Cover ¦ SCG ¦ All | Com Pool Cover | 0 | 1 | 0 | CBSA 2014 | 0 | 2012 | 0.6 | SWRE001-04
COM-APPPLUG-40.21 | Com ¦ No Pool Cover ¦ SCG ¦ All | Com ¦ No Pool Cover | SCG ¦ All | SCG | All | Gas | No Pool Cover | Average Existing and Code |  |  | 0 | Conventional | AppPlug | Com - Restaurant | Com | RET and NEW | 0 | 1000 sqft2 of floor space | Area-ft2 | 5 | DEER:Indoor_CFL_Ltg | 0 | 0 | 0 | eTRM SWRE001-04 | 0 | 2024 | 0 | 2024 | 0 | 0 | SWRE001-04 | Com Pool Cover ¦ SCG ¦ All | Com Pool Cover | 0 | 1 | 0 | CBSA 2014 | 0 | 2012 | 0.6 | SWRE001-04
COM-APPPLUG-40.22 | Com ¦ No Pool Cover ¦ SCG ¦ All | Com ¦ No Pool Cover | SCG ¦ All | SCG | All | Gas | No Pool Cover | Average Existing and Code |  |  | 0 | Conventional | AppPlug | Com - Retail | Com | RET and NEW | 0 | 1000 sqft2 of floor space | Area-ft2 | 5 | DEER:Indoor_CFL_Ltg | 0 | 0 | 0 | eTRM SWRE001-04 | 0 | 2024 | 0 | 2024 | 0 | 0 | SWRE001-04 | Com Pool Cover ¦ SCG ¦ All | Com Pool Cover | 0 | 1 | 0 | CBSA 2014 | 0 | 2012 | 0.6 | SWRE001-04
COM-APPPLUG-40.23 | Com ¦ No Pool Cover ¦ SCG ¦ All | Com ¦ No Pool Cover | SCG ¦ All | SCG | All | Gas | No Pool Cover | Average Existing and Code |  |  | 0 | Conventional | AppPlug | Com - School | Com | RET and NEW | 0 | 1000 sqft2 of floor space | Area-ft2 | 5 | DEER:Indoor_CFL_Ltg | 0 | 0 | 0 | eTRM SWRE001-04 | 0 | 2024 | 0 | 2024 | 0 | 0 | SWRE001-04 | Com Pool Cover ¦ SCG ¦ All | Com Pool Cover | 0 | 1 | 0 | CBSA 2014 | 0 | 2012 | 0.6 | SWRE001-04
COM-APPPLUG-40.24 | Com ¦ No Pool Cover ¦ SCG ¦ All | Com ¦ No Pool Cover | SCG ¦ All | SCG | All | Gas | No Pool Cover | Average Existing and Code |  |  | 0 | Conventional | AppPlug | Com - Warehouse | Com | RET and NEW | 0 | 1000 sqft2 of floor space | Area-ft2 | 5 | DEER:Indoor_CFL_Ltg | 0 | 0 | 0 | eTRM SWRE001-04 | 0 | 2024 | 0 | 2024 | 0 | 0 | SWRE001-04 | Com Pool Cover ¦ SCG ¦ All | Com Pool Cover | 0 | 1 | 0 | CBSA 2014 | 0 | 2012 | 0.6 | SWRE001-04
COM-APPPLUG-40.25 | Com ¦ No Pool Cover ¦ SDG&E ¦ All | Com ¦ No Pool Cover | SDG&E ¦ All | SDG&E | All | Gas | No Pool Cover | Average Existing and Code |  |  | 0 | Conventional | AppPlug | Com - College | Com | RET and NEW | 0 | 1000 sqft2 of floor space | Area-ft2 | 5 | DEER:Indoor_CFL_Ltg | 0 | 0 | 0 | eTRM SWRE001-04 | 0 | 2024 | 0 | 2024 | 0 | 0 | SWRE001-04 | Com Pool Cover ¦ SDG&E ¦ All | Com Pool Cover | 0 | 1 | 0 | CBSA 2014 | 0 | 2012 | 0.6 | SWRE001-04
COM-APPPLUG-40.26 | Com ¦ No Pool Cover ¦ SDG&E ¦ All | Com ¦ No Pool Cover | SDG&E ¦ All | SDG&E | All | Gas | No Pool Cover | Average Existing and Code |  |  | 0 | Conventional | AppPlug | Com - Grocery | Com | RET and NEW | 0 | 1000 sqft2 of floor space | Area-ft2 | 5 | DEER:Indoor_CFL_Ltg | 0 | 0 | 0 | eTRM SWRE001-04 | 0 | 2024 | 0 | 2024 | 0 | 0 | SWRE001-04 | Com Pool Cover ¦ SDG&E ¦ All | Com Pool Cover | 0 | 1 | 0 | CBSA 2014 | 0 | 2012 | 0.6 | SWRE001-04
COM-APPPLUG-40.27 | Com ¦ No Pool Cover ¦ SDG&E ¦ All | Com ¦ No Pool Cover | SDG&E ¦ All | SDG&E | All | Gas | No Pool Cover | Average Existing and Code |  |  | 0 | Conventional | AppPlug | Com - Health | Com | RET and NEW | 0 | 1000 sqft2 of floor space | Area-ft2 | 5 | DEER:Indoor_CFL_Ltg | 0 | 0 | 0 | eTRM SWRE001-04 | 0 | 2024 | 0 | 2024 | 0 | 0 | SWRE001-04 | Com Pool Cover ¦ SDG&E ¦ All | Com Pool Cover | 0 | 1 | 0 | CBSA 2014 | 0 | 2012 | 0.6 | SWRE001-04
COM-APPPLUG-40.28 | Com ¦ No Pool Cover ¦ SDG&E ¦ All | Com ¦ No Pool Cover | SDG&E ¦ All | SDG&E | All | Gas | No Pool Cover | Average Existing and Code |  |  | 0 | Conventional | AppPlug | Com - Lodging | Com | RET and NEW | 0 | 1000 sqft2 of floor space | Area-ft2 | 5 | DEER:Indoor_CFL_Ltg | 0 | 0 | 7.03 | eTRM SWRE001-04 | 0 | 2024 | 0 | 2024 | 0 | 0 | SWRE001-04 | Com Pool Cover ¦ SDG&E ¦ All | Com Pool Cover | 1.1317 | 1 | 0.65 | CBSA 2014 | -69.4448 | 2012 | 0.6 | SWRE001-04
COM-APPPLUG-40.29 | Com ¦ No Pool Cover ¦ SDG&E ¦ All | Com ¦ No Pool Cover | SDG&E ¦ All | SDG&E | All | Gas | No Pool Cover | Average Existing and Code |  |  | 0 | Conventional | AppPlug | Com - Office (Large) | Com | RET and NEW | 0 | 1000 sqft2 of floor space | Area-ft2 | 5 | DEER:Indoor_CFL_Ltg | 0 | 0 | 0 | eTRM SWRE001-04 | 0 | 2024 | 0 | 2024 | 0 | 0 | SWRE001-04 | Com Pool Cover ¦ SDG&E ¦ All | Com Pool Cover | 0 | 1 | 0 | CBSA 2014 | 0 | 2012 | 0.6 | SWRE001-04
COM-APPPLUG-40.30 | Com ¦ No Pool Cover ¦ SDG&E ¦ All | Com ¦ No Pool Cover | SDG&E ¦ All | SDG&E | All | Gas | No Pool Cover | Average Existing and Code |  |  | 0 | Conventional | AppPlug | Com - Office (Small) | Com | RET and NEW | 0 | 1000 sqft2 of floor space | Area-ft2 | 5 | DEER:Indoor_CFL_Ltg | 0 | 0 | 0 | eTRM SWRE001-04 | 0 | 2024 | 0 | 2024 | 0 | 0 | SWRE001-04 | Com Pool Cover ¦ SDG&E ¦ All | Com Pool Cover | 0 | 1 | 0 | CBSA 2014 | 0 | 2012 | 0.6 | SWRE001-04
COM-APPPLUG-40.31 | Com ¦ No Pool Cover ¦ SDG&E ¦ All | Com ¦ No Pool Cover | SDG&E ¦ All | SDG&E | All | Gas | No Pool Cover | Average Existing and Code |  |  | 0 | Conventional | AppPlug | Com - Other | Com | RET and NEW | 0 | 1000 sqft2 of floor space | Area-ft2 | 5 | DEER:Indoor_CFL_Ltg | 0 | 0 | 7.995 | eTRM SWRE001-04 | 0 | 2024 | 0 | 2024 | 0 | 0 | SWRE001-04 | Com Pool Cover ¦ SDG&E ¦ All | Com Pool Cover | 0.71617 | 1 | 0.65 | CBSA 2014 | -36.2174 | 2012 | 0.6 | SWRE001-04
COM-APPPLUG-40.32 | Com ¦ No Pool Cover ¦ SDG&E ¦ All | Com ¦ No Pool Cover | SDG&E ¦ All | SDG&E | All | Gas | No Pool Cover | Average Existing and Code |  |  | 0 | Conventional | AppPlug | Com - Refrig. Warehouse | Com | RET and NEW | 0 | 1000 sqft2 of floor space | Area-ft2 | 5 | DEER:Indoor_CFL_Ltg | 0 | 0 | 0 | eTRM SWRE001-04 | 0 | 2024 | 0 | 2024 | 0 | 0 | SWRE001-04 | Com Pool Cover ¦ SDG&E ¦ All | Com Pool Cover | 0 | 1 | 0 | CBSA 2014 | 0 | 2012 | 0.6 | SWRE001-04
COM-APPPLUG-40.33 | Com ¦ No Pool Cover ¦ SDG&E ¦ All | Com ¦ No Pool Cover | SDG&E ¦ All | SDG&E | All | Gas | No Pool Cover | Average Existing and Code |  |  | 0 | Conventional | AppPlug | Com - Restaurant | Com | RET and NEW | 0 | 1000 sqft2 of floor space | Area-ft2 | 5 | DEER:Indoor_CFL_Ltg | 0 | 0 | 0 | eTRM SWRE001-04 | 0 | 2024 | 0 | 2024 | 0 | 0 | SWRE001-04 | Com Pool Cover ¦ SDG&E ¦ All | Com Pool Cover | 0 | 1 | 0 | CBSA 2014 | 0 | 2012 | 0.6 | SWRE001-04
COM-APPPLUG-40.34 | Com ¦ No Pool Cover ¦ SDG&E ¦ All | Com ¦ No Pool Cover | SDG&E ¦ All | SDG&E | All | Gas | No Pool Cover | Average Existing and Code |  |  | 0 | Conventional | AppPlug | Com - Retail | Com | RET and NEW | 0 | 1000 sqft2 of floor space | Area-ft2 | 5 | DEER:Indoor_CFL_Ltg | 0 | 0 | 0 | eTRM SWRE001-04 | 0 | 2024 | 0 | 2024 | 0 | 0 | SWRE001-04 | Com Pool Cover ¦ SDG&E ¦ All | Com Pool Cover | 0 | 1 | 0 | CBSA 2014 | 0 | 2012 | 0.6 | SWRE001-04
COM-APPPLUG-40.35 | Com ¦ No Pool Cover ¦ SDG&E ¦ All | Com ¦ No Pool Cover | SDG&E ¦ All | SDG&E | All | Gas | No Pool Cover | Average Existing and Code |  |  | 0 | Conventional | AppPlug | Com - School | Com | RET and NEW | 0 | 1000 sqft2 of floor space | Area-ft2 | 5 | DEER:Indoor_CFL_Ltg | 0 | 0 | 0 | eTRM SWRE001-04 | 0 | 2024 | 0 | 2024 | 0 | 0 | SWRE001-04 | Com Pool Cover ¦ SDG&E ¦ All | Com Pool Cover | 0 | 1 | 0 | CBSA 2014 | 0 | 2012 | 0.6 | SWRE001-04
COM-APPPLUG-40.36 | Com ¦ No Pool Cover ¦ SDG&E ¦ All | Com ¦ No Pool Cover | SDG&E ¦ All | SDG&E | All | Gas | No Pool Cover | Average Existing and Code |  |  | 0 | Conventional | AppPlug | Com - Warehouse | Com | RET and NEW | 0 | 1000 sqft2 of floor space | Area-ft2 | 5 | DEER:Indoor_CFL_Ltg | 0 | 0 | 0 | eTRM SWRE001-04 | 0 | 2024 | 0 | 2024 | 0 | 0 | SWRE001-04 | Com Pool Cover ¦ SDG&E ¦ All | Com Pool Cover | 0 | 1 | 0 | CBSA 2014 | 0 | 2012 | 0.6 | SWRE001-04
COM-APPPLUG-41.1 | Com ¦ Pool Cover ¦ PG&E ¦ All | Com ¦ Pool Cover | PG&E ¦ All | PG&E | All | Gas | Pool Cover | Efficient |  |  | 0 | Conventional | AppPlug | Com - College | Com | RET and NEW | 0 | 1000 sqft2 of floor space | Area-ft2 | 5 | DEER:Indoor_CFL_Ltg | 0 | 0 | 0 | eTRM SWRE001-04 | 3.3 | 2024 | 0 | 2024 | 0 | 0 | SWRE001-04 | Com Pool Cover ¦ PG&E ¦ All | Com Pool Cover | 0 | 1 | 0 | CBSA 2014 | 0 | 2012 | 0.6 | SWRE001-04
COM-APPPLUG-41.2 | Com ¦ Pool Cover ¦ PG&E ¦ All | Com ¦ Pool Cover | PG&E ¦ All | PG&E | All | Gas | Pool Cover | Efficient |  |  | 0 | Conventional | AppPlug | Com - Grocery | Com | RET and NEW | 0 | 1000 sqft2 of floor space | Area-ft2 | 5 | DEER:Indoor_CFL_Ltg | 0 | 0 | 0 | eTRM SWRE001-04 | 3.3 | 2024 | 0 | 2024 | 0 | 0 | SWRE001-04 | Com Pool Cover ¦ PG&E ¦ All | Com Pool Cover | 0 | 1 | 0 | CBSA 2014 | 0 | 2012 | 0.6 | SWRE001-04
COM-APPPLUG-41.3 | Com ¦ Pool Cover ¦ PG&E ¦ All | Com ¦ Pool Cover | PG&E ¦ All | PG&E | All | Gas | Pool Cover | Efficient |  |  | 0 | Conventional | AppPlug | Com - Health | Com | RET and NEW | 0 | 1000 sqft2 of floor space | Area-ft2 | 5 | DEER:Indoor_CFL_Ltg | 0 | 0 | 0 | eTRM SWRE001-04 | 3.3 | 2024 | 0 | 2024 | 0 | 0 | SWRE001-04 | Com Pool Cover ¦ PG&E ¦ All | Com Pool Cover | 0 | 1 | 0 | CBSA 2014 | 0 | 2012 | 0.6 | SWRE001-04
COM-APPPLUG-41.4 | Com ¦ Pool Cover ¦ PG&E ¦ All | Com ¦ Pool Cover | PG&E ¦ All | PG&E | All | Gas | Pool Cover | Efficient |  |  | 0 | Conventional | AppPlug | Com - Lodging | Com | RET and NEW | 0 | 1000 sqft2 of floor space | Area-ft2 | 5 | DEER:Indoor_CFL_Ltg | 0 | 0 | 6.92 | eTRM SWRE001-04 | 3.3 | 2024 | 0 | 2024 | 0 | 0 | SWRE001-04 | Com Pool Cover ¦ PG&E ¦ All | Com Pool Cover | 1.1317 | 1 | 0.35 | CBSA 2014 | -68.3582 | 2012 | 0.6 | SWRE001-04
COM-APPPLUG-41.5 | Com ¦ Pool Cover ¦ PG&E ¦ All | Com ¦ Pool Cover | PG&E ¦ All | PG&E | All | Gas | Pool Cover | Efficient |  |  | 0 | Conventional | AppPlug | Com - Office (Large) | Com | RET and NEW | 0 | 1000 sqft2 of floor space | Area-ft2 | 5 | DEER:Indoor_CFL_Ltg | 0 | 0 | 0 | eTRM SWRE001-04 | 3.3 | 2024 | 0 | 2024 | 0 | 0 | SWRE001-04 | Com Pool Cover ¦ PG&E ¦ All | Com Pool Cover | 0 | 1 | 0 | CBSA 2014 | 0 | 2012 | 0.6 | SWRE001-04
COM-APPPLUG-41.6 | Com ¦ Pool Cover ¦ PG&E ¦ All | Com ¦ Pool Cover | PG&E ¦ All | PG&E | All | Gas | Pool Cover | Efficient |  |  | 0 | Conventional | AppPlug | Com - Office (Small) | Com | RET and NEW | 0 | 1000 sqft2 of floor space | Area-ft2 | 5 | DEER:Indoor_CFL_Ltg | 0 | 0 | 0 | eTRM SWRE001-04 | 3.3 | 2024 | 0 | 2024 | 0 | 0 | SWRE001-04 | Com Pool Cover ¦ PG&E ¦ All | Com Pool Cover | 0 | 1 | 0 | CBSA 2014 | 0 | 2012 | 0.6 | SWRE001-04
COM-APPPLUG-41.7 | Com ¦ Pool Cover ¦ PG&E ¦ All | Com ¦ Pool Cover | PG&E ¦ All | PG&E | All | Gas | Pool Cover | Efficient |  |  | 0 | Conventional | AppPlug | Com - Other | Com | RET and NEW | 0 | 1000 sqft2 of floor space | Area-ft2 | 5 | DEER:Indoor_CFL_Ltg | 0 | 0 | 9.035 | eTRM SWRE001-04 | 3.3 | 2024 | 0 | 2024 | 0 | 0 | SWRE001-04 | Com Pool Cover ¦ PG&E ¦ All | Com Pool Cover | 0.71617 | 1 | 0.35 | CBSA 2014 | -40.9286 | 2012 | 0.6 | SWRE001-04
COM-APPPLUG-41.8 | Com ¦ Pool Cover ¦ PG&E ¦ All | Com ¦ Pool Cover | PG&E ¦ All | PG&E | All | Gas | Pool Cover | Efficient |  |  | 0 | Conventional | AppPlug | Com - Refrig. Warehouse | Com | RET and NEW | 0 | 1000 sqft2 of floor space | Area-ft2 | 5 | DEER:Indoor_CFL_Ltg | 0 | 0 | 0 | eTRM SWRE001-04 | 3.3 | 2024 | 0 | 2024 | 0 | 0 | SWRE001-04 | Com Pool Cover ¦ PG&E ¦ All | Com Pool Cover | 0 | 1 | 0 | CBSA 2014 | 0 | 2012 | 0.6 | SWRE001-04
COM-APPPLUG-41.9 | Com ¦ Pool Cover ¦ PG&E ¦ All | Com ¦ Pool Cover | PG&E ¦ All | PG&E | All | Gas | Pool Cover | Efficient |  |  | 0 | Conventional | AppPlug | Com - Restaurant | Com | RET and NEW | 0 | 1000 sqft2 of floor space | Area-ft2 | 5 | DEER:Indoor_CFL_Ltg | 0 | 0 | 0 | eTRM SWRE001-04 | 3.3 | 2024 | 0 | 2024 | 0 | 0 | SWRE001-04 | Com Pool Cover ¦ PG&E ¦ All | Com Pool Cover | 0 | 1 | 0 | CBSA 2014 | 0 | 2012 | 0.6 | SWRE001-04
COM-APPPLUG-41.10 | Com ¦ Pool Cover ¦ PG&E ¦ All | Com ¦ Pool Cover | PG&E ¦ All | PG&E | All | Gas | Pool Cover | Efficient |  |  | 0 | Conventional | AppPlug | Com - Retail | Com | RET and NEW | 0 | 1000 sqft2 of floor space | Area-ft2 | 5 | DEER:Indoor_CFL_Ltg | 0 | 0 | 0 | eTRM SWRE001-04 | 3.3 | 2024 | 0 | 2024 | 0 | 0 | SWRE001-04 | Com Pool Cover ¦ PG&E ¦ All | Com Pool Cover | 0 | 1 | 0 | CBSA 2014 | 0 | 2012 | 0.6 | SWRE001-04
COM-APPPLUG-41.11 | Com ¦ Pool Cover ¦ PG&E ¦ All | Com ¦ Pool Cover | PG&E ¦ All | PG&E | All | Gas | Pool Cover | Efficient |  |  | 0 | Conventional | AppPlug | Com - School | Com | RET and NEW | 0 | 1000 sqft2 of floor space | Area-ft2 | 5 | DEER:Indoor_CFL_Ltg | 0 | 0 | 0 | eTRM SWRE001-04 | 3.3 | 2024 | 0 | 2024 | 0 | 0 | SWRE001-04 | Com Pool Cover ¦ PG&E ¦ All | Com Pool Cover | 0 | 1 | 0 | CBSA 2014 | 0 | 2012 | 0.6 | SWRE001-04
COM-APPPLUG-41.12 | Com ¦ Pool Cover ¦ PG&E ¦ All | Com ¦ Pool Cover | PG&E ¦ All | PG&E | All | Gas | Pool Cover | Efficient |  |  | 0 | Conventional | AppPlug | Com - Warehouse | Com | RET and NEW | 0 | 1000 sqft2 of floor space | Area-ft2 | 5 | DEER:Indoor_CFL_Ltg | 0 | 0 | 0 | eTRM SWRE001-04 | 3.3 | 2024 | 0 | 2024 | 0 | 0 | SWRE001-04 | Com Pool Cover ¦ PG&E ¦ All | Com Pool Cover | 0 | 1 | 0 | CBSA 2014 | 0 | 2012 | 0.6 | SWRE001-04
COM-APPPLUG-41.13 | Com ¦ Pool Cover ¦ SCG ¦ All | Com ¦ Pool Cover | SCG ¦ All | SCG | All | Gas | Pool Cover | Efficient |  |  | 0 | Conventional | AppPlug | Com - College | Com | RET and NEW | 0 | 1000 sqft2 of floor space | Area-ft2 | 5 | DEER:Indoor_CFL_Ltg | 0 | 0 | 0 | eTRM SWRE001-04 | 3.3 | 2024 | 0 | 2024 | 0 | 0 | SWRE001-04 | Com Pool Cover ¦ SCG ¦ All | Com Pool Cover | 0 | 1 | 0 | CBSA 2014 | 0 | 2012 | 0.6 | SWRE001-04
COM-APPPLUG-41.14 | Com ¦ Pool Cover ¦ SCG ¦ All | Com ¦ Pool Cover | SCG ¦ All | SCG | All | Gas | Pool Cover | Efficient |  |  | 0 | Conventional | AppPlug | Com - Grocery | Com | RET and NEW | 0 | 1000 sqft2 of floor space | Area-ft2 | 5 | DEER:Indoor_CFL_Ltg | 0 | 0 | 0 | eTRM SWRE001-04 | 3.3 | 2024 | 0 | 2024 | 0 | 0 | SWRE001-04 | Com Pool Cover ¦ SCG ¦ All | Com Pool Cover | 0 | 1 | 0 | CBSA 2014 | 0 | 2012 | 0.6 | SWRE001-04
COM-APPPLUG-41.15 | Com ¦ Pool Cover ¦ SCG ¦ All | Com ¦ Pool Cover | SCG ¦ All | SCG | All | Gas | Pool Cover | Efficient |  |  | 0 | Conventional | AppPlug | Com - Health | Com | RET and NEW | 0 | 1000 sqft2 of floor space | Area-ft2 | 5 | DEER:Indoor_CFL_Ltg | 0 | 0 | 0 | eTRM SWRE001-04 | 3.3 | 2024 | 0 | 2024 | 0 | 0 | SWRE001-04 | Com Pool Cover ¦ SCG ¦ All | Com Pool Cover | 0 | 1 | 0 | CBSA 2014 | 0 | 2012 | 0.6 | SWRE001-04
COM-APPPLUG-41.16 | Com ¦ Pool Cover ¦ SCG ¦ All | Com ¦ Pool Cover | SCG ¦ All | SCG | All | Gas | Pool Cover | Efficient |  |  | 0 | Conventional | AppPlug | Com - Lodging | Com | RET and NEW | 0 | 1000 sqft2 of floor space | Area-ft2 | 5 | DEER:Indoor_CFL_Ltg | 0 | 0 | 4.11 | eTRM SWRE001-04 | 3.3 | 2024 | 0 | 2024 | 0 | 0 | SWRE001-04 | Com Pool Cover ¦ SCG ¦ All | Com Pool Cover | 1.1317 | 1 | 0.35 | CBSA 2014 | -40.6 | 2012 | 0.6 | SWRE001-04
COM-APPPLUG-41.17 | Com ¦ Pool Cover ¦ SCG ¦ All | Com ¦ Pool Cover | SCG ¦ All | SCG | All | Gas | Pool Cover | Efficient |  |  | 0 | Conventional | AppPlug | Com - Office (Large) | Com | RET and NEW | 0 | 1000 sqft2 of floor space | Area-ft2 | 5 | DEER:Indoor_CFL_Ltg | 0 | 0 | 0 | eTRM SWRE001-04 | 3.3 | 2024 | 0 | 2024 | 0 | 0 | SWRE001-04 | Com Pool Cover ¦ SCG ¦ All | Com Pool Cover | 0 | 1 | 0 | CBSA 2014 | 0 | 2012 | 0.6 | SWRE001-04
COM-APPPLUG-41.18 | Com ¦ Pool Cover ¦ SCG ¦ All | Com ¦ Pool Cover | SCG ¦ All | SCG | All | Gas | Pool Cover | Efficient |  |  | 0 | Conventional | AppPlug | Com - Office (Small) | Com | RET and NEW | 0 | 1000 sqft2 of floor space | Area-ft2 | 5 | DEER:Indoor_CFL_Ltg | 0 | 0 | 0 | eTRM SWRE001-04 | 3.3 | 2024 | 0 | 2024 | 0 | 0 | SWRE001-04 | Com Pool Cover ¦ SCG ¦ All | Com Pool Cover | 0 | 1 | 0 | CBSA 2014 | 0 | 2012 | 0.6 | SWRE001-04
COM-APPPLUG-41.19 | Com ¦ Pool Cover ¦ SCG ¦ All | Com ¦ Pool Cover | SCG ¦ All | SCG | All | Gas | Pool Cover | Efficient |  |  | 0 | Conventional | AppPlug | Com - Other | Com | RET and NEW | 0 | 1000 sqft2 of floor space | Area-ft2 | 5 | DEER:Indoor_CFL_Ltg | 0 | 0 | 5.495 | eTRM SWRE001-04 | 3.3 | 2024 | 0 | 2024 | 0 | 0 | SWRE001-04 | Com Pool Cover ¦ SCG ¦ All | Com Pool Cover | 0.71617 | 1 | 0.35 | CBSA 2014 | -24.8924 | 2012 | 0.6 | SWRE001-04
COM-APPPLUG-41.20 | Com ¦ Pool Cover ¦ SCG ¦ All | Com ¦ Pool Cover | SCG ¦ All | SCG | All | Gas | Pool Cover | Efficient |  |  | 0 | Conventional | AppPlug | Com - Refrig. Warehouse | Com | RET and NEW | 0 | 1000 sqft2 of floor space | Area-ft2 | 5 | DEER:Indoor_CFL_Ltg | 0 | 0 | 0 | eTRM SWRE001-04 | 3.3 | 2024 | 0 | 2024 | 0 | 0 | SWRE001-04 | Com Pool Cover ¦ SCG ¦ All | Com Pool Cover | 0 | 1 | 0 | CBSA 2014 | 0 | 2012 | 0.6 | SWRE001-04
COM-APPPLUG-41.21 | Com ¦ Pool Cover ¦ SCG ¦ All | Com ¦ Pool Cover | SCG ¦ All | SCG | All | Gas | Pool Cover | Efficient |  |  | 0 | Conventional | AppPlug | Com - Restaurant | Com | RET and NEW | 0 | 1000 sqft2 of floor space | Area-ft2 | 5 | DEER:Indoor_CFL_Ltg | 0 | 0 | 0 | eTRM SWRE001-04 | 3.3 | 2024 | 0 | 2024 | 0 | 0 | SWRE001-04 | Com Pool Cover ¦ SCG ¦ All | Com Pool Cover | 0 | 1 | 0 | CBSA 2014 | 0 | 2012 | 0.6 | SWRE001-04
COM-APPPLUG-41.22 | Com ¦ Pool Cover ¦ SCG ¦ All | Com ¦ Pool Cover | SCG ¦ All | SCG | All | Gas | Pool Cover | Efficient |  |  | 0 | Conventional | AppPlug | Com - Retail | Com | RET and NEW | 0 | 1000 sqft2 of floor space | Area-ft2 | 5 | DEER:Indoor_CFL_Ltg | 0 | 0 | 0 | eTRM SWRE001-04 | 3.3 | 2024 | 0 | 2024 | 0 | 0 | SWRE001-04 | Com Pool Cover ¦ SCG ¦ All | Com Pool Cover | 0 | 1 | 0 | CBSA 2014 | 0 | 2012 | 0.6 | SWRE001-04
COM-APPPLUG-41.23 | Com ¦ Pool Cover ¦ SCG ¦ All | Com ¦ Pool Cover | SCG ¦ All | SCG | All | Gas | Pool Cover | Efficient |  |  | 0 | Conventional | AppPlug | Com - School | Com | RET and NEW | 0 | 1000 sqft2 of floor space | Area-ft2 | 5 | DEER:Indoor_CFL_Ltg | 0 | 0 | 0 | eTRM SWRE001-04 | 3.3 | 2024 | 0 | 2024 | 0 | 0 | SWRE001-04 | Com Pool Cover ¦ SCG ¦ All | Com Pool Cover | 0 | 1 | 0 | CBSA 2014 | 0 | 2012 | 0.6 | SWRE001-04
COM-APPPLUG-41.24 | Com ¦ Pool Cover ¦ SCG ¦ All | Com ¦ Pool Cover | SCG ¦ All | SCG | All | Gas | Pool Cover | Efficient |  |  | 0 | Conventional | AppPlug | Com - Warehouse | Com | RET and NEW | 0 | 1000 sqft2 of floor space | Area-ft2 | 5 | DEER:Indoor_CFL_Ltg | 0 | 0 | 0 | eTRM SWRE001-04 | 3.3 | 2024 | 0 | 2024 | 0 | 0 | SWRE001-04 | Com Pool Cover ¦ SCG ¦ All | Com Pool Cover | 0 | 1 | 0 | CBSA 2014 | 0 | 2012 | 0.6 | SWRE001-04
COM-APPPLUG-41.25 | Com ¦ Pool Cover ¦ SDG&E ¦ All | Com ¦ Pool Cover | SDG&E ¦ All | SDG&E | All | Gas | Pool Cover | Efficient |  |  | 0 | Conventional | AppPlug | Com - College | Com | RET and NEW | 0 | 1000 sqft2 of floor space | Area-ft2 | 5 | DEER:Indoor_CFL_Ltg | 0 | 0 | 0 | eTRM SWRE001-04 | 3.3 | 2024 | 0 | 2024 | 0 | 0 | SWRE001-04 | Com Pool Cover ¦ SDG&E ¦ All | Com Pool Cover | 0 | 1 | 0 | CBSA 2014 | 0 | 2012 | 0.6 | SWRE001-04
COM-APPPLUG-41.26 | Com ¦ Pool Cover ¦ SDG&E ¦ All | Com ¦ Pool Cover | SDG&E ¦ All | SDG&E | All | Gas | Pool Cover | Efficient |  |  | 0 | Conventional | AppPlug | Com - Grocery | Com | RET and NEW | 0 | 1000 sqft2 of floor space | Area-ft2 | 5 | DEER:Indoor_CFL_Ltg | 0 | 0 | 0 | eTRM SWRE001-04 | 3.3 | 2024 | 0 | 2024 | 0 | 0 | SWRE001-04 | Com Pool Cover ¦ SDG&E ¦ All | Com Pool Cover | 0 | 1 | 0 | CBSA 2014 | 0 | 2012 | 0.6 | SWRE001-04
COM-APPPLUG-41.27 | Com ¦ Pool Cover ¦ SDG&E ¦ All | Com ¦ Pool Cover | SDG&E ¦ All | SDG&E | All | Gas | Pool Cover | Efficient |  |  | 0 | Conventional | AppPlug | Com - Health | Com | RET and NEW | 0 | 1000 sqft2 of floor space | Area-ft2 | 5 | DEER:Indoor_CFL_Ltg | 0 | 0 | 0 | eTRM SWRE001-04 | 3.3 | 2024 | 0 | 2024 | 0 | 0 | SWRE001-04 | Com Pool Cover ¦ SDG&E ¦ All | Com Pool Cover | 0 | 1 | 0 | CBSA 2014 | 0 | 2012 | 0.6 | SWRE001-04
COM-APPPLUG-41.28 | Com ¦ Pool Cover ¦ SDG&E ¦ All | Com ¦ Pool Cover | SDG&E ¦ All | SDG&E | All | Gas | Pool Cover | Efficient |  |  | 0 | Conventional | AppPlug | Com - Lodging | Com | RET and NEW | 0 | 1000 sqft2 of floor space | Area-ft2 | 5 | DEER:Indoor_CFL_Ltg | 0 | 0 | 4.21 | eTRM SWRE001-04 | 3.3 | 2024 | 0 | 2024 | 0 | 0 | SWRE001-04 | Com Pool Cover ¦ SDG&E ¦ All | Com Pool Cover | 1.1317 | 1 | 0.35 | CBSA 2014 | -41.5879 | 2012 | 0.6 | SWRE001-04
COM-APPPLUG-41.29 | Com ¦ Pool Cover ¦ SDG&E ¦ All | Com ¦ Pool Cover | SDG&E ¦ All | SDG&E | All | Gas | Pool Cover | Efficient |  |  | 0 | Conventional | AppPlug | Com - Office (Large) | Com | RET and NEW | 0 | 1000 sqft2 of floor space | Area-ft2 | 5 | DEER:Indoor_CFL_Ltg | 0 | 0 | 0 | eTRM SWRE001-04 | 3.3 | 2024 | 0 | 2024 | 0 | 0 | SWRE001-04 | Com Pool Cover ¦ SDG&E ¦ All | Com Pool Cover | 0 | 1 | 0 | CBSA 2014 | 0 | 2012 | 0.6 | SWRE001-04
COM-APPPLUG-41.30 | Com ¦ Pool Cover ¦ SDG&E ¦ All | Com ¦ Pool Cover | SDG&E ¦ All | SDG&E | All | Gas | Pool Cover | Efficient |  |  | 0 | Conventional | AppPlug | Com - Office (Small) | Com | RET and NEW | 0 | 1000 sqft2 of floor space | Area-ft2 | 5 | DEER:Indoor_CFL_Ltg | 0 | 0 | 0 | eTRM SWRE001-04 | 3.3 | 2024 | 0 | 2024 | 0 | 0 | SWRE001-04 | Com Pool Cover ¦ SDG&E ¦ All | Com Pool Cover | 0 | 1 | 0 | CBSA 2014 | 0 | 2012 | 0.6 | SWRE001-04
COM-APPPLUG-41.31 | Com ¦ Pool Cover ¦ SDG&E ¦ All | Com ¦ Pool Cover | SDG&E ¦ All | SDG&E | All | Gas | Pool Cover | Efficient |  |  | 0 | Conventional | AppPlug | Com - Other | Com | RET and NEW | 0 | 1000 sqft2 of floor space | Area-ft2 | 5 | DEER:Indoor_CFL_Ltg | 0 | 0 | 5.4125 | eTRM SWRE001-04 | 3.3 | 2024 | 0 | 2024 | 0 | 0 | SWRE001-04 | Com Pool Cover ¦ SDG&E ¦ All | Com Pool Cover | 0.71617 | 1 | 0.35 | CBSA 2014 | -24.5187 | 2012 | 0.6 | SWRE001-04
COM-APPPLUG-41.32 | Com ¦ Pool Cover ¦ SDG&E ¦ All | Com ¦ Pool Cover | SDG&E ¦ All | SDG&E | All | Gas | Pool Cover | Efficient |  |  | 0 | Conventional | AppPlug | Com - Refrig. Warehouse | Com | RET and NEW | 0 | 1000 sqft2 of floor space | Area-ft2 | 5 | DEER:Indoor_CFL_Ltg | 0 | 0 | 0 | eTRM SWRE001-04 | 3.3 | 2024 | 0 | 2024 | 0 | 0 | SWRE001-04 | Com Pool Cover ¦ SDG&E ¦ All | Com Pool Cover | 0 | 1 | 0 | CBSA 2014 | 0 | 2012 | 0.6 | SWRE001-04
COM-APPPLUG-41.33 | Com ¦ Pool Cover ¦ SDG&E ¦ All | Com ¦ Pool Cover | SDG&E ¦ All | SDG&E | All | Gas | Pool Cover | Efficient |  |  | 0 | Conventional | AppPlug | Com - Restaurant | Com | RET and NEW | 0 | 1000 sqft2 of floor space | Area-ft2 | 5 | DEER:Indoor_CFL_Ltg | 0 | 0 | 0 | eTRM SWRE001-04 | 3.3 | 2024 | 0 | 2024 | 0 | 0 | SWRE001-04 | Com Pool Cover ¦ SDG&E ¦ All | Com Pool Cover | 0 | 1 | 0 | CBSA 2014 | 0 | 2012 | 0.6 | SWRE001-04
COM-APPPLUG-41.34 | Com ¦ Pool Cover ¦ SDG&E ¦ All | Com ¦ Pool Cover | SDG&E ¦ All | SDG&E | All | Gas | Pool Cover | Efficient |  |  | 0 | Conventional | AppPlug | Com - Retail | Com | RET and NEW | 0 | 1000 sqft2 of floor space | Area-ft2 | 5 | DEER:Indoor_CFL_Ltg | 0 | 0 | 0 | eTRM SWRE001-04 | 3.3 | 2024 | 0 | 2024 | 0 | 0 | SWRE001-04 | Com Pool Cover ¦ SDG&E ¦ All | Com Pool Cover | 0 | 1 | 0 | CBSA 2014 | 0 | 2012 | 0.6 | SWRE001-04
COM-APPPLUG-41.35 | Com ¦ Pool Cover ¦ SDG&E ¦ All | Com ¦ Pool Cover | SDG&E ¦ All | SDG&E | All | Gas | Pool Cover | Efficient |  |  | 0 | Conventional | AppPlug | Com - School | Com | RET and NEW | 0 | 1000 sqft2 of floor space | Area-ft2 | 5 | DEER:Indoor_CFL_Ltg | 0 | 0 | 0 | eTRM SWRE001-04 | 3.3 | 2024 | 0 | 2024 | 0 | 0 | SWRE001-04 | Com Pool Cover ¦ SDG&E ¦ All | Com Pool Cover | 0 | 1 | 0 | CBSA 2014 | 0 | 2012 | 0.6 | SWRE001-04
COM-APPPLUG-41.36 | Com ¦ Pool Cover ¦ SDG&E ¦ All | Com ¦ Pool Cover | SDG&E ¦ All | SDG&E | All | Gas | Pool Cover | Efficient |  |  | 0 | Conventional | AppPlug | Com - Warehouse | Com | RET and NEW | 0 | 1000 sqft2 of floor space | Area-ft2 | 5 | DEER:Indoor_CFL_Ltg | 0 | 0 | 0 | eTRM SWRE001-04 | 3.3 | 2024 | 0 | 2024 | 0 | 0 | SWRE001-04 | Com Pool Cover ¦ SDG&E ¦ All | Com Pool Cover | 0 | 1 | 0 | CBSA 2014 | 0 | 2012 | 0.6 | SWRE001-04
COM-BLDGENV-10.1 | Com ¦ Com Wall Insulation (R0) - Marine ¦ PG&E ¦ Marine | Com ¦ Com Wall Insulation (R0) - Marine | PG&E ¦ Marine | PG&E | All | Electric & Gas | None or minimal existing com wall insulation | Average Existing |  |  | 0 | Conventional | BldgEnv | Com - College | Com | RET Only | 0 | 1000 sqft2 of floor space | sq ft wall insulation | 20 | DEER:HVAC_Duct_Sealing | 0 | 0 | 0 | Workpaper PGECOBLD106 R2, 2019 PGT Study | 0 | 2014 | 0 | 2014 | 0 | 0 | Itron MCS Version 1.7 Volume I | Com Wall Insulation - Marine ¦ PG&E ¦ Marine | Com Wall Insulation - Marine | 236.9466 | 0.1 | 0.94294 | CBSA 2014 | 0 | 2012 | 0.6 | NA
COM-BLDGENV-10.2 | Com ¦ Com Wall Insulation (R0) - Marine ¦ PG&E ¦ Marine | Com ¦ Com Wall Insulation (R0) - Marine | PG&E ¦ Marine | PG&E | All | Electric & Gas | None or minimal existing com wall insulation | Average Existing |  |  | 0 | Conventional | BldgEnv | Com - Grocery | Com | RET Only | 0 | 1000 sqft2 of floor space | sq ft wall insulation | 20 | DEER:HVAC_Duct_Sealing | 0 | 0 | 0 | Workpaper PGECOBLD106 R2, 2019 PGT Study | 0 | 2014 | 0 | 2014 | 0 | 0 | Itron MCS Version 1.7 Volume I | Com Wall Insulation - Marine ¦ PG&E ¦ Marine | Com Wall Insulation - Marine | 422.8189 | 0.1 | 0.70531 | CBSA 2014 | 0 | 2012 | 0.6 | NA
COM-BLDGENV-10.3 | Com ¦ Com Wall Insulation (R0) - Marine ¦ PG&E ¦ Marine | Com ¦ Com Wall Insulation (R0) - Marine | PG&E ¦ Marine | PG&E | All | Electric & Gas | None or minimal existing com wall insulation | Average Existing |  |  | 0 | Conventional | BldgEnv | Com - Health | Com | RET Only | 0 | 1000 sqft2 of floor space | sq ft wall insulation | 20 | DEER:HVAC_Duct_Sealing | 0 | 0 | 0 | Workpaper PGECOBLD106 R2, 2019 PGT Study | 0 | 2014 | 0 | 2014 | 0 | 0 | Itron MCS Version 1.7 Volume I | Com Wall Insulation - Marine ¦ PG&E ¦ Marine | Com Wall Insulation - Marine | 359.7703 | 0.1 | 0.72568 | CBSA 2014 | 0 | 2012 | 0.6 | NA
COM-BLDGENV-10.4 | Com ¦ Com Wall Insulation (R0) - Marine ¦ PG&E ¦ Marine | Com ¦ Com Wall Insulation (R0) - Marine | PG&E ¦ Marine | PG&E | All | Electric & Gas | None or minimal existing com wall insulation | Average Existing |  |  | 0 | Conventional | BldgEnv | Com - Lodging | Com | RET Only | 0 | 1000 sqft2 of floor space | sq ft wall insulation | 20 | DEER:HVAC_Duct_Sealing | 0 | 0 | 0 | Workpaper PGECOBLD106 R2, 2019 PGT Study | 0 | 2014 | 0 | 2014 | 0 | 0 | Itron MCS Version 1.7 Volume I | Com Wall Insulation - Marine ¦ PG&E ¦ Marine | Com Wall Insulation - Marine | 268.1081 | 0.1 | 0.8508 | CBSA 2014 | 0 | 2012 | 0.6 | NA
COM-BLDGENV-10.5 | Com ¦ Com Wall Insulation (R0) - Marine ¦ PG&E ¦ Marine | Com ¦ Com Wall Insulation (R0) - Marine | PG&E ¦ Marine | PG&E | All | Electric & Gas | None or minimal existing com wall insulation | Average Existing |  |  | 0 | Conventional | BldgEnv | Com - Office (Large) | Com | RET Only | 0 | 1000 sqft2 of floor space | sq ft wall insulation | 20 | DEER:HVAC_Duct_Sealing | 0 | 0 | 0 | Workpaper PGECOBLD106 R2, 2019 PGT Study | 0 | 2014 | 0 | 2014 | 0 | 0 | Itron MCS Version 1.7 Volume I | Com Wall Insulation - Marine ¦ PG&E ¦ Marine | Com Wall Insulation - Marine | 359.7703 | 0.1 | 0.62056 | CBSA 2014 | 0 | 2012 | 0.6 | NA
COM-BLDGENV-10.6 | Com ¦ Com Wall Insulation (R0) - Marine ¦ PG&E ¦ Marine | Com ¦ Com Wall Insulation (R0) - Marine | PG&E ¦ Marine | PG&E | All | Electric & Gas | None or minimal existing com wall insulation | Average Existing |  |  | 0 | Conventional | BldgEnv | Com - Office (Small) | Com | RET Only | 0 | 1000 sqft2 of floor space | sq ft wall insulation | 20 | DEER:HVAC_Duct_Sealing | 0 | 0 | 0 | Workpaper PGECOBLD106 R2, 2019 PGT Study | 0 | 2014 | 0 | 2014 | 0 | 0 | Itron MCS Version 1.7 Volume I | Com Wall Insulation - Marine ¦ PG&E ¦ Marine | Com Wall Insulation - Marine | 359.7703 | 0.1 | 0.53472 | CBSA 2014 | 0 | 2012 | 0.6 | NA
COM-BLDGENV-10.7 | Com ¦ Com Wall Insulation (R0) - Marine ¦ PG&E ¦ Marine | Com ¦ Com Wall Insulation (R0) - Marine | PG&E ¦ Marine | PG&E | All | Electric & Gas | None or minimal existing com wall insulation | Average Existing |  |  | 0 | Conventional | BldgEnv | Com - Other | Com | RET Only | 0 | 1000 sqft2 of floor space | sq ft wall insulation | 20 | DEER:HVAC_Duct_Sealing | 0 | 0 | 0 | Workpaper PGECOBLD106 R2, 2019 PGT Study | 0 | 2014 | 0 | 2014 | 0 | 0 | Itron MCS Version 1.7 Volume I | Com Wall Insulation - Marine ¦ PG&E ¦ Marine | Com Wall Insulation - Marine | 144.1603 | 0.1 | 0.53032 | CBSA 2014 | 0 | 2012 | 0.6 | NA
COM-BLDGENV-10.8 | Com ¦ Com Wall Insulation (R0) - Marine ¦ PG&E ¦ Marine | Com ¦ Com Wall Insulation (R0) - Marine | PG&E ¦ Marine | PG&E | All | Electric & Gas | None or minimal existing com wall insulation | Average Existing |  |  | 0 | Conventional | BldgEnv | Com - Refrig. Warehouse | Com | RET Only | 0 | 1000 sqft2 of floor space | sq ft wall insulation | 20 | DEER:HVAC_Duct_Sealing | 0 | 0 | 0 | Workpaper PGECOBLD106 R2, 2019 PGT Study | 0 | 2014 | 0 | 2014 | 0 | 0 | Itron MCS Version 1.7 Volume I | Com Wall Insulation - Marine ¦ PG&E ¦ Marine | Com Wall Insulation - Marine | 381.3263 | 0.1 | 0.84961 | CBSA 2014 | 0 | 2012 | 0.6 | NA
COM-BLDGENV-10.9 | Com ¦ Com Wall Insulation (R0) - Marine ¦ PG&E ¦ Marine | Com ¦ Com Wall Insulation (R0) - Marine | PG&E ¦ Marine | PG&E | All | Electric & Gas | None or minimal existing com wall insulation | Average Existing |  |  | 0 | Conventional | BldgEnv | Com - Restaurant | Com | RET Only | 0 | 1000 sqft2 of floor space | sq ft wall insulation | 20 | DEER:HVAC_Duct_Sealing | 0 | 0 | 0 | Workpaper PGECOBLD106 R2, 2019 PGT Study | 0 | 2014 | 0 | 2014 | 0 | 0 | Itron MCS Version 1.7 Volume I | Com Wall Insulation - Marine ¦ PG&E ¦ Marine | Com Wall Insulation - Marine | 459.6781 | 0.1 | 0.67128 | CBSA 2014 | 0 | 2012 | 0.6 | NA
COM-BLDGENV-10.10 | Com ¦ Com Wall Insulation (R0) - Marine ¦ PG&E ¦ Marine | Com ¦ Com Wall Insulation (R0) - Marine | PG&E ¦ Marine | PG&E | All | Electric & Gas | None or minimal existing com wall insulation | Average Existing |  |  | 0 | Conventional | BldgEnv | Com - Retail | Com | RET Only | 0 | 1000 sqft2 of floor space | sq ft wall insulation | 20 | DEER:HVAC_Duct_Sealing | 0 | 0 | 0 | Workpaper PGECOBLD106 R2, 2019 PGT Study | 0 | 2014 | 0 | 2014 | 0 | 0 | Itron MCS Version 1.7 Volume I | Com Wall Insulation - Marine ¦ PG&E ¦ Marine | Com Wall Insulation - Marine | 326.6665 | 0.1 | 0.87647 | CBSA 2014 | 0 | 2012 | 0.6 | NA
COM-BLDGENV-10.11 | Com ¦ Com Wall Insulation (R0) - Marine ¦ PG&E ¦ Marine | Com ¦ Com Wall Insulation (R0) - Marine | PG&E ¦ Marine | PG&E | All | Electric & Gas | None or minimal existing com wall insulation | Average Existing |  |  | 0 | Conventional | BldgEnv | Com - School | Com | RET Only | 0 | 1000 sqft2 of floor space | sq ft wall insulation | 20 | DEER:HVAC_Duct_Sealing | 0 | 0 | 0 | Workpaper PGECOBLD106 R2, 2019 PGT Study | 0 | 2014 | 0 | 2014 | 0 | 0 | Itron MCS Version 1.7 Volume I | Com Wall Insulation - Marine ¦ PG&E ¦ Marine | Com Wall Insulation - Marine | 236.9466 | 0.1 | 0.63331 | CBSA 2014 | 0 | 2012 | 0.6 | NA
COM-BLDGENV-10.12 | Com ¦ Com Wall Insulation (R0) - Marine ¦ PG&E ¦ Marine | Com ¦ Com Wall Insulation (R0) - Marine | PG&E ¦ Marine | PG&E | All | Electric & Gas | None or minimal existing com wall insulation | Average Existing |  |  | 0 | Conventional | BldgEnv | Com - Warehouse | Com | RET Only | 0 | 1000 sqft2 of floor space | sq ft wall insulation | 20 | DEER:HVAC_Duct_Sealing | 0 | 0 | 0 | Workpaper PGECOBLD106 R2, 2019 PGT Study | 0 | 2014 | 0 | 2014 | 0 | 0 | Itron MCS Version 1.7 Volume I | Com Wall Insulation - Marine ¦ PG&E ¦ Marine | Com Wall Insulation - Marine | 381.3263 | 0.1 | 0.70072 | CBSA 2014 | 0 | 2012 | 0.6 | NA
COM-BLDGENV-10.13 | Com ¦ Com Wall Insulation (R0) - Hot-Dry ¦ PG&E ¦ Hot-Dry | Com ¦ Com Wall Insulation (R0) - Hot-Dry | PG&E ¦ Hot-Dry | PG&E | All | Electric & Gas | None or minimal existing com wall insulation | Average Existing |  |  | 0 | Conventional | BldgEnv | Com - College | Com | RET Only | 0 | 1000 sqft2 of floor space | sq ft wall insulation | 20 | DEER:HVAC_Duct_Sealing | 0 | 0 | 0 | Workpaper PGECOBLD106 R2, 2019 PGT Study | 0 | 2014 | 0 | 2014 | 0 | 0 | Itron MCS Version 1.7 Volume I | Com Wall Insulation - Hot-Dry ¦ PG&E ¦ Hot-Dry | Com Wall Insulation - Hot-Dry | 236.9466 | 0.1 | 0.94294 | CBSA 2014 | 0 | 2012 | 0.6 | NA
COM-BLDGENV-10.14 | Com ¦ Com Wall Insulation (R0) - Hot-Dry ¦ PG&E ¦ Hot-Dry | Com ¦ Com Wall Insulation (R0) - Hot-Dry | PG&E ¦ Hot-Dry | PG&E | All | Electric & Gas | None or minimal existing com wall insulation | Average Existing |  |  | 0 | Conventional | BldgEnv | Com - Grocery | Com | RET Only | 0 | 1000 sqft2 of floor space | sq ft wall insulation | 20 | DEER:HVAC_Duct_Sealing | 0 | 0 | 0 | Workpaper PGECOBLD106 R2, 2019 PGT Study | 0 | 2014 | 0 | 2014 | 0 | 0 | Itron MCS Version 1.7 Volume I | Com Wall Insulation - Hot-Dry ¦ PG&E ¦ Hot-Dry | Com Wall Insulation - Hot-Dry | 422.8189 | 0.1 | 0.70531 | CBSA 2014 | 0 | 2012 | 0.6 | NA
COM-BLDGENV-10.15 | Com ¦ Com Wall Insulation (R0) - Hot-Dry ¦ PG&E ¦ Hot-Dry | Com ¦ Com Wall Insulation (R0) - Hot-Dry | PG&E ¦ Hot-Dry | PG&E | All | Electric & Gas | None or minimal existing com wall insulation | Average Existing |  |  | 0 | Conventional | BldgEnv | Com - Health | Com | RET Only | 0 | 1000 sqft2 of floor space | sq ft wall insulation | 20 | DEER:HVAC_Duct_Sealing | 0 | 0 | 0 | Workpaper PGECOBLD106 R2, 2019 PGT Study | 0 | 2014 | 0 | 2014 | 0 | 0 | Itron MCS Version 1.7 Volume I | Com Wall Insulation - Hot-Dry ¦ PG&E ¦ Hot-Dry | Com Wall Insulation - Hot-Dry | 359.7703 | 0.1 | 0.72568 | CBSA 2014 | 0 | 2012 | 0.6 | NA
COM-BLDGENV-10.16 | Com ¦ Com Wall Insulation (R0) - Hot-Dry ¦ PG&E ¦ Hot-Dry | Com ¦ Com Wall Insulation (R0) - Hot-Dry | PG&E ¦ Hot-Dry | PG&E | All | Electric & Gas | None or minimal existing com wall insulation | Average Existing |  |  | 0 | Conventional | BldgEnv | Com - Lodging | Com | RET Only | 0 | 1000 sqft2 of floor space | sq ft wall insulation | 20 | DEER:HVAC_Duct_Sealing | 0 | 0 | 0 | Workpaper PGECOBLD106 R2, 2019 PGT Study | 0 | 2014 | 0 | 2014 | 0 | 0 | Itron MCS Version 1.7 Volume I | Com Wall Insulation - Hot-Dry ¦ PG&E ¦ Hot-Dry | Com Wall Insulation - Hot-Dry | 268.1081 | 0.1 | 0.8508 | CBSA 2014 | 0 | 2012 | 0.6 | NA
COM-BLDGENV-10.17 | Com ¦ Com Wall Insulation (R0) - Hot-Dry ¦ PG&E ¦ Hot-Dry | Com ¦ Com Wall Insulation (R0) - Hot-Dry | PG&E ¦ Hot-Dry | PG&E | All | Electric & Gas | None or minimal existing com wall insulation | Average Existing |  |  | 0 | Conventional | BldgEnv | Com - Office (Large) | Com | RET Only | 0 | 1000 sqft2 of floor space | sq ft wall insulation | 20 | DEER:HVAC_Duct_Sealing | 0 | 0 | 0 | Workpaper PGECOBLD106 R2, 2019 PGT Study | 0 | 2014 | 0 | 2014 | 0 | 0 | Itron MCS Version 1.7 Volume I | Com Wall Insulation - Hot-Dry ¦ PG&E ¦ Hot-Dry | Com Wall Insulation - Hot-Dry | 359.7703 | 0.1 | 0.62056 | CBSA 2014 | 0 | 2012 | 0.6 | NA
COM-BLDGENV-10.18 | Com ¦ Com Wall Insulation (R0) - Hot-Dry ¦ PG&E ¦ Hot-Dry | Com ¦ Com Wall Insulation (R0) - Hot-Dry | PG&E ¦ Hot-Dry | PG&E | All | Electric & Gas | None or minimal existing com wall insulation | Average Existing |  |  | 0 | Conventional | BldgEnv | Com - Office (Small) | Com | RET Only | 0 | 1000 sqft2 of floor space | sq ft wall insulation | 20 | DEER:HVAC_Duct_Sealing | 0 | 0 | 0 | Workpaper PGECOBLD106 R2, 2019 PGT Study | 0 | 2014 | 0 | 2014 | 0 | 0 | Itron MCS Version 1.7 Volume I | Com Wall Insulation - Hot-Dry ¦ PG&E ¦ Hot-Dry | Com Wall Insulation - Hot-Dry | 359.7703 | 0.1 | 0.53472 | CBSA 2014 | 0 | 2012 | 0.6 | NA
COM-BLDGENV-10.19 | Com ¦ Com Wall Insulation (R0) - Hot-Dry ¦ PG&E ¦ Hot-Dry | Com ¦ Com Wall Insulation (R0) - Hot-Dry | PG&E ¦ Hot-Dry | PG&E | All | Electric & Gas | None or minimal existing com wall insulation | Average Existing |  |  | 0 | Conventional | BldgEnv | Com - Other | Com | RET Only | 0 | 1000 sqft2 of floor space | sq ft wall insulation | 20 | DEER:HVAC_Duct_Sealing | 0 | 0 | 0 | Workpaper PGECOBLD106 R2, 2019 PGT Study | 0 | 2014 | 0 | 2014 | 0 | 0 | Itron MCS Version 1.7 Volume I | Com Wall Insulation - Hot-Dry ¦ PG&E ¦ Hot-Dry | Com Wall Insulation - Hot-Dry | 144.1603 | 0.1 | 0.53032 | CBSA 2014 | 0 | 2012 | 0.6 | NA
COM-BLDGENV-10.20 | Com ¦ Com Wall Insulation (R0) - Hot-Dry ¦ PG&E ¦ Hot-Dry | Com ¦ Com Wall Insulation (R0) - Hot-Dry | PG&E ¦ Hot-Dry | PG&E | All | Electric & Gas | None or minimal existing com wall insulation | Average Existing |  |  | 0 | Conventional | BldgEnv | Com - Refrig. Warehouse | Com | RET Only | 0 | 1000 sqft2 of floor space | sq ft wall insulation | 20 | DEER:HVAC_Duct_Sealing | 0 | 0 | 0 | Workpaper PGECOBLD106 R2, 2019 PGT Study | 0 | 2014 | 0 | 2014 | 0 | 0 | Itron MCS Version 1.7 Volume I | Com Wall Insulation - Hot-Dry ¦ PG&E ¦ Hot-Dry | Com Wall Insulation - Hot-Dry | 381.3263 | 0.1 | 0.84961 | CBSA 2014 | 0 | 2012 | 0.6 | NA
COM-BLDGENV-10.21 | Com ¦ Com Wall Insulation (R0) - Hot-Dry ¦ PG&E ¦ Hot-Dry | Com ¦ Com Wall Insulation (R0) - Hot-Dry | PG&E ¦ Hot-Dry | PG&E | All | Electric & Gas | None or minimal existing com wall insulation | Average Existing |  |  | 0 | Conventional | BldgEnv | Com - Restaurant | Com | RET Only | 0 | 1000 sqft2 of floor space | sq ft wall insulation | 20 | DEER:HVAC_Duct_Sealing | 0 | 0 | 0 | Workpaper PGECOBLD106 R2, 2019 PGT Study | 0 | 2014 | 0 | 2014 | 0 | 0 | Itron MCS Version 1.7 Volume I | Com Wall Insulation - Hot-Dry ¦ PG&E ¦ Hot-Dry | Com Wall Insulation - Hot-Dry | 459.6781 | 0.1 | 0.67128 | CBSA 2014 | 0 | 2012 | 0.6 | NA
COM-BLDGENV-10.22 | Com ¦ Com Wall Insulation (R0) - Hot-Dry ¦ PG&E ¦ Hot-Dry | Com ¦ Com Wall Insulation (R0) - Hot-Dry | PG&E ¦ Hot-Dry | PG&E | All | Electric & Gas | None or minimal existing com wall insulation | Average Existing |  |  | 0 | Conventional | BldgEnv | Com - Retail | Com | RET Only | 0 | 1000 sqft2 of floor space | sq ft wall insulation | 20 | DEER:HVAC_Duct_Sealing | 0 | 0 | 0 | Workpaper PGECOBLD106 R2, 2019 PGT Study | 0 | 2014 | 0 | 2014 | 0 | 0 | Itron MCS Version 1.7 Volume I | Com Wall Insulation - Hot-Dry ¦ PG&E ¦ Hot-Dry | Com Wall Insulation - Hot-Dry | 326.6665 | 0.1 | 0.87647 | CBSA 2014 | 0 | 2012 | 0.6 | NA
COM-BLDGENV-10.23 | Com ¦ Com Wall Insulation (R0) - Hot-Dry ¦ PG&E ¦ Hot-Dry | Com ¦ Com Wall Insulation (R0) - Hot-Dry | PG&E ¦ Hot-Dry | PG&E | All | Electric & Gas | None or minimal existing com wall insulation | Average Existing |  |  | 0 | Conventional | BldgEnv | Com - School | Com | RET Only | 0 | 1000 sqft2 of floor space | sq ft wall insulation | 20 | DEER:HVAC_Duct_Sealing | 0 | 0 | 0 | Workpaper PGECOBLD106 R2, 2019 PGT Study | 0 | 2014 | 0 | 2014 | 0 | 0 | Itron MCS Version 1.7 Volume I | Com Wall Insulation - Hot-Dry ¦ PG&E ¦ Hot-Dry | Com Wall Insulation - Hot-Dry | 236.9466 | 0.1 | 0.63331 | CBSA 2014 | 0 | 2012 | 0.6 | NA
COM-BLDGENV-10.24 | Com ¦ Com Wall Insulation (R0) - Hot-Dry ¦ PG&E ¦ Hot-Dry | Com ¦ Com Wall Insulation (R0) - Hot-Dry | PG&E ¦ Hot-Dry | PG&E | All | Electric & Gas | None or minimal existing com wall insulation | Average Existing |  |  | 0 | Conventional | BldgEnv | Com - Warehouse | Com | RET Only | 0 | 1000 sqft2 of floor space | sq ft wall insulation | 20 | DEER:HVAC_Duct_Sealing | 0 | 0 | 0 | Workpaper PGECOBLD106 R2, 2019 PGT Study | 0 | 2014 | 0 | 2014 | 0 | 0 | Itron MCS Version 1.7 Volume I | Com Wall Insulation - Hot-Dry ¦ PG&E ¦ Hot-Dry | Com Wall Insulation - Hot-Dry | 381.3263 | 0.1 | 0.70072 | CBSA 2014 | 0 | 2012 | 0.6 | NA
COM-BLDGENV-10.25 | Com ¦ Com Wall Insulation (R0) - Cold ¦ PG&E ¦ Cold | Com ¦ Com Wall Insulation (R0) - Cold | PG&E ¦ Cold | PG&E | All | Electric & Gas | None or minimal existing com wall insulation | Average Existing |  |  | 0 | Conventional | BldgEnv | Com - College | Com | RET Only | 0 | 1000 sqft2 of floor space | sq ft wall insulation | 20 | DEER:HVAC_Duct_Sealing | 0 | 0 | 0 | Workpaper PGECOBLD106 R2, 2019 PGT Study | 0 | 2014 | 0 | 2014 | 0 | 0 | Itron MCS Version 1.7 Volume I | Com Wall Insulation - Cold ¦ PG&E ¦ Cold | Com Wall Insulation - Cold | 236.9466 | 0.1 | 0.94294 | CBSA 2014 | 0 | 2012 | 0.6 | NA
COM-BLDGENV-10.26 | Com ¦ Com Wall Insulation (R0) - Cold ¦ PG&E ¦ Cold | Com ¦ Com Wall Insulation (R0) - Cold | PG&E ¦ Cold | PG&E | All | Electric & Gas | None or minimal existing com wall insulation | Average Existing |  |  | 0 | Conventional | BldgEnv | Com - Grocery | Com | RET Only | 0 | 1000 sqft2 of floor space | sq ft wall insulation | 20 | DEER:HVAC_Duct_Sealing | 0 | 0 | 0 | Workpaper PGECOBLD106 R2, 2019 PGT Study | 0 | 2014 | 0 | 2014 | 0 | 0 | Itron MCS Version 1.7 Volume I | Com Wall Insulation - Cold ¦ PG&E ¦ Cold | Com Wall Insulation - Cold | 422.8189 | 0.1 | 0.70531 | CBSA 2014 | 0 | 2012 | 0.6 | NA
COM-BLDGENV-10.27 | Com ¦ Com Wall Insulation (R0) - Cold ¦ PG&E ¦ Cold | Com ¦ Com Wall Insulation (R0) - Cold | PG&E ¦ Cold | PG&E | All | Electric & Gas | None or minimal existing com wall insulation | Average Existing |  |  | 0 | Conventional | BldgEnv | Com - Health | Com | RET Only | 0 | 1000 sqft2 of floor space | sq ft wall insulation | 20 | DEER:HVAC_Duct_Sealing | 0 | 0 | 0 | Workpaper PGECOBLD106 R2, 2019 PGT Study | 0 | 2014 | 0 | 2014 | 0 | 0 | Itron MCS Version 1.7 Volume I | Com Wall Insulation - Cold ¦ PG&E ¦ Cold | Com Wall Insulation - Cold | 359.7703 | 0.1 | 0.72568 | CBSA 2014 | 0 | 2012 | 0.6 | NA
COM-BLDGENV-10.28 | Com ¦ Com Wall Insulation (R0) - Cold ¦ PG&E ¦ Cold | Com ¦ Com Wall Insulation (R0) - Cold | PG&E ¦ Cold | PG&E | All | Electric & Gas | None or minimal existing com wall insulation | Average Existing |  |  | 0 | Conventional | BldgEnv | Com - Lodging | Com | RET Only | 0 | 1000 sqft2 of floor space | sq ft wall insulation | 20 | DEER:HVAC_Duct_Sealing | 0 | 0 | 0 | Workpaper PGECOBLD106 R2, 2019 PGT Study | 0 | 2014 | 0 | 2014 | 0 | 0 | Itron MCS Version 1.7 Volume I | Com Wall Insulation - Cold ¦ PG&E ¦ Cold | Com Wall Insulation - Cold | 268.1081 | 0.1 | 0.8508 | CBSA 2014 | 0 | 2012 | 0.6 | NA
COM-BLDGENV-10.29 | Com ¦ Com Wall Insulation (R0) - Cold ¦ PG&E ¦ Cold | Com ¦ Com Wall Insulation (R0) - Cold | PG&E ¦ Cold | PG&E | All | Electric & Gas | None or minimal existing com wall insulation | Average Existing |  |  | 0 | Conventional | BldgEnv | Com - Office (Large) | Com | RET Only | 0 | 1000 sqft2 of floor space | sq ft wall insulation | 20 | DEER:HVAC_Duct_Sealing | 0 | 0 | 0 | Workpaper PGECOBLD106 R2, 2019 PGT Study | 0 | 2014 | 0 | 2014 | 0 | 0 | Itron MCS Version 1.7 Volume I | Com Wall Insulation - Cold ¦ PG&E ¦ Cold | Com Wall Insulation - Cold | 359.7703 | 0.1 | 0.62056 | CBSA 2014 | 0 | 2012 | 0.6 | NA
COM-BLDGENV-10.30 | Com ¦ Com Wall Insulation (R0) - Cold ¦ PG&E ¦ Cold | Com ¦ Com Wall Insulation (R0) - Cold | PG&E ¦ Cold | PG&E | All | Electric & Gas | None or minimal existing com wall insulation | Average Existing |  |  | 0 | Conventional | BldgEnv | Com - Office (Small) | Com | RET Only | 0 | 1000 sqft2 of floor space | sq ft wall insulation | 20 | DEER:HVAC_Duct_Sealing | 0 | 0 | 0 | Workpaper PGECOBLD106 R2, 2019 PGT Study | 0 | 2014 | 0 | 2014 | 0 | 0 | Itron MCS Version 1.7 Volume I | Com Wall Insulation - Cold ¦ PG&E ¦ Cold | Com Wall Insulation - Cold | 359.7703 | 0.1 | 0.53472 | CBSA 2014 | 0 | 2012 | 0.6 | NA
COM-BLDGENV-10.31 | Com ¦ Com Wall Insulation (R0) - Cold ¦ PG&E ¦ Cold | Com ¦ Com Wall Insulation (R0) - Cold | PG&E ¦ Cold | PG&E | All | Electric & Gas | None or minimal existing com wall insulation | Average Existing |  |  | 0 | Conventional | BldgEnv | Com - Other | Com | RET Only | 0 | 1000 sqft2 of floor space | sq ft wall insulation | 20 | DEER:HVAC_Duct_Sealing | 0 | 0 | 0 | Workpaper PGECOBLD106 R2, 2019 PGT Study | 0 | 2014 | 0 | 2014 | 0 | 0 | Itron MCS Version 1.7 Volume I | Com Wall Insulation - Cold ¦ PG&E ¦ Cold | Com Wall Insulation - Cold | 144.1603 | 0.1 | 0.53032 | CBSA 2014 | 0 | 2012 | 0.6 | NA
COM-BLDGENV-10.32 | Com ¦ Com Wall Insulation (R0) - Cold ¦ PG&E ¦ Cold | Com ¦ Com Wall Insulation (R0) - Cold | PG&E ¦ Cold | PG&E | All | Electric & Gas | None or minimal existing com wall insulation | Average Existing |  |  | 0 | Conventional | BldgEnv | Com - Refrig. Warehouse | Com | RET Only | 0 | 1000 sqft2 of floor space | sq ft wall insulation | 20 | DEER:HVAC_Duct_Sealing | 0 | 0 | 0 | Workpaper PGECOBLD106 R2, 2019 PGT Study | 0 | 2014 | 0 | 2014 | 0 | 0 | Itron MCS Version 1.7 Volume I | Com Wall Insulation - Cold ¦ PG&E ¦ Cold | Com Wall Insulation - Cold | 381.3263 | 0.1 | 0.84961 | CBSA 2014 | 0 | 2012 | 0.6 | NA
COM-BLDGENV-10.33 | Com ¦ Com Wall Insulation (R0) - Cold ¦ PG&E ¦ Cold | Com ¦ Com Wall Insulation (R0) - Cold | PG&E ¦ Cold | PG&E | All | Electric & Gas | None or minimal existing com wall insulation | Average Existing |  |  | 0 | Conventional | BldgEnv | Com - Restaurant | Com | RET Only | 0 | 1000 sqft2 of floor space | sq ft wall insulation | 20 | DEER:HVAC_Duct_Sealing | 0 | 0 | 0 | Workpaper PGECOBLD106 R2, 2019 PGT Study | 0 | 2014 | 0 | 2014 | 0 | 0 | Itron MCS Version 1.7 Volume I | Com Wall Insulation - Cold ¦ PG&E ¦ Cold | Com Wall Insulation - Cold | 459.6781 | 0.1 | 0.67128 | CBSA 2014 | 0 | 2012 | 0.6 | NA
COM-BLDGENV-10.34 | Com ¦ Com Wall Insulation (R0) - Cold ¦ PG&E ¦ Cold | Com ¦ Com Wall Insulation (R0) - Cold | PG&E ¦ Cold | PG&E | All | Electric & Gas | None or minimal existing com wall insulation | Average Existing |  |  | 0 | Conventional | BldgEnv | Com - Retail | Com | RET Only | 0 | 1000 sqft2 of floor space | sq ft wall insulation | 20 | DEER:HVAC_Duct_Sealing | 0 | 0 | 0 | Workpaper PGECOBLD106 R2, 2019 PGT Study | 0 | 2014 | 0 | 2014 | 0 | 0 | Itron MCS Version 1.7 Volume I | Com Wall Insulation - Cold ¦ PG&E ¦ Cold | Com Wall Insulation - Cold | 326.6665 | 0.1 | 0.87647 | CBSA 2014 | 0 | 2012 | 0.6 | NA
COM-BLDGENV-10.35 | Com ¦ Com Wall Insulation (R0) - Cold ¦ PG&E ¦ Cold | Com ¦ Com Wall Insulation (R0) - Cold | PG&E ¦ Cold | PG&E | All | Electric & Gas | None or minimal existing com wall insulation | Average Existing |  |  | 0 | Conventional | BldgEnv | Com - School | Com | RET Only | 0 | 1000 sqft2 of floor space | sq ft wall insulation | 20 | DEER:HVAC_Duct_Sealing | 0 | 0 | 0 | Workpaper PGECOBLD106 R2, 2019 PGT Study | 0 | 2014 | 0 | 2014 | 0 | 0 | Itron MCS Version 1.7 Volume I | Com Wall Insulation - Cold ¦ PG&E ¦ Cold | Com Wall Insulation - Cold | 236.9466 | 0.1 | 0.63331 | CBSA 2014 | 0 | 2012 | 0.6 | NA
COM-BLDGENV-10.36 | Com ¦ Com Wall Insulation (R0) - Cold ¦ PG&E ¦ Cold | Com ¦ Com Wall Insulation (R0) - Cold | PG&E ¦ Cold | PG&E | All | Electric & Gas | None or minimal existing com wall insulation | Average Existing |  |  | 0 | Conventional | BldgEnv | Com - Warehouse | Com | RET Only | 0 | 1000 sqft2 of floor space | sq ft wall insulation | 20 | DEER:HVAC_Duct_Sealing | 0 | 0 | 0 | Workpaper PGECOBLD106 R2, 2019 PGT Study | 0 | 2014 | 0 | 2014 | 0 | 0 | Itron MCS Version 1.7 Volume I | Com Wall Insulation - Cold ¦ PG&E ¦ Cold | Com Wall Insulation - Cold | 381.3263 | 0.1 | 0.70072 | CBSA 2014 | 0 | 2012 | 0.6 | NA
COM-BLDGENV-11.1 | Com ¦ Com Wall Insulation (R13) - Marine ¦ PG&E ¦ Marine | Com ¦ Com Wall Insulation (R13) - Marine | PG&E ¦ Marine | PG&E | All | Electric & Gas | Code level R13 com wall insulation | Code |  |  | 0 | Conventional | BldgEnv | Com - College | Com | RET and NEW | 0 | 1000 sqft2 of floor space | sq ft wall insulation | 20 | DEER:HVAC_Duct_Sealing | -0.11 | -0.0008 | -0.058 | Workpaper PGECOBLD106 R2, 2019 PGT Study | 0.30635 | 2014 | 0.81 | 2014 | 0 | 0 | Itron MCS Version 1.7 Volume I | Com Wall Insulation - Marine ¦ PG&E ¦ Marine | Com Wall Insulation - Marine | 236.9466 | 0.1 | 0.039943 | CBSA 2014 | 0.19963 | 2012 | 0.7 | NA
COM-BLDGENV-11.2 | Com ¦ Com Wall Insulation (R13) - Marine ¦ PG&E ¦ Marine | Com ¦ Com Wall Insulation (R13) - Marine | PG&E ¦ Marine | PG&E | All | Electric & Gas | Code level R13 com wall insulation | Code |  |  | 0 | Conventional | BldgEnv | Com - Grocery | Com | RET and NEW | 0 | 1000 sqft2 of floor space | sq ft wall insulation | 20 | DEER:HVAC_Duct_Sealing | -0.11 | -0.0008 | -0.058 | Workpaper PGECOBLD106 R2, 2019 PGT Study | 0.30635 | 2014 | 0.81 | 2014 | 0 | 0 | Itron MCS Version 1.7 Volume I | Com Wall Insulation - Marine ¦ PG&E ¦ Marine | Com Wall Insulation - Marine | 422.8189 | 0.1 | 0.20628 | CBSA 2014 | 0.14238 | 2012 | 0.7 | NA
COM-BLDGENV-11.3 | Com ¦ Com Wall Insulation (R13) - Marine ¦ PG&E ¦ Marine | Com ¦ Com Wall Insulation (R13) - Marine | PG&E ¦ Marine | PG&E | All | Electric & Gas | Code level R13 com wall insulation | Code |  |  | 0 | Conventional | BldgEnv | Com - Health | Com | RET and NEW | 0 | 1000 sqft2 of floor space | sq ft wall insulation | 20 | DEER:HVAC_Duct_Sealing | -0.14173 | -0.0008 | -0.15182 | Workpaper PGECOBLD106 R2, 2019 PGT Study | 0.30635 | 2014 | 0.81 | 2014 | 0 | 0 | Itron MCS Version 1.7 Volume I | Com Wall Insulation - Marine ¦ PG&E ¦ Marine | Com Wall Insulation - Marine | 359.7703 | 0.1 | 0.19202 | CBSA 2014 | 0.43811 | 2012 | 0.7 | NA
COM-BLDGENV-11.4 | Com ¦ Com Wall Insulation (R13) - Marine ¦ PG&E ¦ Marine | Com ¦ Com Wall Insulation (R13) - Marine | PG&E ¦ Marine | PG&E | All | Electric & Gas | Code level R13 com wall insulation | Code |  |  | 0 | Conventional | BldgEnv | Com - Lodging | Com | RET and NEW | 0 | 1000 sqft2 of floor space | sq ft wall insulation | 20 | DEER:HVAC_Duct_Sealing | -0.18 | -0.0008 | -0.265 | Workpaper PGECOBLD106 R2, 2019 PGT Study | 0.30635 | 2014 | 0.81 | 2014 | 0 | 0 | Itron MCS Version 1.7 Volume I | Com Wall Insulation - Marine ¦ PG&E ¦ Marine | Com Wall Insulation - Marine | 268.1081 | 0.1 | 0.10444 | CBSA 2014 | 2.6461 | 2012 | 0.7 | NA
COM-BLDGENV-11.5 | Com ¦ Com Wall Insulation (R13) - Marine ¦ PG&E ¦ Marine | Com ¦ Com Wall Insulation (R13) - Marine | PG&E ¦ Marine | PG&E | All | Electric & Gas | Code level R13 com wall insulation | Code |  |  | 0 | Conventional | BldgEnv | Com - Office (Large) | Com | RET and NEW | 0 | 1000 sqft2 of floor space | sq ft wall insulation | 20 | DEER:HVAC_Duct_Sealing | -0.11 | -0.0008 | -0.058 | Workpaper PGECOBLD106 R2, 2019 PGT Study | 0.30635 | 2014 | 0.81 | 2014 | 0 | 0 | Itron MCS Version 1.7 Volume I | Com Wall Insulation - Marine ¦ PG&E ¦ Marine | Com Wall Insulation - Marine | 359.7703 | 0.1 | 0.2656 | CBSA 2014 | 0.2714 | 2012 | 0.7 | NA
COM-BLDGENV-11.6 | Com ¦ Com Wall Insulation (R13) - Marine ¦ PG&E ¦ Marine | Com ¦ Com Wall Insulation (R13) - Marine | PG&E ¦ Marine | PG&E | All | Electric & Gas | Code level R13 com wall insulation | Code |  |  | 0 | Conventional | BldgEnv | Com - Office (Small) | Com | RET and NEW | 0 | 1000 sqft2 of floor space | sq ft wall insulation | 20 | DEER:HVAC_Duct_Sealing | -0.11 | -0.0008 | -0.058 | Workpaper PGECOBLD106 R2, 2019 PGT Study | 0.30635 | 2014 | 0.81 | 2014 | 0 | 0 | Itron MCS Version 1.7 Volume I | Com Wall Insulation - Marine ¦ PG&E ¦ Marine | Com Wall Insulation - Marine | 359.7703 | 0.1 | 0.32569 | CBSA 2014 | 0.11986 | 2012 | 0.7 | NA
COM-BLDGENV-11.7 | Com ¦ Com Wall Insulation (R13) - Marine ¦ PG&E ¦ Marine | Com ¦ Com Wall Insulation (R13) - Marine | PG&E ¦ Marine | PG&E | All | Electric & Gas | Code level R13 com wall insulation | Code |  |  | 0 | Conventional | BldgEnv | Com - Other | Com | RET and NEW | 0 | 1000 sqft2 of floor space | sq ft wall insulation | 20 | DEER:HVAC_Duct_Sealing | -0.113 | -0.0008 | -0.058 | Workpaper PGECOBLD106 R2, 2019 PGT Study | 0.30635 | 2014 | 0.81 | 2014 | 0 | 0 | Itron MCS Version 1.7 Volume I | Com Wall Insulation - Marine ¦ PG&E ¦ Marine | Com Wall Insulation - Marine | 144.1603 | 0.1 | 0.32878 | CBSA 2014 | 0.27522 | 2012 | 0.7 | NA
COM-BLDGENV-11.8 | Com ¦ Com Wall Insulation (R13) - Marine ¦ PG&E ¦ Marine | Com ¦ Com Wall Insulation (R13) - Marine | PG&E ¦ Marine | PG&E | All | Electric & Gas | Code level R13 com wall insulation | Code |  |  | 0 | Conventional | BldgEnv | Com - Refrig. Warehouse | Com | RET and NEW | 0 | 1000 sqft2 of floor space | sq ft wall insulation | 20 | DEER:HVAC_Duct_Sealing | -0.11 | -0.0008 | -0.058 | Workpaper PGECOBLD106 R2, 2019 PGT Study | 0.30635 | 2014 | 0.81 | 2014 | 0 | 0 | Itron MCS Version 1.7 Volume I | Com Wall Insulation - Marine ¦ PG&E ¦ Marine | Com Wall Insulation - Marine | 381.3263 | 0.1 | 0.10527 | CBSA 2014 | 0.045511 | 2012 | 0.7 | NA
COM-BLDGENV-11.9 | Com ¦ Com Wall Insulation (R13) - Marine ¦ PG&E ¦ Marine | Com ¦ Com Wall Insulation (R13) - Marine | PG&E ¦ Marine | PG&E | All | Electric & Gas | Code level R13 com wall insulation | Code |  |  | 0 | Conventional | BldgEnv | Com - Restaurant | Com | RET and NEW | 0 | 1000 sqft2 of floor space | sq ft wall insulation | 20 | DEER:HVAC_Duct_Sealing | -0.11 | -0.0008 | -0.058 | Workpaper PGECOBLD106 R2, 2019 PGT Study | 0.30635 | 2014 | 0.81 | 2014 | 0 | 0 | Itron MCS Version 1.7 Volume I | Com Wall Insulation - Marine ¦ PG&E ¦ Marine | Com Wall Insulation - Marine | 459.6781 | 0.1 | 0.2301 | CBSA 2014 | 0.045527 | 2012 | 0.7 | NA
COM-BLDGENV-11.10 | Com ¦ Com Wall Insulation (R13) - Marine ¦ PG&E ¦ Marine | Com ¦ Com Wall Insulation (R13) - Marine | PG&E ¦ Marine | PG&E | All | Electric & Gas | Code level R13 com wall insulation | Code |  |  | 0 | Conventional | BldgEnv | Com - Retail | Com | RET and NEW | 0 | 1000 sqft2 of floor space | sq ft wall insulation | 20 | DEER:HVAC_Duct_Sealing | -0.11 | -0.0008 | -0.058 | Workpaper PGECOBLD106 R2, 2019 PGT Study | 0.30635 | 2014 | 0.81 | 2014 | 0 | 0 | Itron MCS Version 1.7 Volume I | Com Wall Insulation - Marine ¦ PG&E ¦ Marine | Com Wall Insulation - Marine | 326.6665 | 0.1 | 0.086471 | CBSA 2014 | 0.32523 | 2012 | 0.7 | NA
COM-BLDGENV-11.11 | Com ¦ Com Wall Insulation (R13) - Marine ¦ PG&E ¦ Marine | Com ¦ Com Wall Insulation (R13) - Marine | PG&E ¦ Marine | PG&E | All | Electric & Gas | Code level R13 com wall insulation | Code |  |  | 0 | Conventional | BldgEnv | Com - School | Com | RET and NEW | 0 | 1000 sqft2 of floor space | sq ft wall insulation | 20 | DEER:HVAC_Duct_Sealing | -0.11 | -0.0008 | -0.058 | Workpaper PGECOBLD106 R2, 2019 PGT Study | 0.30635 | 2014 | 0.81 | 2014 | 0 | 0 | Itron MCS Version 1.7 Volume I | Com Wall Insulation - Marine ¦ PG&E ¦ Marine | Com Wall Insulation - Marine | 236.9466 | 0.1 | 0.25668 | CBSA 2014 | 0.15063 | 2012 | 0.7 | NA
COM-BLDGENV-11.12 | Com ¦ Com Wall Insulation (R13) - Marine ¦ PG&E ¦ Marine | Com ¦ Com Wall Insulation (R13) - Marine | PG&E ¦ Marine | PG&E | All | Electric & Gas | Code level R13 com wall insulation | Code |  |  | 0 | Conventional | BldgEnv | Com - Warehouse | Com | RET and NEW | 0 | 1000 sqft2 of floor space | sq ft wall insulation | 20 | DEER:HVAC_Duct_Sealing | -0.18 | -0.0008 | -0.265 | Workpaper PGECOBLD106 R2, 2019 PGT Study | 0.30635 | 2014 | 0.81 | 2014 | 0 | 0 | Itron MCS Version 1.7 Volume I | Com Wall Insulation - Marine ¦ PG&E ¦ Marine | Com Wall Insulation - Marine | 381.3263 | 0.1 | 0.20949 | CBSA 2014 | 1.1711 | 2012 | 0.7 | NA
COM-BLDGENV-11.13 | Com ¦ Com Wall Insulation (R13) - Hot-Dry ¦ PG&E ¦ Hot-Dry | Com ¦ Com Wall Insulation (R13) - Hot-Dry | PG&E ¦ Hot-Dry | PG&E | All | Electric & Gas | Code level R13 com wall insulation | Code |  |  | 0 | Conventional | BldgEnv | Com - College | Com | RET and NEW | 0 | 1000 sqft2 of floor space | sq ft wall insulation | 20 | DEER:HVAC_Duct_Sealing | -0.45 | -0.0011 | -0.064 | Workpaper PGECOBLD106 R2, 2019 PGT Study | 0.30635 | 2014 | 0.81 | 2014 | 0 | 0 | Itron MCS Version 1.7 Volume I | Com Wall Insulation - Hot-Dry ¦ PG&E ¦ Hot-Dry | Com Wall Insulation - Hot-Dry | 236.9466 | 0.1 | 0.039943 | CBSA 2014 | 0.24509 | 2012 | 0.7 | NA
COM-BLDGENV-11.14 | Com ¦ Com Wall Insulation (R13) - Hot-Dry ¦ PG&E ¦ Hot-Dry | Com ¦ Com Wall Insulation (R13) - Hot-Dry | PG&E ¦ Hot-Dry | PG&E | All | Electric & Gas | Code level R13 com wall insulation | Code |  |  | 0 | Conventional | BldgEnv | Com - Grocery | Com | RET and NEW | 0 | 1000 sqft2 of floor space | sq ft wall insulation | 20 | DEER:HVAC_Duct_Sealing | -0.45 | -0.0011 | -0.064 | Workpaper PGECOBLD106 R2, 2019 PGT Study | 0.30635 | 2014 | 0.81 | 2014 | 0 | 0 | Itron MCS Version 1.7 Volume I | Com Wall Insulation - Hot-Dry ¦ PG&E ¦ Hot-Dry | Com Wall Insulation - Hot-Dry | 422.8189 | 0.1 | 0.20628 | CBSA 2014 | 0.1756 | 2012 | 0.7 | NA
COM-BLDGENV-11.15 | Com ¦ Com Wall Insulation (R13) - Hot-Dry ¦ PG&E ¦ Hot-Dry | Com ¦ Com Wall Insulation (R13) - Hot-Dry | PG&E ¦ Hot-Dry | PG&E | All | Electric & Gas | Code level R13 com wall insulation | Code |  |  | 0 | Conventional | BldgEnv | Com - Health | Com | RET and NEW | 0 | 1000 sqft2 of floor space | sq ft wall insulation | 20 | DEER:HVAC_Duct_Sealing | -0.61317 | -0.0011 | -0.16417 | Workpaper PGECOBLD106 R2, 2019 PGT Study | 0.30635 | 2014 | 0.81 | 2014 | 0 | 0 | Itron MCS Version 1.7 Volume I | Com Wall Insulation - Hot-Dry ¦ PG&E ¦ Hot-Dry | Com Wall Insulation - Hot-Dry | 359.7703 | 0.1 | 0.19202 | CBSA 2014 | 0.50383 | 2012 | 0.7 | NA
COM-BLDGENV-11.16 | Com ¦ Com Wall Insulation (R13) - Hot-Dry ¦ PG&E ¦ Hot-Dry | Com ¦ Com Wall Insulation (R13) - Hot-Dry | PG&E ¦ Hot-Dry | PG&E | All | Electric & Gas | Code level R13 com wall insulation | Code |  |  | 0 | Conventional | BldgEnv | Com - Lodging | Com | RET and NEW | 0 | 1000 sqft2 of floor space | sq ft wall insulation | 20 | DEER:HVAC_Duct_Sealing | -0.81 | -0.0011 | -0.285 | Workpaper PGECOBLD106 R2, 2019 PGT Study | 0.30635 | 2014 | 0.81 | 2014 | 0 | 0 | Itron MCS Version 1.7 Volume I | Com Wall Insulation - Hot-Dry ¦ PG&E ¦ Hot-Dry | Com Wall Insulation - Hot-Dry | 268.1081 | 0.1 | 0.10444 | CBSA 2014 | 2.9431 | 2012 | 0.7 | NA
COM-BLDGENV-11.17 | Com ¦ Com Wall Insulation (R13) - Hot-Dry ¦ PG&E ¦ Hot-Dry | Com ¦ Com Wall Insulation (R13) - Hot-Dry | PG&E ¦ Hot-Dry | PG&E | All | Electric & Gas | Code level R13 com wall insulation | Code |  |  | 0 | Conventional | BldgEnv | Com - Office (Large) | Com | RET and NEW | 0 | 1000 sqft2 of floor space | sq ft wall insulation | 20 | DEER:HVAC_Duct_Sealing | -0.45 | -0.0011 | -0.064 | Workpaper PGECOBLD106 R2, 2019 PGT Study | 0.30635 | 2014 | 0.81 | 2014 | 0 | 0 | Itron MCS Version 1.7 Volume I | Com Wall Insulation - Hot-Dry ¦ PG&E ¦ Hot-Dry | Com Wall Insulation - Hot-Dry | 359.7703 | 0.1 | 0.2656 | CBSA 2014 | 0.33216 | 2012 | 0.7 | NA
COM-BLDGENV-11.18 | Com ¦ Com Wall Insulation (R13) - Hot-Dry ¦ PG&E ¦ Hot-Dry | Com ¦ Com Wall Insulation (R13) - Hot-Dry | PG&E ¦ Hot-Dry | PG&E | All | Electric & Gas | Code level R13 com wall insulation | Code |  |  | 0 | Conventional | BldgEnv | Com - Office (Small) | Com | RET and NEW | 0 | 1000 sqft2 of floor space | sq ft wall insulation | 20 | DEER:HVAC_Duct_Sealing | -0.45 | -0.0011 | -0.064 | Workpaper PGECOBLD106 R2, 2019 PGT Study | 0.30635 | 2014 | 0.81 | 2014 | 0 | 0 | Itron MCS Version 1.7 Volume I | Com Wall Insulation - Hot-Dry ¦ PG&E ¦ Hot-Dry | Com Wall Insulation - Hot-Dry | 359.7703 | 0.1 | 0.32569 | CBSA 2014 | 0.14733 | 2012 | 0.7 | NA
COM-BLDGENV-11.19 | Com ¦ Com Wall Insulation (R13) - Hot-Dry ¦ PG&E ¦ Hot-Dry | Com ¦ Com Wall Insulation (R13) - Hot-Dry | PG&E ¦ Hot-Dry | PG&E | All | Electric & Gas | Code level R13 com wall insulation | Code |  |  | 0 | Conventional | BldgEnv | Com - Other | Com | RET and NEW | 0 | 1000 sqft2 of floor space | sq ft wall insulation | 20 | DEER:HVAC_Duct_Sealing | -0.45 | -0.0011 | -0.064 | Workpaper PGECOBLD106 R2, 2019 PGT Study | 0.30635 | 2014 | 0.81 | 2014 | 0 | 0 | Itron MCS Version 1.7 Volume I | Com Wall Insulation - Hot-Dry ¦ PG&E ¦ Hot-Dry | Com Wall Insulation - Hot-Dry | 144.1603 | 0.1 | 0.32878 | CBSA 2014 | 0.33961 | 2012 | 0.7 | NA
COM-BLDGENV-11.20 | Com ¦ Com Wall Insulation (R13) - Hot-Dry ¦ PG&E ¦ Hot-Dry | Com ¦ Com Wall Insulation (R13) - Hot-Dry | PG&E ¦ Hot-Dry | PG&E | All | Electric & Gas | Code level R13 com wall insulation | Code |  |  | 0 | Conventional | BldgEnv | Com - Refrig. Warehouse | Com | RET and NEW | 0 | 1000 sqft2 of floor space | sq ft wall insulation | 20 | DEER:HVAC_Duct_Sealing | -0.45 | -0.0011 | -0.064 | Workpaper PGECOBLD106 R2, 2019 PGT Study | 0.30635 | 2014 | 0.81 | 2014 | 0 | 0 | Itron MCS Version 1.7 Volume I | Com Wall Insulation - Hot-Dry ¦ PG&E ¦ Hot-Dry | Com Wall Insulation - Hot-Dry | 381.3263 | 0.1 | 0.10527 | CBSA 2014 | 0.056091 | 2012 | 0.7 | NA
COM-BLDGENV-11.21 | Com ¦ Com Wall Insulation (R13) - Hot-Dry ¦ PG&E ¦ Hot-Dry | Com ¦ Com Wall Insulation (R13) - Hot-Dry | PG&E ¦ Hot-Dry | PG&E | All | Electric & Gas | Code level R13 com wall insulation | Code |  |  | 0 | Conventional | BldgEnv | Com - Restaurant | Com | RET and NEW | 0 | 1000 sqft2 of floor space | sq ft wall insulation | 20 | DEER:HVAC_Duct_Sealing | -0.45 | -0.0011 | -0.064 | Workpaper PGECOBLD106 R2, 2019 PGT Study | 0.30635 | 2014 | 0.81 | 2014 | 0 | 0 | Itron MCS Version 1.7 Volume I | Com Wall Insulation - Hot-Dry ¦ PG&E ¦ Hot-Dry | Com Wall Insulation - Hot-Dry | 459.6781 | 0.1 | 0.2301 | CBSA 2014 | 0.056076 | 2012 | 0.7 | NA
COM-BLDGENV-11.22 | Com ¦ Com Wall Insulation (R13) - Hot-Dry ¦ PG&E ¦ Hot-Dry | Com ¦ Com Wall Insulation (R13) - Hot-Dry | PG&E ¦ Hot-Dry | PG&E | All | Electric & Gas | Code level R13 com wall insulation | Code |  |  | 0 | Conventional | BldgEnv | Com - Retail | Com | RET and NEW | 0 | 1000 sqft2 of floor space | sq ft wall insulation | 20 | DEER:HVAC_Duct_Sealing | -0.45 | -0.0011 | -0.064 | Workpaper PGECOBLD106 R2, 2019 PGT Study | 0.30635 | 2014 | 0.81 | 2014 | 0 | 0 | Itron MCS Version 1.7 Volume I | Com Wall Insulation - Hot-Dry ¦ PG&E ¦ Hot-Dry | Com Wall Insulation - Hot-Dry | 326.6665 | 0.1 | 0.086471 | CBSA 2014 | 0.47432 | 2012 | 0.7 | NA
COM-BLDGENV-11.23 | Com ¦ Com Wall Insulation (R13) - Hot-Dry ¦ PG&E ¦ Hot-Dry | Com ¦ Com Wall Insulation (R13) - Hot-Dry | PG&E ¦ Hot-Dry | PG&E | All | Electric & Gas | Code level R13 com wall insulation | Code |  |  | 0 | Conventional | BldgEnv | Com - School | Com | RET and NEW | 0 | 1000 sqft2 of floor space | sq ft wall insulation | 20 | DEER:HVAC_Duct_Sealing | -0.45 | -0.0011 | -0.064 | Workpaper PGECOBLD106 R2, 2019 PGT Study | 0.30635 | 2014 | 0.81 | 2014 | 0 | 0 | Itron MCS Version 1.7 Volume I | Com Wall Insulation - Hot-Dry ¦ PG&E ¦ Hot-Dry | Com Wall Insulation - Hot-Dry | 236.9466 | 0.1 | 0.25668 | CBSA 2014 | 0.22031 | 2012 | 0.7 | NA
COM-BLDGENV-11.24 | Com ¦ Com Wall Insulation (R13) - Hot-Dry ¦ PG&E ¦ Hot-Dry | Com ¦ Com Wall Insulation (R13) - Hot-Dry | PG&E ¦ Hot-Dry | PG&E | All | Electric & Gas | Code level R13 com wall insulation | Code |  |  | 0 | Conventional | BldgEnv | Com - Warehouse | Com | RET and NEW | 0 | 1000 sqft2 of floor space | sq ft wall insulation | 20 | DEER:HVAC_Duct_Sealing | -0.81 | -0.0011 | -0.285 | Workpaper PGECOBLD106 R2, 2019 PGT Study | 0.30635 | 2014 | 0.81 | 2014 | 0 | 0 | Itron MCS Version 1.7 Volume I | Com Wall Insulation - Hot-Dry ¦ PG&E ¦ Hot-Dry | Com Wall Insulation - Hot-Dry | 381.3263 | 0.1 | 0.20949 | CBSA 2014 | 1.4442 | 2012 | 0.7 | NA
COM-BLDGENV-11.25 | Com ¦ Com Wall Insulation (R13) - Cold ¦ PG&E ¦ Cold | Com ¦ Com Wall Insulation (R13) - Cold | PG&E ¦ Cold | PG&E | All | Electric & Gas | Code level R13 com wall insulation | Code |  |  | 0 | Conventional | BldgEnv | Com - College | Com | RET and NEW | 0 | 1000 sqft2 of floor space | sq ft wall insulation | 20 | DEER:HVAC_Duct_Sealing | -0.23 | -0.0009 | -0.128 | Workpaper PGECOBLD106 R2, 2019 PGT Study | 0.30635 | 2014 | 0.81 | 2014 | 0 | 0 | Itron MCS Version 1.7 Volume I | Com Wall Insulation - Cold ¦ PG&E ¦ Cold | Com Wall Insulation - Cold | 236.9466 | 0.1 | 0.039943 | CBSA 2014 | 0.43959 | 2012 | 0.7 | NA
COM-BLDGENV-11.26 | Com ¦ Com Wall Insulation (R13) - Cold ¦ PG&E ¦ Cold | Com ¦ Com Wall Insulation (R13) - Cold | PG&E ¦ Cold | PG&E | All | Electric & Gas | Code level R13 com wall insulation | Code |  |  | 0 | Conventional | BldgEnv | Com - Grocery | Com | RET and NEW | 0 | 1000 sqft2 of floor space | sq ft wall insulation | 20 | DEER:HVAC_Duct_Sealing | -0.23 | -0.0009 | -0.128 | Workpaper PGECOBLD106 R2, 2019 PGT Study | 0.30635 | 2014 | 0.81 | 2014 | 0 | 0 | Itron MCS Version 1.7 Volume I | Com Wall Insulation - Cold ¦ PG&E ¦ Cold | Com Wall Insulation - Cold | 422.8189 | 0.1 | 0.20628 | CBSA 2014 | 0.31351 | 2012 | 0.7 | NA
COM-BLDGENV-11.27 | Com ¦ Com Wall Insulation (R13) - Cold ¦ PG&E ¦ Cold | Com ¦ Com Wall Insulation (R13) - Cold | PG&E ¦ Cold | PG&E | All | Electric & Gas | Code level R13 com wall insulation | Code |  |  | 0 | Conventional | BldgEnv | Com - Health | Com | RET and NEW | 0 | 1000 sqft2 of floor space | sq ft wall insulation | 20 | DEER:HVAC_Duct_Sealing | -0.31612 | -0.0009 | -0.30023 | Workpaper PGECOBLD106 R2, 2019 PGT Study | 0.30635 | 2014 | 0.81 | 2014 | 0 | 0 | Itron MCS Version 1.7 Volume I | Com Wall Insulation - Cold ¦ PG&E ¦ Cold | Com Wall Insulation - Cold | 359.7703 | 0.1 | 0.19202 | CBSA 2014 | 0.86872 | 2012 | 0.7 | NA
COM-BLDGENV-11.28 | Com ¦ Com Wall Insulation (R13) - Cold ¦ PG&E ¦ Cold | Com ¦ Com Wall Insulation (R13) - Cold | PG&E ¦ Cold | PG&E | All | Electric & Gas | Code level R13 com wall insulation | Code |  |  | 0 | Conventional | BldgEnv | Com - Lodging | Com | RET and NEW | 0 | 1000 sqft2 of floor space | sq ft wall insulation | 20 | DEER:HVAC_Duct_Sealing | -0.42 | -0.0009 | -0.508 | Workpaper PGECOBLD106 R2, 2019 PGT Study | 0.30635 | 2014 | 0.81 | 2014 | 0 | 0 | Itron MCS Version 1.7 Volume I | Com Wall Insulation - Cold ¦ PG&E ¦ Cold | Com Wall Insulation - Cold | 268.1081 | 0.1 | 0.10444 | CBSA 2014 | 5.0844 | 2012 | 0.7 | NA
COM-BLDGENV-11.29 | Com ¦ Com Wall Insulation (R13) - Cold ¦ PG&E ¦ Cold | Com ¦ Com Wall Insulation (R13) - Cold | PG&E ¦ Cold | PG&E | All | Electric & Gas | Code level R13 com wall insulation | Code |  |  | 0 | Conventional | BldgEnv | Com - Office (Large) | Com | RET and NEW | 0 | 1000 sqft2 of floor space | sq ft wall insulation | 20 | DEER:HVAC_Duct_Sealing | -0.23 | -0.0009 | -0.128 | Workpaper PGECOBLD106 R2, 2019 PGT Study | 0.30635 | 2014 | 0.81 | 2014 | 0 | 0 | Itron MCS Version 1.7 Volume I | Com Wall Insulation - Cold ¦ PG&E ¦ Cold | Com Wall Insulation - Cold | 359.7703 | 0.1 | 0.2656 | CBSA 2014 | 0.59768 | 2012 | 0.7 | NA
COM-BLDGENV-11.30 | Com ¦ Com Wall Insulation (R13) - Cold ¦ PG&E ¦ Cold | Com ¦ Com Wall Insulation (R13) - Cold | PG&E ¦ Cold | PG&E | All | Electric & Gas | Code level R13 com wall insulation | Code |  |  | 0 | Conventional | BldgEnv | Com - Office (Small) | Com | RET and NEW | 0 | 1000 sqft2 of floor space | sq ft wall insulation | 20 | DEER:HVAC_Duct_Sealing | -0.23 | -0.0009 | -0.128 | Workpaper PGECOBLD106 R2, 2019 PGT Study | 0.30635 | 2014 | 0.81 | 2014 | 0 | 0 | Itron MCS Version 1.7 Volume I | Com Wall Insulation - Cold ¦ PG&E ¦ Cold | Com Wall Insulation - Cold | 359.7703 | 0.1 | 0.32569 | CBSA 2014 | 0.26394 | 2012 | 0.7 | NA
COM-BLDGENV-11.31 | Com ¦ Com Wall Insulation (R13) - Cold ¦ PG&E ¦ Cold | Com ¦ Com Wall Insulation (R13) - Cold | PG&E ¦ Cold | PG&E | All | Electric & Gas | Code level R13 com wall insulation | Code |  |  | 0 | Conventional | BldgEnv | Com - Other | Com | RET and NEW | 0 | 1000 sqft2 of floor space | sq ft wall insulation | 20 | DEER:HVAC_Duct_Sealing | -0.23 | -0.0009 | -0.128 | Workpaper PGECOBLD106 R2, 2019 PGT Study | 0.30635 | 2014 | 0.81 | 2014 | 0 | 0 | Itron MCS Version 1.7 Volume I | Com Wall Insulation - Cold ¦ PG&E ¦ Cold | Com Wall Insulation - Cold | 144.1603 | 0.1 | 0.32878 | CBSA 2014 | 0.60524 | 2012 | 0.7 | NA
COM-BLDGENV-11.32 | Com ¦ Com Wall Insulation (R13) - Cold ¦ PG&E ¦ Cold | Com ¦ Com Wall Insulation (R13) - Cold | PG&E ¦ Cold | PG&E | All | Electric & Gas | Code level R13 com wall insulation | Code |  |  | 0 | Conventional | BldgEnv | Com - Refrig. Warehouse | Com | RET and NEW | 0 | 1000 sqft2 of floor space | sq ft wall insulation | 20 | DEER:HVAC_Duct_Sealing | -0.42 | -0.0009 | -0.508 | Workpaper PGECOBLD106 R2, 2019 PGT Study | 0.30635 | 2014 | 0.81 | 2014 | 0 | 0 | Itron MCS Version 1.7 Volume I | Com Wall Insulation - Cold ¦ PG&E ¦ Cold | Com Wall Insulation - Cold | 381.3263 | 0.1 | 0.10527 | CBSA 2014 | 0.38891 | 2012 | 0.7 | NA
COM-BLDGENV-11.33 | Com ¦ Com Wall Insulation (R13) - Cold ¦ PG&E ¦ Cold | Com ¦ Com Wall Insulation (R13) - Cold | PG&E ¦ Cold | PG&E | All | Electric & Gas | Code level R13 com wall insulation | Code |  |  | 0 | Conventional | BldgEnv | Com - Restaurant | Com | RET and NEW | 0 | 1000 sqft2 of floor space | sq ft wall insulation | 20 | DEER:HVAC_Duct_Sealing | -0.23 | -0.0009 | -0.128 | Workpaper PGECOBLD106 R2, 2019 PGT Study | 0.30635 | 2014 | 0.81 | 2014 | 0 | 0 | Itron MCS Version 1.7 Volume I | Com Wall Insulation - Cold ¦ PG&E ¦ Cold | Com Wall Insulation - Cold | 459.6781 | 0.1 | 0.2301 | CBSA 2014 | 0.10025 | 2012 | 0.7 | NA
COM-BLDGENV-11.34 | Com ¦ Com Wall Insulation (R13) - Cold ¦ PG&E ¦ Cold | Com ¦ Com Wall Insulation (R13) - Cold | PG&E ¦ Cold | PG&E | All | Electric & Gas | Code level R13 com wall insulation | Code |  |  | 0 | Conventional | BldgEnv | Com - Retail | Com | RET and NEW | 0 | 1000 sqft2 of floor space | sq ft wall insulation | 20 | DEER:HVAC_Duct_Sealing | -0.23 | -0.0009 | -0.128 | Workpaper PGECOBLD106 R2, 2019 PGT Study | 0.30635 | 2014 | 0.81 | 2014 | 0 | 0 | Itron MCS Version 1.7 Volume I | Com Wall Insulation - Cold ¦ PG&E ¦ Cold | Com Wall Insulation - Cold | 326.6665 | 0.1 | 0.086471 | CBSA 2014 | 0.71327 | 2012 | 0.7 | NA
COM-BLDGENV-11.35 | Com ¦ Com Wall Insulation (R13) - Cold ¦ PG&E ¦ Cold | Com ¦ Com Wall Insulation (R13) - Cold | PG&E ¦ Cold | PG&E | All | Electric & Gas | Code level R13 com wall insulation | Code |  |  | 0 | Conventional | BldgEnv | Com - School | Com | RET and NEW | 0 | 1000 sqft2 of floor space | sq ft wall insulation | 20 | DEER:HVAC_Duct_Sealing | -0.23 | -0.0009 | -0.128 | Workpaper PGECOBLD106 R2, 2019 PGT Study | 0.30635 | 2014 | 0.81 | 2014 | 0 | 0 | Itron MCS Version 1.7 Volume I | Com Wall Insulation - Cold ¦ PG&E ¦ Cold | Com Wall Insulation - Cold | 236.9466 | 0.1 | 0.25668 | CBSA 2014 | 0.33032 | 2012 | 0.7 | NA
COM-BLDGENV-11.36 | Com ¦ Com Wall Insulation (R13) - Cold ¦ PG&E ¦ Cold | Com ¦ Com Wall Insulation (R13) - Cold | PG&E ¦ Cold | PG&E | All | Electric & Gas | Code level R13 com wall insulation | Code |  |  | 0 | Conventional | BldgEnv | Com - Warehouse | Com | RET and NEW | 0 | 1000 sqft2 of floor space | sq ft wall insulation | 20 | DEER:HVAC_Duct_Sealing | -0.42 | -0.0009 | -0.508 | Workpaper PGECOBLD106 R2, 2019 PGT Study | 0.30635 | 2014 | 0.81 | 2014 | 0 | 0 | Itron MCS Version 1.7 Volume I | Com Wall Insulation - Cold ¦ PG&E ¦ Cold | Com Wall Insulation - Cold | 381.3263 | 0.1 | 0.20949 | CBSA 2014 | 2.2673 | 2012 | 0.7 | NA
COM-BLDGENV-12.1 | Com ¦ Com Wall Insulation (R14) - Marine ¦ PG&E ¦ Marine | Com ¦ Com Wall Insulation (R14) - Marine | PG&E ¦ Marine | PG&E | All | Electric & Gas | Efficient level R14 com wall insulation | Efficient |  |  | 0 | Conventional | BldgEnv | Com - College | Com | RET and NEW | 0 | 1000 sqft2 of floor space | sq ft wall insulation | 20 | DEER:HVAC_Duct_Sealing | -0.11846 | -0.00086154 | -0.062462 | Workpaper PGECOBLD106 R2, 2019 PGT Study | 0.32991 | 2014 | 0.81 | 2014 | 0 | 0 | Itron MCS Version 1.7 Volume I | Com Wall Insulation - Marine ¦ PG&E ¦ Marine | Com Wall Insulation - Marine | 236.9466 | 0.1 | 0.017118 | CBSA 2014 | 0.21498 | 2032 | 0.6 | NA
COM-BLDGENV-12.2 | Com ¦ Com Wall Insulation (R14) - Marine ¦ PG&E ¦ Marine | Com ¦ Com Wall Insulation (R14) - Marine | PG&E ¦ Marine | PG&E | All | Electric & Gas | Efficient level R14 com wall insulation | Efficient |  |  | 0 | Conventional | BldgEnv | Com - Grocery | Com | RET and NEW | 0 | 1000 sqft2 of floor space | sq ft wall insulation | 20 | DEER:HVAC_Duct_Sealing | -0.11846 | -0.00086154 | -0.062462 | Workpaper PGECOBLD106 R2, 2019 PGT Study | 0.32991 | 2014 | 0.81 | 2014 | 0 | 0 | Itron MCS Version 1.7 Volume I | Com Wall Insulation - Marine ¦ PG&E ¦ Marine | Com Wall Insulation - Marine | 422.8189 | 0.1 | 0.088408 | CBSA 2014 | 0.15333 | 2032 | 0.6 | NA
COM-BLDGENV-12.3 | Com ¦ Com Wall Insulation (R14) - Marine ¦ PG&E ¦ Marine | Com ¦ Com Wall Insulation (R14) - Marine | PG&E ¦ Marine | PG&E | All | Electric & Gas | Efficient level R14 com wall insulation | Efficient |  |  | 0 | Conventional | BldgEnv | Com - Health | Com | RET and NEW | 0 | 1000 sqft2 of floor space | sq ft wall insulation | 20 | DEER:HVAC_Duct_Sealing | -0.15263 | -0.00086154 | -0.1635 | Workpaper PGECOBLD106 R2, 2019 PGT Study | 0.32991 | 2014 | 0.81 | 2014 | 0 | 0 | Itron MCS Version 1.7 Volume I | Com Wall Insulation - Marine ¦ PG&E ¦ Marine | Com Wall Insulation - Marine | 359.7703 | 0.1 | 0.082296 | CBSA 2014 | 0.47181 | 2032 | 0.6 | NA
COM-BLDGENV-12.4 | Com ¦ Com Wall Insulation (R14) - Marine ¦ PG&E ¦ Marine | Com ¦ Com Wall Insulation (R14) - Marine | PG&E ¦ Marine | PG&E | All | Electric & Gas | Efficient level R14 com wall insulation | Efficient |  |  | 0 | Conventional | BldgEnv | Com - Lodging | Com | RET and NEW | 0 | 1000 sqft2 of floor space | sq ft wall insulation | 20 | DEER:HVAC_Duct_Sealing | -0.19385 | -0.00086154 | -0.28538 | Workpaper PGECOBLD106 R2, 2019 PGT Study | 0.32991 | 2014 | 0.81 | 2014 | 0 | 0 | Itron MCS Version 1.7 Volume I | Com Wall Insulation - Marine ¦ PG&E ¦ Marine | Com Wall Insulation - Marine | 268.1081 | 0.1 | 0.04476 | CBSA 2014 | 2.8497 | 2032 | 0.6 | NA
COM-BLDGENV-12.5 | Com ¦ Com Wall Insulation (R14) - Marine ¦ PG&E ¦ Marine | Com ¦ Com Wall Insulation (R14) - Marine | PG&E ¦ Marine | PG&E | All | Electric & Gas | Efficient level R14 com wall insulation | Efficient |  |  | 0 | Conventional | BldgEnv | Com - Office (Large) | Com | RET and NEW | 0 | 1000 sqft2 of floor space | sq ft wall insulation | 20 | DEER:HVAC_Duct_Sealing | -0.11846 | -0.00086154 | -0.062462 | Workpaper PGECOBLD106 R2, 2019 PGT Study | 0.32991 | 2014 | 0.81 | 2014 | 0 | 0 | Itron MCS Version 1.7 Volume I | Com Wall Insulation - Marine ¦ PG&E ¦ Marine | Com Wall Insulation - Marine | 359.7703 | 0.1 | 0.11383 | CBSA 2014 | 0.29228 | 2032 | 0.6 | NA
COM-BLDGENV-12.6 | Com ¦ Com Wall Insulation (R14) - Marine ¦ PG&E ¦ Marine | Com ¦ Com Wall Insulation (R14) - Marine | PG&E ¦ Marine | PG&E | All | Electric & Gas | Efficient level R14 com wall insulation | Efficient |  |  | 0 | Conventional | BldgEnv | Com - Office (Small) | Com | RET and NEW | 0 | 1000 sqft2 of floor space | sq ft wall insulation | 20 | DEER:HVAC_Duct_Sealing | -0.11846 | -0.00086154 | -0.062462 | Workpaper PGECOBLD106 R2, 2019 PGT Study | 0.32991 | 2014 | 0.81 | 2014 | 0 | 0 | Itron MCS Version 1.7 Volume I | Com Wall Insulation - Marine ¦ PG&E ¦ Marine | Com Wall Insulation - Marine | 359.7703 | 0.1 | 0.13958 | CBSA 2014 | 0.12908 | 2032 | 0.6 | NA
COM-BLDGENV-12.7 | Com ¦ Com Wall Insulation (R14) - Marine ¦ PG&E ¦ Marine | Com ¦ Com Wall Insulation (R14) - Marine | PG&E ¦ Marine | PG&E | All | Electric & Gas | Efficient level R14 com wall insulation | Efficient |  |  | 0 | Conventional | BldgEnv | Com - Other | Com | RET and NEW | 0 | 1000 sqft2 of floor space | sq ft wall insulation | 20 | DEER:HVAC_Duct_Sealing | -0.12169 | -0.00086154 | -0.062462 | Workpaper PGECOBLD106 R2, 2019 PGT Study | 0.32991 | 2014 | 0.81 | 2014 | 0 | 0 | Itron MCS Version 1.7 Volume I | Com Wall Insulation - Marine ¦ PG&E ¦ Marine | Com Wall Insulation - Marine | 144.1603 | 0.1 | 0.1409 | CBSA 2014 | 0.29639 | 2032 | 0.6 | NA
COM-BLDGENV-12.8 | Com ¦ Com Wall Insulation (R14) - Marine ¦ PG&E ¦ Marine | Com ¦ Com Wall Insulation (R14) - Marine | PG&E ¦ Marine | PG&E | All | Electric & Gas | Efficient level R14 com wall insulation | Efficient |  |  | 0 | Conventional | BldgEnv | Com - Refrig. Warehouse | Com | RET and NEW | 0 | 1000 sqft2 of floor space | sq ft wall insulation | 20 | DEER:HVAC_Duct_Sealing | -0.11846 | -0.00086154 | -0.062462 | Workpaper PGECOBLD106 R2, 2019 PGT Study | 0.32991 | 2014 | 0.81 | 2014 | 0 | 0 | Itron MCS Version 1.7 Volume I | Com Wall Insulation - Marine ¦ PG&E ¦ Marine | Com Wall Insulation - Marine | 381.3263 | 0.1 | 0.045116 | CBSA 2014 | 0.049012 | 2032 | 0.6 | NA
COM-BLDGENV-12.9 | Com ¦ Com Wall Insulation (R14) - Marine ¦ PG&E ¦ Marine | Com ¦ Com Wall Insulation (R14) - Marine | PG&E ¦ Marine | PG&E | All | Electric & Gas | Efficient level R14 com wall insulation | Efficient |  |  | 0 | Conventional | BldgEnv | Com - Restaurant | Com | RET and NEW | 0 | 1000 sqft2 of floor space | sq ft wall insulation | 20 | DEER:HVAC_Duct_Sealing | -0.11846 | -0.00086154 | -0.062462 | Workpaper PGECOBLD106 R2, 2019 PGT Study | 0.32991 | 2014 | 0.81 | 2014 | 0 | 0 | Itron MCS Version 1.7 Volume I | Com Wall Insulation - Marine ¦ PG&E ¦ Marine | Com Wall Insulation - Marine | 459.6781 | 0.1 | 0.098615 | CBSA 2014 | 0.049029 | 2032 | 0.6 | NA
COM-BLDGENV-12.10 | Com ¦ Com Wall Insulation (R14) - Marine ¦ PG&E ¦ Marine | Com ¦ Com Wall Insulation (R14) - Marine | PG&E ¦ Marine | PG&E | All | Electric & Gas | Efficient level R14 com wall insulation | Efficient |  |  | 0 | Conventional | BldgEnv | Com - Retail | Com | RET and NEW | 0 | 1000 sqft2 of floor space | sq ft wall insulation | 20 | DEER:HVAC_Duct_Sealing | -0.11846 | -0.00086154 | -0.062462 | Workpaper PGECOBLD106 R2, 2019 PGT Study | 0.32991 | 2014 | 0.81 | 2014 | 0 | 0 | Itron MCS Version 1.7 Volume I | Com Wall Insulation - Marine ¦ PG&E ¦ Marine | Com Wall Insulation - Marine | 326.6665 | 0.1 | 0.037059 | CBSA 2014 | 0.35025 | 2032 | 0.6 | NA
COM-BLDGENV-12.11 | Com ¦ Com Wall Insulation (R14) - Marine ¦ PG&E ¦ Marine | Com ¦ Com Wall Insulation (R14) - Marine | PG&E ¦ Marine | PG&E | All | Electric & Gas | Efficient level R14 com wall insulation | Efficient |  |  | 0 | Conventional | BldgEnv | Com - School | Com | RET and NEW | 0 | 1000 sqft2 of floor space | sq ft wall insulation | 20 | DEER:HVAC_Duct_Sealing | -0.11846 | -0.00086154 | -0.062462 | Workpaper PGECOBLD106 R2, 2019 PGT Study | 0.32991 | 2014 | 0.81 | 2014 | 0 | 0 | Itron MCS Version 1.7 Volume I | Com Wall Insulation - Marine ¦ PG&E ¦ Marine | Com Wall Insulation - Marine | 236.9466 | 0.1 | 0.11001 | CBSA 2014 | 0.16221 | 2032 | 0.6 | NA
COM-BLDGENV-12.12 | Com ¦ Com Wall Insulation (R14) - Marine ¦ PG&E ¦ Marine | Com ¦ Com Wall Insulation (R14) - Marine | PG&E ¦ Marine | PG&E | All | Electric & Gas | Efficient level R14 com wall insulation | Efficient |  |  | 0 | Conventional | BldgEnv | Com - Warehouse | Com | RET and NEW | 0 | 1000 sqft2 of floor space | sq ft wall insulation | 20 | DEER:HVAC_Duct_Sealing | -0.19385 | -0.00086154 | -0.28538 | Workpaper PGECOBLD106 R2, 2019 PGT Study | 0.32991 | 2014 | 0.81 | 2014 | 0 | 0 | Itron MCS Version 1.7 Volume I | Com Wall Insulation - Marine ¦ PG&E ¦ Marine | Com Wall Insulation - Marine | 381.3263 | 0.1 | 0.089783 | CBSA 2014 | 1.2611 | 2032 | 0.6 | NA
COM-BLDGENV-12.13 | Com ¦ Com Wall Insulation (R14) - Hot-Dry ¦ PG&E ¦ Hot-Dry | Com ¦ Com Wall Insulation (R14) - Hot-Dry | PG&E ¦ Hot-Dry | PG&E | All | Electric & Gas | Efficient level R14 com wall insulation | Efficient |  |  | 0 | Conventional | BldgEnv | Com - College | Com | RET and NEW | 0 | 1000 sqft2 of floor space | sq ft wall insulation | 20 | DEER:HVAC_Duct_Sealing | -0.48462 | -0.0011846 | -0.068923 | Workpaper PGECOBLD106 R2, 2019 PGT Study | 0.32991 | 2014 | 0.81 | 2014 | 0 | 0 | Itron MCS Version 1.7 Volume I | Com Wall Insulation - Hot-Dry ¦ PG&E ¦ Hot-Dry | Com Wall Insulation - Hot-Dry | 236.9466 | 0.1 | 0.017118 | CBSA 2014 | 0.26394 | 2032 | 0.7 | NA
COM-BLDGENV-12.14 | Com ¦ Com Wall Insulation (R14) - Hot-Dry ¦ PG&E ¦ Hot-Dry | Com ¦ Com Wall Insulation (R14) - Hot-Dry | PG&E ¦ Hot-Dry | PG&E | All | Electric & Gas | Efficient level R14 com wall insulation | Efficient |  |  | 0 | Conventional | BldgEnv | Com - Grocery | Com | RET and NEW | 0 | 1000 sqft2 of floor space | sq ft wall insulation | 20 | DEER:HVAC_Duct_Sealing | -0.48462 | -0.0011846 | -0.068923 | Workpaper PGECOBLD106 R2, 2019 PGT Study | 0.32991 | 2014 | 0.81 | 2014 | 0 | 0 | Itron MCS Version 1.7 Volume I | Com Wall Insulation - Hot-Dry ¦ PG&E ¦ Hot-Dry | Com Wall Insulation - Hot-Dry | 422.8189 | 0.1 | 0.088408 | CBSA 2014 | 0.1891 | 2032 | 0.7 | NA
COM-BLDGENV-12.15 | Com ¦ Com Wall Insulation (R14) - Hot-Dry ¦ PG&E ¦ Hot-Dry | Com ¦ Com Wall Insulation (R14) - Hot-Dry | PG&E ¦ Hot-Dry | PG&E | All | Electric & Gas | Efficient level R14 com wall insulation | Efficient |  |  | 0 | Conventional | BldgEnv | Com - Health | Com | RET and NEW | 0 | 1000 sqft2 of floor space | sq ft wall insulation | 20 | DEER:HVAC_Duct_Sealing | -0.66033 | -0.0011846 | -0.17679 | Workpaper PGECOBLD106 R2, 2019 PGT Study | 0.32991 | 2014 | 0.81 | 2014 | 0 | 0 | Itron MCS Version 1.7 Volume I | Com Wall Insulation - Hot-Dry ¦ PG&E ¦ Hot-Dry | Com Wall Insulation - Hot-Dry | 359.7703 | 0.1 | 0.082296 | CBSA 2014 | 0.54258 | 2032 | 0.7 | NA
COM-BLDGENV-12.16 | Com ¦ Com Wall Insulation (R14) - Hot-Dry ¦ PG&E ¦ Hot-Dry | Com ¦ Com Wall Insulation (R14) - Hot-Dry | PG&E ¦ Hot-Dry | PG&E | All | Electric & Gas | Efficient level R14 com wall insulation | Efficient |  |  | 0 | Conventional | BldgEnv | Com - Lodging | Com | RET and NEW | 0 | 1000 sqft2 of floor space | sq ft wall insulation | 20 | DEER:HVAC_Duct_Sealing | -0.87231 | -0.0011846 | -0.30692 | Workpaper PGECOBLD106 R2, 2019 PGT Study | 0.32991 | 2014 | 0.81 | 2014 | 0 | 0 | Itron MCS Version 1.7 Volume I | Com Wall Insulation - Hot-Dry ¦ PG&E ¦ Hot-Dry | Com Wall Insulation - Hot-Dry | 268.1081 | 0.1 | 0.04476 | CBSA 2014 | 3.1694 | 2032 | 0.7 | NA
COM-BLDGENV-12.17 | Com ¦ Com Wall Insulation (R14) - Hot-Dry ¦ PG&E ¦ Hot-Dry | Com ¦ Com Wall Insulation (R14) - Hot-Dry | PG&E ¦ Hot-Dry | PG&E | All | Electric & Gas | Efficient level R14 com wall insulation | Efficient |  |  | 0 | Conventional | BldgEnv | Com - Office (Large) | Com | RET and NEW | 0 | 1000 sqft2 of floor space | sq ft wall insulation | 20 | DEER:HVAC_Duct_Sealing | -0.48462 | -0.0011846 | -0.068923 | Workpaper PGECOBLD106 R2, 2019 PGT Study | 0.32991 | 2014 | 0.81 | 2014 | 0 | 0 | Itron MCS Version 1.7 Volume I | Com Wall Insulation - Hot-Dry ¦ PG&E ¦ Hot-Dry | Com Wall Insulation - Hot-Dry | 359.7703 | 0.1 | 0.11383 | CBSA 2014 | 0.35771 | 2032 | 0.7 | NA
COM-BLDGENV-12.18 | Com ¦ Com Wall Insulation (R14) - Hot-Dry ¦ PG&E ¦ Hot-Dry | Com ¦ Com Wall Insulation (R14) - Hot-Dry | PG&E ¦ Hot-Dry | PG&E | All | Electric & Gas | Efficient level R14 com wall insulation | Efficient |  |  | 0 | Conventional | BldgEnv | Com - Office (Small) | Com | RET and NEW | 0 | 1000 sqft2 of floor space | sq ft wall insulation | 20 | DEER:HVAC_Duct_Sealing | -0.48462 | -0.0011846 | -0.068923 | Workpaper PGECOBLD106 R2, 2019 PGT Study | 0.32991 | 2014 | 0.81 | 2014 | 0 | 0 | Itron MCS Version 1.7 Volume I | Com Wall Insulation - Hot-Dry ¦ PG&E ¦ Hot-Dry | Com Wall Insulation - Hot-Dry | 359.7703 | 0.1 | 0.13958 | CBSA 2014 | 0.15866 | 2032 | 0.7 | NA
COM-BLDGENV-12.19 | Com ¦ Com Wall Insulation (R14) - Hot-Dry ¦ PG&E ¦ Hot-Dry | Com ¦ Com Wall Insulation (R14) - Hot-Dry | PG&E ¦ Hot-Dry | PG&E | All | Electric & Gas | Efficient level R14 com wall insulation | Efficient |  |  | 0 | Conventional | BldgEnv | Com - Other | Com | RET and NEW | 0 | 1000 sqft2 of floor space | sq ft wall insulation | 20 | DEER:HVAC_Duct_Sealing | -0.48462 | -0.0011846 | -0.068923 | Workpaper PGECOBLD106 R2, 2019 PGT Study | 0.32991 | 2014 | 0.81 | 2014 | 0 | 0 | Itron MCS Version 1.7 Volume I | Com Wall Insulation - Hot-Dry ¦ PG&E ¦ Hot-Dry | Com Wall Insulation - Hot-Dry | 144.1603 | 0.1 | 0.1409 | CBSA 2014 | 0.36574 | 2032 | 0.7 | NA
COM-BLDGENV-12.20 | Com ¦ Com Wall Insulation (R14) - Hot-Dry ¦ PG&E ¦ Hot-Dry | Com ¦ Com Wall Insulation (R14) - Hot-Dry | PG&E ¦ Hot-Dry | PG&E | All | Electric & Gas | Efficient level R14 com wall insulation | Efficient |  |  | 0 | Conventional | BldgEnv | Com - Refrig. Warehouse | Com | RET and NEW | 0 | 1000 sqft2 of floor space | sq ft wall insulation | 20 | DEER:HVAC_Duct_Sealing | -0.48462 | -0.0011846 | -0.068923 | Workpaper PGECOBLD106 R2, 2019 PGT Study | 0.32991 | 2014 | 0.81 | 2014 | 0 | 0 | Itron MCS Version 1.7 Volume I | Com Wall Insulation - Hot-Dry ¦ PG&E ¦ Hot-Dry | Com Wall Insulation - Hot-Dry | 381.3263 | 0.1 | 0.045116 | CBSA 2014 | 0.060406 | 2032 | 0.7 | NA
COM-BLDGENV-12.21 | Com ¦ Com Wall Insulation (R14) - Hot-Dry ¦ PG&E ¦ Hot-Dry | Com ¦ Com Wall Insulation (R14) - Hot-Dry | PG&E ¦ Hot-Dry | PG&E | All | Electric & Gas | Efficient level R14 com wall insulation | Efficient |  |  | 0 | Conventional | BldgEnv | Com - Restaurant | Com | RET and NEW | 0 | 1000 sqft2 of floor space | sq ft wall insulation | 20 | DEER:HVAC_Duct_Sealing | -0.48462 | -0.0011846 | -0.068923 | Workpaper PGECOBLD106 R2, 2019 PGT Study | 0.32991 | 2014 | 0.81 | 2014 | 0 | 0 | Itron MCS Version 1.7 Volume I | Com Wall Insulation - Hot-Dry ¦ PG&E ¦ Hot-Dry | Com Wall Insulation - Hot-Dry | 459.6781 | 0.1 | 0.098615 | CBSA 2014 | 0.06039 | 2032 | 0.7 | NA
COM-BLDGENV-12.22 | Com ¦ Com Wall Insulation (R14) - Hot-Dry ¦ PG&E ¦ Hot-Dry | Com ¦ Com Wall Insulation (R14) - Hot-Dry | PG&E ¦ Hot-Dry | PG&E | All | Electric & Gas | Efficient level R14 com wall insulation | Efficient |  |  | 0 | Conventional | BldgEnv | Com - Retail | Com | RET and NEW | 0 | 1000 sqft2 of floor space | sq ft wall insulation | 20 | DEER:HVAC_Duct_Sealing | -0.48462 | -0.0011846 | -0.068923 | Workpaper PGECOBLD106 R2, 2019 PGT Study | 0.32991 | 2014 | 0.81 | 2014 | 0 | 0 | Itron MCS Version 1.7 Volume I | Com Wall Insulation - Hot-Dry ¦ PG&E ¦ Hot-Dry | Com Wall Insulation - Hot-Dry | 326.6665 | 0.1 | 0.037059 | CBSA 2014 | 0.51081 | 2032 | 0.7 | NA
COM-BLDGENV-12.23 | Com ¦ Com Wall Insulation (R14) - Hot-Dry ¦ PG&E ¦ Hot-Dry | Com ¦ Com Wall Insulation (R14) - Hot-Dry | PG&E ¦ Hot-Dry | PG&E | All | Electric & Gas | Efficient level R14 com wall insulation | Efficient |  |  | 0 | Conventional | BldgEnv | Com - School | Com | RET and NEW | 0 | 1000 sqft2 of floor space | sq ft wall insulation | 20 | DEER:HVAC_Duct_Sealing | -0.48462 | -0.0011846 | -0.068923 | Workpaper PGECOBLD106 R2, 2019 PGT Study | 0.32991 | 2014 | 0.81 | 2014 | 0 | 0 | Itron MCS Version 1.7 Volume I | Com Wall Insulation - Hot-Dry ¦ PG&E ¦ Hot-Dry | Com Wall Insulation - Hot-Dry | 236.9466 | 0.1 | 0.11001 | CBSA 2014 | 0.23726 | 2032 | 0.7 | NA
COM-BLDGENV-12.24 | Com ¦ Com Wall Insulation (R14) - Hot-Dry ¦ PG&E ¦ Hot-Dry | Com ¦ Com Wall Insulation (R14) - Hot-Dry | PG&E ¦ Hot-Dry | PG&E | All | Electric & Gas | Efficient level R14 com wall insulation | Efficient |  |  | 0 | Conventional | BldgEnv | Com - Warehouse | Com | RET and NEW | 0 | 1000 sqft2 of floor space | sq ft wall insulation | 20 | DEER:HVAC_Duct_Sealing | -0.87231 | -0.0011846 | -0.30692 | Workpaper PGECOBLD106 R2, 2019 PGT Study | 0.32991 | 2014 | 0.81 | 2014 | 0 | 0 | Itron MCS Version 1.7 Volume I | Com Wall Insulation - Hot-Dry ¦ PG&E ¦ Hot-Dry | Com Wall Insulation - Hot-Dry | 381.3263 | 0.1 | 0.089783 | CBSA 2014 | 1.5553 | 2032 | 0.7 | NA
COM-BLDGENV-12.25 | Com ¦ Com Wall Insulation (R14) - Cold ¦ PG&E ¦ Cold | Com ¦ Com Wall Insulation (R14) - Cold | PG&E ¦ Cold | PG&E | All | Electric & Gas | Efficient level R14 com wall insulation | Efficient |  |  | 0 | Conventional | BldgEnv | Com - College | Com | RET and NEW | 0 | 1000 sqft2 of floor space | sq ft wall insulation | 20 | DEER:HVAC_Duct_Sealing | -0.24769 | -0.00096923 | -0.13785 | Workpaper PGECOBLD106 R2, 2019 PGT Study | 0.32991 | 2014 | 0.81 | 2014 | 0 | 0 | Itron MCS Version 1.7 Volume I | Com Wall Insulation - Cold ¦ PG&E ¦ Cold | Com Wall Insulation - Cold | 236.9466 | 0.1 | 0.017118 | CBSA 2014 | 0.47341 | 2032 | 0.7 | NA
COM-BLDGENV-12.26 | Com ¦ Com Wall Insulation (R14) - Cold ¦ PG&E ¦ Cold | Com ¦ Com Wall Insulation (R14) - Cold | PG&E ¦ Cold | PG&E | All | Electric & Gas | Efficient level R14 com wall insulation | Efficient |  |  | 0 | Conventional | BldgEnv | Com - Grocery | Com | RET and NEW | 0 | 1000 sqft2 of floor space | sq ft wall insulation | 20 | DEER:HVAC_Duct_Sealing | -0.24769 | -0.00096923 | -0.13785 | Workpaper PGECOBLD106 R2, 2019 PGT Study | 0.32991 | 2014 | 0.81 | 2014 | 0 | 0 | Itron MCS Version 1.7 Volume I | Com Wall Insulation - Cold ¦ PG&E ¦ Cold | Com Wall Insulation - Cold | 422.8189 | 0.1 | 0.088408 | CBSA 2014 | 0.33762 | 2032 | 0.7 | NA
COM-BLDGENV-12.27 | Com ¦ Com Wall Insulation (R14) - Cold ¦ PG&E ¦ Cold | Com ¦ Com Wall Insulation (R14) - Cold | PG&E ¦ Cold | PG&E | All | Electric & Gas | Efficient level R14 com wall insulation | Efficient |  |  | 0 | Conventional | BldgEnv | Com - Health | Com | RET and NEW | 0 | 1000 sqft2 of floor space | sq ft wall insulation | 20 | DEER:HVAC_Duct_Sealing | -0.34043 | -0.00096923 | -0.32333 | Workpaper PGECOBLD106 R2, 2019 PGT Study | 0.32991 | 2014 | 0.81 | 2014 | 0 | 0 | Itron MCS Version 1.7 Volume I | Com Wall Insulation - Cold ¦ PG&E ¦ Cold | Com Wall Insulation - Cold | 359.7703 | 0.1 | 0.082296 | CBSA 2014 | 0.93554 | 2032 | 0.7 | NA
COM-BLDGENV-12.28 | Com ¦ Com Wall Insulation (R14) - Cold ¦ PG&E ¦ Cold | Com ¦ Com Wall Insulation (R14) - Cold | PG&E ¦ Cold | PG&E | All | Electric & Gas | Efficient level R14 com wall insulation | Efficient |  |  | 0 | Conventional | BldgEnv | Com - Lodging | Com | RET and NEW | 0 | 1000 sqft2 of floor space | sq ft wall insulation | 20 | DEER:HVAC_Duct_Sealing | -0.45231 | -0.00096923 | -0.54708 | Workpaper PGECOBLD106 R2, 2019 PGT Study | 0.32991 | 2014 | 0.81 | 2014 | 0 | 0 | Itron MCS Version 1.7 Volume I | Com Wall Insulation - Cold ¦ PG&E ¦ Cold | Com Wall Insulation - Cold | 268.1081 | 0.1 | 0.04476 | CBSA 2014 | 5.4755 | 2032 | 0.7 | NA
COM-BLDGENV-12.29 | Com ¦ Com Wall Insulation (R14) - Cold ¦ PG&E ¦ Cold | Com ¦ Com Wall Insulation (R14) - Cold | PG&E ¦ Cold | PG&E | All | Electric & Gas | Efficient level R14 com wall insulation | Efficient |  |  | 0 | Conventional | BldgEnv | Com - Office (Large) | Com | RET and NEW | 0 | 1000 sqft2 of floor space | sq ft wall insulation | 20 | DEER:HVAC_Duct_Sealing | -0.24769 | -0.00096923 | -0.13785 | Workpaper PGECOBLD106 R2, 2019 PGT Study | 0.32991 | 2014 | 0.81 | 2014 | 0 | 0 | Itron MCS Version 1.7 Volume I | Com Wall Insulation - Cold ¦ PG&E ¦ Cold | Com Wall Insulation - Cold | 359.7703 | 0.1 | 0.11383 | CBSA 2014 | 0.64366 | 2032 | 0.7 | NA
COM-BLDGENV-12.30 | Com ¦ Com Wall Insulation (R14) - Cold ¦ PG&E ¦ Cold | Com ¦ Com Wall Insulation (R14) - Cold | PG&E ¦ Cold | PG&E | All | Electric & Gas | Efficient level R14 com wall insulation | Efficient |  |  | 0 | Conventional | BldgEnv | Com - Office (Small) | Com | RET and NEW | 0 | 1000 sqft2 of floor space | sq ft wall insulation | 20 | DEER:HVAC_Duct_Sealing | -0.24769 | -0.00096923 | -0.13785 | Workpaper PGECOBLD106 R2, 2019 PGT Study | 0.32991 | 2014 | 0.81 | 2014 | 0 | 0 | Itron MCS Version 1.7 Volume I | Com Wall Insulation - Cold ¦ PG&E ¦ Cold | Com Wall Insulation - Cold | 359.7703 | 0.1 | 0.13958 | CBSA 2014 | 0.28425 | 2032 | 0.7 | NA
COM-BLDGENV-12.31 | Com ¦ Com Wall Insulation (R14) - Cold ¦ PG&E ¦ Cold | Com ¦ Com Wall Insulation (R14) - Cold | PG&E ¦ Cold | PG&E | All | Electric & Gas | Efficient level R14 com wall insulation | Efficient |  |  | 0 | Conventional | BldgEnv | Com - Other | Com | RET and NEW | 0 | 1000 sqft2 of floor space | sq ft wall insulation | 20 | DEER:HVAC_Duct_Sealing | -0.24769 | -0.00096923 | -0.13785 | Workpaper PGECOBLD106 R2, 2019 PGT Study | 0.32991 | 2014 | 0.81 | 2014 | 0 | 0 | Itron MCS Version 1.7 Volume I | Com Wall Insulation - Cold ¦ PG&E ¦ Cold | Com Wall Insulation - Cold | 144.1603 | 0.1 | 0.1409 | CBSA 2014 | 0.6518 | 2032 | 0.7 | NA
COM-BLDGENV-12.32 | Com ¦ Com Wall Insulation (R14) - Cold ¦ PG&E ¦ Cold | Com ¦ Com Wall Insulation (R14) - Cold | PG&E ¦ Cold | PG&E | All | Electric & Gas | Efficient level R14 com wall insulation | Efficient |  |  | 0 | Conventional | BldgEnv | Com - Refrig. Warehouse | Com | RET and NEW | 0 | 1000 sqft2 of floor space | sq ft wall insulation | 20 | DEER:HVAC_Duct_Sealing | -0.45231 | -0.00096923 | -0.54708 | Workpaper PGECOBLD106 R2, 2019 PGT Study | 0.32991 | 2014 | 0.81 | 2014 | 0 | 0 | Itron MCS Version 1.7 Volume I | Com Wall Insulation - Cold ¦ PG&E ¦ Cold | Com Wall Insulation - Cold | 381.3263 | 0.1 | 0.045116 | CBSA 2014 | 0.41882 | 2032 | 0.7 | NA
COM-BLDGENV-12.33 | Com ¦ Com Wall Insulation (R14) - Cold ¦ PG&E ¦ Cold | Com ¦ Com Wall Insulation (R14) - Cold | PG&E ¦ Cold | PG&E | All | Electric & Gas | Efficient level R14 com wall insulation | Efficient |  |  | 0 | Conventional | BldgEnv | Com - Restaurant | Com | RET and NEW | 0 | 1000 sqft2 of floor space | sq ft wall insulation | 20 | DEER:HVAC_Duct_Sealing | -0.24769 | -0.00096923 | -0.13785 | Workpaper PGECOBLD106 R2, 2019 PGT Study | 0.32991 | 2014 | 0.81 | 2014 | 0 | 0 | Itron MCS Version 1.7 Volume I | Com Wall Insulation - Cold ¦ PG&E ¦ Cold | Com Wall Insulation - Cold | 459.6781 | 0.1 | 0.098615 | CBSA 2014 | 0.10796 | 2032 | 0.7 | NA
COM-BLDGENV-12.34 | Com ¦ Com Wall Insulation (R14) - Cold ¦ PG&E ¦ Cold | Com ¦ Com Wall Insulation (R14) - Cold | PG&E ¦ Cold | PG&E | All | Electric & Gas | Efficient level R14 com wall insulation | Efficient |  |  | 0 | Conventional | BldgEnv | Com - Retail | Com | RET and NEW | 0 | 1000 sqft2 of floor space | sq ft wall insulation | 20 | DEER:HVAC_Duct_Sealing | -0.24769 | -0.00096923 | -0.13785 | Workpaper PGECOBLD106 R2, 2019 PGT Study | 0.32991 | 2014 | 0.81 | 2014 | 0 | 0 | Itron MCS Version 1.7 Volume I | Com Wall Insulation - Cold ¦ PG&E ¦ Cold | Com Wall Insulation - Cold | 326.6665 | 0.1 | 0.037059 | CBSA 2014 | 0.76813 | 2032 | 0.7 | NA
COM-BLDGENV-12.35 | Com ¦ Com Wall Insulation (R14) - Cold ¦ PG&E ¦ Cold | Com ¦ Com Wall Insulation (R14) - Cold | PG&E ¦ Cold | PG&E | All | Electric & Gas | Efficient level R14 com wall insulation | Efficient |  |  | 0 | Conventional | BldgEnv | Com - School | Com | RET and NEW | 0 | 1000 sqft2 of floor space | sq ft wall insulation | 20 | DEER:HVAC_Duct_Sealing | -0.24769 | -0.00096923 | -0.13785 | Workpaper PGECOBLD106 R2, 2019 PGT Study | 0.32991 | 2014 | 0.81 | 2014 | 0 | 0 | Itron MCS Version 1.7 Volume I | Com Wall Insulation - Cold ¦ PG&E ¦ Cold | Com Wall Insulation - Cold | 236.9466 | 0.1 | 0.11001 | CBSA 2014 | 0.35572 | 2032 | 0.7 | NA
COM-BLDGENV-12.36 | Com ¦ Com Wall Insulation (R14) - Cold ¦ PG&E ¦ Cold | Com ¦ Com Wall Insulation (R14) - Cold | PG&E ¦ Cold | PG&E | All | Electric & Gas | Efficient level R14 com wall insulation | Efficient |  |  | 0 | Conventional | BldgEnv | Com - Warehouse | Com | RET and NEW | 0 | 1000 sqft2 of floor space | sq ft wall insulation | 20 | DEER:HVAC_Duct_Sealing | -0.45231 | -0.00096923 | -0.54708 | Workpaper PGECOBLD106 R2, 2019 PGT Study | 0.32991 | 2014 | 0.81 | 2014 | 0 | 0 | Itron MCS Version 1.7 Volume I | Com Wall Insulation - Cold ¦ PG&E ¦ Cold | Com Wall Insulation - Cold | 381.3263 | 0.1 | 0.089783 | CBSA 2014 | 2.4418 | 2032 | 0.7 | NA
COM-BLDGENV-10.1 | Com ¦ Com Wall Insulation (R0) - Marine ¦ SCE ¦ Marine | Com ¦ Com Wall Insulation (R0) - Marine | SCE ¦ Marine | SCE | All | Electric & Gas | None or minimal existing com wall insulation | Average Existing |  |  | 0 | Conventional | BldgEnv | Com - College | Com | RET Only | 0 | 1000 sqft2 of floor space | sq ft wall insulation | 20 | DEER:HVAC_Duct_Sealing | 0 | 0 | 0 | Workpaper PGECOBLD106 R2, 2019 PGT Study | 0 | 2014 | 0 | 2014 | 0 | 0 | Itron MCS Version 1.7 Volume I | Com Wall Insulation - Marine ¦ SCE ¦ Marine | Com Wall Insulation - Marine | 205.2174 | 0.1 | 0.83792 | CBSA 2014 | 0 | 2012 | 0.6 | NA
COM-BLDGENV-10.2 | Com ¦ Com Wall Insulation (R0) - Marine ¦ SCE ¦ Marine | Com ¦ Com Wall Insulation (R0) - Marine | SCE ¦ Marine | SCE | All | Electric & Gas | None or minimal existing com wall insulation | Average Existing |  |  | 0 | Conventional | BldgEnv | Com - Grocery | Com | RET Only | 0 | 1000 sqft2 of floor space | sq ft wall insulation | 20 | DEER:HVAC_Duct_Sealing | 0 | 0 | 0 | Workpaper PGECOBLD106 R2, 2019 PGT Study | 0 | 2014 | 0 | 2014 | 0 | 0 | Itron MCS Version 1.7 Volume I | Com Wall Insulation - Marine ¦ SCE ¦ Marine | Com Wall Insulation - Marine | 366.1998 | 0.1 | 0.72895 | CBSA 2014 | 0 | 2012 | 0.6 | NA
COM-BLDGENV-10.3 | Com ¦ Com Wall Insulation (R0) - Marine ¦ SCE ¦ Marine | Com ¦ Com Wall Insulation (R0) - Marine | SCE ¦ Marine | SCE | All | Electric & Gas | None or minimal existing com wall insulation | Average Existing |  |  | 0 | Conventional | BldgEnv | Com - Health | Com | RET Only | 0 | 1000 sqft2 of floor space | sq ft wall insulation | 20 | DEER:HVAC_Duct_Sealing | 0 | 0 | 0 | Workpaper PGECOBLD106 R2, 2019 PGT Study | 0 | 2014 | 0 | 2014 | 0 | 0 | Itron MCS Version 1.7 Volume I | Com Wall Insulation - Marine ¦ SCE ¦ Marine | Com Wall Insulation - Marine | 311.5939 | 0.1 | 0.60978 | CBSA 2014 | 0 | 2012 | 0.6 | NA
COM-BLDGENV-10.4 | Com ¦ Com Wall Insulation (R0) - Marine ¦ SCE ¦ Marine | Com ¦ Com Wall Insulation (R0) - Marine | SCE ¦ Marine | SCE | All | Electric & Gas | None or minimal existing com wall insulation | Average Existing |  |  | 0 | Conventional | BldgEnv | Com - Lodging | Com | RET Only | 0 | 1000 sqft2 of floor space | sq ft wall insulation | 20 | DEER:HVAC_Duct_Sealing | 0 | 0 | 0 | Workpaper PGECOBLD106 R2, 2019 PGT Study | 0 | 2014 | 0 | 2014 | 0 | 0 | Itron MCS Version 1.7 Volume I | Com Wall Insulation - Marine ¦ SCE ¦ Marine | Com Wall Insulation - Marine | 232.2061 | 0.1 | 0.999 | CBSA 2014 | 0 | 2012 | 0.6 | NA
COM-BLDGENV-10.5 | Com ¦ Com Wall Insulation (R0) - Marine ¦ SCE ¦ Marine | Com ¦ Com Wall Insulation (R0) - Marine | SCE ¦ Marine | SCE | All | Electric & Gas | None or minimal existing com wall insulation | Average Existing |  |  | 0 | Conventional | BldgEnv | Com - Office (Large) | Com | RET Only | 0 | 1000 sqft2 of floor space | sq ft wall insulation | 20 | DEER:HVAC_Duct_Sealing | 0 | 0 | 0 | Workpaper PGECOBLD106 R2, 2019 PGT Study | 0 | 2014 | 0 | 2014 | 0 | 0 | Itron MCS Version 1.7 Volume I | Com Wall Insulation - Marine ¦ SCE ¦ Marine | Com Wall Insulation - Marine | 311.5939 | 0.1 | 0.59092 | CBSA 2014 | 0 | 2012 | 0.6 | NA
COM-BLDGENV-10.6 | Com ¦ Com Wall Insulation (R0) - Marine ¦ SCE ¦ Marine | Com ¦ Com Wall Insulation (R0) - Marine | SCE ¦ Marine | SCE | All | Electric & Gas | None or minimal existing com wall insulation | Average Existing |  |  | 0 | Conventional | BldgEnv | Com - Office (Small) | Com | RET Only | 0 | 1000 sqft2 of floor space | sq ft wall insulation | 20 | DEER:HVAC_Duct_Sealing | 0 | 0 | 0 | Workpaper PGECOBLD106 R2, 2019 PGT Study | 0 | 2014 | 0 | 2014 | 0 | 0 | Itron MCS Version 1.7 Volume I | Com Wall Insulation - Marine ¦ SCE ¦ Marine | Com Wall Insulation - Marine | 311.5939 | 0.1 | 0.7633 | CBSA 2014 | 0 | 2012 | 0.6 | NA
COM-BLDGENV-10.7 | Com ¦ Com Wall Insulation (R0) - Marine ¦ SCE ¦ Marine | Com ¦ Com Wall Insulation (R0) - Marine | SCE ¦ Marine | SCE | All | Electric & Gas | None or minimal existing com wall insulation | Average Existing |  |  | 0 | Conventional | BldgEnv | Com - Other | Com | RET Only | 0 | 1000 sqft2 of floor space | sq ft wall insulation | 20 | DEER:HVAC_Duct_Sealing | 0 | 0 | 0 | Workpaper PGECOBLD106 R2, 2019 PGT Study | 0 | 2014 | 0 | 2014 | 0 | 0 | Itron MCS Version 1.7 Volume I | Com Wall Insulation - Marine ¦ SCE ¦ Marine | Com Wall Insulation - Marine | 124.856 | 0.1 | 0.7678 | CBSA 2014 | 0 | 2012 | 0.6 | NA
COM-BLDGENV-10.8 | Com ¦ Com Wall Insulation (R0) - Marine ¦ SCE ¦ Marine | Com ¦ Com Wall Insulation (R0) - Marine | SCE ¦ Marine | SCE | All | Electric & Gas | None or minimal existing com wall insulation | Average Existing |  |  | 0 | Conventional | BldgEnv | Com - Refrig. Warehouse | Com | RET Only | 0 | 1000 sqft2 of floor space | sq ft wall insulation | 20 | DEER:HVAC_Duct_Sealing | 0 | 0 | 0 | Workpaper PGECOBLD106 R2, 2019 PGT Study | 0 | 2014 | 0 | 2014 | 0 | 0 | Itron MCS Version 1.7 Volume I | Com Wall Insulation - Marine ¦ SCE ¦ Marine | Com Wall Insulation - Marine | 330.2634 | 0.1 | 0.97156 | CBSA 2014 | 0 | 2012 | 0.6 | NA
COM-BLDGENV-10.9 | Com ¦ Com Wall Insulation (R0) - Marine ¦ SCE ¦ Marine | Com ¦ Com Wall Insulation (R0) - Marine | SCE ¦ Marine | SCE | All | Electric & Gas | None or minimal existing com wall insulation | Average Existing |  |  | 0 | Conventional | BldgEnv | Com - Restaurant | Com | RET Only | 0 | 1000 sqft2 of floor space | sq ft wall insulation | 20 | DEER:HVAC_Duct_Sealing | 0 | 0 | 0 | Workpaper PGECOBLD106 R2, 2019 PGT Study | 0 | 2014 | 0 | 2014 | 0 | 0 | Itron MCS Version 1.7 Volume I | Com Wall Insulation - Marine ¦ SCE ¦ Marine | Com Wall Insulation - Marine | 398.1232 | 0.1 | 0.47929 | CBSA 2014 | 0 | 2012 | 0.6 | NA
COM-BLDGENV-10.10 | Com ¦ Com Wall Insulation (R0) - Marine ¦ SCE ¦ Marine | Com ¦ Com Wall Insulation (R0) - Marine | SCE ¦ Marine | SCE | All | Electric & Gas | None or minimal existing com wall insulation | Average Existing |  |  | 0 | Conventional | BldgEnv | Com - Retail | Com | RET Only | 0 | 1000 sqft2 of floor space | sq ft wall insulation | 20 | DEER:HVAC_Duct_Sealing | 0 | 0 | 0 | Workpaper PGECOBLD106 R2, 2019 PGT Study | 0 | 2014 | 0 | 2014 | 0 | 0 | Itron MCS Version 1.7 Volume I | Com Wall Insulation - Marine ¦ SCE ¦ Marine | Com Wall Insulation - Marine | 282.923 | 0.1 | 0.7835 | CBSA 2014 | 0 | 2012 | 0.6 | NA
COM-BLDGENV-10.11 | Com ¦ Com Wall Insulation (R0) - Marine ¦ SCE ¦ Marine | Com ¦ Com Wall Insulation (R0) - Marine | SCE ¦ Marine | SCE | All | Electric & Gas | None or minimal existing com wall insulation | Average Existing |  |  | 0 | Conventional | BldgEnv | Com - School | Com | RET Only | 0 | 1000 sqft2 of floor space | sq ft wall insulation | 20 | DEER:HVAC_Duct_Sealing | 0 | 0 | 0 | Workpaper PGECOBLD106 R2, 2019 PGT Study | 0 | 2014 | 0 | 2014 | 0 | 0 | Itron MCS Version 1.7 Volume I | Com Wall Insulation - Marine ¦ SCE ¦ Marine | Com Wall Insulation - Marine | 205.2174 | 0.1 | 0.62449 | CBSA 2014 | 0 | 2012 | 0.6 | NA
COM-BLDGENV-10.12 | Com ¦ Com Wall Insulation (R0) - Marine ¦ SCE ¦ Marine | Com ¦ Com Wall Insulation (R0) - Marine | SCE ¦ Marine | SCE | All | Electric & Gas | None or minimal existing com wall insulation | Average Existing |  |  | 0 | Conventional | BldgEnv | Com - Warehouse | Com | RET Only | 0 | 1000 sqft2 of floor space | sq ft wall insulation | 20 | DEER:HVAC_Duct_Sealing | 0 | 0 | 0 | Workpaper PGECOBLD106 R2, 2019 PGT Study | 0 | 2014 | 0 | 2014 | 0 | 0 | Itron MCS Version 1.7 Volume I | Com Wall Insulation - Marine ¦ SCE ¦ Marine | Com Wall Insulation - Marine | 330.2634 | 0.1 | 0.90395 | CBSA 2014 | 0 | 2012 | 0.6 | NA
COM-BLDGENV-10.13 | Com ¦ Com Wall Insulation (R0) - Hot-Dry ¦ SCE ¦ Hot-Dry | Com ¦ Com Wall Insulation (R0) - Hot-Dry | SCE ¦ Hot-Dry | SCE | All | Electric & Gas | None or minimal existing com wall insulation | Average Existing |  |  | 0 | Conventional | BldgEnv | Com - College | Com | RET Only | 0 | 1000 sqft2 of floor space | sq ft wall insulation | 20 | DEER:HVAC_Duct_Sealing | 0 | 0 | 0 | Workpaper PGECOBLD106 R2, 2019 PGT Study | 0 | 2014 | 0 | 2014 | 0 | 0 | Itron MCS Version 1.7 Volume I | Com Wall Insulation - Hot-Dry ¦ SCE ¦ Hot-Dry | Com Wall Insulation - Hot-Dry | 205.2174 | 0.1 | 0.83792 | CBSA 2014 | 0 | 2012 | 0.6 | NA
COM-BLDGENV-10.14 | Com ¦ Com Wall Insulation (R0) - Hot-Dry ¦ SCE ¦ Hot-Dry | Com ¦ Com Wall Insulation (R0) - Hot-Dry | SCE ¦ Hot-Dry | SCE | All | Electric & Gas | None or minimal existing com wall insulation | Average Existing |  |  | 0 | Conventional | BldgEnv | Com - Grocery | Com | RET Only | 0 | 1000 sqft2 of floor space | sq ft wall insulation | 20 | DEER:HVAC_Duct_Sealing | 0 | 0 | 0 | Workpaper PGECOBLD106 R2, 2019 PGT Study | 0 | 2014 | 0 | 2014 | 0 | 0 | Itron MCS Version 1.7 Volume I | Com Wall Insulation - Hot-Dry ¦ SCE ¦ Hot-Dry | Com Wall Insulation - Hot-Dry | 366.1998 | 0.1 | 0.72895 | CBSA 2014 | 0 | 2012 | 0.6 | NA
COM-BLDGENV-10.15 | Com ¦ Com Wall Insulation (R0) - Hot-Dry ¦ SCE ¦ Hot-Dry | Com ¦ Com Wall Insulation (R0) - Hot-Dry | SCE ¦ Hot-Dry | SCE | All | Electric & Gas | None or minimal existing com wall insulation | Average Existing |  |  | 0 | Conventional | BldgEnv | Com - Health | Com | RET Only | 0 | 1000 sqft2 of floor space | sq ft wall insulation | 20 | DEER:HVAC_Duct_Sealing | 0 | 0 | 0 | Workpaper PGECOBLD106 R2, 2019 PGT Study | 0 | 2014 | 0 | 2014 | 0 | 0 | Itron MCS Version 1.7 Volume I | Com Wall Insulation - Hot-Dry ¦ SCE ¦ Hot-Dry | Com Wall Insulation - Hot-Dry | 311.5939 | 0.1 | 0.60978 | CBSA 2014 | 0 | 2012 | 0.6 | NA
COM-BLDGENV-10.16 | Com ¦ Com Wall Insulation (R0) - Hot-Dry ¦ SCE ¦ Hot-Dry | Com ¦ Com Wall Insulation (R0) - Hot-Dry | SCE ¦ Hot-Dry | SCE | All | Electric & Gas | None or minimal existing com wall insulation | Average Existing |  |  | 0 | Conventional | BldgEnv | Com - Lodging | Com | RET Only | 0 | 1000 sqft2 of floor space | sq ft wall insulation | 20 | DEER:HVAC_Duct_Sealing | 0 | 0 | 0 | Workpaper PGECOBLD106 R2, 2019 PGT Study | 0 | 2014 | 0 | 2014 | 0 | 0 | Itron MCS Version 1.7 Volume I | Com Wall Insulation - Hot-Dry ¦ SCE ¦ Hot-Dry | Com Wall Insulation - Hot-Dry | 232.2061 | 0.1 | 0.999 | CBSA 2014 | 0 | 2012 | 0.6 | NA
COM-BLDGENV-10.17 | Com ¦ Com Wall Insulation (R0) - Hot-Dry ¦ SCE ¦ Hot-Dry | Com ¦ Com Wall Insulation (R0) - Hot-Dry | SCE ¦ Hot-Dry | SCE | All | Electric & Gas | None or minimal existing com wall insulation | Average Existing |  |  | 0 | Conventional | BldgEnv | Com - Office (Large) | Com | RET Only | 0 | 1000 sqft2 of floor space | sq ft wall insulation | 20 | DEER:HVAC_Duct_Sealing | 0 | 0 | 0 | Workpaper PGECOBLD106 R2, 2019 PGT Study | 0 | 2014 | 0 | 2014 | 0 | 0 | Itron MCS Version 1.7 Volume I | Com Wall Insulation - Hot-Dry ¦ SCE ¦ Hot-Dry | Com Wall Insulation - Hot-Dry | 311.5939 | 0.1 | 0.59092 | CBSA 2014 | 0 | 2012 | 0.6 | NA
COM-BLDGENV-10.18 | Com ¦ Com Wall Insulation (R0) - Hot-Dry ¦ SCE ¦ Hot-Dry | Com ¦ Com Wall Insulation (R0) - Hot-Dry | SCE ¦ Hot-Dry | SCE | All | Electric & Gas | None or minimal existing com wall insulation | Average Existing |  |  | 0 | Conventional | BldgEnv | Com - Office (Small) | Com | RET Only | 0 | 1000 sqft2 of floor space | sq ft wall insulation | 20 | DEER:HVAC_Duct_Sealing | 0 | 0 | 0 | Workpaper PGECOBLD106 R2, 2019 PGT Study | 0 | 2014 | 0 | 2014 | 0 | 0 | Itron MCS Version 1.7 Volume I | Com Wall Insulation - Hot-Dry ¦ SCE ¦ Hot-Dry | Com Wall Insulation - Hot-Dry | 311.5939 | 0.1 | 0.7633 | CBSA 2014 | 0 | 2012 | 0.6 | NA
COM-BLDGENV-10.19 | Com ¦ Com Wall Insulation (R0) - Hot-Dry ¦ SCE ¦ Hot-Dry | Com ¦ Com Wall Insulation (R0) - Hot-Dry | SCE ¦ Hot-Dry | SCE | All | Electric & Gas | None or minimal existing com wall insulation | Average Existing |  |  | 0 | Conventional | BldgEnv | Com - Other | Com | RET Only | 0 | 1000 sqft2 of floor space | sq ft wall insulation | 20 | DEER:HVAC_Duct_Sealing | 0 | 0 | 0 | Workpaper PGECOBLD106 R2, 2019 PGT Study | 0 | 2014 | 0 | 2014 | 0 | 0 | Itron MCS Version 1.7 Volume I | Com Wall Insulation - Hot-Dry ¦ SCE ¦ Hot-Dry | Com Wall Insulation - Hot-Dry | 124.856 | 0.1 | 0.7678 | CBSA 2014 | 0 | 2012 | 0.6 | NA
COM-BLDGENV-10.20 | Com ¦ Com Wall Insulation (R0) - Hot-Dry ¦ SCE ¦ Hot-Dry | Com ¦ Com Wall Insulation (R0) - Hot-Dry | SCE ¦ Hot-Dry | SCE | All | Electric & Gas | None or minimal existing com wall insulation | Average Existing |  |  | 0 | Conventional | BldgEnv | Com - Refrig. Warehouse | Com | RET Only | 0 | 1000 sqft2 of floor space | sq ft wall insulation | 20 | DEER:HVAC_Duct_Sealing | 0 | 0 | 0 | Workpaper PGECOBLD106 R2, 2019 PGT Study | 0 | 2014 | 0 | 2014 | 0 | 0 | Itron MCS Version 1.7 Volume I | Com Wall Insulation - Hot-Dry ¦ SCE ¦ Hot-Dry | Com Wall Insulation - Hot-Dry | 330.2634 | 0.1 | 0.97156 | CBSA 2014 | 0 | 2012 | 0.6 | NA
COM-BLDGENV-10.21 | Com ¦ Com Wall Insulation (R0) - Hot-Dry ¦ SCE ¦ Hot-Dry | Com ¦ Com Wall Insulation (R0) - Hot-Dry | SCE ¦ Hot-Dry | SCE | All | Electric & Gas | None or minimal existing com wall insulation | Average Existing |  |  | 0 | Conventional | BldgEnv | Com - Restaurant | Com | RET Only | 0 | 1000 sqft2 of floor space | sq ft wall insulation | 20 | DEER:HVAC_Duct_Sealing | 0 | 0 | 0 | Workpaper PGECOBLD106 R2, 2019 PGT Study | 0 | 2014 | 0 | 2014 | 0 | 0 | Itron MCS Version 1.7 Volume I | Com Wall Insulation - Hot-Dry ¦ SCE ¦ Hot-Dry | Com Wall Insulation - Hot-Dry | 398.1232 | 0.1 | 0.47929 | CBSA 2014 | 0 | 2012 | 0.6 | NA
COM-BLDGENV-10.22 | Com ¦ Com Wall Insulation (R0) - Hot-Dry ¦ SCE ¦ Hot-Dry | Com ¦ Com Wall Insulation (R0) - Hot-Dry | SCE ¦ Hot-Dry | SCE | All | Electric & Gas | None or minimal existing com wall insulation | Average Existing |  |  | 0 | Conventional | BldgEnv | Com - Retail | Com | RET Only | 0 | 1000 sqft2 of floor space | sq ft wall insulation | 20 | DEER:HVAC_Duct_Sealing | 0 | 0 | 0 | Workpaper PGECOBLD106 R2, 2019 PGT Study | 0 | 2014 | 0 | 2014 | 0 | 0 | Itron MCS Version 1.7 Volume I | Com Wall Insulation - Hot-Dry ¦ SCE ¦ Hot-Dry | Com Wall Insulation - Hot-Dry | 282.923 | 0.1 | 0.7835 | CBSA 2014 | 0 | 2012 | 0.6 | NA
COM-BLDGENV-10.23 | Com ¦ Com Wall Insulation (R0) - Hot-Dry ¦ SCE ¦ Hot-Dry | Com ¦ Com Wall Insulation (R0) - Hot-Dry | SCE ¦ Hot-Dry | SCE | All | Electric & Gas | None or minimal existing com wall insulation | Average Existing |  |  | 0 | Conventional | BldgEnv | Com - School | Com | RET Only | 0 | 1000 sqft2 of floor space | sq ft wall insulation | 20 | DEER:HVAC_Duct_Sealing | 0 | 0 | 0 | Workpaper PGECOBLD106 R2, 2019 PGT Study | 0 | 2014 | 0 | 2014 | 0 | 0 | Itron MCS Version 1.7 Volume I | Com Wall Insulation - Hot-Dry ¦ SCE ¦ Hot-Dry | Com Wall Insulation - Hot-Dry | 205.2174 | 0.1 | 0.62449 | CBSA 2014 | 0 | 2012 | 0.6 | NA
COM-BLDGENV-10.24 | Com ¦ Com Wall Insulation (R0) - Hot-Dry ¦ SCE ¦ Hot-Dry | Com ¦ Com Wall Insulation (R0) - Hot-Dry | SCE ¦ Hot-Dry | SCE | All | Electric & Gas | None or minimal existing com wall insulation | Average Existing |  |  | 0 | Conventional | BldgEnv | Com - Warehouse | Com | RET Only | 0 | 1000 sqft2 of floor space | sq ft wall insulation | 20 | DEER:HVAC_Duct_Sealing | 0 | 0 | 0 | Workpaper PGECOBLD106 R2, 2019 PGT Study | 0 | 2014 | 0 | 2014 | 0 | 0 | Itron MCS Version 1.7 Volume I | Com Wall Insulation - Hot-Dry ¦ SCE ¦ Hot-Dry | Com Wall Insulation - Hot-Dry | 330.2634 | 0.1 | 0.90395 | CBSA 2014 | 0 | 2012 | 0.6 | NA
COM-BLDGENV-10.25 | Com ¦ Com Wall Insulation (R0) - Cold ¦ SCE ¦ Cold | Com ¦ Com Wall Insulation (R0) - Cold | SCE ¦ Cold | SCE | All | Electric & Gas | None or minimal existing com wall insulation | Average Existing |  |  | 0 | Conventional | BldgEnv | Com - College | Com | RET Only | 0 | 1000 sqft2 of floor space | sq ft wall insulation | 20 | DEER:HVAC_Duct_Sealing | 0 | 0 | 0 | Workpaper PGECOBLD106 R2, 2019 PGT Study | 0 | 2014 | 0 | 2014 | 0 | 0 | Itron MCS Version 1.7 Volume I | Com Wall Insulation - Cold ¦ SCE ¦ Cold | Com Wall Insulation - Cold | 205.2174 | 0.1 | 0.83792 | CBSA 2014 | 0 | 2012 | 0.6 | NA
COM-BLDGENV-10.26 | Com ¦ Com Wall Insulation (R0) - Cold ¦ SCE ¦ Cold | Com ¦ Com Wall Insulation (R0) - Cold | SCE ¦ Cold | SCE | All | Electric & Gas | None or minimal existing com wall insulation | Average Existing |  |  | 0 | Conventional | BldgEnv | Com - Grocery | Com | RET Only | 0 | 1000 sqft2 of floor space | sq ft wall insulation | 20 | DEER:HVAC_Duct_Sealing | 0 | 0 | 0 | Workpaper PGECOBLD106 R2, 2019 PGT Study | 0 | 2014 | 0 | 2014 | 0 | 0 | Itron MCS Version 1.7 Volume I | Com Wall Insulation - Cold ¦ SCE ¦ Cold | Com Wall Insulation - Cold | 366.1998 | 0.1 | 0.72895 | CBSA 2014 | 0 | 2012 | 0.6 | NA
COM-BLDGENV-10.27 | Com ¦ Com Wall Insulation (R0) - Cold ¦ SCE ¦ Cold | Com ¦ Com Wall Insulation (R0) - Cold | SCE ¦ Cold | SCE | All | Electric & Gas | None or minimal existing com wall insulation | Average Existing |  |  | 0 | Conventional | BldgEnv | Com - Health | Com | RET Only | 0 | 1000 sqft2 of floor space | sq ft wall insulation | 20 | DEER:HVAC_Duct_Sealing | 0 | 0 | 0 | Workpaper PGECOBLD106 R2, 2019 PGT Study | 0 | 2014 | 0 | 2014 | 0 | 0 | Itron MCS Version 1.7 Volume I | Com Wall Insulation - Cold ¦ SCE ¦ Cold | Com Wall Insulation - Cold | 311.5939 | 0.1 | 0.60978 | CBSA 2014 | 0 | 2012 | 0.6 | NA
COM-BLDGENV-10.28 | Com ¦ Com Wall Insulation (R0) - Cold ¦ SCE ¦ Cold | Com ¦ Com Wall Insulation (R0) - Cold | SCE ¦ Cold | SCE | All | Electric & Gas | None or minimal existing com wall insulation | Average Existing |  |  | 0 | Conventional | BldgEnv | Com - Lodging | Com | RET Only | 0 | 1000 sqft2 of floor space | sq ft wall insulation | 20 | DEER:HVAC_Duct_Sealing | 0 | 0 | 0 | Workpaper PGECOBLD106 R2, 2019 PGT Study | 0 | 2014 | 0 | 2014 | 0 | 0 | Itron MCS Version 1.7 Volume I | Com Wall Insulation - Cold ¦ SCE ¦ Cold | Com Wall Insulation - Cold | 232.2061 | 0.1 | 0.999 | CBSA 2014 | 0 | 2012 | 0.6 | NA
COM-BLDGENV-10.29 | Com ¦ Com Wall Insulation (R0) - Cold ¦ SCE ¦ Cold | Com ¦ Com Wall Insulation (R0) - Cold | SCE ¦ Cold | SCE | All | Electric & Gas | None or minimal existing com wall insulation | Average Existing |  |  | 0 | Conventional | BldgEnv | Com - Office (Large) | Com | RET Only | 0 | 1000 sqft2 of floor space | sq ft wall insulation | 20 | DEER:HVAC_Duct_Sealing | 0 | 0 | 0 | Workpaper PGECOBLD106 R2, 2019 PGT Study | 0 | 2014 | 0 | 2014 | 0 | 0 | Itron MCS Version 1.7 Volume I | Com Wall Insulation - Cold ¦ SCE ¦ Cold | Com Wall Insulation - Cold | 311.5939 | 0.1 | 0.59092 | CBSA 2014 | 0 | 2012 | 0.6 | NA
COM-BLDGENV-10.30 | Com ¦ Com Wall Insulation (R0) - Cold ¦ SCE ¦ Cold | Com ¦ Com Wall Insulation (R0) - Cold | SCE ¦ Cold | SCE | All | Electric & Gas | None or minimal existing com wall insulation | Average Existing |  |  | 0 | Conventional | BldgEnv | Com - Office (Small) | Com | RET Only | 0 | 1000 sqft2 of floor space | sq ft wall insulation | 20 | DEER:HVAC_Duct_Sealing | 0 | 0 | 0 | Workpaper PGECOBLD106 R2, 2019 PGT Study | 0 | 2014 | 0 | 2014 | 0 | 0 | Itron MCS Version 1.7 Volume I | Com Wall Insulation - Cold ¦ SCE ¦ Cold | Com Wall Insulation - Cold | 311.5939 | 0.1 | 0.7633 | CBSA 2014 | 0 | 2012 | 0.6 | NA
COM-BLDGENV-10.31 | Com ¦ Com Wall Insulation (R0) - Cold ¦ SCE ¦ Cold | Com ¦ Com Wall Insulation (R0) - Cold | SCE ¦ Cold | SCE | All | Electric & Gas | None or minimal existing com wall insulation | Average Existing |  |  | 0 | Conventional | BldgEnv | Com - Other | Com | RET Only | 0 | 1000 sqft2 of floor space | sq ft wall insulation | 20 | DEER:HVAC_Duct_Sealing | 0 | 0 | 0 | Workpaper PGECOBLD106 R2, 2019 PGT Study | 0 | 2014 | 0 | 2014 | 0 | 0 | Itron MCS Version 1.7 Volume I | Com Wall Insulation - Cold ¦ SCE ¦ Cold | Com Wall Insulation - Cold | 124.856 | 0.1 | 0.7678 | CBSA 2014 | 0 | 2012 | 0.6 | NA
COM-BLDGENV-10.32 | Com ¦ Com Wall Insulation (R0) - Cold ¦ SCE ¦ Cold | Com ¦ Com Wall Insulation (R0) - Cold | SCE ¦ Cold | SCE | All | Electric & Gas | None or minimal existing com wall insulation | Average Existing |  |  | 0 | Conventional | BldgEnv | Com - Refrig. Warehouse | Com | RET Only | 0 | 1000 sqft2 of floor space | sq ft wall insulation | 20 | DEER:HVAC_Duct_Sealing | 0 | 0 | 0 | Workpaper PGECOBLD106 R2, 2019 PGT Study | 0 | 2014 | 0 | 2014 | 0 | 0 | Itron MCS Version 1.7 Volume I | Com Wall Insulation - Cold ¦ SCE ¦ Cold | Com Wall Insulation - Cold | 330.2634 | 0.1 | 0.97156 | CBSA 2014 | 0 | 2012 | 0.6 | NA
COM-BLDGENV-10.33 | Com ¦ Com Wall Insulation (R0) - Cold ¦ SCE ¦ Cold | Com ¦ Com Wall Insulation (R0) - Cold | SCE ¦ Cold | SCE | All | Electric & Gas | None or minimal existing com wall insulation | Average Existing |  |  | 0 | Conventional | BldgEnv | Com - Restaurant | Com | RET Only | 0 | 1000 sqft2 of floor space | sq ft wall insulation | 20 | DEER:HVAC_Duct_Sealing | 0 | 0 | 0 | Workpaper PGECOBLD106 R2, 2019 PGT Study | 0 | 2014 | 0 | 2014 | 0 | 0 | Itron MCS Version 1.7 Volume I | Com Wall Insulation - Cold ¦ SCE ¦ Cold | Com Wall Insulation - Cold | 398.1232 | 0.1 | 0.47929 | CBSA 2014 | 0 | 2012 | 0.6 | NA
COM-BLDGENV-10.34 | Com ¦ Com Wall Insulation (R0) - Cold ¦ SCE ¦ Cold | Com ¦ Com Wall Insulation (R0) - Cold | SCE ¦ Cold | SCE | All | Electric & Gas | None or minimal existing com wall insulation | Average Existing |  |  | 0 | Conventional | BldgEnv | Com - Retail | Com | RET Only | 0 | 1000 sqft2 of floor space | sq ft wall insulation | 20 | DEER:HVAC_Duct_Sealing | 0 | 0 | 0 | Workpaper PGECOBLD106 R2, 2019 PGT Study | 0 | 2014 | 0 | 2014 | 0 | 0 | Itron MCS Version 1.7 Volume I | Com Wall Insulation - Cold ¦ SCE ¦ Cold | Com Wall Insulation - Cold | 282.923 | 0.1 | 0.7835 | CBSA 2014 | 0 | 2012 | 0.6 | NA
COM-BLDGENV-10.35 | Com ¦ Com Wall Insulation (R0) - Cold ¦ SCE ¦ Cold | Com ¦ Com Wall Insulation (R0) - Cold | SCE ¦ Cold | SCE | All | Electric & Gas | None or minimal existing com wall insulation | Average Existing |  |  | 0 | Conventional | BldgEnv | Com - School | Com | RET Only | 0 | 1000 sqft2 of floor space | sq ft wall insulation | 20 | DEER:HVAC_Duct_Sealing | 0 | 0 | 0 | Workpaper PGECOBLD106 R2, 2019 PGT Study | 0 | 2014 | 0 | 2014 | 0 | 0 | Itron MCS Version 1.7 Volume I | Com Wall Insulation - Cold ¦ SCE ¦ Cold | Com Wall Insulation - Cold | 205.2174 | 0.1 | 0.62449 | CBSA 2014 | 0 | 2012 | 0.6 | NA
COM-BLDGENV-10.36 | Com ¦ Com Wall Insulation (R0) - Cold ¦ SCE ¦ Cold | Com ¦ Com Wall Insulation (R0) - Cold | SCE ¦ Cold | SCE | All | Electric & Gas | None or minimal existing com wall insulation | Average Existing |  |  | 0 | Conventional | BldgEnv | Com - Warehouse | Com | RET Only | 0 | 1000 sqft2 of floor space | sq ft wall insulation | 20 | DEER:HVAC_Duct_Sealing | 0 | 0 | 0 | Workpaper PGECOBLD106 R2, 2019 PGT Study | 0 | 2014 | 0 | 2014 | 0 | 0 | Itron MCS Version 1.7 Volume I | Com Wall Insulation - Cold ¦ SCE ¦ Cold | Com Wall Insulation - Cold | 330.2634 | 0.1 | 0.90395 | CBSA 2014 | 0 | 2012 | 0.6 | NA
COM-BLDGENV-11.1 | Com ¦ Com Wall Insulation (R13) - Marine ¦ SCE ¦ Marine | Com ¦ Com Wall Insulation (R13) - Marine | SCE ¦ Marine | SCE | All | Electric & Gas | Code level R13 com wall insulation | Code |  |  | 0 | Conventional | BldgEnv | Com - College | Com | RET and NEW | 0 | 1000 sqft2 of floor space | sq ft wall insulation | 20 | DEER:HVAC_Duct_Sealing | -0.11389 | -0.00033333 | -0.364 | Workpaper PGECOBLD106 R2, 2019 PGT Study | 0.30635 | 2014 | 0.81 | 2014 | 0 | 0 | Itron MCS Version 1.7 Volume I | Com Wall Insulation - Marine ¦ SCE ¦ Marine | Com Wall Insulation - Marine | 205.2174 | 0.1 | 0.11345 | CBSA 2014 | 1.2093 | 2012 | 0.7 | NA
COM-BLDGENV-11.2 | Com ¦ Com Wall Insulation (R13) - Marine ¦ SCE ¦ Marine | Com ¦ Com Wall Insulation (R13) - Marine | SCE ¦ Marine | SCE | All | Electric & Gas | Code level R13 com wall insulation | Code |  |  | 0 | Conventional | BldgEnv | Com - Grocery | Com | RET and NEW | 0 | 1000 sqft2 of floor space | sq ft wall insulation | 20 | DEER:HVAC_Duct_Sealing | -0.11389 | -0.00033333 | -0.263 | Workpaper PGECOBLD106 R2, 2019 PGT Study | 0.30635 | 2014 | 0.81 | 2014 | 0 | 0 | Itron MCS Version 1.7 Volume I | Com Wall Insulation - Marine ¦ SCE ¦ Marine | Com Wall Insulation - Marine | 366.1998 | 0.1 | 0.18973 | CBSA 2014 | 0.62398 | 2012 | 0.7 | NA
COM-BLDGENV-11.3 | Com ¦ Com Wall Insulation (R13) - Marine ¦ SCE ¦ Marine | Com ¦ Com Wall Insulation (R13) - Marine | SCE ¦ Marine | SCE | All | Electric & Gas | Code level R13 com wall insulation | Code |  |  | 0 | Conventional | BldgEnv | Com - Health | Com | RET and NEW | 0 | 1000 sqft2 of floor space | sq ft wall insulation | 20 | DEER:HVAC_Duct_Sealing | -0.1577 | -0.0003283 | -0.285 | Workpaper PGECOBLD106 R2, 2019 PGT Study | 0.30635 | 2014 | 0.81 | 2014 | 0 | 0 | Itron MCS Version 1.7 Volume I | Com Wall Insulation - Marine ¦ SCE ¦ Marine | Com Wall Insulation - Marine | 311.5939 | 0.1 | 0.27316 | CBSA 2014 | 0.81533 | 2012 | 0.7 | NA
COM-BLDGENV-11.4 | Com ¦ Com Wall Insulation (R13) - Marine ¦ SCE ¦ Marine | Com ¦ Com Wall Insulation (R13) - Marine | SCE ¦ Marine | SCE | All | Electric & Gas | Code level R13 com wall insulation | Code |  |  | 0 | Conventional | BldgEnv | Com - Lodging | Com | RET and NEW | 0 | 1000 sqft2 of floor space | sq ft wall insulation | 20 | DEER:HVAC_Duct_Sealing | -0.21056 | -0.00032222 | -0.11983 | Workpaper PGECOBLD106 R2, 2019 PGT Study | 0.30635 | 2014 | 0.81 | 2014 | 0 | 0 | Itron MCS Version 1.7 Volume I | Com Wall Insulation - Marine ¦ SCE ¦ Marine | Com Wall Insulation - Marine | 232.2061 | 0.1 | 0.001 | CBSA 2014 | 1.217 | 2012 | 0.7 | NA
COM-BLDGENV-11.5 | Com ¦ Com Wall Insulation (R13) - Marine ¦ SCE ¦ Marine | Com ¦ Com Wall Insulation (R13) - Marine | SCE ¦ Marine | SCE | All | Electric & Gas | Code level R13 com wall insulation | Code |  |  | 0 | Conventional | BldgEnv | Com - Office (Large) | Com | RET and NEW | 0 | 1000 sqft2 of floor space | sq ft wall insulation | 20 | DEER:HVAC_Duct_Sealing | -0.11389 | -0.00033333 | -0.11983 | Workpaper PGECOBLD106 R2, 2019 PGT Study | 0.30635 | 2014 | 0.81 | 2014 | 0 | 0 | Itron MCS Version 1.7 Volume I | Com Wall Insulation - Marine ¦ SCE ¦ Marine | Com Wall Insulation - Marine | 311.5939 | 0.1 | 0.28635 | CBSA 2014 | 0.54946 | 2012 | 0.7 | NA
COM-BLDGENV-11.6 | Com ¦ Com Wall Insulation (R13) - Marine ¦ SCE ¦ Marine | Com ¦ Com Wall Insulation (R13) - Marine | SCE ¦ Marine | SCE | All | Electric & Gas | Code level R13 com wall insulation | Code |  |  | 0 | Conventional | BldgEnv | Com - Office (Small) | Com | RET and NEW | 0 | 1000 sqft2 of floor space | sq ft wall insulation | 20 | DEER:HVAC_Duct_Sealing | -0.11389 | -0.00033333 | -0.11983 | Workpaper PGECOBLD106 R2, 2019 PGT Study | 0.30635 | 2014 | 0.81 | 2014 | 0 | 0 | Itron MCS Version 1.7 Volume I | Com Wall Insulation - Marine ¦ SCE ¦ Marine | Com Wall Insulation - Marine | 311.5939 | 0.1 | 0.16569 | CBSA 2014 | 0.24245 | 2012 | 0.7 | NA
COM-BLDGENV-11.7 | Com ¦ Com Wall Insulation (R13) - Marine ¦ SCE ¦ Marine | Com ¦ Com Wall Insulation (R13) - Marine | SCE ¦ Marine | SCE | All | Electric & Gas | Code level R13 com wall insulation | Code |  |  | 0 | Conventional | BldgEnv | Com - Other | Com | RET and NEW | 0 | 1000 sqft2 of floor space | sq ft wall insulation | 20 | DEER:HVAC_Duct_Sealing | -0.11394 | -0.00033333 | -0.263 | Workpaper PGECOBLD106 R2, 2019 PGT Study | 0.30635 | 2014 | 0.81 | 2014 | 0 | 0 | Itron MCS Version 1.7 Volume I | Com Wall Insulation - Marine ¦ SCE ¦ Marine | Com Wall Insulation - Marine | 124.856 | 0.1 | 0.16254 | CBSA 2014 | 1.204 | 2012 | 0.7 | NA
COM-BLDGENV-11.8 | Com ¦ Com Wall Insulation (R13) - Marine ¦ SCE ¦ Marine | Com ¦ Com Wall Insulation (R13) - Marine | SCE ¦ Marine | SCE | All | Electric & Gas | Code level R13 com wall insulation | Code |  |  | 0 | Conventional | BldgEnv | Com - Refrig. Warehouse | Com | RET and NEW | 0 | 1000 sqft2 of floor space | sq ft wall insulation | 20 | DEER:HVAC_Duct_Sealing | -0.11389 | -0.00033333 | -0.11983 | Workpaper PGECOBLD106 R2, 2019 PGT Study | 0.30635 | 2014 | 0.81 | 2014 | 0 | 0 | Itron MCS Version 1.7 Volume I | Com Wall Insulation - Marine ¦ SCE ¦ Marine | Com Wall Insulation - Marine | 330.2634 | 0.1 | 0.019911 | CBSA 2014 | 0.092005 | 2012 | 0.7 | NA
COM-BLDGENV-11.9 | Com ¦ Com Wall Insulation (R13) - Marine ¦ SCE ¦ Marine | Com ¦ Com Wall Insulation (R13) - Marine | SCE ¦ Marine | SCE | All | Electric & Gas | Code level R13 com wall insulation | Code |  |  | 0 | Conventional | BldgEnv | Com - Restaurant | Com | RET and NEW | 0 | 1000 sqft2 of floor space | sq ft wall insulation | 20 | DEER:HVAC_Duct_Sealing | -0.11389 | -0.00033333 | -0.11983 | Workpaper PGECOBLD106 R2, 2019 PGT Study | 0.30635 | 2014 | 0.81 | 2014 | 0 | 0 | Itron MCS Version 1.7 Volume I | Com Wall Insulation - Marine ¦ SCE ¦ Marine | Com Wall Insulation - Marine | 398.1232 | 0.1 | 0.36449 | CBSA 2014 | 0.092047 | 2012 | 0.7 | NA
COM-BLDGENV-11.10 | Com ¦ Com Wall Insulation (R13) - Marine ¦ SCE ¦ Marine | Com ¦ Com Wall Insulation (R13) - Marine | SCE ¦ Marine | SCE | All | Electric & Gas | Code level R13 com wall insulation | Code |  |  | 0 | Conventional | BldgEnv | Com - Retail | Com | RET and NEW | 0 | 1000 sqft2 of floor space | sq ft wall insulation | 20 | DEER:HVAC_Duct_Sealing | -0.11389 | -0.00033333 | -0.11983 | Workpaper PGECOBLD106 R2, 2019 PGT Study | 0.30635 | 2014 | 0.81 | 2014 | 0 | 0 | Itron MCS Version 1.7 Volume I | Com Wall Insulation - Marine ¦ SCE ¦ Marine | Com Wall Insulation - Marine | 282.923 | 0.1 | 0.15155 | CBSA 2014 | 0.63212 | 2012 | 0.7 | NA
COM-BLDGENV-11.11 | Com ¦ Com Wall Insulation (R13) - Marine ¦ SCE ¦ Marine | Com ¦ Com Wall Insulation (R13) - Marine | SCE ¦ Marine | SCE | All | Electric & Gas | Code level R13 com wall insulation | Code |  |  | 0 | Conventional | BldgEnv | Com - School | Com | RET and NEW | 0 | 1000 sqft2 of floor space | sq ft wall insulation | 20 | DEER:HVAC_Duct_Sealing | -0.11389 | -0.00033333 | -0.11983 | Workpaper PGECOBLD106 R2, 2019 PGT Study | 0.30635 | 2014 | 0.81 | 2014 | 0 | 0 | Itron MCS Version 1.7 Volume I | Com Wall Insulation - Marine ¦ SCE ¦ Marine | Com Wall Insulation - Marine | 205.2174 | 0.1 | 0.26286 | CBSA 2014 | 0.29254 | 2012 | 0.7 | NA
COM-BLDGENV-11.12 | Com ¦ Com Wall Insulation (R13) - Marine ¦ SCE ¦ Marine | Com ¦ Com Wall Insulation (R13) - Marine | SCE ¦ Marine | SCE | All | Electric & Gas | Code level R13 com wall insulation | Code |  |  | 0 | Conventional | BldgEnv | Com - Warehouse | Com | RET and NEW | 0 | 1000 sqft2 of floor space | sq ft wall insulation | 20 | DEER:HVAC_Duct_Sealing | -0.12989 | -0.00019877 | -0.11983 | Workpaper PGECOBLD106 R2, 2019 PGT Study | 0.30635 | 2014 | 0.81 | 2014 | 0 | 0 | Itron MCS Version 1.7 Volume I | Com Wall Insulation - Marine ¦ SCE ¦ Marine | Com Wall Insulation - Marine | 330.2634 | 0.1 | 0.067233 | CBSA 2014 | 0.54409 | 2012 | 0.7 | NA
COM-BLDGENV-11.13 | Com ¦ Com Wall Insulation (R13) - Hot-Dry ¦ SCE ¦ Hot-Dry | Com ¦ Com Wall Insulation (R13) - Hot-Dry | SCE ¦ Hot-Dry | SCE | All | Electric & Gas | Code level R13 com wall insulation | Code |  |  | 0 | Conventional | BldgEnv | Com - College | Com | RET and NEW | 0 | 1000 sqft2 of floor space | sq ft wall insulation | 20 | DEER:HVAC_Duct_Sealing | -0.11389 | -0.00033333 | -0.02625 | Workpaper PGECOBLD106 R2, 2019 PGT Study | 0.30635 | 2014 | 0.81 | 2014 | 0 | 0 | Itron MCS Version 1.7 Volume I | Com Wall Insulation - Hot-Dry ¦ SCE ¦ Hot-Dry | Com Wall Insulation - Hot-Dry | 205.2174 | 0.1 | 0.11345 | CBSA 2014 | 0.095188 | 2012 | 0.7 | NA
COM-BLDGENV-11.14 | Com ¦ Com Wall Insulation (R13) - Hot-Dry ¦ SCE ¦ Hot-Dry | Com ¦ Com Wall Insulation (R13) - Hot-Dry | SCE ¦ Hot-Dry | SCE | All | Electric & Gas | Code level R13 com wall insulation | Code |  |  | 0 | Conventional | BldgEnv | Com - Grocery | Com | RET and NEW | 0 | 1000 sqft2 of floor space | sq ft wall insulation | 20 | DEER:HVAC_Duct_Sealing | -0.11389 | -0.00033333 | -0.02625 | Workpaper PGECOBLD106 R2, 2019 PGT Study | 0.30635 | 2014 | 0.81 | 2014 | 0 | 0 | Itron MCS Version 1.7 Volume I | Com Wall Insulation - Hot-Dry ¦ SCE ¦ Hot-Dry | Com Wall Insulation - Hot-Dry | 366.1998 | 0.1 | 0.18973 | CBSA 2014 | 0.068046 | 2012 | 0.7 | NA
COM-BLDGENV-11.15 | Com ¦ Com Wall Insulation (R13) - Hot-Dry ¦ SCE ¦ Hot-Dry | Com ¦ Com Wall Insulation (R13) - Hot-Dry | SCE ¦ Hot-Dry | SCE | All | Electric & Gas | Code level R13 com wall insulation | Code |  |  | 0 | Conventional | BldgEnv | Com - Health | Com | RET and NEW | 0 | 1000 sqft2 of floor space | sq ft wall insulation | 20 | DEER:HVAC_Duct_Sealing | -0.1577 | -0.0003283 | -0.02625 | Workpaper PGECOBLD106 R2, 2019 PGT Study | 0.30635 | 2014 | 0.81 | 2014 | 0 | 0 | Itron MCS Version 1.7 Volume I | Com Wall Insulation - Hot-Dry ¦ SCE ¦ Hot-Dry | Com Wall Insulation - Hot-Dry | 311.5939 | 0.1 | 0.27316 | CBSA 2014 | 0.084465 | 2012 | 0.7 | NA
COM-BLDGENV-11.16 | Com ¦ Com Wall Insulation (R13) - Hot-Dry ¦ SCE ¦ Hot-Dry | Com ¦ Com Wall Insulation (R13) - Hot-Dry | SCE ¦ Hot-Dry | SCE | All | Electric & Gas | Code level R13 com wall insulation | Code |  |  | 0 | Conventional | BldgEnv | Com - Lodging | Com | RET and NEW | 0 | 1000 sqft2 of floor space | sq ft wall insulation | 20 | DEER:HVAC_Duct_Sealing | -0.21056 | -0.00032222 | -0.02625 | Workpaper PGECOBLD106 R2, 2019 PGT Study | 0.30635 | 2014 | 0.81 | 2014 | 0 | 0 | Itron MCS Version 1.7 Volume I | Com Wall Insulation - Hot-Dry ¦ SCE ¦ Hot-Dry | Com Wall Insulation - Hot-Dry | 232.2061 | 0.1 | 0.001 | CBSA 2014 | 0.29251 | 2012 | 0.7 | NA
COM-BLDGENV-11.17 | Com ¦ Com Wall Insulation (R13) - Hot-Dry ¦ SCE ¦ Hot-Dry | Com ¦ Com Wall Insulation (R13) - Hot-Dry | SCE ¦ Hot-Dry | SCE | All | Electric & Gas | Code level R13 com wall insulation | Code |  |  | 0 | Conventional | BldgEnv | Com - Office (Large) | Com | RET and NEW | 0 | 1000 sqft2 of floor space | sq ft wall insulation | 20 | DEER:HVAC_Duct_Sealing | -0.11389 | -0.00033333 | -0.09 | Workpaper PGECOBLD106 R2, 2019 PGT Study | 0.30635 | 2014 | 0.81 | 2014 | 0 | 0 | Itron MCS Version 1.7 Volume I | Com Wall Insulation - Hot-Dry ¦ SCE ¦ Hot-Dry | Com Wall Insulation - Hot-Dry | 311.5939 | 0.1 | 0.28635 | CBSA 2014 | 0.41549 | 2012 | 0.7 | NA
COM-BLDGENV-11.18 | Com ¦ Com Wall Insulation (R13) - Hot-Dry ¦ SCE ¦ Hot-Dry | Com ¦ Com Wall Insulation (R13) - Hot-Dry | SCE ¦ Hot-Dry | SCE | All | Electric & Gas | Code level R13 com wall insulation | Code |  |  | 0 | Conventional | BldgEnv | Com - Office (Small) | Com | RET and NEW | 0 | 1000 sqft2 of floor space | sq ft wall insulation | 20 | DEER:HVAC_Duct_Sealing | -0.11389 | -0.00033333 | -0.053 | Workpaper PGECOBLD106 R2, 2019 PGT Study | 0.30635 | 2014 | 0.81 | 2014 | 0 | 0 | Itron MCS Version 1.7 Volume I | Com Wall Insulation - Hot-Dry ¦ SCE ¦ Hot-Dry | Com Wall Insulation - Hot-Dry | 311.5939 | 0.1 | 0.16569 | CBSA 2014 | 0.11014 | 2012 | 0.7 | NA
COM-BLDGENV-11.19 | Com ¦ Com Wall Insulation (R13) - Hot-Dry ¦ SCE ¦ Hot-Dry | Com ¦ Com Wall Insulation (R13) - Hot-Dry | SCE ¦ Hot-Dry | SCE | All | Electric & Gas | Code level R13 com wall insulation | Code |  |  | 0 | Conventional | BldgEnv | Com - Other | Com | RET and NEW | 0 | 1000 sqft2 of floor space | sq ft wall insulation | 20 | DEER:HVAC_Duct_Sealing | -0.11394 | -0.00033333 | -0.064 | Workpaper PGECOBLD106 R2, 2019 PGT Study | 0.30635 | 2014 | 0.81 | 2014 | 0 | 0 | Itron MCS Version 1.7 Volume I | Com Wall Insulation - Hot-Dry ¦ SCE ¦ Hot-Dry | Com Wall Insulation - Hot-Dry | 124.856 | 0.1 | 0.16254 | CBSA 2014 | 0.3025 | 2012 | 0.7 | NA
COM-BLDGENV-11.20 | Com ¦ Com Wall Insulation (R13) - Hot-Dry ¦ SCE ¦ Hot-Dry | Com ¦ Com Wall Insulation (R13) - Hot-Dry | SCE ¦ Hot-Dry | SCE | All | Electric & Gas | Code level R13 com wall insulation | Code |  |  | 0 | Conventional | BldgEnv | Com - Refrig. Warehouse | Com | RET and NEW | 0 | 1000 sqft2 of floor space | sq ft wall insulation | 20 | DEER:HVAC_Duct_Sealing | -0.11389 | -0.00033333 | -0.02625 | Workpaper PGECOBLD106 R2, 2019 PGT Study | 0.30635 | 2014 | 0.81 | 2014 | 0 | 0 | Itron MCS Version 1.7 Volume I | Com Wall Insulation - Hot-Dry ¦ SCE ¦ Hot-Dry | Com Wall Insulation - Hot-Dry | 330.2634 | 0.1 | 0.019911 | CBSA 2014 | 0.021743 | 2012 | 0.7 | NA
COM-BLDGENV-11.21 | Com ¦ Com Wall Insulation (R13) - Hot-Dry ¦ SCE ¦ Hot-Dry | Com ¦ Com Wall Insulation (R13) - Hot-Dry | SCE ¦ Hot-Dry | SCE | All | Electric & Gas | Code level R13 com wall insulation | Code |  |  | 0 | Conventional | BldgEnv | Com - Restaurant | Com | RET and NEW | 0 | 1000 sqft2 of floor space | sq ft wall insulation | 20 | DEER:HVAC_Duct_Sealing | -0.11389 | -0.00033333 | -0.02625 | Workpaper PGECOBLD106 R2, 2019 PGT Study | 0.30635 | 2014 | 0.81 | 2014 | 0 | 0 | Itron MCS Version 1.7 Volume I | Com Wall Insulation - Hot-Dry ¦ SCE ¦ Hot-Dry | Com Wall Insulation - Hot-Dry | 398.1232 | 0.1 | 0.36449 | CBSA 2014 | 0.021744 | 2012 | 0.7 | NA
COM-BLDGENV-11.22 | Com ¦ Com Wall Insulation (R13) - Hot-Dry ¦ SCE ¦ Hot-Dry | Com ¦ Com Wall Insulation (R13) - Hot-Dry | SCE ¦ Hot-Dry | SCE | All | Electric & Gas | Code level R13 com wall insulation | Code |  |  | 0 | Conventional | BldgEnv | Com - Retail | Com | RET and NEW | 0 | 1000 sqft2 of floor space | sq ft wall insulation | 20 | DEER:HVAC_Duct_Sealing | -0.11389 | -0.00033333 | -0.02625 | Workpaper PGECOBLD106 R2, 2019 PGT Study | 0.30635 | 2014 | 0.81 | 2014 | 0 | 0 | Itron MCS Version 1.7 Volume I | Com Wall Insulation - Hot-Dry ¦ SCE ¦ Hot-Dry | Com Wall Insulation - Hot-Dry | 282.923 | 0.1 | 0.15155 | CBSA 2014 | 0.16972 | 2012 | 0.7 | NA
COM-BLDGENV-11.23 | Com ¦ Com Wall Insulation (R13) - Hot-Dry ¦ SCE ¦ Hot-Dry | Com ¦ Com Wall Insulation (R13) - Hot-Dry | SCE ¦ Hot-Dry | SCE | All | Electric & Gas | Code level R13 com wall insulation | Code |  |  | 0 | Conventional | BldgEnv | Com - School | Com | RET and NEW | 0 | 1000 sqft2 of floor space | sq ft wall insulation | 20 | DEER:HVAC_Duct_Sealing | -0.11389 | -0.00033333 | -0.053 | Workpaper PGECOBLD106 R2, 2019 PGT Study | 0.30635 | 2014 | 0.81 | 2014 | 0 | 0 | Itron MCS Version 1.7 Volume I | Com Wall Insulation - Hot-Dry ¦ SCE ¦ Hot-Dry | Com Wall Insulation - Hot-Dry | 205.2174 | 0.1 | 0.26286 | CBSA 2014 | 0.13984 | 2012 | 0.7 | NA
COM-BLDGENV-11.24 | Com ¦ Com Wall Insulation (R13) - Hot-Dry ¦ SCE ¦ Hot-Dry | Com ¦ Com Wall Insulation (R13) - Hot-Dry | SCE ¦ Hot-Dry | SCE | All | Electric & Gas | Code level R13 com wall insulation | Code |  |  | 0 | Conventional | BldgEnv | Com - Warehouse | Com | RET and NEW | 0 | 1000 sqft2 of floor space | sq ft wall insulation | 20 | DEER:HVAC_Duct_Sealing | -0.12989 | -0.00019877 | -0.02625 | Workpaper PGECOBLD106 R2, 2019 PGT Study | 0.30635 | 2014 | 0.81 | 2014 | 0 | 0 | Itron MCS Version 1.7 Volume I | Com Wall Insulation - Hot-Dry ¦ SCE ¦ Hot-Dry | Com Wall Insulation - Hot-Dry | 330.2634 | 0.1 | 0.067233 | CBSA 2014 | 0.14959 | 2012 | 0.7 | NA
COM-BLDGENV-11.25 | Com ¦ Com Wall Insulation (R13) - Cold ¦ SCE ¦ Cold | Com ¦ Com Wall Insulation (R13) - Cold | SCE ¦ Cold | SCE | All | Electric & Gas | Code level R13 com wall insulation | Code |  |  | 0 | Conventional | BldgEnv | Com - College | Com | RET and NEW | 0 | 1000 sqft2 of floor space | sq ft wall insulation | 20 | DEER:HVAC_Duct_Sealing | -0.23 | -0.0009 | -0.128 | Workpaper PGECOBLD106 R2, 2019 PGT Study | 0.30635 | 2014 | 0.81 | 2014 | 0 | 0 | Itron MCS Version 1.7 Volume I | Com Wall Insulation - Cold ¦ SCE ¦ Cold | Com Wall Insulation - Cold | 205.2174 | 0.1 | 0.11345 | CBSA 2014 | 0.43959 | 2012 | 0.7 | NA
COM-BLDGENV-11.26 | Com ¦ Com Wall Insulation (R13) - Cold ¦ SCE ¦ Cold | Com ¦ Com Wall Insulation (R13) - Cold | SCE ¦ Cold | SCE | All | Electric & Gas | Code level R13 com wall insulation | Code |  |  | 0 | Conventional | BldgEnv | Com - Grocery | Com | RET and NEW | 0 | 1000 sqft2 of floor space | sq ft wall insulation | 20 | DEER:HVAC_Duct_Sealing | -0.23 | -0.0009 | -0.128 | Workpaper PGECOBLD106 R2, 2019 PGT Study | 0.30635 | 2014 | 0.81 | 2014 | 0 | 0 | Itron MCS Version 1.7 Volume I | Com Wall Insulation - Cold ¦ SCE ¦ Cold | Com Wall Insulation - Cold | 366.1998 | 0.1 | 0.18973 | CBSA 2014 | 0.31351 | 2012 | 0.7 | NA
COM-BLDGENV-11.27 | Com ¦ Com Wall Insulation (R13) - Cold ¦ SCE ¦ Cold | Com ¦ Com Wall Insulation (R13) - Cold | SCE ¦ Cold | SCE | All | Electric & Gas | Code level R13 com wall insulation | Code |  |  | 0 | Conventional | BldgEnv | Com - Health | Com | RET and NEW | 0 | 1000 sqft2 of floor space | sq ft wall insulation | 20 | DEER:HVAC_Duct_Sealing | -0.31612 | -0.0009 | -0.30023 | Workpaper PGECOBLD106 R2, 2019 PGT Study | 0.30635 | 2014 | 0.81 | 2014 | 0 | 0 | Itron MCS Version 1.7 Volume I | Com Wall Insulation - Cold ¦ SCE ¦ Cold | Com Wall Insulation - Cold | 311.5939 | 0.1 | 0.27316 | CBSA 2014 | 0.86872 | 2012 | 0.7 | NA
COM-BLDGENV-11.28 | Com ¦ Com Wall Insulation (R13) - Cold ¦ SCE ¦ Cold | Com ¦ Com Wall Insulation (R13) - Cold | SCE ¦ Cold | SCE | All | Electric & Gas | Code level R13 com wall insulation | Code |  |  | 0 | Conventional | BldgEnv | Com - Lodging | Com | RET and NEW | 0 | 1000 sqft2 of floor space | sq ft wall insulation | 20 | DEER:HVAC_Duct_Sealing | -0.42 | -0.0009 | -0.508 | Workpaper PGECOBLD106 R2, 2019 PGT Study | 0.30635 | 2014 | 0.81 | 2014 | 0 | 0 | Itron MCS Version 1.7 Volume I | Com Wall Insulation - Cold ¦ SCE ¦ Cold | Com Wall Insulation - Cold | 232.2061 | 0.1 | 0.001 | CBSA 2014 | 5.0844 | 2012 | 0.7 | NA
COM-BLDGENV-11.29 | Com ¦ Com Wall Insulation (R13) - Cold ¦ SCE ¦ Cold | Com ¦ Com Wall Insulation (R13) - Cold | SCE ¦ Cold | SCE | All | Electric & Gas | Code level R13 com wall insulation | Code |  |  | 0 | Conventional | BldgEnv | Com - Office (Large) | Com | RET and NEW | 0 | 1000 sqft2 of floor space | sq ft wall insulation | 20 | DEER:HVAC_Duct_Sealing | -0.23 | -0.0009 | -0.128 | Workpaper PGECOBLD106 R2, 2019 PGT Study | 0.30635 | 2014 | 0.81 | 2014 | 0 | 0 | Itron MCS Version 1.7 Volume I | Com Wall Insulation - Cold ¦ SCE ¦ Cold | Com Wall Insulation - Cold | 311.5939 | 0.1 | 0.28635 | CBSA 2014 | 0.59768 | 2012 | 0.7 | NA
COM-BLDGENV-11.30 | Com ¦ Com Wall Insulation (R13) - Cold ¦ SCE ¦ Cold | Com ¦ Com Wall Insulation (R13) - Cold | SCE ¦ Cold | SCE | All | Electric & Gas | Code level R13 com wall insulation | Code |  |  | 0 | Conventional | BldgEnv | Com - Office (Small) | Com | RET and NEW | 0 | 1000 sqft2 of floor space | sq ft wall insulation | 20 | DEER:HVAC_Duct_Sealing | -0.23 | -0.0009 | -0.128 | Workpaper PGECOBLD106 R2, 2019 PGT Study | 0.30635 | 2014 | 0.81 | 2014 | 0 | 0 | Itron MCS Version 1.7 Volume I | Com Wall Insulation - Cold ¦ SCE ¦ Cold | Com Wall Insulation - Cold | 311.5939 | 0.1 | 0.16569 | CBSA 2014 | 0.26394 | 2012 | 0.7 | NA
COM-BLDGENV-11.31 | Com ¦ Com Wall Insulation (R13) - Cold ¦ SCE ¦ Cold | Com ¦ Com Wall Insulation (R13) - Cold | SCE ¦ Cold | SCE | All | Electric & Gas | Code level R13 com wall insulation | Code |  |  | 0 | Conventional | BldgEnv | Com - Other | Com | RET and NEW | 0 | 1000 sqft2 of floor space | sq ft wall insulation | 20 | DEER:HVAC_Duct_Sealing | -0.23 | -0.0009 | -0.128 | Workpaper PGECOBLD106 R2, 2019 PGT Study | 0.30635 | 2014 | 0.81 | 2014 | 0 | 0 | Itron MCS Version 1.7 Volume I | Com Wall Insulation - Cold ¦ SCE ¦ Cold | Com Wall Insulation - Cold | 124.856 | 0.1 | 0.16254 | CBSA 2014 | 0.60524 | 2012 | 0.7 | NA
COM-BLDGENV-11.32 | Com ¦ Com Wall Insulation (R13) - Cold ¦ SCE ¦ Cold | Com ¦ Com Wall Insulation (R13) - Cold | SCE ¦ Cold | SCE | All | Electric & Gas | Code level R13 com wall insulation | Code |  |  | 0 | Conventional | BldgEnv | Com - Refrig. Warehouse | Com | RET and NEW | 0 | 1000 sqft2 of floor space | sq ft wall insulation | 20 | DEER:HVAC_Duct_Sealing | -0.42 | -0.0009 | -0.508 | Workpaper PGECOBLD106 R2, 2019 PGT Study | 0.30635 | 2014 | 0.81 | 2014 | 0 | 0 | Itron MCS Version 1.7 Volume I | Com Wall Insulation - Cold ¦ SCE ¦ Cold | Com Wall Insulation - Cold | 330.2634 | 0.1 | 0.019911 | CBSA 2014 | 0.38891 | 2012 | 0.7 | NA
COM-BLDGENV-11.33 | Com ¦ Com Wall Insulation (R13) - Cold ¦ SCE ¦ Cold | Com ¦ Com Wall Insulation (R13) - Cold | SCE ¦ Cold | SCE | All | Electric & Gas | Code level R13 com wall insulation | Code |  |  | 0 | Conventional | BldgEnv | Com - Restaurant | Com | RET and NEW | 0 | 1000 sqft2 of floor space | sq ft wall insulation | 20 | DEER:HVAC_Duct_Sealing | -0.23 | -0.0009 | -0.128 | Workpaper PGECOBLD106 R2, 2019 PGT Study | 0.30635 | 2014 | 0.81 | 2014 | 0 | 0 | Itron MCS Version 1.7 Volume I | Com Wall Insulation - Cold ¦ SCE ¦ Cold | Com Wall Insulation - Cold | 398.1232 | 0.1 | 0.36449 | CBSA 2014 | 0.10025 | 2012 | 0.7 | NA
COM-BLDGENV-11.34 | Com ¦ Com Wall Insulation (R13) - Cold ¦ SCE ¦ Cold | Com ¦ Com Wall Insulation (R13) - Cold | SCE ¦ Cold | SCE | All | Electric & Gas | Code level R13 com wall insulation | Code |  |  | 0 | Conventional | BldgEnv | Com - Retail | Com | RET and NEW | 0 | 1000 sqft2 of floor space | sq ft wall insulation | 20 | DEER:HVAC_Duct_Sealing | -0.23 | -0.0009 | -0.128 | Workpaper PGECOBLD106 R2, 2019 PGT Study | 0.30635 | 2014 | 0.81 | 2014 | 0 | 0 | Itron MCS Version 1.7 Volume I | Com Wall Insulation - Cold ¦ SCE ¦ Cold | Com Wall Insulation - Cold | 282.923 | 0.1 | 0.15155 | CBSA 2014 | 0.71327 | 2012 | 0.7 | NA
COM-BLDGENV-11.35 | Com ¦ Com Wall Insulation (R13) - Cold ¦ SCE ¦ Cold | Com ¦ Com Wall Insulation (R13) - Cold | SCE ¦ Cold | SCE | All | Electric & Gas | Code level R13 com wall insulation | Code |  |  | 0 | Conventional | BldgEnv | Com - School | Com | RET and NEW | 0 | 1000 sqft2 of floor space | sq ft wall insulation | 20 | DEER:HVAC_Duct_Sealing | -0.23 | -0.0009 | -0.128 | Workpaper PGECOBLD106 R2, 2019 PGT Study | 0.30635 | 2014 | 0.81 | 2014 | 0 | 0 | Itron MCS Version 1.7 Volume I | Com Wall Insulation - Cold ¦ SCE ¦ Cold | Com Wall Insulation - Cold | 205.2174 | 0.1 | 0.26286 | CBSA 2014 | 0.33032 | 2012 | 0.7 | NA
COM-BLDGENV-11.36 | Com ¦ Com Wall Insulation (R13) - Cold ¦ SCE ¦ Cold | Com ¦ Com Wall Insulation (R13) - Cold | SCE ¦ Cold | SCE | All | Electric & Gas | Code level R13 com wall insulation | Code |  |  | 0 | Conventional | BldgEnv | Com - Warehouse | Com | RET and NEW | 0 | 1000 sqft2 of floor space | sq ft wall insulation | 20 | DEER:HVAC_Duct_Sealing | -0.42 | -0.0009 | -0.508 | Workpaper PGECOBLD106 R2, 2019 PGT Study | 0.30635 | 2014 | 0.81 | 2014 | 0 | 0 | Itron MCS Version 1.7 Volume I | Com Wall Insulation - Cold ¦ SCE ¦ Cold | Com Wall Insulation - Cold | 330.2634 | 0.1 | 0.067233 | CBSA 2014 | 2.2673 | 2012 | 0.7 | NA
COM-BLDGENV-12.1 | Com ¦ Com Wall Insulation (R14) - Marine ¦ SCE ¦ Marine | Com ¦ Com Wall Insulation (R14) - Marine | SCE ¦ Marine | SCE | All | Electric & Gas | Efficient level R14 com wall insulation | Efficient |  |  | 0 | Conventional | BldgEnv | Com - College | Com | RET and NEW | 0 | 1000 sqft2 of floor space | sq ft wall insulation | 20 | DEER:HVAC_Duct_Sealing | -0.12265 | -0.00035897 | -0.392 | Workpaper PGECOBLD106 R2, 2019 PGT Study | 0.32991 | 2014 | 0.81 | 2014 | 0 | 0 | Itron MCS Version 1.7 Volume I | Com Wall Insulation - Marine ¦ SCE ¦ Marine | Com Wall Insulation - Marine | 205.2174 | 0.1 | 0.048623 | CBSA 2014 | 1.3023 | 2032 | 0.7 | NA
COM-BLDGENV-12.2 | Com ¦ Com Wall Insulation (R14) - Marine ¦ SCE ¦ Marine | Com ¦ Com Wall Insulation (R14) - Marine | SCE ¦ Marine | SCE | All | Electric & Gas | Efficient level R14 com wall insulation | Efficient |  |  | 0 | Conventional | BldgEnv | Com - Grocery | Com | RET and NEW | 0 | 1000 sqft2 of floor space | sq ft wall insulation | 20 | DEER:HVAC_Duct_Sealing | -0.12265 | -0.00035897 | -0.28323 | Workpaper PGECOBLD106 R2, 2019 PGT Study | 0.32991 | 2014 | 0.81 | 2014 | 0 | 0 | Itron MCS Version 1.7 Volume I | Com Wall Insulation - Marine ¦ SCE ¦ Marine | Com Wall Insulation - Marine | 366.1998 | 0.1 | 0.081314 | CBSA 2014 | 0.67198 | 2032 | 0.7 | NA
COM-BLDGENV-12.3 | Com ¦ Com Wall Insulation (R14) - Marine ¦ SCE ¦ Marine | Com ¦ Com Wall Insulation (R14) - Marine | SCE ¦ Marine | SCE | All | Electric & Gas | Efficient level R14 com wall insulation | Efficient |  |  | 0 | Conventional | BldgEnv | Com - Health | Com | RET and NEW | 0 | 1000 sqft2 of floor space | sq ft wall insulation | 20 | DEER:HVAC_Duct_Sealing | -0.16983 | -0.00035355 | -0.30692 | Workpaper PGECOBLD106 R2, 2019 PGT Study | 0.32991 | 2014 | 0.81 | 2014 | 0 | 0 | Itron MCS Version 1.7 Volume I | Com Wall Insulation - Marine ¦ SCE ¦ Marine | Com Wall Insulation - Marine | 311.5939 | 0.1 | 0.11707 | CBSA 2014 | 0.87804 | 2032 | 0.7 | NA
COM-BLDGENV-12.4 | Com ¦ Com Wall Insulation (R14) - Marine ¦ SCE ¦ Marine | Com ¦ Com Wall Insulation (R14) - Marine | SCE ¦ Marine | SCE | All | Electric & Gas | Efficient level R14 com wall insulation | Efficient |  |  | 0 | Conventional | BldgEnv | Com - Lodging | Com | RET and NEW | 0 | 1000 sqft2 of floor space | sq ft wall insulation | 20 | DEER:HVAC_Duct_Sealing | -0.22675 | -0.00034701 | -0.12905 | Workpaper PGECOBLD106 R2, 2019 PGT Study | 0.32991 | 2014 | 0.81 | 2014 | 0 | 0 | Itron MCS Version 1.7 Volume I | Com Wall Insulation - Marine ¦ SCE ¦ Marine | Com Wall Insulation - Marine | 232.2061 | 0.1 | 0 | CBSA 2014 | 1.3106 | 2032 | 0.7 | NA
COM-BLDGENV-12.5 | Com ¦ Com Wall Insulation (R14) - Marine ¦ SCE ¦ Marine | Com ¦ Com Wall Insulation (R14) - Marine | SCE ¦ Marine | SCE | All | Electric & Gas | Efficient level R14 com wall insulation | Efficient |  |  | 0 | Conventional | BldgEnv | Com - Office (Large) | Com | RET and NEW | 0 | 1000 sqft2 of floor space | sq ft wall insulation | 20 | DEER:HVAC_Duct_Sealing | -0.12265 | -0.00035897 | -0.12905 | Workpaper PGECOBLD106 R2, 2019 PGT Study | 0.32991 | 2014 | 0.81 | 2014 | 0 | 0 | Itron MCS Version 1.7 Volume I | Com Wall Insulation - Marine ¦ SCE ¦ Marine | Com Wall Insulation - Marine | 311.5939 | 0.1 | 0.12272 | CBSA 2014 | 0.59173 | 2032 | 0.7 | NA
COM-BLDGENV-12.6 | Com ¦ Com Wall Insulation (R14) - Marine ¦ SCE ¦ Marine | Com ¦ Com Wall Insulation (R14) - Marine | SCE ¦ Marine | SCE | All | Electric & Gas | Efficient level R14 com wall insulation | Efficient |  |  | 0 | Conventional | BldgEnv | Com - Office (Small) | Com | RET and NEW | 0 | 1000 sqft2 of floor space | sq ft wall insulation | 20 | DEER:HVAC_Duct_Sealing | -0.12265 | -0.00035897 | -0.12905 | Workpaper PGECOBLD106 R2, 2019 PGT Study | 0.32991 | 2014 | 0.81 | 2014 | 0 | 0 | Itron MCS Version 1.7 Volume I | Com Wall Insulation - Marine ¦ SCE ¦ Marine | Com Wall Insulation - Marine | 311.5939 | 0.1 | 0.071009 | CBSA 2014 | 0.2611 | 2032 | 0.7 | NA
COM-BLDGENV-12.7 | Com ¦ Com Wall Insulation (R14) - Marine ¦ SCE ¦ Marine | Com ¦ Com Wall Insulation (R14) - Marine | SCE ¦ Marine | SCE | All | Electric & Gas | Efficient level R14 com wall insulation | Efficient |  |  | 0 | Conventional | BldgEnv | Com - Other | Com | RET and NEW | 0 | 1000 sqft2 of floor space | sq ft wall insulation | 20 | DEER:HVAC_Duct_Sealing | -0.12271 | -0.00035897 | -0.28323 | Workpaper PGECOBLD106 R2, 2019 PGT Study | 0.32991 | 2014 | 0.81 | 2014 | 0 | 0 | Itron MCS Version 1.7 Volume I | Com Wall Insulation - Marine ¦ SCE ¦ Marine | Com Wall Insulation - Marine | 124.856 | 0.1 | 0.069661 | CBSA 2014 | 1.2966 | 2032 | 0.7 | NA
COM-BLDGENV-12.8 | Com ¦ Com Wall Insulation (R14) - Marine ¦ SCE ¦ Marine | Com ¦ Com Wall Insulation (R14) - Marine | SCE ¦ Marine | SCE | All | Electric & Gas | Efficient level R14 com wall insulation | Efficient |  |  | 0 | Conventional | BldgEnv | Com - Refrig. Warehouse | Com | RET and NEW | 0 | 1000 sqft2 of floor space | sq ft wall insulation | 20 | DEER:HVAC_Duct_Sealing | -0.12265 | -0.00035897 | -0.12905 | Workpaper PGECOBLD106 R2, 2019 PGT Study | 0.32991 | 2014 | 0.81 | 2014 | 0 | 0 | Itron MCS Version 1.7 Volume I | Com Wall Insulation - Marine ¦ SCE ¦ Marine | Com Wall Insulation - Marine | 330.2634 | 0.1 | 0.0085335 | CBSA 2014 | 0.099082 | 2032 | 0.7 | NA
COM-BLDGENV-12.9 | Com ¦ Com Wall Insulation (R14) - Marine ¦ SCE ¦ Marine | Com ¦ Com Wall Insulation (R14) - Marine | SCE ¦ Marine | SCE | All | Electric & Gas | Efficient level R14 com wall insulation | Efficient |  |  | 0 | Conventional | BldgEnv | Com - Restaurant | Com | RET and NEW | 0 | 1000 sqft2 of floor space | sq ft wall insulation | 20 | DEER:HVAC_Duct_Sealing | -0.12265 | -0.00035897 | -0.12905 | Workpaper PGECOBLD106 R2, 2019 PGT Study | 0.32991 | 2014 | 0.81 | 2014 | 0 | 0 | Itron MCS Version 1.7 Volume I | Com Wall Insulation - Marine ¦ SCE ¦ Marine | Com Wall Insulation - Marine | 398.1232 | 0.1 | 0.15621 | CBSA 2014 | 0.099128 | 2032 | 0.7 | NA
COM-BLDGENV-12.10 | Com ¦ Com Wall Insulation (R14) - Marine ¦ SCE ¦ Marine | Com ¦ Com Wall Insulation (R14) - Marine | SCE ¦ Marine | SCE | All | Electric & Gas | Efficient level R14 com wall insulation | Efficient |  |  | 0 | Conventional | BldgEnv | Com - Retail | Com | RET and NEW | 0 | 1000 sqft2 of floor space | sq ft wall insulation | 20 | DEER:HVAC_Duct_Sealing | -0.12265 | -0.00035897 | -0.12905 | Workpaper PGECOBLD106 R2, 2019 PGT Study | 0.32991 | 2014 | 0.81 | 2014 | 0 | 0 | Itron MCS Version 1.7 Volume I | Com Wall Insulation - Marine ¦ SCE ¦ Marine | Com Wall Insulation - Marine | 282.923 | 0.1 | 0.06495 | CBSA 2014 | 0.68075 | 2032 | 0.7 | NA
COM-BLDGENV-12.11 | Com ¦ Com Wall Insulation (R14) - Marine ¦ SCE ¦ Marine | Com ¦ Com Wall Insulation (R14) - Marine | SCE ¦ Marine | SCE | All | Electric & Gas | Efficient level R14 com wall insulation | Efficient |  |  | 0 | Conventional | BldgEnv | Com - School | Com | RET and NEW | 0 | 1000 sqft2 of floor space | sq ft wall insulation | 20 | DEER:HVAC_Duct_Sealing | -0.12265 | -0.00035897 | -0.12905 | Workpaper PGECOBLD106 R2, 2019 PGT Study | 0.32991 | 2014 | 0.81 | 2014 | 0 | 0 | Itron MCS Version 1.7 Volume I | Com Wall Insulation - Marine ¦ SCE ¦ Marine | Com Wall Insulation - Marine | 205.2174 | 0.1 | 0.11265 | CBSA 2014 | 0.31504 | 2032 | 0.7 | NA
COM-BLDGENV-12.12 | Com ¦ Com Wall Insulation (R14) - Marine ¦ SCE ¦ Marine | Com ¦ Com Wall Insulation (R14) - Marine | SCE ¦ Marine | SCE | All | Electric & Gas | Efficient level R14 com wall insulation | Efficient |  |  | 0 | Conventional | BldgEnv | Com - Warehouse | Com | RET and NEW | 0 | 1000 sqft2 of floor space | sq ft wall insulation | 20 | DEER:HVAC_Duct_Sealing | -0.13988 | -0.00021406 | -0.12905 | Workpaper PGECOBLD106 R2, 2019 PGT Study | 0.32991 | 2014 | 0.81 | 2014 | 0 | 0 | Itron MCS Version 1.7 Volume I | Com Wall Insulation - Marine ¦ SCE ¦ Marine | Com Wall Insulation - Marine | 330.2634 | 0.1 | 0.028814 | CBSA 2014 | 0.58594 | 2032 | 0.7 | NA
COM-BLDGENV-12.13 | Com ¦ Com Wall Insulation (R14) - Hot-Dry ¦ SCE ¦ Hot-Dry | Com ¦ Com Wall Insulation (R14) - Hot-Dry | SCE ¦ Hot-Dry | SCE | All | Electric & Gas | Efficient level R14 com wall insulation | Efficient |  |  | 0 | Conventional | BldgEnv | Com - College | Com | RET and NEW | 0 | 1000 sqft2 of floor space | sq ft wall insulation | 20 | DEER:HVAC_Duct_Sealing | -0.12265 | -0.00035897 | -0.028269 | Workpaper PGECOBLD106 R2, 2019 PGT Study | 0.32991 | 2014 | 0.81 | 2014 | 0 | 0 | Itron MCS Version 1.7 Volume I | Com Wall Insulation - Hot-Dry ¦ SCE ¦ Hot-Dry | Com Wall Insulation - Hot-Dry | 205.2174 | 0.1 | 0.048623 | CBSA 2014 | 0.10251 | 2032 | 0.7 | NA
COM-BLDGENV-12.14 | Com ¦ Com Wall Insulation (R14) - Hot-Dry ¦ SCE ¦ Hot-Dry | Com ¦ Com Wall Insulation (R14) - Hot-Dry | SCE ¦ Hot-Dry | SCE | All | Electric & Gas | Efficient level R14 com wall insulation | Efficient |  |  | 0 | Conventional | BldgEnv | Com - Grocery | Com | RET and NEW | 0 | 1000 sqft2 of floor space | sq ft wall insulation | 20 | DEER:HVAC_Duct_Sealing | -0.12265 | -0.00035897 | -0.028269 | Workpaper PGECOBLD106 R2, 2019 PGT Study | 0.32991 | 2014 | 0.81 | 2014 | 0 | 0 | Itron MCS Version 1.7 Volume I | Com Wall Insulation - Hot-Dry ¦ SCE ¦ Hot-Dry | Com Wall Insulation - Hot-Dry | 366.1998 | 0.1 | 0.081314 | CBSA 2014 | 0.07328 | 2032 | 0.7 | NA
COM-BLDGENV-12.15 | Com ¦ Com Wall Insulation (R14) - Hot-Dry ¦ SCE ¦ Hot-Dry | Com ¦ Com Wall Insulation (R14) - Hot-Dry | SCE ¦ Hot-Dry | SCE | All | Electric & Gas | Efficient level R14 com wall insulation | Efficient |  |  | 0 | Conventional | BldgEnv | Com - Health | Com | RET and NEW | 0 | 1000 sqft2 of floor space | sq ft wall insulation | 20 | DEER:HVAC_Duct_Sealing | -0.16983 | -0.00035355 | -0.028269 | Workpaper PGECOBLD106 R2, 2019 PGT Study | 0.32991 | 2014 | 0.81 | 2014 | 0 | 0 | Itron MCS Version 1.7 Volume I | Com Wall Insulation - Hot-Dry ¦ SCE ¦ Hot-Dry | Com Wall Insulation - Hot-Dry | 311.5939 | 0.1 | 0.11707 | CBSA 2014 | 0.090962 | 2032 | 0.7 | NA
COM-BLDGENV-12.16 | Com ¦ Com Wall Insulation (R14) - Hot-Dry ¦ SCE ¦ Hot-Dry | Com ¦ Com Wall Insulation (R14) - Hot-Dry | SCE ¦ Hot-Dry | SCE | All | Electric & Gas | Efficient level R14 com wall insulation | Efficient |  |  | 0 | Conventional | BldgEnv | Com - Lodging | Com | RET and NEW | 0 | 1000 sqft2 of floor space | sq ft wall insulation | 20 | DEER:HVAC_Duct_Sealing | -0.22675 | -0.00034701 | -0.028269 | Workpaper PGECOBLD106 R2, 2019 PGT Study | 0.32991 | 2014 | 0.81 | 2014 | 0 | 0 | Itron MCS Version 1.7 Volume I | Com Wall Insulation - Hot-Dry ¦ SCE ¦ Hot-Dry | Com Wall Insulation - Hot-Dry | 232.2061 | 0.1 | 0 | CBSA 2014 | 0.31501 | 2032 | 0.7 | NA
COM-BLDGENV-12.17 | Com ¦ Com Wall Insulation (R14) - Hot-Dry ¦ SCE ¦ Hot-Dry | Com ¦ Com Wall Insulation (R14) - Hot-Dry | SCE ¦ Hot-Dry | SCE | All | Electric & Gas | Efficient level R14 com wall insulation | Efficient |  |  | 0 | Conventional | BldgEnv | Com - Office (Large) | Com | RET and NEW | 0 | 1000 sqft2 of floor space | sq ft wall insulation | 20 | DEER:HVAC_Duct_Sealing | -0.12265 | -0.00035897 | -0.096923 | Workpaper PGECOBLD106 R2, 2019 PGT Study | 0.32991 | 2014 | 0.81 | 2014 | 0 | 0 | Itron MCS Version 1.7 Volume I | Com Wall Insulation - Hot-Dry ¦ SCE ¦ Hot-Dry | Com Wall Insulation - Hot-Dry | 311.5939 | 0.1 | 0.12272 | CBSA 2014 | 0.44745 | 2032 | 0.7 | NA
COM-BLDGENV-12.18 | Com ¦ Com Wall Insulation (R14) - Hot-Dry ¦ SCE ¦ Hot-Dry | Com ¦ Com Wall Insulation (R14) - Hot-Dry | SCE ¦ Hot-Dry | SCE | All | Electric & Gas | Efficient level R14 com wall insulation | Efficient |  |  | 0 | Conventional | BldgEnv | Com - Office (Small) | Com | RET and NEW | 0 | 1000 sqft2 of floor space | sq ft wall insulation | 20 | DEER:HVAC_Duct_Sealing | -0.12265 | -0.00035897 | -0.057077 | Workpaper PGECOBLD106 R2, 2019 PGT Study | 0.32991 | 2014 | 0.81 | 2014 | 0 | 0 | Itron MCS Version 1.7 Volume I | Com Wall Insulation - Hot-Dry ¦ SCE ¦ Hot-Dry | Com Wall Insulation - Hot-Dry | 311.5939 | 0.1 | 0.071009 | CBSA 2014 | 0.11862 | 2032 | 0.7 | NA
COM-BLDGENV-12.19 | Com ¦ Com Wall Insulation (R14) - Hot-Dry ¦ SCE ¦ Hot-Dry | Com ¦ Com Wall Insulation (R14) - Hot-Dry | SCE ¦ Hot-Dry | SCE | All | Electric & Gas | Efficient level R14 com wall insulation | Efficient |  |  | 0 | Conventional | BldgEnv | Com - Other | Com | RET and NEW | 0 | 1000 sqft2 of floor space | sq ft wall insulation | 20 | DEER:HVAC_Duct_Sealing | -0.12271 | -0.00035897 | -0.068923 | Workpaper PGECOBLD106 R2, 2019 PGT Study | 0.32991 | 2014 | 0.81 | 2014 | 0 | 0 | Itron MCS Version 1.7 Volume I | Com Wall Insulation - Hot-Dry ¦ SCE ¦ Hot-Dry | Com Wall Insulation - Hot-Dry | 124.856 | 0.1 | 0.069661 | CBSA 2014 | 0.32577 | 2032 | 0.7 | NA
COM-BLDGENV-12.20 | Com ¦ Com Wall Insulation (R14) - Hot-Dry ¦ SCE ¦ Hot-Dry | Com ¦ Com Wall Insulation (R14) - Hot-Dry | SCE ¦ Hot-Dry | SCE | All | Electric & Gas | Efficient level R14 com wall insulation | Efficient |  |  | 0 | Conventional | BldgEnv | Com - Refrig. Warehouse | Com | RET and NEW | 0 | 1000 sqft2 of floor space | sq ft wall insulation | 20 | DEER:HVAC_Duct_Sealing | -0.12265 | -0.00035897 | -0.028269 | Workpaper PGECOBLD106 R2, 2019 PGT Study | 0.32991 | 2014 | 0.81 | 2014 | 0 | 0 | Itron MCS Version 1.7 Volume I | Com Wall Insulation - Hot-Dry ¦ SCE ¦ Hot-Dry | Com Wall Insulation - Hot-Dry | 330.2634 | 0.1 | 0.0085335 | CBSA 2014 | 0.023416 | 2032 | 0.7 | NA
COM-BLDGENV-12.21 | Com ¦ Com Wall Insulation (R14) - Hot-Dry ¦ SCE ¦ Hot-Dry | Com ¦ Com Wall Insulation (R14) - Hot-Dry | SCE ¦ Hot-Dry | SCE | All | Electric & Gas | Efficient level R14 com wall insulation | Efficient |  |  | 0 | Conventional | BldgEnv | Com - Restaurant | Com | RET and NEW | 0 | 1000 sqft2 of floor space | sq ft wall insulation | 20 | DEER:HVAC_Duct_Sealing | -0.12265 | -0.00035897 | -0.028269 | Workpaper PGECOBLD106 R2, 2019 PGT Study | 0.32991 | 2014 | 0.81 | 2014 | 0 | 0 | Itron MCS Version 1.7 Volume I | Com Wall Insulation - Hot-Dry ¦ SCE ¦ Hot-Dry | Com Wall Insulation - Hot-Dry | 398.1232 | 0.1 | 0.15621 | CBSA 2014 | 0.023417 | 2032 | 0.7 | NA
COM-BLDGENV-12.22 | Com ¦ Com Wall Insulation (R14) - Hot-Dry ¦ SCE ¦ Hot-Dry | Com ¦ Com Wall Insulation (R14) - Hot-Dry | SCE ¦ Hot-Dry | SCE | All | Electric & Gas | Efficient level R14 com wall insulation | Efficient |  |  | 0 | Conventional | BldgEnv | Com - Retail | Com | RET and NEW | 0 | 1000 sqft2 of floor space | sq ft wall insulation | 20 | DEER:HVAC_Duct_Sealing | -0.12265 | -0.00035897 | -0.028269 | Workpaper PGECOBLD106 R2, 2019 PGT Study | 0.32991 | 2014 | 0.81 | 2014 | 0 | 0 | Itron MCS Version 1.7 Volume I | Com Wall Insulation - Hot-Dry ¦ SCE ¦ Hot-Dry | Com Wall Insulation - Hot-Dry | 282.923 | 0.1 | 0.06495 | CBSA 2014 | 0.18277 | 2032 | 0.7 | NA
COM-BLDGENV-12.23 | Com ¦ Com Wall Insulation (R14) - Hot-Dry ¦ SCE ¦ Hot-Dry | Com ¦ Com Wall Insulation (R14) - Hot-Dry | SCE ¦ Hot-Dry | SCE | All | Electric & Gas | Efficient level R14 com wall insulation | Efficient |  |  | 0 | Conventional | BldgEnv | Com - School | Com | RET and NEW | 0 | 1000 sqft2 of floor space | sq ft wall insulation | 20 | DEER:HVAC_Duct_Sealing | -0.12265 | -0.00035897 | -0.057077 | Workpaper PGECOBLD106 R2, 2019 PGT Study | 0.32991 | 2014 | 0.81 | 2014 | 0 | 0 | Itron MCS Version 1.7 Volume I | Com Wall Insulation - Hot-Dry ¦ SCE ¦ Hot-Dry | Com Wall Insulation - Hot-Dry | 205.2174 | 0.1 | 0.11265 | CBSA 2014 | 0.1506 | 2032 | 0.7 | NA
COM-BLDGENV-12.24 | Com ¦ Com Wall Insulation (R14) - Hot-Dry ¦ SCE ¦ Hot-Dry | Com ¦ Com Wall Insulation (R14) - Hot-Dry | SCE ¦ Hot-Dry | SCE | All | Electric & Gas | Efficient level R14 com wall insulation | Efficient |  |  | 0 | Conventional | BldgEnv | Com - Warehouse | Com | RET and NEW | 0 | 1000 sqft2 of floor space | sq ft wall insulation | 20 | DEER:HVAC_Duct_Sealing | -0.13988 | -0.00021406 | -0.028269 | Workpaper PGECOBLD106 R2, 2019 PGT Study | 0.32991 | 2014 | 0.81 | 2014 | 0 | 0 | Itron MCS Version 1.7 Volume I | Com Wall Insulation - Hot-Dry ¦ SCE ¦ Hot-Dry | Com Wall Insulation - Hot-Dry | 330.2634 | 0.1 | 0.028814 | CBSA 2014 | 0.16109 | 2032 | 0.7 | NA
COM-BLDGENV-12.25 | Com ¦ Com Wall Insulation (R14) - Cold ¦ SCE ¦ Cold | Com ¦ Com Wall Insulation (R14) - Cold | SCE ¦ Cold | SCE | All | Electric & Gas | Efficient level R14 com wall insulation | Efficient |  |  | 0 | Conventional | BldgEnv | Com - College | Com | RET and NEW | 0 | 1000 sqft2 of floor space | sq ft wall insulation | 20 | DEER:HVAC_Duct_Sealing | -0.24769 | -0.00096923 | -0.13785 | Workpaper PGECOBLD106 R2, 2019 PGT Study | 0.32991 | 2014 | 0.81 | 2014 | 0 | 0 | Itron MCS Version 1.7 Volume I | Com Wall Insulation - Cold ¦ SCE ¦ Cold | Com Wall Insulation - Cold | 205.2174 | 0.1 | 0.048623 | CBSA 2014 | 0.47341 | 2032 | 0.7 | NA
COM-BLDGENV-12.26 | Com ¦ Com Wall Insulation (R14) - Cold ¦ SCE ¦ Cold | Com ¦ Com Wall Insulation (R14) - Cold | SCE ¦ Cold | SCE | All | Electric & Gas | Efficient level R14 com wall insulation | Efficient |  |  | 0 | Conventional | BldgEnv | Com - Grocery | Com | RET and NEW | 0 | 1000 sqft2 of floor space | sq ft wall insulation | 20 | DEER:HVAC_Duct_Sealing | -0.24769 | -0.00096923 | -0.13785 | Workpaper PGECOBLD106 R2, 2019 PGT Study | 0.32991 | 2014 | 0.81 | 2014 | 0 | 0 | Itron MCS Version 1.7 Volume I | Com Wall Insulation - Cold ¦ SCE ¦ Cold | Com Wall Insulation - Cold | 366.1998 | 0.1 | 0.081314 | CBSA 2014 | 0.33762 | 2032 | 0.7 | NA
COM-BLDGENV-12.27 | Com ¦ Com Wall Insulation (R14) - Cold ¦ SCE ¦ Cold | Com ¦ Com Wall Insulation (R14) - Cold | SCE ¦ Cold | SCE | All | Electric & Gas | Efficient level R14 com wall insulation | Efficient |  |  | 0 | Conventional | BldgEnv | Com - Health | Com | RET and NEW | 0 | 1000 sqft2 of floor space | sq ft wall insulation | 20 | DEER:HVAC_Duct_Sealing | -0.34043 | -0.00096923 | -0.32333 | Workpaper PGECOBLD106 R2, 2019 PGT Study | 0.32991 | 2014 | 0.81 | 2014 | 0 | 0 | Itron MCS Version 1.7 Volume I | Com Wall Insulation - Cold ¦ SCE ¦ Cold | Com Wall Insulation - Cold | 311.5939 | 0.1 | 0.11707 | CBSA 2014 | 0.93554 | 2032 | 0.7 | NA
COM-BLDGENV-12.28 | Com ¦ Com Wall Insulation (R14) - Cold ¦ SCE ¦ Cold | Com ¦ Com Wall Insulation (R14) - Cold | SCE ¦ Cold | SCE | All | Electric & Gas | Efficient level R14 com wall insulation | Efficient |  |  | 0 | Conventional | BldgEnv | Com - Lodging | Com | RET and NEW | 0 | 1000 sqft2 of floor space | sq ft wall insulation | 20 | DEER:HVAC_Duct_Sealing | -0.45231 | -0.00096923 | -0.54708 | Workpaper PGECOBLD106 R2, 2019 PGT Study | 0.32991 | 2014 | 0.81 | 2014 | 0 | 0 | Itron MCS Version 1.7 Volume I | Com Wall Insulation - Cold ¦ SCE ¦ Cold | Com Wall Insulation - Cold | 232.2061 | 0.1 | 0 | CBSA 2014 | 5.4755 | 2032 | 0.7 | NA
COM-BLDGENV-12.29 | Com ¦ Com Wall Insulation (R14) - Cold ¦ SCE ¦ Cold | Com ¦ Com Wall Insulation (R14) - Cold | SCE ¦ Cold | SCE | All | Electric & Gas | Efficient level R14 com wall insulation | Efficient |  |  | 0 | Conventional | BldgEnv | Com - Office (Large) | Com | RET and NEW | 0 | 1000 sqft2 of floor space | sq ft wall insulation | 20 | DEER:HVAC_Duct_Sealing | -0.24769 | -0.00096923 | -0.13785 | Workpaper PGECOBLD106 R2, 2019 PGT Study | 0.32991 | 2014 | 0.81 | 2014 | 0 | 0 | Itron MCS Version 1.7 Volume I | Com Wall Insulation - Cold ¦ SCE ¦ Cold | Com Wall Insulation - Cold | 311.5939 | 0.1 | 0.12272 | CBSA 2014 | 0.64366 | 2032 | 0.7 | NA
COM-BLDGENV-12.30 | Com ¦ Com Wall Insulation (R14) - Cold ¦ SCE ¦ Cold | Com ¦ Com Wall Insulation (R14) - Cold | SCE ¦ Cold | SCE | All | Electric & Gas | Efficient level R14 com wall insulation | Efficient |  |  | 0 | Conventional | BldgEnv | Com - Office (Small) | Com | RET and NEW | 0 | 1000 sqft2 of floor space | sq ft wall insulation | 20 | DEER:HVAC_Duct_Sealing | -0.24769 | -0.00096923 | -0.13785 | Workpaper PGECOBLD106 R2, 2019 PGT Study | 0.32991 | 2014 | 0.81 | 2014 | 0 | 0 | Itron MCS Version 1.7 Volume I | Com Wall Insulation - Cold ¦ SCE ¦ Cold | Com Wall Insulation - Cold | 311.5939 | 0.1 | 0.071009 | CBSA 2014 | 0.28425 | 2032 | 0.7 | NA
COM-BLDGENV-12.31 | Com ¦ Com Wall Insulation (R14) - Cold ¦ SCE ¦ Cold | Com ¦ Com Wall Insulation (R14) - Cold | SCE ¦ Cold | SCE | All | Electric & Gas | Efficient level R14 com wall insulation | Efficient |  |  | 0 | Conventional | BldgEnv | Com - Other | Com | RET and NEW | 0 | 1000 sqft2 of floor space | sq ft wall insulation | 20 | DEER:HVAC_Duct_Sealing | -0.24769 | -0.00096923 | -0.13785 | Workpaper PGECOBLD106 R2, 2019 PGT Study | 0.32991 | 2014 | 0.81 | 2014 | 0 | 0 | Itron MCS Version 1.7 Volume I | Com Wall Insulation - Cold ¦ SCE ¦ Cold | Com Wall Insulation - Cold | 124.856 | 0.1 | 0.069661 | CBSA 2014 | 0.6518 | 2032 | 0.7 | NA
COM-BLDGENV-12.32 | Com ¦ Com Wall Insulation (R14) - Cold ¦ SCE ¦ Cold | Com ¦ Com Wall Insulation (R14) - Cold | SCE ¦ Cold | SCE | All | Electric & Gas | Efficient level R14 com wall insulation | Efficient |  |  | 0 | Conventional | BldgEnv | Com - Refrig. Warehouse | Com | RET and NEW | 0 | 1000 sqft2 of floor space | sq ft wall insulation | 20 | DEER:HVAC_Duct_Sealing | -0.45231 | -0.00096923 | -0.54708 | Workpaper PGECOBLD106 R2, 2019 PGT Study | 0.32991 | 2014 | 0.81 | 2014 | 0 | 0 | Itron MCS Version 1.7 Volume I | Com Wall Insulation - Cold ¦ SCE ¦ Cold | Com Wall Insulation - Cold | 330.2634 | 0.1 | 0.0085335 | CBSA 2014 | 0.41882 | 2032 | 0.7 | NA
COM-BLDGENV-12.33 | Com ¦ Com Wall Insulation (R14) - Cold ¦ SCE ¦ Cold | Com ¦ Com Wall Insulation (R14) - Cold | SCE ¦ Cold | SCE | All | Electric & Gas | Efficient level R14 com wall insulation | Efficient |  |  | 0 | Conventional | BldgEnv | Com - Restaurant | Com | RET and NEW | 0 | 1000 sqft2 of floor space | sq ft wall insulation | 20 | DEER:HVAC_Duct_Sealing | -0.24769 | -0.00096923 | -0.13785 | Workpaper PGECOBLD106 R2, 2019 PGT Study | 0.32991 | 2014 | 0.81 | 2014 | 0 | 0 | Itron MCS Version 1.7 Volume I | Com Wall Insulation - Cold ¦ SCE ¦ Cold | Com Wall Insulation - Cold | 398.1232 | 0.1 | 0.15621 | CBSA 2014 | 0.10796 | 2032 | 0.7 | NA
COM-BLDGENV-12.34 | Com ¦ Com Wall Insulation (R14) - Cold ¦ SCE ¦ Cold | Com ¦ Com Wall Insulation (R14) - Cold | SCE ¦ Cold | SCE | All | Electric & Gas | Efficient level R14 com wall insulation | Efficient |  |  | 0 | Conventional | BldgEnv | Com - Retail | Com | RET and NEW | 0 | 1000 sqft2 of floor space | sq ft wall insulation | 20 | DEER:HVAC_Duct_Sealing | -0.24769 | -0.00096923 | -0.13785 | Workpaper PGECOBLD106 R2, 2019 PGT Study | 0.32991 | 2014 | 0.81 | 2014 | 0 | 0 | Itron MCS Version 1.7 Volume I | Com Wall Insulation - Cold ¦ SCE ¦ Cold | Com Wall Insulation - Cold | 282.923 | 0.1 | 0.06495 | CBSA 2014 | 0.76813 | 2032 | 0.7 | NA
COM-BLDGENV-12.35 | Com ¦ Com Wall Insulation (R14) - Cold ¦ SCE ¦ Cold | Com ¦ Com Wall Insulation (R14) - Cold | SCE ¦ Cold | SCE | All | Electric & Gas | Efficient level R14 com wall insulation | Efficient |  |  | 0 | Conventional | BldgEnv | Com - School | Com | RET and NEW | 0 | 1000 sqft2 of floor space | sq ft wall insulation | 20 | DEER:HVAC_Duct_Sealing | -0.24769 | -0.00096923 | -0.13785 | Workpaper PGECOBLD106 R2, 2019 PGT Study | 0.32991 | 2014 | 0.81 | 2014 | 0 | 0 | Itron MCS Version 1.7 Volume I | Com Wall Insulation - Cold ¦ SCE ¦ Cold | Com Wall Insulation - Cold | 205.2174 | 0.1 | 0.11265 | CBSA 2014 | 0.35572 | 2032 | 0.7 | NA
COM-BLDGENV-12.36 | Com ¦ Com Wall Insulation (R14) - Cold ¦ SCE ¦ Cold | Com ¦ Com Wall Insulation (R14) - Cold | SCE ¦ Cold | SCE | All | Electric & Gas | Efficient level R14 com wall insulation | Efficient |  |  | 0 | Conventional | BldgEnv | Com - Warehouse | Com | RET and NEW | 0 | 1000 sqft2 of floor space | sq ft wall insulation | 20 | DEER:HVAC_Duct_Sealing | -0.45231 | -0.00096923 | -0.54708 | Workpaper PGECOBLD106 R2, 2019 PGT Study | 0.32991 | 2014 | 0.81 | 2014 | 0 | 0 | Itron MCS Version 1.7 Volume I | Com Wall Insulation - Cold ¦ SCE ¦ Cold | Com Wall Insulation - Cold | 330.2634 | 0.1 | 0.028814 | CBSA 2014 | 2.4418 | 2032 | 0.7 | NA
COM-BLDGENV-10.1 | Com ¦ Com Wall Insulation (R0) - Marine ¦ SCG ¦ Marine | Com ¦ Com Wall Insulation (R0) - Marine | SCG ¦ Marine | SCG | All | Electric & Gas | None or minimal existing com wall insulation | Average Existing |  |  | 0 | Conventional | BldgEnv | Com - College | Com | RET Only | 0 | 1000 sqft2 of floor space | sq ft wall insulation | 20 | DEER:HVAC_Duct_Sealing | 0 | 0 | 0 | Workpaper PGECOBLD106 R2, 2019 PGT Study | 0 | 2014 | 0 | 2014 | 0 | 0 | Itron MCS Version 1.7 Volume I | Com Wall Insulation - Marine ¦ SCG ¦ Marine | Com Wall Insulation - Marine | 205.2174 | 0.1 | 0.83792 | Copied SCE | 0 | 2012 | 0.6 | NA
COM-BLDGENV-10.2 | Com ¦ Com Wall Insulation (R0) - Marine ¦ SCG ¦ Marine | Com ¦ Com Wall Insulation (R0) - Marine | SCG ¦ Marine | SCG | All | Electric & Gas | None or minimal existing com wall insulation | Average Existing |  |  | 0 | Conventional | BldgEnv | Com - Grocery | Com | RET Only | 0 | 1000 sqft2 of floor space | sq ft wall insulation | 20 | DEER:HVAC_Duct_Sealing | 0 | 0 | 0 | Workpaper PGECOBLD106 R2, 2019 PGT Study | 0 | 2014 | 0 | 2014 | 0 | 0 | Itron MCS Version 1.7 Volume I | Com Wall Insulation - Marine ¦ SCG ¦ Marine | Com Wall Insulation - Marine | 366.1998 | 0.1 | 0.72895 | Copied SCE | 0 | 2012 | 0.6 | NA
COM-BLDGENV-10.3 | Com ¦ Com Wall Insulation (R0) - Marine ¦ SCG ¦ Marine | Com ¦ Com Wall Insulation (R0) - Marine | SCG ¦ Marine | SCG | All | Electric & Gas | None or minimal existing com wall insulation | Average Existing |  |  | 0 | Conventional | BldgEnv | Com - Health | Com | RET Only | 0 | 1000 sqft2 of floor space | sq ft wall insulation | 20 | DEER:HVAC_Duct_Sealing | 0 | 0 | 0 | Workpaper PGECOBLD106 R2, 2019 PGT Study | 0 | 2014 | 0 | 2014 | 0 | 0 | Itron MCS Version 1.7 Volume I | Com Wall Insulation - Marine ¦ SCG ¦ Marine | Com Wall Insulation - Marine | 311.5939 | 0.1 | 0.60978 | Copied SCE | 0 | 2012 | 0.6 | NA
COM-BLDGENV-10.4 | Com ¦ Com Wall Insulation (R0) - Marine ¦ SCG ¦ Marine | Com ¦ Com Wall Insulation (R0) - Marine | SCG ¦ Marine | SCG | All | Electric & Gas | None or minimal existing com wall insulation | Average Existing |  |  | 0 | Conventional | BldgEnv | Com - Lodging | Com | RET Only | 0 | 1000 sqft2 of floor space | sq ft wall insulation | 20 | DEER:HVAC_Duct_Sealing | 0 | 0 | 0 | Workpaper PGECOBLD106 R2, 2019 PGT Study | 0 | 2014 | 0 | 2014 | 0 | 0 | Itron MCS Version 1.7 Volume I | Com Wall Insulation - Marine ¦ SCG ¦ Marine | Com Wall Insulation - Marine | 232.2061 | 0.1 | 0.999 | Copied SCE | 0 | 2012 | 0.6 | NA
COM-BLDGENV-10.5 | Com ¦ Com Wall Insulation (R0) - Marine ¦ SCG ¦ Marine | Com ¦ Com Wall Insulation (R0) - Marine | SCG ¦ Marine | SCG | All | Electric & Gas | None or minimal existing com wall insulation | Average Existing |  |  | 0 | Conventional | BldgEnv | Com - Office (Large) | Com | RET Only | 0 | 1000 sqft2 of floor space | sq ft wall insulation | 20 | DEER:HVAC_Duct_Sealing | 0 | 0 | 0 | Workpaper PGECOBLD106 R2, 2019 PGT Study | 0 | 2014 | 0 | 2014 | 0 | 0 | Itron MCS Version 1.7 Volume I | Com Wall Insulation - Marine ¦ SCG ¦ Marine | Com Wall Insulation - Marine | 311.5939 | 0.1 | 0.59092 | Copied SCE | 0 | 2012 | 0.6 | NA
COM-BLDGENV-10.6 | Com ¦ Com Wall Insulation (R0) - Marine ¦ SCG ¦ Marine | Com ¦ Com Wall Insulation (R0) - Marine | SCG ¦ Marine | SCG | All | Electric & Gas | None or minimal existing com wall insulation | Average Existing |  |  | 0 | Conventional | BldgEnv | Com - Office (Small) | Com | RET Only | 0 | 1000 sqft2 of floor space | sq ft wall insulation | 20 | DEER:HVAC_Duct_Sealing | 0 | 0 | 0 | Workpaper PGECOBLD106 R2, 2019 PGT Study | 0 | 2014 | 0 | 2014 | 0 | 0 | Itron MCS Version 1.7 Volume I | Com Wall Insulation - Marine ¦ SCG ¦ Marine | Com Wall Insulation - Marine | 311.5939 | 0.1 | 0.7633 | Copied SCE | 0 | 2012 | 0.6 | NA
COM-BLDGENV-10.7 | Com ¦ Com Wall Insulation (R0) - Marine ¦ SCG ¦ Marine | Com ¦ Com Wall Insulation (R0) - Marine | SCG ¦ Marine | SCG | All | Electric & Gas | None or minimal existing com wall insulation | Average Existing |  |  | 0 | Conventional | BldgEnv | Com - Other | Com | RET Only | 0 | 1000 sqft2 of floor space | sq ft wall insulation | 20 | DEER:HVAC_Duct_Sealing | 0 | 0 | 0 | Workpaper PGECOBLD106 R2, 2019 PGT Study | 0 | 2014 | 0 | 2014 | 0 | 0 | Itron MCS Version 1.7 Volume I | Com Wall Insulation - Marine ¦ SCG ¦ Marine | Com Wall Insulation - Marine | 124.856 | 0.1 | 0.7678 | Copied SCE | 0 | 2012 | 0.6 | NA
COM-BLDGENV-10.8 | Com ¦ Com Wall Insulation (R0) - Marine ¦ SCG ¦ Marine | Com ¦ Com Wall Insulation (R0) - Marine | SCG ¦ Marine | SCG | All | Electric & Gas | None or minimal existing com wall insulation | Average Existing |  |  | 0 | Conventional | BldgEnv | Com - Refrig. Warehouse | Com | RET Only | 0 | 1000 sqft2 of floor space | sq ft wall insulation | 20 | DEER:HVAC_Duct_Sealing | 0 | 0 | 0 | Workpaper PGECOBLD106 R2, 2019 PGT Study | 0 | 2014 | 0 | 2014 | 0 | 0 | Itron MCS Version 1.7 Volume I | Com Wall Insulation - Marine ¦ SCG ¦ Marine | Com Wall Insulation - Marine | 330.2634 | 0.1 | 0.97156 | Copied SCE | 0 | 2012 | 0.6 | NA
COM-BLDGENV-10.9 | Com ¦ Com Wall Insulation (R0) - Marine ¦ SCG ¦ Marine | Com ¦ Com Wall Insulation (R0) - Marine | SCG ¦ Marine | SCG | All | Electric & Gas | None or minimal existing com wall insulation | Average Existing |  |  | 0 | Conventional | BldgEnv | Com - Restaurant | Com | RET Only | 0 | 1000 sqft2 of floor space | sq ft wall insulation | 20 | DEER:HVAC_Duct_Sealing | 0 | 0 | 0 | Workpaper PGECOBLD106 R2, 2019 PGT Study | 0 | 2014 | 0 | 2014 | 0 | 0 | Itron MCS Version 1.7 Volume I | Com Wall Insulation - Marine ¦ SCG ¦ Marine | Com Wall Insulation - Marine | 398.1232 | 0.1 | 0.47929 | Copied SCE | 0 | 2012 | 0.6 | NA
COM-BLDGENV-10.10 | Com ¦ Com Wall Insulation (R0) - Marine ¦ SCG ¦ Marine | Com ¦ Com Wall Insulation (R0) - Marine | SCG ¦ Marine | SCG | All | Electric & Gas | None or minimal existing com wall insulation | Average Existing |  |  | 0 | Conventional | BldgEnv | Com - Retail | Com | RET Only | 0 | 1000 sqft2 of floor space | sq ft wall insulation | 20 | DEER:HVAC_Duct_Sealing | 0 | 0 | 0 | Workpaper PGECOBLD106 R2, 2019 PGT Study | 0 | 2014 | 0 | 2014 | 0 | 0 | Itron MCS Version 1.7 Volume I | Com Wall Insulation - Marine ¦ SCG ¦ Marine | Com Wall Insulation - Marine | 282.923 | 0.1 | 0.7835 | Copied SCE | 0 | 2012 | 0.6 | NA
COM-BLDGENV-10.11 | Com ¦ Com Wall Insulation (R0) - Marine ¦ SCG ¦ Marine | Com ¦ Com Wall Insulation (R0) - Marine | SCG ¦ Marine | SCG | All | Electric & Gas | None or minimal existing com wall insulation | Average Existing |  |  | 0 | Conventional | BldgEnv | Com - School | Com | RET Only | 0 | 1000 sqft2 of floor space | sq ft wall insulation | 20 | DEER:HVAC_Duct_Sealing | 0 | 0 | 0 | Workpaper PGECOBLD106 R2, 2019 PGT Study | 0 | 2014 | 0 | 2014 | 0 | 0 | Itron MCS Version 1.7 Volume I | Com Wall Insulation - Marine ¦ SCG ¦ Marine | Com Wall Insulation - Marine | 205.2174 | 0.1 | 0.62449 | Copied SCE | 0 | 2012 | 0.6 | NA
COM-BLDGENV-10.12 | Com ¦ Com Wall Insulation (R0) - Marine ¦ SCG ¦ Marine | Com ¦ Com Wall Insulation (R0) - Marine | SCG ¦ Marine | SCG | All | Electric & Gas | None or minimal existing com wall insulation | Average Existing |  |  | 0 | Conventional | BldgEnv | Com - Warehouse | Com | RET Only | 0 | 1000 sqft2 of floor space | sq ft wall insulation | 20 | DEER:HVAC_Duct_Sealing | 0 | 0 | 0 | Workpaper PGECOBLD106 R2, 2019 PGT Study | 0 | 2014 | 0 | 2014 | 0 | 0 | Itron MCS Version 1.7 Volume I | Com Wall Insulation - Marine ¦ SCG ¦ Marine | Com Wall Insulation - Marine | 330.2634 | 0.1 | 0.90395 | Copied SCE | 0 | 2012 | 0.6 | NA
COM-BLDGENV-10.13 | Com ¦ Com Wall Insulation (R0) - Hot-Dry ¦ SCG ¦ Hot-Dry | Com ¦ Com Wall Insulation (R0) - Hot-Dry | SCG ¦ Hot-Dry | SCG | All | Electric & Gas | None or minimal existing com wall insulation | Average Existing |  |  | 0 | Conventional | BldgEnv | Com - College | Com | RET Only | 0 | 1000 sqft2 of floor space | sq ft wall insulation | 20 | DEER:HVAC_Duct_Sealing | 0 | 0 | 0 | Workpaper PGECOBLD106 R2, 2019 PGT Study | 0 | 2014 | 0 | 2014 | 0 | 0 | Itron MCS Version 1.7 Volume I | Com Wall Insulation - Hot-Dry ¦ SCG ¦ Hot-Dry | Com Wall Insulation - Hot-Dry | 205.2174 | 0.1 | 0.83792 | Copied SCE | 0 | 2012 | 0.6 | NA
COM-BLDGENV-10.14 | Com ¦ Com Wall Insulation (R0) - Hot-Dry ¦ SCG ¦ Hot-Dry | Com ¦ Com Wall Insulation (R0) - Hot-Dry | SCG ¦ Hot-Dry | SCG | All | Electric & Gas | None or minimal existing com wall insulation | Average Existing |  |  | 0 | Conventional | BldgEnv | Com - Grocery | Com | RET Only | 0 | 1000 sqft2 of floor space | sq ft wall insulation | 20 | DEER:HVAC_Duct_Sealing | 0 | 0 | 0 | Workpaper PGECOBLD106 R2, 2019 PGT Study | 0 | 2014 | 0 | 2014 | 0 | 0 | Itron MCS Version 1.7 Volume I | Com Wall Insulation - Hot-Dry ¦ SCG ¦ Hot-Dry | Com Wall Insulation - Hot-Dry | 366.1998 | 0.1 | 0.72895 | Copied SCE | 0 | 2012 | 0.6 | NA
COM-BLDGENV-10.15 | Com ¦ Com Wall Insulation (R0) - Hot-Dry ¦ SCG ¦ Hot-Dry | Com ¦ Com Wall Insulation (R0) - Hot-Dry | SCG ¦ Hot-Dry | SCG | All | Electric & Gas | None or minimal existing com wall insulation | Average Existing |  |  | 0 | Conventional | BldgEnv | Com - Health | Com | RET Only | 0 | 1000 sqft2 of floor space | sq ft wall insulation | 20 | DEER:HVAC_Duct_Sealing | 0 | 0 | 0 | Workpaper PGECOBLD106 R2, 2019 PGT Study | 0 | 2014 | 0 | 2014 | 0 | 0 | Itron MCS Version 1.7 Volume I | Com Wall Insulation - Hot-Dry ¦ SCG ¦ Hot-Dry | Com Wall Insulation - Hot-Dry | 311.5939 | 0.1 | 0.60978 | Copied SCE | 0 | 2012 | 0.6 | NA
COM-BLDGENV-10.16 | Com ¦ Com Wall Insulation (R0) - Hot-Dry ¦ SCG ¦ Hot-Dry | Com ¦ Com Wall Insulation (R0) - Hot-Dry | SCG ¦ Hot-Dry | SCG | All | Electric & Gas | None or minimal existing com wall insulation | Average Existing |  |  | 0 | Conventional | BldgEnv | Com - Lodging | Com | RET Only | 0 | 1000 sqft2 of floor space | sq ft wall insulation | 20 | DEER:HVAC_Duct_Sealing | 0 | 0 | 0 | Workpaper PGECOBLD106 R2, 2019 PGT Study | 0 | 2014 | 0 | 2014 | 0 | 0 | Itron MCS Version 1.7 Volume I | Com Wall Insulation - Hot-Dry ¦ SCG ¦ Hot-Dry | Com Wall Insulation - Hot-Dry | 232.2061 | 0.1 | 0.999 | Copied SCE | 0 | 2012 | 0.6 | NA
COM-BLDGENV-10.17 | Com ¦ Com Wall Insulation (R0) - Hot-Dry ¦ SCG ¦ Hot-Dry | Com ¦ Com Wall Insulation (R0) - Hot-Dry | SCG ¦ Hot-Dry | SCG | All | Electric & Gas | None or minimal existing com wall insulation | Average Existing |  |  | 0 | Conventional | BldgEnv | Com - Office (Large) | Com | RET Only | 0 | 1000 sqft2 of floor space | sq ft wall insulation | 20 | DEER:HVAC_Duct_Sealing | 0 | 0 | 0 | Workpaper PGECOBLD106 R2, 2019 PGT Study | 0 | 2014 | 0 | 2014 | 0 | 0 | Itron MCS Version 1.7 Volume I | Com Wall Insulation - Hot-Dry ¦ SCG ¦ Hot-Dry | Com Wall Insulation - Hot-Dry | 311.5939 | 0.1 | 0.59092 | Copied SCE | 0 | 2012 | 0.6 | NA
COM-BLDGENV-10.18 | Com ¦ Com Wall Insulation (R0) - Hot-Dry ¦ SCG ¦ Hot-Dry | Com ¦ Com Wall Insulation (R0) - Hot-Dry | SCG ¦ Hot-Dry | SCG | All | Electric & Gas | None or minimal existing com wall insulation | Average Existing |  |  | 0 | Conventional | BldgEnv | Com - Office (Small) | Com | RET Only | 0 | 1000 sqft2 of floor space | sq ft wall insulation | 20 | DEER:HVAC_Duct_Sealing | 0 | 0 | 0 | Workpaper PGECOBLD106 R2, 2019 PGT Study | 0 | 2014 | 0 | 2014 | 0 | 0 | Itron MCS Version 1.7 Volume I | Com Wall Insulation - Hot-Dry ¦ SCG ¦ Hot-Dry | Com Wall Insulation - Hot-Dry | 311.5939 | 0.1 | 0.7633 | Copied SCE | 0 | 2012 | 0.6 | NA
COM-BLDGENV-10.19 | Com ¦ Com Wall Insulation (R0) - Hot-Dry ¦ SCG ¦ Hot-Dry | Com ¦ Com Wall Insulation (R0) - Hot-Dry | SCG ¦ Hot-Dry | SCG | All | Electric & Gas | None or minimal existing com wall insulation | Average Existing |  |  | 0 | Conventional | BldgEnv | Com - Other | Com | RET Only | 0 | 1000 sqft2 of floor space | sq ft wall insulation | 20 | DEER:HVAC_Duct_Sealing | 0 | 0 | 0 | Workpaper PGECOBLD106 R2, 2019 PGT Study | 0 | 2014 | 0 | 2014 | 0 | 0 | Itron MCS Version 1.7 Volume I | Com Wall Insulation - Hot-Dry ¦ SCG ¦ Hot-Dry | Com Wall Insulation - Hot-Dry | 124.856 | 0.1 | 0.7678 | Copied SCE | 0 | 2012 | 0.6 | NA
COM-BLDGENV-10.20 | Com ¦ Com Wall Insulation (R0) - Hot-Dry ¦ SCG ¦ Hot-Dry | Com ¦ Com Wall Insulation (R0) - Hot-Dry | SCG ¦ Hot-Dry | SCG | All | Electric & Gas | None or minimal existing com wall insulation | Average Existing |  |  | 0 | Conventional | BldgEnv | Com - Refrig. Warehouse | Com | RET Only | 0 | 1000 sqft2 of floor space | sq ft wall insulation | 20 | DEER:HVAC_Duct_Sealing | 0 | 0 | 0 | Workpaper PGECOBLD106 R2, 2019 PGT Study | 0 | 2014 | 0 | 2014 | 0 | 0 | Itron MCS Version 1.7 Volume I | Com Wall Insulation - Hot-Dry ¦ SCG ¦ Hot-Dry | Com Wall Insulation - Hot-Dry | 330.2634 | 0.1 | 0.97156 | Copied SCE | 0 | 2012 | 0.6 | NA
COM-BLDGENV-10.21 | Com ¦ Com Wall Insulation (R0) - Hot-Dry ¦ SCG ¦ Hot-Dry | Com ¦ Com Wall Insulation (R0) - Hot-Dry | SCG ¦ Hot-Dry | SCG | All | Electric & Gas | None or minimal existing com wall insulation | Average Existing |  |  | 0 | Conventional | BldgEnv | Com - Restaurant | Com | RET Only | 0 | 1000 sqft2 of floor space | sq ft wall insulation | 20 | DEER:HVAC_Duct_Sealing | 0 | 0 | 0 | Workpaper PGECOBLD106 R2, 2019 PGT Study | 0 | 2014 | 0 | 2014 | 0 | 0 | Itron MCS Version 1.7 Volume I | Com Wall Insulation - Hot-Dry ¦ SCG ¦ Hot-Dry | Com Wall Insulation - Hot-Dry | 398.1232 | 0.1 | 0.47929 | Copied SCE | 0 | 2012 | 0.6 | NA
COM-BLDGENV-10.22 | Com ¦ Com Wall Insulation (R0) - Hot-Dry ¦ SCG ¦ Hot-Dry | Com ¦ Com Wall Insulation (R0) - Hot-Dry | SCG ¦ Hot-Dry | SCG | All | Electric & Gas | None or minimal existing com wall insulation | Average Existing |  |  | 0 | Conventional | BldgEnv | Com - Retail | Com | RET Only | 0 | 1000 sqft2 of floor space | sq ft wall insulation | 20 | DEER:HVAC_Duct_Sealing | 0 | 0 | 0 | Workpaper PGECOBLD106 R2, 2019 PGT Study | 0 | 2014 | 0 | 2014 | 0 | 0 | Itron MCS Version 1.7 Volume I | Com Wall Insulation - Hot-Dry ¦ SCG ¦ Hot-Dry | Com Wall Insulation - Hot-Dry | 282.923 | 0.1 | 0.7835 | Copied SCE | 0 | 2012 | 0.6 | NA
COM-BLDGENV-10.23 | Com ¦ Com Wall Insulation (R0) - Hot-Dry ¦ SCG ¦ Hot-Dry | Com ¦ Com Wall Insulation (R0) - Hot-Dry | SCG ¦ Hot-Dry | SCG | All | Electric & Gas | None or minimal existing com wall insulation | Average Existing |  |  | 0 | Conventional | BldgEnv | Com - School | Com | RET Only | 0 | 1000 sqft2 of floor space | sq ft wall insulation | 20 | DEER:HVAC_Duct_Sealing | 0 | 0 | 0 | Workpaper PGECOBLD106 R2, 2019 PGT Study | 0 | 2014 | 0 | 2014 | 0 | 0 | Itron MCS Version 1.7 Volume I | Com Wall Insulation - Hot-Dry ¦ SCG ¦ Hot-Dry | Com Wall Insulation - Hot-Dry | 205.2174 | 0.1 | 0.62449 | Copied SCE | 0 | 2012 | 0.6 | NA
COM-BLDGENV-10.24 | Com ¦ Com Wall Insulation (R0) - Hot-Dry ¦ SCG ¦ Hot-Dry | Com ¦ Com Wall Insulation (R0) - Hot-Dry | SCG ¦ Hot-Dry | SCG | All | Electric & Gas | None or minimal existing com wall insulation | Average Existing |  |  | 0 | Conventional | BldgEnv | Com - Warehouse | Com | RET Only | 0 | 1000 sqft2 of floor space | sq ft wall insulation | 20 | DEER:HVAC_Duct_Sealing | 0 | 0 | 0 | Workpaper PGECOBLD106 R2, 2019 PGT Study | 0 | 2014 | 0 | 2014 | 0 | 0 | Itron MCS Version 1.7 Volume I | Com Wall Insulation - Hot-Dry ¦ SCG ¦ Hot-Dry | Com Wall Insulation - Hot-Dry | 330.2634 | 0.1 | 0.90395 | Copied SCE | 0 | 2012 | 0.6 | NA
COM-BLDGENV-10.25 | Com ¦ Com Wall Insulation (R0) - Cold ¦ SCG ¦ Cold | Com ¦ Com Wall Insulation (R0) - Cold | SCG ¦ Cold | SCG | All | Electric & Gas | None or minimal existing com wall insulation | Average Existing |  |  | 0 | Conventional | BldgEnv | Com - College | Com | RET Only | 0 | 1000 sqft2 of floor space | sq ft wall insulation | 20 | DEER:HVAC_Duct_Sealing | 0 | 0 | 0 | Workpaper PGECOBLD106 R2, 2019 PGT Study | 0 | 2014 | 0 | 2014 | 0 | 0 | Itron MCS Version 1.7 Volume I | Com Wall Insulation - Cold ¦ SCG ¦ Cold | Com Wall Insulation - Cold | 205.2174 | 0.1 | 0.83792 | Copied SCE | 0 | 2012 | 0.6 | NA
COM-BLDGENV-10.26 | Com ¦ Com Wall Insulation (R0) - Cold ¦ SCG ¦ Cold | Com ¦ Com Wall Insulation (R0) - Cold | SCG ¦ Cold | SCG | All | Electric & Gas | None or minimal existing com wall insulation | Average Existing |  |  | 0 | Conventional | BldgEnv | Com - Grocery | Com | RET Only | 0 | 1000 sqft2 of floor space | sq ft wall insulation | 20 | DEER:HVAC_Duct_Sealing | 0 | 0 | 0 | Workpaper PGECOBLD106 R2, 2019 PGT Study | 0 | 2014 | 0 | 2014 | 0 | 0 | Itron MCS Version 1.7 Volume I | Com Wall Insulation - Cold ¦ SCG ¦ Cold | Com Wall Insulation - Cold | 366.1998 | 0.1 | 0.72895 | Copied SCE | 0 | 2012 | 0.6 | NA
COM-BLDGENV-10.27 | Com ¦ Com Wall Insulation (R0) - Cold ¦ SCG ¦ Cold | Com ¦ Com Wall Insulation (R0) - Cold | SCG ¦ Cold | SCG | All | Electric & Gas | None or minimal existing com wall insulation | Average Existing |  |  | 0 | Conventional | BldgEnv | Com - Health | Com | RET Only | 0 | 1000 sqft2 of floor space | sq ft wall insulation | 20 | DEER:HVAC_Duct_Sealing | 0 | 0 | 0 | Workpaper PGECOBLD106 R2, 2019 PGT Study | 0 | 2014 | 0 | 2014 | 0 | 0 | Itron MCS Version 1.7 Volume I | Com Wall Insulation - Cold ¦ SCG ¦ Cold | Com Wall Insulation - Cold | 311.5939 | 0.1 | 0.60978 | Copied SCE | 0 | 2012 | 0.6 | NA
COM-BLDGENV-10.28 | Com ¦ Com Wall Insulation (R0) - Cold ¦ SCG ¦ Cold | Com ¦ Com Wall Insulation (R0) - Cold | SCG ¦ Cold | SCG | All | Electric & Gas | None or minimal existing com wall insulation | Average Existing |  |  | 0 | Conventional | BldgEnv | Com - Lodging | Com | RET Only | 0 | 1000 sqft2 of floor space | sq ft wall insulation | 20 | DEER:HVAC_Duct_Sealing | 0 | 0 | 0 | Workpaper PGECOBLD106 R2, 2019 PGT Study | 0 | 2014 | 0 | 2014 | 0 | 0 | Itron MCS Version 1.7 Volume I | Com Wall Insulation - Cold ¦ SCG ¦ Cold | Com Wall Insulation - Cold | 232.2061 | 0.1 | 0.999 | Copied SCE | 0 | 2012 | 0.6 | NA
COM-BLDGENV-10.29 | Com ¦ Com Wall Insulation (R0) - Cold ¦ SCG ¦ Cold | Com ¦ Com Wall Insulation (R0) - Cold | SCG ¦ Cold | SCG | All | Electric & Gas | None or minimal existing com wall insulation | Average Existing |  |  | 0 | Conventional | BldgEnv | Com - Office (Large) | Com | RET Only | 0 | 1000 sqft2 of floor space | sq ft wall insulation | 20 | DEER:HVAC_Duct_Sealing | 0 | 0 | 0 | Workpaper PGECOBLD106 R2, 2019 PGT Study | 0 | 2014 | 0 | 2014 | 0 | 0 | Itron MCS Version 1.7 Volume I | Com Wall Insulation - Cold ¦ SCG ¦ Cold | Com Wall Insulation - Cold | 311.5939 | 0.1 | 0.59092 | Copied SCE | 0 | 2012 | 0.6 | NA
COM-BLDGENV-10.30 | Com ¦ Com Wall Insulation (R0) - Cold ¦ SCG ¦ Cold | Com ¦ Com Wall Insulation (R0) - Cold | SCG ¦ Cold | SCG | All | Electric & Gas | None or minimal existing com wall insulation | Average Existing |  |  | 0 | Conventional | BldgEnv | Com - Office (Small) | Com | RET Only | 0 | 1000 sqft2 of floor space | sq ft wall insulation | 20 | DEER:HVAC_Duct_Sealing | 0 | 0 | 0 | Workpaper PGECOBLD106 R2, 2019 PGT Study | 0 | 2014 | 0 | 2014 | 0 | 0 | Itron MCS Version 1.7 Volume I | Com Wall Insulation - Cold ¦ SCG ¦ Cold | Com Wall Insulation - Cold | 311.5939 | 0.1 | 0.7633 | Copied SCE | 0 | 2012 | 0.6 | NA
COM-BLDGENV-10.31 | Com ¦ Com Wall Insulation (R0) - Cold ¦ SCG ¦ Cold | Com ¦ Com Wall Insulation (R0) - Cold | SCG ¦ Cold | SCG | All | Electric & Gas | None or minimal existing com wall insulation | Average Existing |  |  | 0 | Conventional | BldgEnv | Com - Other | Com | RET Only | 0 | 1000 sqft2 of floor space | sq ft wall insulation | 20 | DEER:HVAC_Duct_Sealing | 0 | 0 | 0 | Workpaper PGECOBLD106 R2, 2019 PGT Study | 0 | 2014 | 0 | 2014 | 0 | 0 | Itron MCS Version 1.7 Volume I | Com Wall Insulation - Cold ¦ SCG ¦ Cold | Com Wall Insulation - Cold | 124.856 | 0.1 | 0.7678 | Copied SCE | 0 | 2012 | 0.6 | NA
COM-BLDGENV-10.32 | Com ¦ Com Wall Insulation (R0) - Cold ¦ SCG ¦ Cold | Com ¦ Com Wall Insulation (R0) - Cold | SCG ¦ Cold | SCG | All | Electric & Gas | None or minimal existing com wall insulation | Average Existing |  |  | 0 | Conventional | BldgEnv | Com - Refrig. Warehouse | Com | RET Only | 0 | 1000 sqft2 of floor space | sq ft wall insulation | 20 | DEER:HVAC_Duct_Sealing | 0 | 0 | 0 | Workpaper PGECOBLD106 R2, 2019 PGT Study | 0 | 2014 | 0 | 2014 | 0 | 0 | Itron MCS Version 1.7 Volume I | Com Wall Insulation - Cold ¦ SCG ¦ Cold | Com Wall Insulation - Cold | 330.2634 | 0.1 | 0.97156 | Copied SCE | 0 | 2012 | 0.6 | NA
COM-BLDGENV-10.33 | Com ¦ Com Wall Insulation (R0) - Cold ¦ SCG ¦ Cold | Com ¦ Com Wall Insulation (R0) - Cold | SCG ¦ Cold | SCG | All | Electric & Gas | None or minimal existing com wall insulation | Average Existing |  |  | 0 | Conventional | BldgEnv | Com - Restaurant | Com | RET Only | 0 | 1000 sqft2 of floor space | sq ft wall insulation | 20 | DEER:HVAC_Duct_Sealing | 0 | 0 | 0 | Workpaper PGECOBLD106 R2, 2019 PGT Study | 0 | 2014 | 0 | 2014 | 0 | 0 | Itron MCS Version 1.7 Volume I | Com Wall Insulation - Cold ¦ SCG ¦ Cold | Com Wall Insulation - Cold | 398.1232 | 0.1 | 0.47929 | Copied SCE | 0 | 2012 | 0.6 | NA
COM-BLDGENV-10.34 | Com ¦ Com Wall Insulation (R0) - Cold ¦ SCG ¦ Cold | Com ¦ Com Wall Insulation (R0) - Cold | SCG ¦ Cold | SCG | All | Electric & Gas | None or minimal existing com wall insulation | Average Existing |  |  | 0 | Conventional | BldgEnv | Com - Retail | Com | RET Only | 0 | 1000 sqft2 of floor space | sq ft wall insulation | 20 | DEER:HVAC_Duct_Sealing | 0 | 0 | 0 | Workpaper PGECOBLD106 R2, 2019 PGT Study | 0 | 2014 | 0 | 2014 | 0 | 0 | Itron MCS Version 1.7 Volume I | Com Wall Insulation - Cold ¦ SCG ¦ Cold | Com Wall Insulation - Cold | 282.923 | 0.1 | 0.7835 | Copied SCE | 0 | 2012 | 0.6 | NA
COM-BLDGENV-10.35 | Com ¦ Com Wall Insulation (R0) - Cold ¦ SCG ¦ Cold | Com ¦ Com Wall Insulation (R0) - Cold | SCG ¦ Cold | SCG | All | Electric & Gas | None or minimal existing com wall insulation | Average Existing |  |  | 0 | Conventional | BldgEnv | Com - School | Com | RET Only | 0 | 1000 sqft2 of floor space | sq ft wall insulation | 20 | DEER:HVAC_Duct_Sealing | 0 | 0 | 0 | Workpaper PGECOBLD106 R2, 2019 PGT Study | 0 | 2014 | 0 | 2014 | 0 | 0 | Itron MCS Version 1.7 Volume I | Com Wall Insulation - Cold ¦ SCG ¦ Cold | Com Wall Insulation - Cold | 205.2174 | 0.1 | 0.62449 | Copied SCE | 0 | 2012 | 0.6 | NA
COM-BLDGENV-10.36 | Com ¦ Com Wall Insulation (R0) - Cold ¦ SCG ¦ Cold | Com ¦ Com Wall Insulation (R0) - Cold | SCG ¦ Cold | SCG | All | Electric & Gas | None or minimal existing com wall insulation | Average Existing |  |  | 0 | Conventional | BldgEnv | Com - Warehouse | Com | RET Only | 0 | 1000 sqft2 of floor space | sq ft wall insulation | 20 | DEER:HVAC_Duct_Sealing | 0 | 0 | 0 | Workpaper PGECOBLD106 R2, 2019 PGT Study | 0 | 2014 | 0 | 2014 | 0 | 0 | Itron MCS Version 1.7 Volume I | Com Wall Insulation - Cold ¦ SCG ¦ Cold | Com Wall Insulation - Cold | 330.2634 | 0.1 | 0.90395 | Copied SCE | 0 | 2012 | 0.6 | NA
COM-BLDGENV-11.1 | Com ¦ Com Wall Insulation (R13) - Marine ¦ SCG ¦ Marine | Com ¦ Com Wall Insulation (R13) - Marine | SCG ¦ Marine | SCG | All | Electric & Gas | Code level R13 com wall insulation | Code |  |  | 0 | Conventional | BldgEnv | Com - College | Com | RET and NEW | 0 | 1000 sqft2 of floor space | sq ft wall insulation | 20 | DEER:HVAC_Duct_Sealing | -0.11389 | -0.00033333 | -0.325 | Workpaper PGECOBLD106 R2, 2019 PGT Study | 0.30635 | 2014 | 0.81 | 2014 | 0 | 0 | Itron MCS Version 1.7 Volume I | Com Wall Insulation - Marine ¦ SCG ¦ Marine | Com Wall Insulation - Marine | 205.2174 | 0.1 | 0.11345 | Copied SCE | 1.0807 | 2012 | 0.7 | NA
COM-BLDGENV-11.2 | Com ¦ Com Wall Insulation (R13) - Marine ¦ SCG ¦ Marine | Com ¦ Com Wall Insulation (R13) - Marine | SCG ¦ Marine | SCG | All | Electric & Gas | Code level R13 com wall insulation | Code |  |  | 0 | Conventional | BldgEnv | Com - Grocery | Com | RET and NEW | 0 | 1000 sqft2 of floor space | sq ft wall insulation | 20 | DEER:HVAC_Duct_Sealing | -0.11389 | -0.00033333 | -0.269 | Workpaper PGECOBLD106 R2, 2019 PGT Study | 0.30635 | 2014 | 0.81 | 2014 | 0 | 0 | Itron MCS Version 1.7 Volume I | Com Wall Insulation - Marine ¦ SCG ¦ Marine | Com Wall Insulation - Marine | 366.1998 | 0.1 | 0.18973 | Copied SCE | 0.63807 | 2012 | 0.7 | NA
COM-BLDGENV-11.3 | Com ¦ Com Wall Insulation (R13) - Marine ¦ SCG ¦ Marine | Com ¦ Com Wall Insulation (R13) - Marine | SCG ¦ Marine | SCG | All | Electric & Gas | Code level R13 com wall insulation | Code |  |  | 0 | Conventional | BldgEnv | Com - Health | Com | RET and NEW | 0 | 1000 sqft2 of floor space | sq ft wall insulation | 20 | DEER:HVAC_Duct_Sealing | -0.1577 | -0.0003283 | -0.226 | Workpaper PGECOBLD106 R2, 2019 PGT Study | 0.30635 | 2014 | 0.81 | 2014 | 0 | 0 | Itron MCS Version 1.7 Volume I | Com Wall Insulation - Marine ¦ SCG ¦ Marine | Com Wall Insulation - Marine | 311.5939 | 0.1 | 0.27316 | Copied SCE | 0.64867 | 2012 | 0.7 | NA
COM-BLDGENV-11.4 | Com ¦ Com Wall Insulation (R13) - Marine ¦ SCG ¦ Marine | Com ¦ Com Wall Insulation (R13) - Marine | SCG ¦ Marine | SCG | All | Electric & Gas | Code level R13 com wall insulation | Code |  |  | 0 | Conventional | BldgEnv | Com - Lodging | Com | RET and NEW | 0 | 1000 sqft2 of floor space | sq ft wall insulation | 20 | DEER:HVAC_Duct_Sealing | -0.21056 | -0.00032222 | -0.11983 | Workpaper PGECOBLD106 R2, 2019 PGT Study | 0.30635 | 2014 | 0.81 | 2014 | 0 | 0 | Itron MCS Version 1.7 Volume I | Com Wall Insulation - Marine ¦ SCG ¦ Marine | Com Wall Insulation - Marine | 232.2061 | 0.1 | 0.001 | Copied SCE | 1.217 | 2012 | 0.7 | NA
COM-BLDGENV-11.5 | Com ¦ Com Wall Insulation (R13) - Marine ¦ SCG ¦ Marine | Com ¦ Com Wall Insulation (R13) - Marine | SCG ¦ Marine | SCG | All | Electric & Gas | Code level R13 com wall insulation | Code |  |  | 0 | Conventional | BldgEnv | Com - Office (Large) | Com | RET and NEW | 0 | 1000 sqft2 of floor space | sq ft wall insulation | 20 | DEER:HVAC_Duct_Sealing | -0.11389 | -0.00033333 | -0.11983 | Workpaper PGECOBLD106 R2, 2019 PGT Study | 0.30635 | 2014 | 0.81 | 2014 | 0 | 0 | Itron MCS Version 1.7 Volume I | Com Wall Insulation - Marine ¦ SCG ¦ Marine | Com Wall Insulation - Marine | 311.5939 | 0.1 | 0.28635 | Copied SCE | 0.54946 | 2012 | 0.7 | NA
COM-BLDGENV-11.6 | Com ¦ Com Wall Insulation (R13) - Marine ¦ SCG ¦ Marine | Com ¦ Com Wall Insulation (R13) - Marine | SCG ¦ Marine | SCG | All | Electric & Gas | Code level R13 com wall insulation | Code |  |  | 0 | Conventional | BldgEnv | Com - Office (Small) | Com | RET and NEW | 0 | 1000 sqft2 of floor space | sq ft wall insulation | 20 | DEER:HVAC_Duct_Sealing | -0.11389 | -0.00033333 | -0.11983 | Workpaper PGECOBLD106 R2, 2019 PGT Study | 0.30635 | 2014 | 0.81 | 2014 | 0 | 0 | Itron MCS Version 1.7 Volume I | Com Wall Insulation - Marine ¦ SCG ¦ Marine | Com Wall Insulation - Marine | 311.5939 | 0.1 | 0.16569 | Copied SCE | 0.24245 | 2012 | 0.7 | NA
COM-BLDGENV-11.7 | Com ¦ Com Wall Insulation (R13) - Marine ¦ SCG ¦ Marine | Com ¦ Com Wall Insulation (R13) - Marine | SCG ¦ Marine | SCG | All | Electric & Gas | Code level R13 com wall insulation | Code |  |  | 0 | Conventional | BldgEnv | Com - Other | Com | RET and NEW | 0 | 1000 sqft2 of floor space | sq ft wall insulation | 20 | DEER:HVAC_Duct_Sealing | -0.11394 | -0.00033333 | -0.269 | Workpaper PGECOBLD106 R2, 2019 PGT Study | 0.30635 | 2014 | 0.81 | 2014 | 0 | 0 | Itron MCS Version 1.7 Volume I | Com Wall Insulation - Marine ¦ SCG ¦ Marine | Com Wall Insulation - Marine | 124.856 | 0.1 | 0.16254 | Copied SCE | 1.2312 | 2012 | 0.7 | NA
COM-BLDGENV-11.8 | Com ¦ Com Wall Insulation (R13) - Marine ¦ SCG ¦ Marine | Com ¦ Com Wall Insulation (R13) - Marine | SCG ¦ Marine | SCG | All | Electric & Gas | Code level R13 com wall insulation | Code |  |  | 0 | Conventional | BldgEnv | Com - Refrig. Warehouse | Com | RET and NEW | 0 | 1000 sqft2 of floor space | sq ft wall insulation | 20 | DEER:HVAC_Duct_Sealing | -0.11389 | -0.00033333 | -0.11983 | Workpaper PGECOBLD106 R2, 2019 PGT Study | 0.30635 | 2014 | 0.81 | 2014 | 0 | 0 | Itron MCS Version 1.7 Volume I | Com Wall Insulation - Marine ¦ SCG ¦ Marine | Com Wall Insulation - Marine | 330.2634 | 0.1 | 0.019911 | Copied SCE | 0.092005 | 2012 | 0.7 | NA
COM-BLDGENV-11.9 | Com ¦ Com Wall Insulation (R13) - Marine ¦ SCG ¦ Marine | Com ¦ Com Wall Insulation (R13) - Marine | SCG ¦ Marine | SCG | All | Electric & Gas | Code level R13 com wall insulation | Code |  |  | 0 | Conventional | BldgEnv | Com - Restaurant | Com | RET and NEW | 0 | 1000 sqft2 of floor space | sq ft wall insulation | 20 | DEER:HVAC_Duct_Sealing | -0.11389 | -0.00033333 | -0.226 | Workpaper PGECOBLD106 R2, 2019 PGT Study | 0.30635 | 2014 | 0.81 | 2014 | 0 | 0 | Itron MCS Version 1.7 Volume I | Com Wall Insulation - Marine ¦ SCG ¦ Marine | Com Wall Insulation - Marine | 398.1232 | 0.1 | 0.36449 | Copied SCE | 0.1718 | 2012 | 0.7 | NA
COM-BLDGENV-11.10 | Com ¦ Com Wall Insulation (R13) - Marine ¦ SCG ¦ Marine | Com ¦ Com Wall Insulation (R13) - Marine | SCG ¦ Marine | SCG | All | Electric & Gas | Code level R13 com wall insulation | Code |  |  | 0 | Conventional | BldgEnv | Com - Retail | Com | RET and NEW | 0 | 1000 sqft2 of floor space | sq ft wall insulation | 20 | DEER:HVAC_Duct_Sealing | -0.11389 | -0.00033333 | -0.508 | Workpaper PGECOBLD106 R2, 2019 PGT Study | 0.30635 | 2014 | 0.81 | 2014 | 0 | 0 | Itron MCS Version 1.7 Volume I | Com Wall Insulation - Marine ¦ SCG ¦ Marine | Com Wall Insulation - Marine | 282.923 | 0.1 | 0.15155 | Copied SCE | 2.5501 | 2012 | 0.7 | NA
COM-BLDGENV-11.11 | Com ¦ Com Wall Insulation (R13) - Marine ¦ SCG ¦ Marine | Com ¦ Com Wall Insulation (R13) - Marine | SCG ¦ Marine | SCG | All | Electric & Gas | Code level R13 com wall insulation | Code |  |  | 0 | Conventional | BldgEnv | Com - School | Com | RET and NEW | 0 | 1000 sqft2 of floor space | sq ft wall insulation | 20 | DEER:HVAC_Duct_Sealing | -0.11389 | -0.00033333 | -0.11983 | Workpaper PGECOBLD106 R2, 2019 PGT Study | 0.30635 | 2014 | 0.81 | 2014 | 0 | 0 | Itron MCS Version 1.7 Volume I | Com Wall Insulation - Marine ¦ SCG ¦ Marine | Com Wall Insulation - Marine | 205.2174 | 0.1 | 0.26286 | Copied SCE | 0.29254 | 2012 | 0.7 | NA
COM-BLDGENV-11.12 | Com ¦ Com Wall Insulation (R13) - Marine ¦ SCG ¦ Marine | Com ¦ Com Wall Insulation (R13) - Marine | SCG ¦ Marine | SCG | All | Electric & Gas | Code level R13 com wall insulation | Code |  |  | 0 | Conventional | BldgEnv | Com - Warehouse | Com | RET and NEW | 0 | 1000 sqft2 of floor space | sq ft wall insulation | 20 | DEER:HVAC_Duct_Sealing | -0.12989 | -0.00019877 | -0.11983 | Workpaper PGECOBLD106 R2, 2019 PGT Study | 0.30635 | 2014 | 0.81 | 2014 | 0 | 0 | Itron MCS Version 1.7 Volume I | Com Wall Insulation - Marine ¦ SCG ¦ Marine | Com Wall Insulation - Marine | 330.2634 | 0.1 | 0.067233 | Copied SCE | 0.54409 | 2012 | 0.7 | NA
COM-BLDGENV-11.13 | Com ¦ Com Wall Insulation (R13) - Hot-Dry ¦ SCG ¦ Hot-Dry | Com ¦ Com Wall Insulation (R13) - Hot-Dry | SCG ¦ Hot-Dry | SCG | All | Electric & Gas | Code level R13 com wall insulation | Code |  |  | 0 | Conventional | BldgEnv | Com - College | Com | RET and NEW | 0 | 1000 sqft2 of floor space | sq ft wall insulation | 20 | DEER:HVAC_Duct_Sealing | -0.11389 | -0.00033333 | -0.051 | Workpaper PGECOBLD106 R2, 2019 PGT Study | 0.30635 | 2014 | 0.81 | 2014 | 0 | 0 | Itron MCS Version 1.7 Volume I | Com Wall Insulation - Hot-Dry ¦ SCG ¦ Hot-Dry | Com Wall Insulation - Hot-Dry | 205.2174 | 0.1 | 0.11345 | Copied SCE | 0.17683 | 2012 | 0.7 | NA
COM-BLDGENV-11.14 | Com ¦ Com Wall Insulation (R13) - Hot-Dry ¦ SCG ¦ Hot-Dry | Com ¦ Com Wall Insulation (R13) - Hot-Dry | SCG ¦ Hot-Dry | SCG | All | Electric & Gas | Code level R13 com wall insulation | Code |  |  | 0 | Conventional | BldgEnv | Com - Grocery | Com | RET and NEW | 0 | 1000 sqft2 of floor space | sq ft wall insulation | 20 | DEER:HVAC_Duct_Sealing | -0.11389 | -0.00033333 | -0.02625 | Workpaper PGECOBLD106 R2, 2019 PGT Study | 0.30635 | 2014 | 0.81 | 2014 | 0 | 0 | Itron MCS Version 1.7 Volume I | Com Wall Insulation - Hot-Dry ¦ SCG ¦ Hot-Dry | Com Wall Insulation - Hot-Dry | 366.1998 | 0.1 | 0.18973 | Copied SCE | 0.068046 | 2012 | 0.7 | NA
COM-BLDGENV-11.15 | Com ¦ Com Wall Insulation (R13) - Hot-Dry ¦ SCG ¦ Hot-Dry | Com ¦ Com Wall Insulation (R13) - Hot-Dry | SCG ¦ Hot-Dry | SCG | All | Electric & Gas | Code level R13 com wall insulation | Code |  |  | 0 | Conventional | BldgEnv | Com - Health | Com | RET and NEW | 0 | 1000 sqft2 of floor space | sq ft wall insulation | 20 | DEER:HVAC_Duct_Sealing | -0.1577 | -0.0003283 | -0.045 | Workpaper PGECOBLD106 R2, 2019 PGT Study | 0.30635 | 2014 | 0.81 | 2014 | 0 | 0 | Itron MCS Version 1.7 Volume I | Com Wall Insulation - Hot-Dry ¦ SCG ¦ Hot-Dry | Com Wall Insulation - Hot-Dry | 311.5939 | 0.1 | 0.27316 | Copied SCE | 0.13743 | 2012 | 0.7 | NA
COM-BLDGENV-11.16 | Com ¦ Com Wall Insulation (R13) - Hot-Dry ¦ SCG ¦ Hot-Dry | Com ¦ Com Wall Insulation (R13) - Hot-Dry | SCG ¦ Hot-Dry | SCG | All | Electric & Gas | Code level R13 com wall insulation | Code |  |  | 0 | Conventional | BldgEnv | Com - Lodging | Com | RET and NEW | 0 | 1000 sqft2 of floor space | sq ft wall insulation | 20 | DEER:HVAC_Duct_Sealing | -0.21056 | -0.00032222 | -0.02625 | Workpaper PGECOBLD106 R2, 2019 PGT Study | 0.30635 | 2014 | 0.81 | 2014 | 0 | 0 | Itron MCS Version 1.7 Volume I | Com Wall Insulation - Hot-Dry ¦ SCG ¦ Hot-Dry | Com Wall Insulation - Hot-Dry | 232.2061 | 0.1 | 0.001 | Copied SCE | 0.29251 | 2012 | 0.7 | NA
COM-BLDGENV-11.17 | Com ¦ Com Wall Insulation (R13) - Hot-Dry ¦ SCG ¦ Hot-Dry | Com ¦ Com Wall Insulation (R13) - Hot-Dry | SCG ¦ Hot-Dry | SCG | All | Electric & Gas | Code level R13 com wall insulation | Code |  |  | 0 | Conventional | BldgEnv | Com - Office (Large) | Com | RET and NEW | 0 | 1000 sqft2 of floor space | sq ft wall insulation | 20 | DEER:HVAC_Duct_Sealing | -0.11389 | -0.00033333 | -0.02625 | Workpaper PGECOBLD106 R2, 2019 PGT Study | 0.30635 | 2014 | 0.81 | 2014 | 0 | 0 | Itron MCS Version 1.7 Volume I | Com Wall Insulation - Hot-Dry ¦ SCG ¦ Hot-Dry | Com Wall Insulation - Hot-Dry | 311.5939 | 0.1 | 0.28635 | Copied SCE | 0.12921 | 2012 | 0.7 | NA
COM-BLDGENV-11.18 | Com ¦ Com Wall Insulation (R13) - Hot-Dry ¦ SCG ¦ Hot-Dry | Com ¦ Com Wall Insulation (R13) - Hot-Dry | SCG ¦ Hot-Dry | SCG | All | Electric & Gas | Code level R13 com wall insulation | Code |  |  | 0 | Conventional | BldgEnv | Com - Office (Small) | Com | RET and NEW | 0 | 1000 sqft2 of floor space | sq ft wall insulation | 20 | DEER:HVAC_Duct_Sealing | -0.11389 | -0.00033333 | -0.02625 | Workpaper PGECOBLD106 R2, 2019 PGT Study | 0.30635 | 2014 | 0.81 | 2014 | 0 | 0 | Itron MCS Version 1.7 Volume I | Com Wall Insulation - Hot-Dry ¦ SCG ¦ Hot-Dry | Com Wall Insulation - Hot-Dry | 311.5939 | 0.1 | 0.16569 | Copied SCE | 0.057188 | 2012 | 0.7 | NA
COM-BLDGENV-11.19 | Com ¦ Com Wall Insulation (R13) - Hot-Dry ¦ SCG ¦ Hot-Dry | Com ¦ Com Wall Insulation (R13) - Hot-Dry | SCG ¦ Hot-Dry | SCG | All | Electric & Gas | Code level R13 com wall insulation | Code |  |  | 0 | Conventional | BldgEnv | Com - Other | Com | RET and NEW | 0 | 1000 sqft2 of floor space | sq ft wall insulation | 20 | DEER:HVAC_Duct_Sealing | -0.11394 | -0.00033333 | -0.07 | Workpaper PGECOBLD106 R2, 2019 PGT Study | 0.30635 | 2014 | 0.81 | 2014 | 0 | 0 | Itron MCS Version 1.7 Volume I | Com Wall Insulation - Hot-Dry ¦ SCG ¦ Hot-Dry | Com Wall Insulation - Hot-Dry | 124.856 | 0.1 | 0.16254 | Copied SCE | 0.32968 | 2012 | 0.7 | NA
COM-BLDGENV-11.20 | Com ¦ Com Wall Insulation (R13) - Hot-Dry ¦ SCG ¦ Hot-Dry | Com ¦ Com Wall Insulation (R13) - Hot-Dry | SCG ¦ Hot-Dry | SCG | All | Electric & Gas | Code level R13 com wall insulation | Code |  |  | 0 | Conventional | BldgEnv | Com - Refrig. Warehouse | Com | RET and NEW | 0 | 1000 sqft2 of floor space | sq ft wall insulation | 20 | DEER:HVAC_Duct_Sealing | -0.11389 | -0.00033333 | -0.053 | Workpaper PGECOBLD106 R2, 2019 PGT Study | 0.30635 | 2014 | 0.81 | 2014 | 0 | 0 | Itron MCS Version 1.7 Volume I | Com Wall Insulation - Hot-Dry ¦ SCG ¦ Hot-Dry | Com Wall Insulation - Hot-Dry | 330.2634 | 0.1 | 0.019911 | Copied SCE | 0.041827 | 2012 | 0.7 | NA
COM-BLDGENV-11.21 | Com ¦ Com Wall Insulation (R13) - Hot-Dry ¦ SCG ¦ Hot-Dry | Com ¦ Com Wall Insulation (R13) - Hot-Dry | SCG ¦ Hot-Dry | SCG | All | Electric & Gas | Code level R13 com wall insulation | Code |  |  | 0 | Conventional | BldgEnv | Com - Restaurant | Com | RET and NEW | 0 | 1000 sqft2 of floor space | sq ft wall insulation | 20 | DEER:HVAC_Duct_Sealing | -0.11389 | -0.00033333 | -0.064 | Workpaper PGECOBLD106 R2, 2019 PGT Study | 0.30635 | 2014 | 0.81 | 2014 | 0 | 0 | Itron MCS Version 1.7 Volume I | Com Wall Insulation - Hot-Dry ¦ SCG ¦ Hot-Dry | Com Wall Insulation - Hot-Dry | 398.1232 | 0.1 | 0.36449 | Copied SCE | 0.050103 | 2012 | 0.7 | NA
COM-BLDGENV-11.22 | Com ¦ Com Wall Insulation (R13) - Hot-Dry ¦ SCG ¦ Hot-Dry | Com ¦ Com Wall Insulation (R13) - Hot-Dry | SCG ¦ Hot-Dry | SCG | All | Electric & Gas | Code level R13 com wall insulation | Code |  |  | 0 | Conventional | BldgEnv | Com - Retail | Com | RET and NEW | 0 | 1000 sqft2 of floor space | sq ft wall insulation | 20 | DEER:HVAC_Duct_Sealing | -0.11389 | -0.00033333 | -0.051 | Workpaper PGECOBLD106 R2, 2019 PGT Study | 0.30635 | 2014 | 0.81 | 2014 | 0 | 0 | Itron MCS Version 1.7 Volume I | Com Wall Insulation - Hot-Dry ¦ SCG ¦ Hot-Dry | Com Wall Insulation - Hot-Dry | 282.923 | 0.1 | 0.15155 | Copied SCE | 0.29201 | 2012 | 0.7 | NA
COM-BLDGENV-11.23 | Com ¦ Com Wall Insulation (R13) - Hot-Dry ¦ SCG ¦ Hot-Dry | Com ¦ Com Wall Insulation (R13) - Hot-Dry | SCG ¦ Hot-Dry | SCG | All | Electric & Gas | Code level R13 com wall insulation | Code |  |  | 0 | Conventional | BldgEnv | Com - School | Com | RET and NEW | 0 | 1000 sqft2 of floor space | sq ft wall insulation | 20 | DEER:HVAC_Duct_Sealing | -0.11389 | -0.00033333 | -0.02625 | Workpaper PGECOBLD106 R2, 2019 PGT Study | 0.30635 | 2014 | 0.81 | 2014 | 0 | 0 | Itron MCS Version 1.7 Volume I | Com Wall Insulation - Hot-Dry ¦ SCG ¦ Hot-Dry | Com Wall Insulation - Hot-Dry | 205.2174 | 0.1 | 0.26286 | Copied SCE | 0.078726 | 2012 | 0.7 | NA
COM-BLDGENV-11.24 | Com ¦ Com Wall Insulation (R13) - Hot-Dry ¦ SCG ¦ Hot-Dry | Com ¦ Com Wall Insulation (R13) - Hot-Dry | SCG ¦ Hot-Dry | SCG | All | Electric & Gas | Code level R13 com wall insulation | Code |  |  | 0 | Conventional | BldgEnv | Com - Warehouse | Com | RET and NEW | 0 | 1000 sqft2 of floor space | sq ft wall insulation | 20 | DEER:HVAC_Duct_Sealing | -0.12989 | -0.00019877 | -0.02625 | Workpaper PGECOBLD106 R2, 2019 PGT Study | 0.30635 | 2014 | 0.81 | 2014 | 0 | 0 | Itron MCS Version 1.7 Volume I | Com Wall Insulation - Hot-Dry ¦ SCG ¦ Hot-Dry | Com Wall Insulation - Hot-Dry | 330.2634 | 0.1 | 0.067233 | Copied SCE | 0.14959 | 2012 | 0.7 | NA
COM-BLDGENV-11.25 | Com ¦ Com Wall Insulation (R13) - Cold ¦ SCG ¦ Cold | Com ¦ Com Wall Insulation (R13) - Cold | SCG ¦ Cold | SCG | All | Electric & Gas | Code level R13 com wall insulation | Code |  |  | 0 | Conventional | BldgEnv | Com - College | Com | RET and NEW | 0 | 1000 sqft2 of floor space | sq ft wall insulation | 20 | DEER:HVAC_Duct_Sealing | -0.23 | -0.0009 | -0.128 | Workpaper PGECOBLD106 R2, 2019 PGT Study | 0.30635 | 2014 | 0.81 | 2014 | 0 | 0 | Itron MCS Version 1.7 Volume I | Com Wall Insulation - Cold ¦ SCG ¦ Cold | Com Wall Insulation - Cold | 205.2174 | 0.1 | 0.11345 | Copied SCE | 0.43959 | 2012 | 0.7 | NA
COM-BLDGENV-11.26 | Com ¦ Com Wall Insulation (R13) - Cold ¦ SCG ¦ Cold | Com ¦ Com Wall Insulation (R13) - Cold | SCG ¦ Cold | SCG | All | Electric & Gas | Code level R13 com wall insulation | Code |  |  | 0 | Conventional | BldgEnv | Com - Grocery | Com | RET and NEW | 0 | 1000 sqft2 of floor space | sq ft wall insulation | 20 | DEER:HVAC_Duct_Sealing | -0.23 | -0.0009 | -0.128 | Workpaper PGECOBLD106 R2, 2019 PGT Study | 0.30635 | 2014 | 0.81 | 2014 | 0 | 0 | Itron MCS Version 1.7 Volume I | Com Wall Insulation - Cold ¦ SCG ¦ Cold | Com Wall Insulation - Cold | 366.1998 | 0.1 | 0.18973 | Copied SCE | 0.31351 | 2012 | 0.7 | NA
COM-BLDGENV-11.27 | Com ¦ Com Wall Insulation (R13) - Cold ¦ SCG ¦ Cold | Com ¦ Com Wall Insulation (R13) - Cold | SCG ¦ Cold | SCG | All | Electric & Gas | Code level R13 com wall insulation | Code |  |  | 0 | Conventional | BldgEnv | Com - Health | Com | RET and NEW | 0 | 1000 sqft2 of floor space | sq ft wall insulation | 20 | DEER:HVAC_Duct_Sealing | -0.31612 | -0.0009 | -0.30023 | Workpaper PGECOBLD106 R2, 2019 PGT Study | 0.30635 | 2014 | 0.81 | 2014 | 0 | 0 | Itron MCS Version 1.7 Volume I | Com Wall Insulation - Cold ¦ SCG ¦ Cold | Com Wall Insulation - Cold | 311.5939 | 0.1 | 0.27316 | Copied SCE | 0.86872 | 2012 | 0.7 | NA
COM-BLDGENV-11.28 | Com ¦ Com Wall Insulation (R13) - Cold ¦ SCG ¦ Cold | Com ¦ Com Wall Insulation (R13) - Cold | SCG ¦ Cold | SCG | All | Electric & Gas | Code level R13 com wall insulation | Code |  |  | 0 | Conventional | BldgEnv | Com - Lodging | Com | RET and NEW | 0 | 1000 sqft2 of floor space | sq ft wall insulation | 20 | DEER:HVAC_Duct_Sealing | -0.42 | -0.0009 | -0.508 | Workpaper PGECOBLD106 R2, 2019 PGT Study | 0.30635 | 2014 | 0.81 | 2014 | 0 | 0 | Itron MCS Version 1.7 Volume I | Com Wall Insulation - Cold ¦ SCG ¦ Cold | Com Wall Insulation - Cold | 232.2061 | 0.1 | 0.001 | Copied SCE | 5.0844 | 2012 | 0.7 | NA
COM-BLDGENV-11.29 | Com ¦ Com Wall Insulation (R13) - Cold ¦ SCG ¦ Cold | Com ¦ Com Wall Insulation (R13) - Cold | SCG ¦ Cold | SCG | All | Electric & Gas | Code level R13 com wall insulation | Code |  |  | 0 | Conventional | BldgEnv | Com - Office (Large) | Com | RET and NEW | 0 | 1000 sqft2 of floor space | sq ft wall insulation | 20 | DEER:HVAC_Duct_Sealing | -0.23 | -0.0009 | -0.128 | Workpaper PGECOBLD106 R2, 2019 PGT Study | 0.30635 | 2014 | 0.81 | 2014 | 0 | 0 | Itron MCS Version 1.7 Volume I | Com Wall Insulation - Cold ¦ SCG ¦ Cold | Com Wall Insulation - Cold | 311.5939 | 0.1 | 0.28635 | Copied SCE | 0.59768 | 2012 | 0.7 | NA
COM-BLDGENV-11.30 | Com ¦ Com Wall Insulation (R13) - Cold ¦ SCG ¦ Cold | Com ¦ Com Wall Insulation (R13) - Cold | SCG ¦ Cold | SCG | All | Electric & Gas | Code level R13 com wall insulation | Code |  |  | 0 | Conventional | BldgEnv | Com - Office (Small) | Com | RET and NEW | 0 | 1000 sqft2 of floor space | sq ft wall insulation | 20 | DEER:HVAC_Duct_Sealing | -0.23 | -0.0009 | -0.128 | Workpaper PGECOBLD106 R2, 2019 PGT Study | 0.30635 | 2014 | 0.81 | 2014 | 0 | 0 | Itron MCS Version 1.7 Volume I | Com Wall Insulation - Cold ¦ SCG ¦ Cold | Com Wall Insulation - Cold | 311.5939 | 0.1 | 0.16569 | Copied SCE | 0.26394 | 2012 | 0.7 | NA
COM-BLDGENV-11.31 | Com ¦ Com Wall Insulation (R13) - Cold ¦ SCG ¦ Cold | Com ¦ Com Wall Insulation (R13) - Cold | SCG ¦ Cold | SCG | All | Electric & Gas | Code level R13 com wall insulation | Code |  |  | 0 | Conventional | BldgEnv | Com - Other | Com | RET and NEW | 0 | 1000 sqft2 of floor space | sq ft wall insulation | 20 | DEER:HVAC_Duct_Sealing | -0.23 | -0.0009 | -0.128 | Workpaper PGECOBLD106 R2, 2019 PGT Study | 0.30635 | 2014 | 0.81 | 2014 | 0 | 0 | Itron MCS Version 1.7 Volume I | Com Wall Insulation - Cold ¦ SCG ¦ Cold | Com Wall Insulation - Cold | 124.856 | 0.1 | 0.16254 | Copied SCE | 0.60524 | 2012 | 0.7 | NA
COM-BLDGENV-11.32 | Com ¦ Com Wall Insulation (R13) - Cold ¦ SCG ¦ Cold | Com ¦ Com Wall Insulation (R13) - Cold | SCG ¦ Cold | SCG | All | Electric & Gas | Code level R13 com wall insulation | Code |  |  | 0 | Conventional | BldgEnv | Com - Refrig. Warehouse | Com | RET and NEW | 0 | 1000 sqft2 of floor space | sq ft wall insulation | 20 | DEER:HVAC_Duct_Sealing | -0.42 | -0.0009 | -0.508 | Workpaper PGECOBLD106 R2, 2019 PGT Study | 0.30635 | 2014 | 0.81 | 2014 | 0 | 0 | Itron MCS Version 1.7 Volume I | Com Wall Insulation - Cold ¦ SCG ¦ Cold | Com Wall Insulation - Cold | 330.2634 | 0.1 | 0.019911 | Copied SCE | 0.38891 | 2012 | 0.7 | NA
COM-BLDGENV-11.33 | Com ¦ Com Wall Insulation (R13) - Cold ¦ SCG ¦ Cold | Com ¦ Com Wall Insulation (R13) - Cold | SCG ¦ Cold | SCG | All | Electric & Gas | Code level R13 com wall insulation | Code |  |  | 0 | Conventional | BldgEnv | Com - Restaurant | Com | RET and NEW | 0 | 1000 sqft2 of floor space | sq ft wall insulation | 20 | DEER:HVAC_Duct_Sealing | -0.23 | -0.0009 | -0.128 | Workpaper PGECOBLD106 R2, 2019 PGT Study | 0.30635 | 2014 | 0.81 | 2014 | 0 | 0 | Itron MCS Version 1.7 Volume I | Com Wall Insulation - Cold ¦ SCG ¦ Cold | Com Wall Insulation - Cold | 398.1232 | 0.1 | 0.36449 | Copied SCE | 0.10025 | 2012 | 0.7 | NA
COM-BLDGENV-11.34 | Com ¦ Com Wall Insulation (R13) - Cold ¦ SCG ¦ Cold | Com ¦ Com Wall Insulation (R13) - Cold | SCG ¦ Cold | SCG | All | Electric & Gas | Code level R13 com wall insulation | Code |  |  | 0 | Conventional | BldgEnv | Com - Retail | Com | RET and NEW | 0 | 1000 sqft2 of floor space | sq ft wall insulation | 20 | DEER:HVAC_Duct_Sealing | -0.23 | -0.0009 | -0.128 | Workpaper PGECOBLD106 R2, 2019 PGT Study | 0.30635 | 2014 | 0.81 | 2014 | 0 | 0 | Itron MCS Version 1.7 Volume I | Com Wall Insulation - Cold ¦ SCG ¦ Cold | Com Wall Insulation - Cold | 282.923 | 0.1 | 0.15155 | Copied SCE | 0.71327 | 2012 | 0.7 | NA
COM-BLDGENV-11.35 | Com ¦ Com Wall Insulation (R13) - Cold ¦ SCG ¦ Cold | Com ¦ Com Wall Insulation (R13) - Cold | SCG ¦ Cold | SCG | All | Electric & Gas | Code level R13 com wall insulation | Code |  |  | 0 | Conventional | BldgEnv | Com - School | Com | RET and NEW | 0 | 1000 sqft2 of floor space | sq ft wall insulation | 20 | DEER:HVAC_Duct_Sealing | -0.23 | -0.0009 | -0.128 | Workpaper PGECOBLD106 R2, 2019 PGT Study | 0.30635 | 2014 | 0.81 | 2014 | 0 | 0 | Itron MCS Version 1.7 Volume I | Com Wall Insulation - Cold ¦ SCG ¦ Cold | Com Wall Insulation - Cold | 205.2174 | 0.1 | 0.26286 | Copied SCE | 0.33032 | 2012 | 0.7 | NA
COM-BLDGENV-11.36 | Com ¦ Com Wall Insulation (R13) - Cold ¦ SCG ¦ Cold | Com ¦ Com Wall Insulation (R13) - Cold | SCG ¦ Cold | SCG | All | Electric & Gas | Code level R13 com wall insulation | Code |  |  | 0 | Conventional | BldgEnv | Com - Warehouse | Com | RET and NEW | 0 | 1000 sqft2 of floor space | sq ft wall insulation | 20 | DEER:HVAC_Duct_Sealing | -0.42 | -0.0009 | -0.508 | Workpaper PGECOBLD106 R2, 2019 PGT Study | 0.30635 | 2014 | 0.81 | 2014 | 0 | 0 | Itron MCS Version 1.7 Volume I | Com Wall Insulation - Cold ¦ SCG ¦ Cold | Com Wall Insulation - Cold | 330.2634 | 0.1 | 0.067233 | Copied SCE | 2.2673 | 2012 | 0.7 | NA
COM-BLDGENV-12.1 | Com ¦ Com Wall Insulation (R14) - Marine ¦ SCG ¦ Marine | Com ¦ Com Wall Insulation (R14) - Marine | SCG ¦ Marine | SCG | All | Electric & Gas | Efficient level R14 com wall insulation | Efficient |  |  | 0 | Conventional | BldgEnv | Com - College | Com | RET and NEW | 0 | 1000 sqft2 of floor space | sq ft wall insulation | 20 | DEER:HVAC_Duct_Sealing | -0.12265 | -0.00035897 | -0.35 | Workpaper PGECOBLD106 R2, 2019 PGT Study | 0.32991 | 2014 | 0.81 | 2014 | 0 | 0 | Itron MCS Version 1.7 Volume I | Com Wall Insulation - Marine ¦ SCG ¦ Marine | Com Wall Insulation - Marine | 205.2174 | 0.1 | 0.048623 | Copied SCE | 1.1638 | 2032 | 0.7 | NA
COM-BLDGENV-12.2 | Com ¦ Com Wall Insulation (R14) - Marine ¦ SCG ¦ Marine | Com ¦ Com Wall Insulation (R14) - Marine | SCG ¦ Marine | SCG | All | Electric & Gas | Efficient level R14 com wall insulation | Efficient |  |  | 0 | Conventional | BldgEnv | Com - Grocery | Com | RET and NEW | 0 | 1000 sqft2 of floor space | sq ft wall insulation | 20 | DEER:HVAC_Duct_Sealing | -0.12265 | -0.00035897 | -0.28969 | Workpaper PGECOBLD106 R2, 2019 PGT Study | 0.32991 | 2014 | 0.81 | 2014 | 0 | 0 | Itron MCS Version 1.7 Volume I | Com Wall Insulation - Marine ¦ SCG ¦ Marine | Com Wall Insulation - Marine | 366.1998 | 0.1 | 0.081314 | Copied SCE | 0.68715 | 2032 | 0.7 | NA
COM-BLDGENV-12.3 | Com ¦ Com Wall Insulation (R14) - Marine ¦ SCG ¦ Marine | Com ¦ Com Wall Insulation (R14) - Marine | SCG ¦ Marine | SCG | All | Electric & Gas | Efficient level R14 com wall insulation | Efficient |  |  | 0 | Conventional | BldgEnv | Com - Health | Com | RET and NEW | 0 | 1000 sqft2 of floor space | sq ft wall insulation | 20 | DEER:HVAC_Duct_Sealing | -0.16983 | -0.00035355 | -0.24338 | Workpaper PGECOBLD106 R2, 2019 PGT Study | 0.32991 | 2014 | 0.81 | 2014 | 0 | 0 | Itron MCS Version 1.7 Volume I | Com Wall Insulation - Marine ¦ SCG ¦ Marine | Com Wall Insulation - Marine | 311.5939 | 0.1 | 0.11707 | Copied SCE | 0.69857 | 2032 | 0.7 | NA
COM-BLDGENV-12.4 | Com ¦ Com Wall Insulation (R14) - Marine ¦ SCG ¦ Marine | Com ¦ Com Wall Insulation (R14) - Marine | SCG ¦ Marine | SCG | All | Electric & Gas | Efficient level R14 com wall insulation | Efficient |  |  | 0 | Conventional | BldgEnv | Com - Lodging | Com | RET and NEW | 0 | 1000 sqft2 of floor space | sq ft wall insulation | 20 | DEER:HVAC_Duct_Sealing | -0.22675 | -0.00034701 | -0.12905 | Workpaper PGECOBLD106 R2, 2019 PGT Study | 0.32991 | 2014 | 0.81 | 2014 | 0 | 0 | Itron MCS Version 1.7 Volume I | Com Wall Insulation - Marine ¦ SCG ¦ Marine | Com Wall Insulation - Marine | 232.2061 | 0.1 | 0 | Copied SCE | 1.3106 | 2032 | 0.7 | NA
COM-BLDGENV-12.5 | Com ¦ Com Wall Insulation (R14) - Marine ¦ SCG ¦ Marine | Com ¦ Com Wall Insulation (R14) - Marine | SCG ¦ Marine | SCG | All | Electric & Gas | Efficient level R14 com wall insulation | Efficient |  |  | 0 | Conventional | BldgEnv | Com - Office (Large) | Com | RET and NEW | 0 | 1000 sqft2 of floor space | sq ft wall insulation | 20 | DEER:HVAC_Duct_Sealing | -0.12265 | -0.00035897 | -0.12905 | Workpaper PGECOBLD106 R2, 2019 PGT Study | 0.32991 | 2014 | 0.81 | 2014 | 0 | 0 | Itron MCS Version 1.7 Volume I | Com Wall Insulation - Marine ¦ SCG ¦ Marine | Com Wall Insulation - Marine | 311.5939 | 0.1 | 0.12272 | Copied SCE | 0.59173 | 2032 | 0.7 | NA
COM-BLDGENV-12.6 | Com ¦ Com Wall Insulation (R14) - Marine ¦ SCG ¦ Marine | Com ¦ Com Wall Insulation (R14) - Marine | SCG ¦ Marine | SCG | All | Electric & Gas | Efficient level R14 com wall insulation | Efficient |  |  | 0 | Conventional | BldgEnv | Com - Office (Small) | Com | RET and NEW | 0 | 1000 sqft2 of floor space | sq ft wall insulation | 20 | DEER:HVAC_Duct_Sealing | -0.12265 | -0.00035897 | -0.12905 | Workpaper PGECOBLD106 R2, 2019 PGT Study | 0.32991 | 2014 | 0.81 | 2014 | 0 | 0 | Itron MCS Version 1.7 Volume I | Com Wall Insulation - Marine ¦ SCG ¦ Marine | Com Wall Insulation - Marine | 311.5939 | 0.1 | 0.071009 | Copied SCE | 0.2611 | 2032 | 0.7 | NA
COM-BLDGENV-12.7 | Com ¦ Com Wall Insulation (R14) - Marine ¦ SCG ¦ Marine | Com ¦ Com Wall Insulation (R14) - Marine | SCG ¦ Marine | SCG | All | Electric & Gas | Efficient level R14 com wall insulation | Efficient |  |  | 0 | Conventional | BldgEnv | Com - Other | Com | RET and NEW | 0 | 1000 sqft2 of floor space | sq ft wall insulation | 20 | DEER:HVAC_Duct_Sealing | -0.12271 | -0.00035897 | -0.28969 | Workpaper PGECOBLD106 R2, 2019 PGT Study | 0.32991 | 2014 | 0.81 | 2014 | 0 | 0 | Itron MCS Version 1.7 Volume I | Com Wall Insulation - Marine ¦ SCG ¦ Marine | Com Wall Insulation - Marine | 124.856 | 0.1 | 0.069661 | Copied SCE | 1.3259 | 2032 | 0.7 | NA
COM-BLDGENV-12.8 | Com ¦ Com Wall Insulation (R14) - Marine ¦ SCG ¦ Marine | Com ¦ Com Wall Insulation (R14) - Marine | SCG ¦ Marine | SCG | All | Electric & Gas | Efficient level R14 com wall insulation | Efficient |  |  | 0 | Conventional | BldgEnv | Com - Refrig. Warehouse | Com | RET and NEW | 0 | 1000 sqft2 of floor space | sq ft wall insulation | 20 | DEER:HVAC_Duct_Sealing | -0.12265 | -0.00035897 | -0.12905 | Workpaper PGECOBLD106 R2, 2019 PGT Study | 0.32991 | 2014 | 0.81 | 2014 | 0 | 0 | Itron MCS Version 1.7 Volume I | Com Wall Insulation - Marine ¦ SCG ¦ Marine | Com Wall Insulation - Marine | 330.2634 | 0.1 | 0.0085335 | Copied SCE | 0.099082 | 2032 | 0.7 | NA
COM-BLDGENV-12.9 | Com ¦ Com Wall Insulation (R14) - Marine ¦ SCG ¦ Marine | Com ¦ Com Wall Insulation (R14) - Marine | SCG ¦ Marine | SCG | All | Electric & Gas | Efficient level R14 com wall insulation | Efficient |  |  | 0 | Conventional | BldgEnv | Com - Restaurant | Com | RET and NEW | 0 | 1000 sqft2 of floor space | sq ft wall insulation | 20 | DEER:HVAC_Duct_Sealing | -0.12265 | -0.00035897 | -0.24338 | Workpaper PGECOBLD106 R2, 2019 PGT Study | 0.32991 | 2014 | 0.81 | 2014 | 0 | 0 | Itron MCS Version 1.7 Volume I | Com Wall Insulation - Marine ¦ SCG ¦ Marine | Com Wall Insulation - Marine | 398.1232 | 0.1 | 0.15621 | Copied SCE | 0.18502 | 2032 | 0.7 | NA
COM-BLDGENV-12.10 | Com ¦ Com Wall Insulation (R14) - Marine ¦ SCG ¦ Marine | Com ¦ Com Wall Insulation (R14) - Marine | SCG ¦ Marine | SCG | All | Electric & Gas | Efficient level R14 com wall insulation | Efficient |  |  | 0 | Conventional | BldgEnv | Com - Retail | Com | RET and NEW | 0 | 1000 sqft2 of floor space | sq ft wall insulation | 20 | DEER:HVAC_Duct_Sealing | -0.12265 | -0.00035897 | -0.54708 | Workpaper PGECOBLD106 R2, 2019 PGT Study | 0.32991 | 2014 | 0.81 | 2014 | 0 | 0 | Itron MCS Version 1.7 Volume I | Com Wall Insulation - Marine ¦ SCG ¦ Marine | Com Wall Insulation - Marine | 282.923 | 0.1 | 0.06495 | Copied SCE | 2.7463 | 2032 | 0.7 | NA
COM-BLDGENV-12.11 | Com ¦ Com Wall Insulation (R14) - Marine ¦ SCG ¦ Marine | Com ¦ Com Wall Insulation (R14) - Marine | SCG ¦ Marine | SCG | All | Electric & Gas | Efficient level R14 com wall insulation | Efficient |  |  | 0 | Conventional | BldgEnv | Com - School | Com | RET and NEW | 0 | 1000 sqft2 of floor space | sq ft wall insulation | 20 | DEER:HVAC_Duct_Sealing | -0.12265 | -0.00035897 | -0.12905 | Workpaper PGECOBLD106 R2, 2019 PGT Study | 0.32991 | 2014 | 0.81 | 2014 | 0 | 0 | Itron MCS Version 1.7 Volume I | Com Wall Insulation - Marine ¦ SCG ¦ Marine | Com Wall Insulation - Marine | 205.2174 | 0.1 | 0.11265 | Copied SCE | 0.31504 | 2032 | 0.7 | NA
COM-BLDGENV-12.12 | Com ¦ Com Wall Insulation (R14) - Marine ¦ SCG ¦ Marine | Com ¦ Com Wall Insulation (R14) - Marine | SCG ¦ Marine | SCG | All | Electric & Gas | Efficient level R14 com wall insulation | Efficient |  |  | 0 | Conventional | BldgEnv | Com - Warehouse | Com | RET and NEW | 0 | 1000 sqft2 of floor space | sq ft wall insulation | 20 | DEER:HVAC_Duct_Sealing | -0.13988 | -0.00021406 | -0.12905 | Workpaper PGECOBLD106 R2, 2019 PGT Study | 0.32991 | 2014 | 0.81 | 2014 | 0 | 0 | Itron MCS Version 1.7 Volume I | Com Wall Insulation - Marine ¦ SCG ¦ Marine | Com Wall Insulation - Marine | 330.2634 | 0.1 | 0.028814 | Copied SCE | 0.58594 | 2032 | 0.7 | NA
COM-BLDGENV-12.13 | Com ¦ Com Wall Insulation (R14) - Hot-Dry ¦ SCG ¦ Hot-Dry | Com ¦ Com Wall Insulation (R14) - Hot-Dry | SCG ¦ Hot-Dry | SCG | All | Electric & Gas | Efficient level R14 com wall insulation | Efficient |  |  | 0 | Conventional | BldgEnv | Com - College | Com | RET and NEW | 0 | 1000 sqft2 of floor space | sq ft wall insulation | 20 | DEER:HVAC_Duct_Sealing | -0.12265 | -0.00035897 | -0.054923 | Workpaper PGECOBLD106 R2, 2019 PGT Study | 0.32991 | 2014 | 0.81 | 2014 | 0 | 0 | Itron MCS Version 1.7 Volume I | Com Wall Insulation - Hot-Dry ¦ SCG ¦ Hot-Dry | Com Wall Insulation - Hot-Dry | 205.2174 | 0.1 | 0.048623 | Copied SCE | 0.19043 | 2032 | 0.7 | NA
COM-BLDGENV-12.14 | Com ¦ Com Wall Insulation (R14) - Hot-Dry ¦ SCG ¦ Hot-Dry | Com ¦ Com Wall Insulation (R14) - Hot-Dry | SCG ¦ Hot-Dry | SCG | All | Electric & Gas | Efficient level R14 com wall insulation | Efficient |  |  | 0 | Conventional | BldgEnv | Com - Grocery | Com | RET and NEW | 0 | 1000 sqft2 of floor space | sq ft wall insulation | 20 | DEER:HVAC_Duct_Sealing | -0.12265 | -0.00035897 | -0.028269 | Workpaper PGECOBLD106 R2, 2019 PGT Study | 0.32991 | 2014 | 0.81 | 2014 | 0 | 0 | Itron MCS Version 1.7 Volume I | Com Wall Insulation - Hot-Dry ¦ SCG ¦ Hot-Dry | Com Wall Insulation - Hot-Dry | 366.1998 | 0.1 | 0.081314 | Copied SCE | 0.07328 | 2032 | 0.7 | NA
COM-BLDGENV-12.15 | Com ¦ Com Wall Insulation (R14) - Hot-Dry ¦ SCG ¦ Hot-Dry | Com ¦ Com Wall Insulation (R14) - Hot-Dry | SCG ¦ Hot-Dry | SCG | All | Electric & Gas | Efficient level R14 com wall insulation | Efficient |  |  | 0 | Conventional | BldgEnv | Com - Health | Com | RET and NEW | 0 | 1000 sqft2 of floor space | sq ft wall insulation | 20 | DEER:HVAC_Duct_Sealing | -0.16983 | -0.00035355 | -0.048462 | Workpaper PGECOBLD106 R2, 2019 PGT Study | 0.32991 | 2014 | 0.81 | 2014 | 0 | 0 | Itron MCS Version 1.7 Volume I | Com Wall Insulation - Hot-Dry ¦ SCG ¦ Hot-Dry | Com Wall Insulation - Hot-Dry | 311.5939 | 0.1 | 0.11707 | Copied SCE | 0.148 | 2032 | 0.7 | NA
COM-BLDGENV-12.16 | Com ¦ Com Wall Insulation (R14) - Hot-Dry ¦ SCG ¦ Hot-Dry | Com ¦ Com Wall Insulation (R14) - Hot-Dry | SCG ¦ Hot-Dry | SCG | All | Electric & Gas | Efficient level R14 com wall insulation | Efficient |  |  | 0 | Conventional | BldgEnv | Com - Lodging | Com | RET and NEW | 0 | 1000 sqft2 of floor space | sq ft wall insulation | 20 | DEER:HVAC_Duct_Sealing | -0.22675 | -0.00034701 | -0.028269 | Workpaper PGECOBLD106 R2, 2019 PGT Study | 0.32991 | 2014 | 0.81 | 2014 | 0 | 0 | Itron MCS Version 1.7 Volume I | Com Wall Insulation - Hot-Dry ¦ SCG ¦ Hot-Dry | Com Wall Insulation - Hot-Dry | 232.2061 | 0.1 | 0 | Copied SCE | 0.31501 | 2032 | 0.7 | NA
COM-BLDGENV-12.17 | Com ¦ Com Wall Insulation (R14) - Hot-Dry ¦ SCG ¦ Hot-Dry | Com ¦ Com Wall Insulation (R14) - Hot-Dry | SCG ¦ Hot-Dry | SCG | All | Electric & Gas | Efficient level R14 com wall insulation | Efficient |  |  | 0 | Conventional | BldgEnv | Com - Office (Large) | Com | RET and NEW | 0 | 1000 sqft2 of floor space | sq ft wall insulation | 20 | DEER:HVAC_Duct_Sealing | -0.12265 | -0.00035897 | -0.028269 | Workpaper PGECOBLD106 R2, 2019 PGT Study | 0.32991 | 2014 | 0.81 | 2014 | 0 | 0 | Itron MCS Version 1.7 Volume I | Com Wall Insulation - Hot-Dry ¦ SCG ¦ Hot-Dry | Com Wall Insulation - Hot-Dry | 311.5939 | 0.1 | 0.12272 | Copied SCE | 0.13915 | 2032 | 0.7 | NA
COM-BLDGENV-12.18 | Com ¦ Com Wall Insulation (R14) - Hot-Dry ¦ SCG ¦ Hot-Dry | Com ¦ Com Wall Insulation (R14) - Hot-Dry | SCG ¦ Hot-Dry | SCG | All | Electric & Gas | Efficient level R14 com wall insulation | Efficient |  |  | 0 | Conventional | BldgEnv | Com - Office (Small) | Com | RET and NEW | 0 | 1000 sqft2 of floor space | sq ft wall insulation | 20 | DEER:HVAC_Duct_Sealing | -0.12265 | -0.00035897 | -0.028269 | Workpaper PGECOBLD106 R2, 2019 PGT Study | 0.32991 | 2014 | 0.81 | 2014 | 0 | 0 | Itron MCS Version 1.7 Volume I | Com Wall Insulation - Hot-Dry ¦ SCG ¦ Hot-Dry | Com Wall Insulation - Hot-Dry | 311.5939 | 0.1 | 0.071009 | Copied SCE | 0.061587 | 2032 | 0.7 | NA
COM-BLDGENV-12.19 | Com ¦ Com Wall Insulation (R14) - Hot-Dry ¦ SCG ¦ Hot-Dry | Com ¦ Com Wall Insulation (R14) - Hot-Dry | SCG ¦ Hot-Dry | SCG | All | Electric & Gas | Efficient level R14 com wall insulation | Efficient |  |  | 0 | Conventional | BldgEnv | Com - Other | Com | RET and NEW | 0 | 1000 sqft2 of floor space | sq ft wall insulation | 20 | DEER:HVAC_Duct_Sealing | -0.12271 | -0.00035897 | -0.075385 | Workpaper PGECOBLD106 R2, 2019 PGT Study | 0.32991 | 2014 | 0.81 | 2014 | 0 | 0 | Itron MCS Version 1.7 Volume I | Com Wall Insulation - Hot-Dry ¦ SCG ¦ Hot-Dry | Com Wall Insulation - Hot-Dry | 124.856 | 0.1 | 0.069661 | Copied SCE | 0.35504 | 2032 | 0.7 | NA
COM-BLDGENV-12.20 | Com ¦ Com Wall Insulation (R14) - Hot-Dry ¦ SCG ¦ Hot-Dry | Com ¦ Com Wall Insulation (R14) - Hot-Dry | SCG ¦ Hot-Dry | SCG | All | Electric & Gas | Efficient level R14 com wall insulation | Efficient |  |  | 0 | Conventional | BldgEnv | Com - Refrig. Warehouse | Com | RET and NEW | 0 | 1000 sqft2 of floor space | sq ft wall insulation | 20 | DEER:HVAC_Duct_Sealing | -0.12265 | -0.00035897 | -0.057077 | Workpaper PGECOBLD106 R2, 2019 PGT Study | 0.32991 | 2014 | 0.81 | 2014 | 0 | 0 | Itron MCS Version 1.7 Volume I | Com Wall Insulation - Hot-Dry ¦ SCG ¦ Hot-Dry | Com Wall Insulation - Hot-Dry | 330.2634 | 0.1 | 0.0085335 | Copied SCE | 0.045044 | 2032 | 0.7 | NA
COM-BLDGENV-12.21 | Com ¦ Com Wall Insulation (R14) - Hot-Dry ¦ SCG ¦ Hot-Dry | Com ¦ Com Wall Insulation (R14) - Hot-Dry | SCG ¦ Hot-Dry | SCG | All | Electric & Gas | Efficient level R14 com wall insulation | Efficient |  |  | 0 | Conventional | BldgEnv | Com - Restaurant | Com | RET and NEW | 0 | 1000 sqft2 of floor space | sq ft wall insulation | 20 | DEER:HVAC_Duct_Sealing | -0.12265 | -0.00035897 | -0.068923 | Workpaper PGECOBLD106 R2, 2019 PGT Study | 0.32991 | 2014 | 0.81 | 2014 | 0 | 0 | Itron MCS Version 1.7 Volume I | Com Wall Insulation - Hot-Dry ¦ SCG ¦ Hot-Dry | Com Wall Insulation - Hot-Dry | 398.1232 | 0.1 | 0.15621 | Copied SCE | 0.053957 | 2032 | 0.7 | NA
COM-BLDGENV-12.22 | Com ¦ Com Wall Insulation (R14) - Hot-Dry ¦ SCG ¦ Hot-Dry | Com ¦ Com Wall Insulation (R14) - Hot-Dry | SCG ¦ Hot-Dry | SCG | All | Electric & Gas | Efficient level R14 com wall insulation | Efficient |  |  | 0 | Conventional | BldgEnv | Com - Retail | Com | RET and NEW | 0 | 1000 sqft2 of floor space | sq ft wall insulation | 20 | DEER:HVAC_Duct_Sealing | -0.12265 | -0.00035897 | -0.054923 | Workpaper PGECOBLD106 R2, 2019 PGT Study | 0.32991 | 2014 | 0.81 | 2014 | 0 | 0 | Itron MCS Version 1.7 Volume I | Com Wall Insulation - Hot-Dry ¦ SCG ¦ Hot-Dry | Com Wall Insulation - Hot-Dry | 282.923 | 0.1 | 0.06495 | Copied SCE | 0.31447 | 2032 | 0.7 | NA
COM-BLDGENV-12.23 | Com ¦ Com Wall Insulation (R14) - Hot-Dry ¦ SCG ¦ Hot-Dry | Com ¦ Com Wall Insulation (R14) - Hot-Dry | SCG ¦ Hot-Dry | SCG | All | Electric & Gas | Efficient level R14 com wall insulation | Efficient |  |  | 0 | Conventional | BldgEnv | Com - School | Com | RET and NEW | 0 | 1000 sqft2 of floor space | sq ft wall insulation | 20 | DEER:HVAC_Duct_Sealing | -0.12265 | -0.00035897 | -0.028269 | Workpaper PGECOBLD106 R2, 2019 PGT Study | 0.32991 | 2014 | 0.81 | 2014 | 0 | 0 | Itron MCS Version 1.7 Volume I | Com Wall Insulation - Hot-Dry ¦ SCG ¦ Hot-Dry | Com Wall Insulation - Hot-Dry | 205.2174 | 0.1 | 0.11265 | Copied SCE | 0.084782 | 2032 | 0.7 | NA
COM-BLDGENV-12.24 | Com ¦ Com Wall Insulation (R14) - Hot-Dry ¦ SCG ¦ Hot-Dry | Com ¦ Com Wall Insulation (R14) - Hot-Dry | SCG ¦ Hot-Dry | SCG | All | Electric & Gas | Efficient level R14 com wall insulation | Efficient |  |  | 0 | Conventional | BldgEnv | Com - Warehouse | Com | RET and NEW | 0 | 1000 sqft2 of floor space | sq ft wall insulation | 20 | DEER:HVAC_Duct_Sealing | -0.13988 | -0.00021406 | -0.028269 | Workpaper PGECOBLD106 R2, 2019 PGT Study | 0.32991 | 2014 | 0.81 | 2014 | 0 | 0 | Itron MCS Version 1.7 Volume I | Com Wall Insulation - Hot-Dry ¦ SCG ¦ Hot-Dry | Com Wall Insulation - Hot-Dry | 330.2634 | 0.1 | 0.028814 | Copied SCE | 0.16109 | 2032 | 0.7 | NA
COM-BLDGENV-12.25 | Com ¦ Com Wall Insulation (R14) - Cold ¦ SCG ¦ Cold | Com ¦ Com Wall Insulation (R14) - Cold | SCG ¦ Cold | SCG | All | Electric & Gas | Efficient level R14 com wall insulation | Efficient |  |  | 0 | Conventional | BldgEnv | Com - College | Com | RET and NEW | 0 | 1000 sqft2 of floor space | sq ft wall insulation | 20 | DEER:HVAC_Duct_Sealing | -0.24769 | -0.00096923 | -0.13785 | Workpaper PGECOBLD106 R2, 2019 PGT Study | 0.32991 | 2014 | 0.81 | 2014 | 0 | 0 | Itron MCS Version 1.7 Volume I | Com Wall Insulation - Cold ¦ SCG ¦ Cold | Com Wall Insulation - Cold | 205.2174 | 0.1 | 0.048623 | Copied SCE | 0.47341 | 2032 | 0.7 | NA
COM-BLDGENV-12.26 | Com ¦ Com Wall Insulation (R14) - Cold ¦ SCG ¦ Cold | Com ¦ Com Wall Insulation (R14) - Cold | SCG ¦ Cold | SCG | All | Electric & Gas | Efficient level R14 com wall insulation | Efficient |  |  | 0 | Conventional | BldgEnv | Com - Grocery | Com | RET and NEW | 0 | 1000 sqft2 of floor space | sq ft wall insulation | 20 | DEER:HVAC_Duct_Sealing | -0.24769 | -0.00096923 | -0.13785 | Workpaper PGECOBLD106 R2, 2019 PGT Study | 0.32991 | 2014 | 0.81 | 2014 | 0 | 0 | Itron MCS Version 1.7 Volume I | Com Wall Insulation - Cold ¦ SCG ¦ Cold | Com Wall Insulation - Cold | 366.1998 | 0.1 | 0.081314 | Copied SCE | 0.33762 | 2032 | 0.7 | NA
COM-BLDGENV-12.27 | Com ¦ Com Wall Insulation (R14) - Cold ¦ SCG ¦ Cold | Com ¦ Com Wall Insulation (R14) - Cold | SCG ¦ Cold | SCG | All | Electric & Gas | Efficient level R14 com wall insulation | Efficient |  |  | 0 | Conventional | BldgEnv | Com - Health | Com | RET and NEW | 0 | 1000 sqft2 of floor space | sq ft wall insulation | 20 | DEER:HVAC_Duct_Sealing | -0.34043 | -0.00096923 | -0.32333 | Workpaper PGECOBLD106 R2, 2019 PGT Study | 0.32991 | 2014 | 0.81 | 2014 | 0 | 0 | Itron MCS Version 1.7 Volume I | Com Wall Insulation - Cold ¦ SCG ¦ Cold | Com Wall Insulation - Cold | 311.5939 | 0.1 | 0.11707 | Copied SCE | 0.93554 | 2032 | 0.7 | NA
COM-BLDGENV-12.28 | Com ¦ Com Wall Insulation (R14) - Cold ¦ SCG ¦ Cold | Com ¦ Com Wall Insulation (R14) - Cold | SCG ¦ Cold | SCG | All | Electric & Gas | Efficient level R14 com wall insulation | Efficient |  |  | 0 | Conventional | BldgEnv | Com - Lodging | Com | RET and NEW | 0 | 1000 sqft2 of floor space | sq ft wall insulation | 20 | DEER:HVAC_Duct_Sealing | -0.45231 | -0.00096923 | -0.54708 | Workpaper PGECOBLD106 R2, 2019 PGT Study | 0.32991 | 2014 | 0.81 | 2014 | 0 | 0 | Itron MCS Version 1.7 Volume I | Com Wall Insulation - Cold ¦ SCG ¦ Cold | Com Wall Insulation - Cold | 232.2061 | 0.1 | 0 | Copied SCE | 5.4755 | 2032 | 0.7 | NA
COM-BLDGENV-12.29 | Com ¦ Com Wall Insulation (R14) - Cold ¦ SCG ¦ Cold | Com ¦ Com Wall Insulation (R14) - Cold | SCG ¦ Cold | SCG | All | Electric & Gas | Efficient level R14 com wall insulation | Efficient |  |  | 0 | Conventional | BldgEnv | Com - Office (Large) | Com | RET and NEW | 0 | 1000 sqft2 of floor space | sq ft wall insulation | 20 | DEER:HVAC_Duct_Sealing | -0.24769 | -0.00096923 | -0.13785 | Workpaper PGECOBLD106 R2, 2019 PGT Study | 0.32991 | 2014 | 0.81 | 2014 | 0 | 0 | Itron MCS Version 1.7 Volume I | Com Wall Insulation - Cold ¦ SCG ¦ Cold | Com Wall Insulation - Cold | 311.5939 | 0.1 | 0.12272 | Copied SCE | 0.64366 | 2032 | 0.7 | NA
COM-BLDGENV-12.30 | Com ¦ Com Wall Insulation (R14) - Cold ¦ SCG ¦ Cold | Com ¦ Com Wall Insulation (R14) - Cold | SCG ¦ Cold | SCG | All | Electric & Gas | Efficient level R14 com wall insulation | Efficient |  |  | 0 | Conventional | BldgEnv | Com - Office (Small) | Com | RET and NEW | 0 | 1000 sqft2 of floor space | sq ft wall insulation | 20 | DEER:HVAC_Duct_Sealing | -0.24769 | -0.00096923 | -0.13785 | Workpaper PGECOBLD106 R2, 2019 PGT Study | 0.32991 | 2014 | 0.81 | 2014 | 0 | 0 | Itron MCS Version 1.7 Volume I | Com Wall Insulation - Cold ¦ SCG ¦ Cold | Com Wall Insulation - Cold | 311.5939 | 0.1 | 0.071009 | Copied SCE | 0.28425 | 2032 | 0.7 | NA
COM-BLDGENV-12.31 | Com ¦ Com Wall Insulation (R14) - Cold ¦ SCG ¦ Cold | Com ¦ Com Wall Insulation (R14) - Cold | SCG ¦ Cold | SCG | All | Electric & Gas | Efficient level R14 com wall insulation | Efficient |  |  | 0 | Conventional | BldgEnv | Com - Other | Com | RET and NEW | 0 | 1000 sqft2 of floor space | sq ft wall insulation | 20 | DEER:HVAC_Duct_Sealing | -0.24769 | -0.00096923 | -0.13785 | Workpaper PGECOBLD106 R2, 2019 PGT Study | 0.32991 | 2014 | 0.81 | 2014 | 0 | 0 | Itron MCS Version 1.7 Volume I | Com Wall Insulation - Cold ¦ SCG ¦ Cold | Com Wall Insulation - Cold | 124.856 | 0.1 | 0.069661 | Copied SCE | 0.6518 | 2032 | 0.7 | NA
COM-BLDGENV-12.32 | Com ¦ Com Wall Insulation (R14) - Cold ¦ SCG ¦ Cold | Com ¦ Com Wall Insulation (R14) - Cold | SCG ¦ Cold | SCG | All | Electric & Gas | Efficient level R14 com wall insulation | Efficient |  |  | 0 | Conventional | BldgEnv | Com - Refrig. Warehouse | Com | RET and NEW | 0 | 1000 sqft2 of floor space | sq ft wall insulation | 20 | DEER:HVAC_Duct_Sealing | -0.45231 | -0.00096923 | -0.54708 | Workpaper PGECOBLD106 R2, 2019 PGT Study | 0.32991 | 2014 | 0.81 | 2014 | 0 | 0 | Itron MCS Version 1.7 Volume I | Com Wall Insulation - Cold ¦ SCG ¦ Cold | Com Wall Insulation - Cold | 330.2634 | 0.1 | 0.0085335 | Copied SCE | 0.41882 | 2032 | 0.7 | NA
COM-BLDGENV-12.33 | Com ¦ Com Wall Insulation (R14) - Cold ¦ SCG ¦ Cold | Com ¦ Com Wall Insulation (R14) - Cold | SCG ¦ Cold | SCG | All | Electric & Gas | Efficient level R14 com wall insulation | Efficient |  |  | 0 | Conventional | BldgEnv | Com - Restaurant | Com | RET and NEW | 0 | 1000 sqft2 of floor space | sq ft wall insulation | 20 | DEER:HVAC_Duct_Sealing | -0.24769 | -0.00096923 | -0.13785 | Workpaper PGECOBLD106 R2, 2019 PGT Study | 0.32991 | 2014 | 0.81 | 2014 | 0 | 0 | Itron MCS Version 1.7 Volume I | Com Wall Insulation - Cold ¦ SCG ¦ Cold | Com Wall Insulation - Cold | 398.1232 | 0.1 | 0.15621 | Copied SCE | 0.10796 | 2032 | 0.7 | NA
COM-BLDGENV-12.34 | Com ¦ Com Wall Insulation (R14) - Cold ¦ SCG ¦ Cold | Com ¦ Com Wall Insulation (R14) - Cold | SCG ¦ Cold | SCG | All | Electric & Gas | Efficient level R14 com wall insulation | Efficient |  |  | 0 | Conventional | BldgEnv | Com - Retail | Com | RET and NEW | 0 | 1000 sqft2 of floor space | sq ft wall insulation | 20 | DEER:HVAC_Duct_Sealing | -0.24769 | -0.00096923 | -0.13785 | Workpaper PGECOBLD106 R2, 2019 PGT Study | 0.32991 | 2014 | 0.81 | 2014 | 0 | 0 | Itron MCS Version 1.7 Volume I | Com Wall Insulation - Cold ¦ SCG ¦ Cold | Com Wall Insulation - Cold | 282.923 | 0.1 | 0.06495 | Copied SCE | 0.76813 | 2032 | 0.7 | NA
COM-BLDGENV-12.35 | Com ¦ Com Wall Insulation (R14) - Cold ¦ SCG ¦ Cold | Com ¦ Com Wall Insulation (R14) - Cold | SCG ¦ Cold | SCG | All | Electric & Gas | Efficient level R14 com wall insulation | Efficient |  |  | 0 | Conventional | BldgEnv | Com - School | Com | RET and NEW | 0 | 1000 sqft2 of floor space | sq ft wall insulation | 20 | DEER:HVAC_Duct_Sealing | -0.24769 | -0.00096923 | -0.13785 | Workpaper PGECOBLD106 R2, 2019 PGT Study | 0.32991 | 2014 | 0.81 | 2014 | 0 | 0 | Itron MCS Version 1.7 Volume I | Com Wall Insulation - Cold ¦ SCG ¦ Cold | Com Wall Insulation - Cold | 205.2174 | 0.1 | 0.11265 | Copied SCE | 0.35572 | 2032 | 0.7 | NA
COM-BLDGENV-12.36 | Com ¦ Com Wall Insulation (R14) - Cold ¦ SCG ¦ Cold | Com ¦ Com Wall Insulation (R14) - Cold | SCG ¦ Cold | SCG | All | Electric & Gas | Efficient level R14 com wall insulation | Efficient |  |  | 0 | Conventional | BldgEnv | Com - Warehouse | Com | RET and NEW | 0 | 1000 sqft2 of floor space | sq ft wall insulation | 20 | DEER:HVAC_Duct_Sealing | -0.45231 | -0.00096923 | -0.54708 | Workpaper PGECOBLD106 R2, 2019 PGT Study | 0.32991 | 2014 | 0.81 | 2014 | 0 | 0 | Itron MCS Version 1.7 Volume I | Com Wall Insulation - Cold ¦ SCG ¦ Cold | Com Wall Insulation - Cold | 330.2634 | 0.1 | 0.028814 | Copied SCE | 2.4418 | 2032 | 0.7 | NA
COM-BLDGENV-10.1 | Com ¦ Com Wall Insulation (R0) - Marine ¦ SDG&E ¦ Marine | Com ¦ Com Wall Insulation (R0) - Marine | SDG&E ¦ Marine | SDG&E | All | Electric & Gas | None or minimal existing com wall insulation | Average Existing |  |  | 0 | Conventional | BldgEnv | Com - College | Com | RET Only | 0 | 1000 sqft2 of floor space | sq ft wall insulation | 20 | DEER:HVAC_Duct_Sealing | 0 | 0 | 0 | Workpaper PGECOBLD106 R2, 2019 PGT Study | 0 | 2014 | 0 | 2014 | 0 | 0 | Itron MCS Version 1.7 Volume I | Com Wall Insulation - Marine ¦ SDG&E ¦ Marine | Com Wall Insulation - Marine | 124.8695 | 0.1 | 0.999 | CBSA 2014 | 0 | 2012 | 0.6 | NA
COM-BLDGENV-10.2 | Com ¦ Com Wall Insulation (R0) - Marine ¦ SDG&E ¦ Marine | Com ¦ Com Wall Insulation (R0) - Marine | SDG&E ¦ Marine | SDG&E | All | Electric & Gas | None or minimal existing com wall insulation | Average Existing |  |  | 0 | Conventional | BldgEnv | Com - Grocery | Com | RET Only | 0 | 1000 sqft2 of floor space | sq ft wall insulation | 20 | DEER:HVAC_Duct_Sealing | 0 | 0 | 0 | Workpaper PGECOBLD106 R2, 2019 PGT Study | 0 | 2014 | 0 | 2014 | 0 | 0 | Itron MCS Version 1.7 Volume I | Com Wall Insulation - Marine ¦ SDG&E ¦ Marine | Com Wall Insulation - Marine | 222.8231 | 0.1 | 0.31899 | CBSA 2014 | 0 | 2012 | 0.6 | NA
COM-BLDGENV-10.3 | Com ¦ Com Wall Insulation (R0) - Marine ¦ SDG&E ¦ Marine | Com ¦ Com Wall Insulation (R0) - Marine | SDG&E ¦ Marine | SDG&E | All | Electric & Gas | None or minimal existing com wall insulation | Average Existing |  |  | 0 | Conventional | BldgEnv | Com - Health | Com | RET Only | 0 | 1000 sqft2 of floor space | sq ft wall insulation | 20 | DEER:HVAC_Duct_Sealing | 0 | 0 | 0 | Workpaper PGECOBLD106 R2, 2019 PGT Study | 0 | 2014 | 0 | 2014 | 0 | 0 | Itron MCS Version 1.7 Volume I | Com Wall Insulation - Marine ¦ SDG&E ¦ Marine | Com Wall Insulation - Marine | 189.5968 | 0.1 | 0.37888 | CBSA 2014 | 0 | 2012 | 0.6 | NA
COM-BLDGENV-10.4 | Com ¦ Com Wall Insulation (R0) - Marine ¦ SDG&E ¦ Marine | Com ¦ Com Wall Insulation (R0) - Marine | SDG&E ¦ Marine | SDG&E | All | Electric & Gas | None or minimal existing com wall insulation | Average Existing |  |  | 0 | Conventional | BldgEnv | Com - Lodging | Com | RET Only | 0 | 1000 sqft2 of floor space | sq ft wall insulation | 20 | DEER:HVAC_Duct_Sealing | 0 | 0 | 0 | Workpaper PGECOBLD106 R2, 2019 PGT Study | 0 | 2014 | 0 | 2014 | 0 | 0 | Itron MCS Version 1.7 Volume I | Com Wall Insulation - Marine ¦ SDG&E ¦ Marine | Com Wall Insulation - Marine | 141.2914 | 0.1 | 0.999 | CBSA 2014 | 0 | 2012 | 0.6 | NA
COM-BLDGENV-10.5 | Com ¦ Com Wall Insulation (R0) - Marine ¦ SDG&E ¦ Marine | Com ¦ Com Wall Insulation (R0) - Marine | SDG&E ¦ Marine | SDG&E | All | Electric & Gas | None or minimal existing com wall insulation | Average Existing |  |  | 0 | Conventional | BldgEnv | Com - Office (Large) | Com | RET Only | 0 | 1000 sqft2 of floor space | sq ft wall insulation | 20 | DEER:HVAC_Duct_Sealing | 0 | 0 | 0 | Workpaper PGECOBLD106 R2, 2019 PGT Study | 0 | 2014 | 0 | 2014 | 0 | 0 | Itron MCS Version 1.7 Volume I | Com Wall Insulation - Marine ¦ SDG&E ¦ Marine | Com Wall Insulation - Marine | 189.5968 | 0.1 | 0.45167 | CBSA 2014 | 0 | 2012 | 0.6 | NA
COM-BLDGENV-10.6 | Com ¦ Com Wall Insulation (R0) - Marine ¦ SDG&E ¦ Marine | Com ¦ Com Wall Insulation (R0) - Marine | SDG&E ¦ Marine | SDG&E | All | Electric & Gas | None or minimal existing com wall insulation | Average Existing |  |  | 0 | Conventional | BldgEnv | Com - Office (Small) | Com | RET Only | 0 | 1000 sqft2 of floor space | sq ft wall insulation | 20 | DEER:HVAC_Duct_Sealing | 0 | 0 | 0 | Workpaper PGECOBLD106 R2, 2019 PGT Study | 0 | 2014 | 0 | 2014 | 0 | 0 | Itron MCS Version 1.7 Volume I | Com Wall Insulation - Marine ¦ SDG&E ¦ Marine | Com Wall Insulation - Marine | 189.5968 | 0.1 | 0.43365 | CBSA 2014 | 0 | 2012 | 0.6 | NA
COM-BLDGENV-10.7 | Com ¦ Com Wall Insulation (R0) - Marine ¦ SDG&E ¦ Marine | Com ¦ Com Wall Insulation (R0) - Marine | SDG&E ¦ Marine | SDG&E | All | Electric & Gas | None or minimal existing com wall insulation | Average Existing |  |  | 0 | Conventional | BldgEnv | Com - Other | Com | RET Only | 0 | 1000 sqft2 of floor space | sq ft wall insulation | 20 | DEER:HVAC_Duct_Sealing | 0 | 0 | 0 | Workpaper PGECOBLD106 R2, 2019 PGT Study | 0 | 2014 | 0 | 2014 | 0 | 0 | Itron MCS Version 1.7 Volume I | Com Wall Insulation - Marine ¦ SDG&E ¦ Marine | Com Wall Insulation - Marine | 75.9716 | 0.1 | 0.70041 | CBSA 2014 | 0 | 2012 | 0.6 | NA
COM-BLDGENV-10.8 | Com ¦ Com Wall Insulation (R0) - Marine ¦ SDG&E ¦ Marine | Com ¦ Com Wall Insulation (R0) - Marine | SDG&E ¦ Marine | SDG&E | All | Electric & Gas | None or minimal existing com wall insulation | Average Existing |  |  | 0 | Conventional | BldgEnv | Com - Refrig. Warehouse | Com | RET Only | 0 | 1000 sqft2 of floor space | sq ft wall insulation | 20 | DEER:HVAC_Duct_Sealing | 0 | 0 | 0 | Workpaper PGECOBLD106 R2, 2019 PGT Study | 0 | 2014 | 0 | 2014 | 0 | 0 | Itron MCS Version 1.7 Volume I | Com Wall Insulation - Marine ¦ SDG&E ¦ Marine | Com Wall Insulation - Marine | 200.9567 | 0.1 | 0.84961 | CBSA 2014 | 0 | 2012 | 0.6 | NA
COM-BLDGENV-10.9 | Com ¦ Com Wall Insulation (R0) - Marine ¦ SDG&E ¦ Marine | Com ¦ Com Wall Insulation (R0) - Marine | SDG&E ¦ Marine | SDG&E | All | Electric & Gas | None or minimal existing com wall insulation | Average Existing |  |  | 0 | Conventional | BldgEnv | Com - Restaurant | Com | RET Only | 0 | 1000 sqft2 of floor space | sq ft wall insulation | 20 | DEER:HVAC_Duct_Sealing | 0 | 0 | 0 | Workpaper PGECOBLD106 R2, 2019 PGT Study | 0 | 2014 | 0 | 2014 | 0 | 0 | Itron MCS Version 1.7 Volume I | Com Wall Insulation - Marine ¦ SDG&E ¦ Marine | Com Wall Insulation - Marine | 242.2476 | 0.1 | 0.5014 | CBSA 2014 | 0 | 2012 | 0.6 | NA
COM-BLDGENV-10.10 | Com ¦ Com Wall Insulation (R0) - Marine ¦ SDG&E ¦ Marine | Com ¦ Com Wall Insulation (R0) - Marine | SDG&E ¦ Marine | SDG&E | All | Electric & Gas | None or minimal existing com wall insulation | Average Existing |  |  | 0 | Conventional | BldgEnv | Com - Retail | Com | RET Only | 0 | 1000 sqft2 of floor space | sq ft wall insulation | 20 | DEER:HVAC_Duct_Sealing | 0 | 0 | 0 | Workpaper PGECOBLD106 R2, 2019 PGT Study | 0 | 2014 | 0 | 2014 | 0 | 0 | Itron MCS Version 1.7 Volume I | Com Wall Insulation - Marine ¦ SDG&E ¦ Marine | Com Wall Insulation - Marine | 172.1513 | 0.1 | 0.59727 | CBSA 2014 | 0 | 2012 | 0.6 | NA
COM-BLDGENV-10.11 | Com ¦ Com Wall Insulation (R0) - Marine ¦ SDG&E ¦ Marine | Com ¦ Com Wall Insulation (R0) - Marine | SDG&E ¦ Marine | SDG&E | All | Electric & Gas | None or minimal existing com wall insulation | Average Existing |  |  | 0 | Conventional | BldgEnv | Com - School | Com | RET Only | 0 | 1000 sqft2 of floor space | sq ft wall insulation | 20 | DEER:HVAC_Duct_Sealing | 0 | 0 | 0 | Workpaper PGECOBLD106 R2, 2019 PGT Study | 0 | 2014 | 0 | 2014 | 0 | 0 | Itron MCS Version 1.7 Volume I | Com Wall Insulation - Marine ¦ SDG&E ¦ Marine | Com Wall Insulation - Marine | 124.8695 | 0.1 | 0.77162 | CBSA 2014 | 0 | 2012 | 0.6 | NA
COM-BLDGENV-10.12 | Com ¦ Com Wall Insulation (R0) - Marine ¦ SDG&E ¦ Marine | Com ¦ Com Wall Insulation (R0) - Marine | SDG&E ¦ Marine | SDG&E | All | Electric & Gas | None or minimal existing com wall insulation | Average Existing |  |  | 0 | Conventional | BldgEnv | Com - Warehouse | Com | RET Only | 0 | 1000 sqft2 of floor space | sq ft wall insulation | 20 | DEER:HVAC_Duct_Sealing | 0 | 0 | 0 | Workpaper PGECOBLD106 R2, 2019 PGT Study | 0 | 2014 | 0 | 2014 | 0 | 0 | Itron MCS Version 1.7 Volume I | Com Wall Insulation - Marine ¦ SDG&E ¦ Marine | Com Wall Insulation - Marine | 200.9567 | 0.1 | 0.70072 | CBSA 2014 | 0 | 2012 | 0.6 | NA
COM-BLDGENV-10.13 | Com ¦ Com Wall Insulation (R0) - Hot-Dry ¦ SDG&E ¦ Hot-Dry | Com ¦ Com Wall Insulation (R0) - Hot-Dry | SDG&E ¦ Hot-Dry | SDG&E | All | Electric & Gas | None or minimal existing com wall insulation | Average Existing |  |  | 0 | Conventional | BldgEnv | Com - College | Com | RET Only | 0 | 1000 sqft2 of floor space | sq ft wall insulation | 20 | DEER:HVAC_Duct_Sealing | 0 | 0 | 0 | Workpaper PGECOBLD106 R2, 2019 PGT Study | 0 | 2014 | 0 | 2014 | 0 | 0 | Itron MCS Version 1.7 Volume I | Com Wall Insulation - Hot-Dry ¦ SDG&E ¦ Hot-Dry | Com Wall Insulation - Hot-Dry | 124.8695 | 0.1 | 0.999 | CBSA 2014 | 0 | 2012 | 0.6 | NA
COM-BLDGENV-10.14 | Com ¦ Com Wall Insulation (R0) - Hot-Dry ¦ SDG&E ¦ Hot-Dry | Com ¦ Com Wall Insulation (R0) - Hot-Dry | SDG&E ¦ Hot-Dry | SDG&E | All | Electric & Gas | None or minimal existing com wall insulation | Average Existing |  |  | 0 | Conventional | BldgEnv | Com - Grocery | Com | RET Only | 0 | 1000 sqft2 of floor space | sq ft wall insulation | 20 | DEER:HVAC_Duct_Sealing | 0 | 0 | 0 | Workpaper PGECOBLD106 R2, 2019 PGT Study | 0 | 2014 | 0 | 2014 | 0 | 0 | Itron MCS Version 1.7 Volume I | Com Wall Insulation - Hot-Dry ¦ SDG&E ¦ Hot-Dry | Com Wall Insulation - Hot-Dry | 222.8231 | 0.1 | 0.31899 | CBSA 2014 | 0 | 2012 | 0.6 | NA
COM-BLDGENV-10.15 | Com ¦ Com Wall Insulation (R0) - Hot-Dry ¦ SDG&E ¦ Hot-Dry | Com ¦ Com Wall Insulation (R0) - Hot-Dry | SDG&E ¦ Hot-Dry | SDG&E | All | Electric & Gas | None or minimal existing com wall insulation | Average Existing |  |  | 0 | Conventional | BldgEnv | Com - Health | Com | RET Only | 0 | 1000 sqft2 of floor space | sq ft wall insulation | 20 | DEER:HVAC_Duct_Sealing | 0 | 0 | 0 | Workpaper PGECOBLD106 R2, 2019 PGT Study | 0 | 2014 | 0 | 2014 | 0 | 0 | Itron MCS Version 1.7 Volume I | Com Wall Insulation - Hot-Dry ¦ SDG&E ¦ Hot-Dry | Com Wall Insulation - Hot-Dry | 189.5968 | 0.1 | 0.37888 | CBSA 2014 | 0 | 2012 | 0.6 | NA
COM-BLDGENV-10.16 | Com ¦ Com Wall Insulation (R0) - Hot-Dry ¦ SDG&E ¦ Hot-Dry | Com ¦ Com Wall Insulation (R0) - Hot-Dry | SDG&E ¦ Hot-Dry | SDG&E | All | Electric & Gas | None or minimal existing com wall insulation | Average Existing |  |  | 0 | Conventional | BldgEnv | Com - Lodging | Com | RET Only | 0 | 1000 sqft2 of floor space | sq ft wall insulation | 20 | DEER:HVAC_Duct_Sealing | 0 | 0 | 0 | Workpaper PGECOBLD106 R2, 2019 PGT Study | 0 | 2014 | 0 | 2014 | 0 | 0 | Itron MCS Version 1.7 Volume I | Com Wall Insulation - Hot-Dry ¦ SDG&E ¦ Hot-Dry | Com Wall Insulation - Hot-Dry | 141.2914 | 0.1 | 0.999 | CBSA 2014 | 0 | 2012 | 0.6 | NA
COM-BLDGENV-10.17 | Com ¦ Com Wall Insulation (R0) - Hot-Dry ¦ SDG&E ¦ Hot-Dry | Com ¦ Com Wall Insulation (R0) - Hot-Dry | SDG&E ¦ Hot-Dry | SDG&E | All | Electric & Gas | None or minimal existing com wall insulation | Average Existing |  |  | 0 | Conventional | BldgEnv | Com - Office (Large) | Com | RET Only | 0 | 1000 sqft2 of floor space | sq ft wall insulation | 20 | DEER:HVAC_Duct_Sealing | 0 | 0 | 0 | Workpaper PGECOBLD106 R2, 2019 PGT Study | 0 | 2014 | 0 | 2014 | 0 | 0 | Itron MCS Version 1.7 Volume I | Com Wall Insulation - Hot-Dry ¦ SDG&E ¦ Hot-Dry | Com Wall Insulation - Hot-Dry | 189.5968 | 0.1 | 0.45167 | CBSA 2014 | 0 | 2012 | 0.6 | NA
COM-BLDGENV-10.18 | Com ¦ Com Wall Insulation (R0) - Hot-Dry ¦ SDG&E ¦ Hot-Dry | Com ¦ Com Wall Insulation (R0) - Hot-Dry | SDG&E ¦ Hot-Dry | SDG&E | All | Electric & Gas | None or minimal existing com wall insulation | Average Existing |  |  | 0 | Conventional | BldgEnv | Com - Office (Small) | Com | RET Only | 0 | 1000 sqft2 of floor space | sq ft wall insulation | 20 | DEER:HVAC_Duct_Sealing | 0 | 0 | 0 | Workpaper PGECOBLD106 R2, 2019 PGT Study | 0 | 2014 | 0 | 2014 | 0 | 0 | Itron MCS Version 1.7 Volume I | Com Wall Insulation - Hot-Dry ¦ SDG&E ¦ Hot-Dry | Com Wall Insulation - Hot-Dry | 189.5968 | 0.1 | 0.43365 | CBSA 2014 | 0 | 2012 | 0.6 | NA
COM-BLDGENV-10.19 | Com ¦ Com Wall Insulation (R0) - Hot-Dry ¦ SDG&E ¦ Hot-Dry | Com ¦ Com Wall Insulation (R0) - Hot-Dry | SDG&E ¦ Hot-Dry | SDG&E | All | Electric & Gas | None or minimal existing com wall insulation | Average Existing |  |  | 0 | Conventional | BldgEnv | Com - Other | Com | RET Only | 0 | 1000 sqft2 of floor space | sq ft wall insulation | 20 | DEER:HVAC_Duct_Sealing | 0 | 0 | 0 | Workpaper PGECOBLD106 R2, 2019 PGT Study | 0 | 2014 | 0 | 2014 | 0 | 0 | Itron MCS Version 1.7 Volume I | Com Wall Insulation - Hot-Dry ¦ SDG&E ¦ Hot-Dry | Com Wall Insulation - Hot-Dry | 75.9716 | 0.1 | 0.70041 | CBSA 2014 | 0 | 2012 | 0.6 | NA
COM-BLDGENV-10.20 | Com ¦ Com Wall Insulation (R0) - Hot-Dry ¦ SDG&E ¦ Hot-Dry | Com ¦ Com Wall Insulation (R0) - Hot-Dry | SDG&E ¦ Hot-Dry | SDG&E | All | Electric & Gas | None or minimal existing com wall insulation | Average Existing |  |  | 0 | Conventional | BldgEnv | Com - Refrig. Warehouse | Com | RET Only | 0 | 1000 sqft2 of floor space | sq ft wall insulation | 20 | DEER:HVAC_Duct_Sealing | 0 | 0 | 0 | Workpaper PGECOBLD106 R2, 2019 PGT Study | 0 | 2014 | 0 | 2014 | 0 | 0 | Itron MCS Version 1.7 Volume I | Com Wall Insulation - Hot-Dry ¦ SDG&E ¦ Hot-Dry | Com Wall Insulation - Hot-Dry | 200.9567 | 0.1 | 0.84961 | CBSA 2014 | 0 | 2012 | 0.6 | NA
COM-BLDGENV-10.21 | Com ¦ Com Wall Insulation (R0) - Hot-Dry ¦ SDG&E ¦ Hot-Dry | Com ¦ Com Wall Insulation (R0) - Hot-Dry | SDG&E ¦ Hot-Dry | SDG&E | All | Electric & Gas | None or minimal existing com wall insulation | Average Existing |  |  | 0 | Conventional | BldgEnv | Com - Restaurant | Com | RET Only | 0 | 1000 sqft2 of floor space | sq ft wall insulation | 20 | DEER:HVAC_Duct_Sealing | 0 | 0 | 0 | Workpaper PGECOBLD106 R2, 2019 PGT Study | 0 | 2014 | 0 | 2014 | 0 | 0 | Itron MCS Version 1.7 Volume I | Com Wall Insulation - Hot-Dry ¦ SDG&E ¦ Hot-Dry | Com Wall Insulation - Hot-Dry | 242.2476 | 0.1 | 0.5014 | CBSA 2014 | 0 | 2012 | 0.6 | NA
COM-BLDGENV-10.22 | Com ¦ Com Wall Insulation (R0) - Hot-Dry ¦ SDG&E ¦ Hot-Dry | Com ¦ Com Wall Insulation (R0) - Hot-Dry | SDG&E ¦ Hot-Dry | SDG&E | All | Electric & Gas | None or minimal existing com wall insulation | Average Existing |  |  | 0 | Conventional | BldgEnv | Com - Retail | Com | RET Only | 0 | 1000 sqft2 of floor space | sq ft wall insulation | 20 | DEER:HVAC_Duct_Sealing | 0 | 0 | 0 | Workpaper PGECOBLD106 R2, 2019 PGT Study | 0 | 2014 | 0 | 2014 | 0 | 0 | Itron MCS Version 1.7 Volume I | Com Wall Insulation - Hot-Dry ¦ SDG&E ¦ Hot-Dry | Com Wall Insulation - Hot-Dry | 172.1513 | 0.1 | 0.59727 | CBSA 2014 | 0 | 2012 | 0.6 | NA
COM-BLDGENV-10.23 | Com ¦ Com Wall Insulation (R0) - Hot-Dry ¦ SDG&E ¦ Hot-Dry | Com ¦ Com Wall Insulation (R0) - Hot-Dry | SDG&E ¦ Hot-Dry | SDG&E | All | Electric & Gas | None or minimal existing com wall insulation | Average Existing |  |  | 0 | Conventional | BldgEnv | Com - School | Com | RET Only | 0 | 1000 sqft2 of floor space | sq ft wall insulation | 20 | DEER:HVAC_Duct_Sealing | 0 | 0 | 0 | Workpaper PGECOBLD106 R2, 2019 PGT Study | 0 | 2014 | 0 | 2014 | 0 | 0 | Itron MCS Version 1.7 Volume I | Com Wall Insulation - Hot-Dry ¦ SDG&E ¦ Hot-Dry | Com Wall Insulation - Hot-Dry | 124.8695 | 0.1 | 0.77162 | CBSA 2014 | 0 | 2012 | 0.6 | NA
COM-BLDGENV-10.24 | Com ¦ Com Wall Insulation (R0) - Hot-Dry ¦ SDG&E ¦ Hot-Dry | Com ¦ Com Wall Insulation (R0) - Hot-Dry | SDG&E ¦ Hot-Dry | SDG&E | All | Electric & Gas | None or minimal existing com wall insulation | Average Existing |  |  | 0 | Conventional | BldgEnv | Com - Warehouse | Com | RET Only | 0 | 1000 sqft2 of floor space | sq ft wall insulation | 20 | DEER:HVAC_Duct_Sealing | 0 | 0 | 0 | Workpaper PGECOBLD106 R2, 2019 PGT Study | 0 | 2014 | 0 | 2014 | 0 | 0 | Itron MCS Version 1.7 Volume I | Com Wall Insulation - Hot-Dry ¦ SDG&E ¦ Hot-Dry | Com Wall Insulation - Hot-Dry | 200.9567 | 0.1 | 0.70072 | CBSA 2014 | 0 | 2012 | 0.6 | NA
COM-BLDGENV-11.1 | Com ¦ Com Wall Insulation (R13) - Marine ¦ SDG&E ¦ Marine | Com ¦ Com Wall Insulation (R13) - Marine | SDG&E ¦ Marine | SDG&E | All | Electric & Gas | Code level R13 com wall insulation | Code |  |  | 0 | Conventional | BldgEnv | Com - College | Com | RET and NEW | 0 | 1000 sqft2 of floor space | sq ft wall insulation | 20 | DEER:HVAC_Duct_Sealing | -0.11389 | -0.00033333 | -0.265 | Workpaper PGECOBLD106 R2, 2019 PGT Study | 0.30635 | 2014 | 0.81 | 2014 | 0 | 0 | Itron MCS Version 1.7 Volume I | Com Wall Insulation - Marine ¦ SDG&E ¦ Marine | Com Wall Insulation - Marine | 124.8695 | 0.1 | 0.001 | CBSA 2014 | 0.88274 | 2012 | 0.7 | NA
COM-BLDGENV-11.2 | Com ¦ Com Wall Insulation (R13) - Marine ¦ SDG&E ¦ Marine | Com ¦ Com Wall Insulation (R13) - Marine | SDG&E ¦ Marine | SDG&E | All | Electric & Gas | Code level R13 com wall insulation | Code |  |  | 0 | Conventional | BldgEnv | Com - Grocery | Com | RET and NEW | 0 | 1000 sqft2 of floor space | sq ft wall insulation | 20 | DEER:HVAC_Duct_Sealing | -0.11389 | -0.00033333 | -0.274 | Workpaper PGECOBLD106 R2, 2019 PGT Study | 0.30635 | 2014 | 0.81 | 2014 | 0 | 0 | Itron MCS Version 1.7 Volume I | Com Wall Insulation - Marine ¦ SDG&E ¦ Marine | Com Wall Insulation - Marine | 222.8231 | 0.1 | 0.47671 | CBSA 2014 | 0.64981 | 2012 | 0.7 | NA
COM-BLDGENV-11.3 | Com ¦ Com Wall Insulation (R13) - Marine ¦ SDG&E ¦ Marine | Com ¦ Com Wall Insulation (R13) - Marine | SDG&E ¦ Marine | SDG&E | All | Electric & Gas | Code level R13 com wall insulation | Code |  |  | 0 | Conventional | BldgEnv | Com - Health | Com | RET and NEW | 0 | 1000 sqft2 of floor space | sq ft wall insulation | 20 | DEER:HVAC_Duct_Sealing | -0.1577 | -0.0003283 | -0.508 | Workpaper PGECOBLD106 R2, 2019 PGT Study | 0.30635 | 2014 | 0.81 | 2014 | 0 | 0 | Itron MCS Version 1.7 Volume I | Com Wall Insulation - Marine ¦ SDG&E ¦ Marine | Com Wall Insulation - Marine | 189.5968 | 0.1 | 0.43478 | CBSA 2014 | 1.4452 | 2012 | 0.7 | NA
COM-BLDGENV-11.4 | Com ¦ Com Wall Insulation (R13) - Marine ¦ SDG&E ¦ Marine | Com ¦ Com Wall Insulation (R13) - Marine | SDG&E ¦ Marine | SDG&E | All | Electric & Gas | Code level R13 com wall insulation | Code |  |  | 0 | Conventional | BldgEnv | Com - Lodging | Com | RET and NEW | 0 | 1000 sqft2 of floor space | sq ft wall insulation | 20 | DEER:HVAC_Duct_Sealing | -0.21056 | -0.00032222 | -0.11983 | Workpaper PGECOBLD106 R2, 2019 PGT Study | 0.30635 | 2014 | 0.81 | 2014 | 0 | 0 | Itron MCS Version 1.7 Volume I | Com Wall Insulation - Marine ¦ SDG&E ¦ Marine | Com Wall Insulation - Marine | 141.2914 | 0.1 | 0.001 | CBSA 2014 | 1.217 | 2012 | 0.7 | NA
COM-BLDGENV-11.5 | Com ¦ Com Wall Insulation (R13) - Marine ¦ SDG&E ¦ Marine | Com ¦ Com Wall Insulation (R13) - Marine | SDG&E ¦ Marine | SDG&E | All | Electric & Gas | Code level R13 com wall insulation | Code |  |  | 0 | Conventional | BldgEnv | Com - Office (Large) | Com | RET and NEW | 0 | 1000 sqft2 of floor space | sq ft wall insulation | 20 | DEER:HVAC_Duct_Sealing | -0.11389 | -0.00033333 | -0.11983 | Workpaper PGECOBLD106 R2, 2019 PGT Study | 0.30635 | 2014 | 0.81 | 2014 | 0 | 0 | Itron MCS Version 1.7 Volume I | Com Wall Insulation - Marine ¦ SDG&E ¦ Marine | Com Wall Insulation - Marine | 189.5968 | 0.1 | 0.38383 | CBSA 2014 | 0.54946 | 2012 | 0.7 | NA
COM-BLDGENV-11.6 | Com ¦ Com Wall Insulation (R13) - Marine ¦ SDG&E ¦ Marine | Com ¦ Com Wall Insulation (R13) - Marine | SDG&E ¦ Marine | SDG&E | All | Electric & Gas | Code level R13 com wall insulation | Code |  |  | 0 | Conventional | BldgEnv | Com - Office (Small) | Com | RET and NEW | 0 | 1000 sqft2 of floor space | sq ft wall insulation | 20 | DEER:HVAC_Duct_Sealing | -0.11389 | -0.00033333 | -0.11983 | Workpaper PGECOBLD106 R2, 2019 PGT Study | 0.30635 | 2014 | 0.81 | 2014 | 0 | 0 | Itron MCS Version 1.7 Volume I | Com Wall Insulation - Marine ¦ SDG&E ¦ Marine | Com Wall Insulation - Marine | 189.5968 | 0.1 | 0.39645 | CBSA 2014 | 0.24245 | 2012 | 0.7 | NA
COM-BLDGENV-11.7 | Com ¦ Com Wall Insulation (R13) - Marine ¦ SDG&E ¦ Marine | Com ¦ Com Wall Insulation (R13) - Marine | SDG&E ¦ Marine | SDG&E | All | Electric & Gas | Code level R13 com wall insulation | Code |  |  | 0 | Conventional | BldgEnv | Com - Other | Com | RET and NEW | 0 | 1000 sqft2 of floor space | sq ft wall insulation | 20 | DEER:HVAC_Duct_Sealing | -0.11394 | -0.00033333 | -0.11983 | Workpaper PGECOBLD106 R2, 2019 PGT Study | 0.30635 | 2014 | 0.81 | 2014 | 0 | 0 | Itron MCS Version 1.7 Volume I | Com Wall Insulation - Marine ¦ SDG&E ¦ Marine | Com Wall Insulation - Marine | 75.9716 | 0.1 | 0.20971 | CBSA 2014 | 0.55543 | 2012 | 0.7 | NA
COM-BLDGENV-11.8 | Com ¦ Com Wall Insulation (R13) - Marine ¦ SDG&E ¦ Marine | Com ¦ Com Wall Insulation (R13) - Marine | SDG&E ¦ Marine | SDG&E | All | Electric & Gas | Code level R13 com wall insulation | Code |  |  | 0 | Conventional | BldgEnv | Com - Refrig. Warehouse | Com | RET and NEW | 0 | 1000 sqft2 of floor space | sq ft wall insulation | 20 | DEER:HVAC_Duct_Sealing | -0.11389 | -0.00033333 | -0.11983 | Workpaper PGECOBLD106 R2, 2019 PGT Study | 0.30635 | 2014 | 0.81 | 2014 | 0 | 0 | Itron MCS Version 1.7 Volume I | Com Wall Insulation - Marine ¦ SDG&E ¦ Marine | Com Wall Insulation - Marine | 200.9567 | 0.1 | 0.10527 | CBSA 2014 | 0.092005 | 2012 | 0.7 | NA
COM-BLDGENV-11.9 | Com ¦ Com Wall Insulation (R13) - Marine ¦ SDG&E ¦ Marine | Com ¦ Com Wall Insulation (R13) - Marine | SDG&E ¦ Marine | SDG&E | All | Electric & Gas | Code level R13 com wall insulation | Code |  |  | 0 | Conventional | BldgEnv | Com - Restaurant | Com | RET and NEW | 0 | 1000 sqft2 of floor space | sq ft wall insulation | 20 | DEER:HVAC_Duct_Sealing | -0.11389 | -0.00033333 | -0.11983 | Workpaper PGECOBLD106 R2, 2019 PGT Study | 0.30635 | 2014 | 0.81 | 2014 | 0 | 0 | Itron MCS Version 1.7 Volume I | Com Wall Insulation - Marine ¦ SDG&E ¦ Marine | Com Wall Insulation - Marine | 242.2476 | 0.1 | 0.34902 | CBSA 2014 | 0.092047 | 2012 | 0.7 | NA
COM-BLDGENV-11.10 | Com ¦ Com Wall Insulation (R13) - Marine ¦ SDG&E ¦ Marine | Com ¦ Com Wall Insulation (R13) - Marine | SDG&E ¦ Marine | SDG&E | All | Electric & Gas | Code level R13 com wall insulation | Code |  |  | 0 | Conventional | BldgEnv | Com - Retail | Com | RET and NEW | 0 | 1000 sqft2 of floor space | sq ft wall insulation | 20 | DEER:HVAC_Duct_Sealing | -0.11389 | -0.00033333 | -0.269 | Workpaper PGECOBLD106 R2, 2019 PGT Study | 0.30635 | 2014 | 0.81 | 2014 | 0 | 0 | Itron MCS Version 1.7 Volume I | Com Wall Insulation - Marine ¦ SDG&E ¦ Marine | Com Wall Insulation - Marine | 172.1513 | 0.1 | 0.28191 | CBSA 2014 | 1.3692 | 2012 | 0.7 | NA
COM-BLDGENV-11.11 | Com ¦ Com Wall Insulation (R13) - Marine ¦ SDG&E ¦ Marine | Com ¦ Com Wall Insulation (R13) - Marine | SDG&E ¦ Marine | SDG&E | All | Electric & Gas | Code level R13 com wall insulation | Code |  |  | 0 | Conventional | BldgEnv | Com - School | Com | RET and NEW | 0 | 1000 sqft2 of floor space | sq ft wall insulation | 20 | DEER:HVAC_Duct_Sealing | -0.11389 | -0.00033333 | -0.11983 | Workpaper PGECOBLD106 R2, 2019 PGT Study | 0.30635 | 2014 | 0.81 | 2014 | 0 | 0 | Itron MCS Version 1.7 Volume I | Com Wall Insulation - Marine ¦ SDG&E ¦ Marine | Com Wall Insulation - Marine | 124.8695 | 0.1 | 0.15987 | CBSA 2014 | 0.29254 | 2012 | 0.7 | NA
COM-BLDGENV-11.12 | Com ¦ Com Wall Insulation (R13) - Marine ¦ SDG&E ¦ Marine | Com ¦ Com Wall Insulation (R13) - Marine | SDG&E ¦ Marine | SDG&E | All | Electric & Gas | Code level R13 com wall insulation | Code |  |  | 0 | Conventional | BldgEnv | Com - Warehouse | Com | RET and NEW | 0 | 1000 sqft2 of floor space | sq ft wall insulation | 20 | DEER:HVAC_Duct_Sealing | -0.12989 | -0.00019877 | -0.11983 | Workpaper PGECOBLD106 R2, 2019 PGT Study | 0.30635 | 2014 | 0.81 | 2014 | 0 | 0 | Itron MCS Version 1.7 Volume I | Com Wall Insulation - Marine ¦ SDG&E ¦ Marine | Com Wall Insulation - Marine | 200.9567 | 0.1 | 0.20949 | CBSA 2014 | 0.54409 | 2012 | 0.7 | NA
COM-BLDGENV-11.13 | Com ¦ Com Wall Insulation (R13) - Hot-Dry ¦ SDG&E ¦ Hot-Dry | Com ¦ Com Wall Insulation (R13) - Hot-Dry | SDG&E ¦ Hot-Dry | SDG&E | All | Electric & Gas | Code level R13 com wall insulation | Code |  |  | 0 | Conventional | BldgEnv | Com - College | Com | RET and NEW | 0 | 1000 sqft2 of floor space | sq ft wall insulation | 20 | DEER:HVAC_Duct_Sealing | -0.11389 | -0.00033333 | -0.07 | Workpaper PGECOBLD106 R2, 2019 PGT Study | 0.30635 | 2014 | 0.81 | 2014 | 0 | 0 | Itron MCS Version 1.7 Volume I | Com Wall Insulation - Hot-Dry ¦ SDG&E ¦ Hot-Dry | Com Wall Insulation - Hot-Dry | 124.8695 | 0.1 | 0.001 | CBSA 2014 | 0.2395 | 2012 | 0.7 | NA
COM-BLDGENV-11.14 | Com ¦ Com Wall Insulation (R13) - Hot-Dry ¦ SDG&E ¦ Hot-Dry | Com ¦ Com Wall Insulation (R13) - Hot-Dry | SDG&E ¦ Hot-Dry | SDG&E | All | Electric & Gas | Code level R13 com wall insulation | Code |  |  | 0 | Conventional | BldgEnv | Com - Grocery | Com | RET and NEW | 0 | 1000 sqft2 of floor space | sq ft wall insulation | 20 | DEER:HVAC_Duct_Sealing | -0.11389 | -0.00033333 | -0.053 | Workpaper PGECOBLD106 R2, 2019 PGT Study | 0.30635 | 2014 | 0.81 | 2014 | 0 | 0 | Itron MCS Version 1.7 Volume I | Com Wall Insulation - Hot-Dry ¦ SDG&E ¦ Hot-Dry | Com Wall Insulation - Hot-Dry | 222.8231 | 0.1 | 0.47671 | CBSA 2014 | 0.13086 | 2012 | 0.7 | NA
COM-BLDGENV-11.15 | Com ¦ Com Wall Insulation (R13) - Hot-Dry ¦ SDG&E ¦ Hot-Dry | Com ¦ Com Wall Insulation (R13) - Hot-Dry | SDG&E ¦ Hot-Dry | SDG&E | All | Electric & Gas | Code level R13 com wall insulation | Code |  |  | 0 | Conventional | BldgEnv | Com - Health | Com | RET and NEW | 0 | 1000 sqft2 of floor space | sq ft wall insulation | 20 | DEER:HVAC_Duct_Sealing | -0.1577 | -0.0003283 | -0.064 | Workpaper PGECOBLD106 R2, 2019 PGT Study | 0.30635 | 2014 | 0.81 | 2014 | 0 | 0 | Itron MCS Version 1.7 Volume I | Com Wall Insulation - Hot-Dry ¦ SDG&E ¦ Hot-Dry | Com Wall Insulation - Hot-Dry | 189.5968 | 0.1 | 0.43478 | CBSA 2014 | 0.19109 | 2012 | 0.7 | NA
COM-BLDGENV-11.16 | Com ¦ Com Wall Insulation (R13) - Hot-Dry ¦ SDG&E ¦ Hot-Dry | Com ¦ Com Wall Insulation (R13) - Hot-Dry | SDG&E ¦ Hot-Dry | SDG&E | All | Electric & Gas | Code level R13 com wall insulation | Code |  |  | 0 | Conventional | BldgEnv | Com - Lodging | Com | RET and NEW | 0 | 1000 sqft2 of floor space | sq ft wall insulation | 20 | DEER:HVAC_Duct_Sealing | -0.21056 | -0.00032222 | -0.051 | Workpaper PGECOBLD106 R2, 2019 PGT Study | 0.30635 | 2014 | 0.81 | 2014 | 0 | 0 | Itron MCS Version 1.7 Volume I | Com Wall Insulation - Hot-Dry ¦ SDG&E ¦ Hot-Dry | Com Wall Insulation - Hot-Dry | 141.2914 | 0.1 | 0.001 | CBSA 2014 | 0.537 | 2012 | 0.7 | NA
COM-BLDGENV-11.17 | Com ¦ Com Wall Insulation (R13) - Hot-Dry ¦ SDG&E ¦ Hot-Dry | Com ¦ Com Wall Insulation (R13) - Hot-Dry | SDG&E ¦ Hot-Dry | SDG&E | All | Electric & Gas | Code level R13 com wall insulation | Code |  |  | 0 | Conventional | BldgEnv | Com - Office (Large) | Com | RET and NEW | 0 | 1000 sqft2 of floor space | sq ft wall insulation | 20 | DEER:HVAC_Duct_Sealing | -0.11389 | -0.00033333 | -0.02625 | Workpaper PGECOBLD106 R2, 2019 PGT Study | 0.30635 | 2014 | 0.81 | 2014 | 0 | 0 | Itron MCS Version 1.7 Volume I | Com Wall Insulation - Hot-Dry ¦ SDG&E ¦ Hot-Dry | Com Wall Insulation - Hot-Dry | 189.5968 | 0.1 | 0.38383 | CBSA 2014 | 0.12921 | 2012 | 0.7 | NA
COM-BLDGENV-11.18 | Com ¦ Com Wall Insulation (R13) - Hot-Dry ¦ SDG&E ¦ Hot-Dry | Com ¦ Com Wall Insulation (R13) - Hot-Dry | SDG&E ¦ Hot-Dry | SDG&E | All | Electric & Gas | Code level R13 com wall insulation | Code |  |  | 0 | Conventional | BldgEnv | Com - Office (Small) | Com | RET and NEW | 0 | 1000 sqft2 of floor space | sq ft wall insulation | 20 | DEER:HVAC_Duct_Sealing | -0.11389 | -0.00033333 | -0.02625 | Workpaper PGECOBLD106 R2, 2019 PGT Study | 0.30635 | 2014 | 0.81 | 2014 | 0 | 0 | Itron MCS Version 1.7 Volume I | Com Wall Insulation - Hot-Dry ¦ SDG&E ¦ Hot-Dry | Com Wall Insulation - Hot-Dry | 189.5968 | 0.1 | 0.39645 | CBSA 2014 | 0.057188 | 2012 | 0.7 | NA
COM-BLDGENV-11.19 | Com ¦ Com Wall Insulation (R13) - Hot-Dry ¦ SDG&E ¦ Hot-Dry | Com ¦ Com Wall Insulation (R13) - Hot-Dry | SDG&E ¦ Hot-Dry | SDG&E | All | Electric & Gas | Code level R13 com wall insulation | Code |  |  | 0 | Conventional | BldgEnv | Com - Other | Com | RET and NEW | 0 | 1000 sqft2 of floor space | sq ft wall insulation | 20 | DEER:HVAC_Duct_Sealing | -0.11394 | -0.00033333 | -0.02625 | Workpaper PGECOBLD106 R2, 2019 PGT Study | 0.30635 | 2014 | 0.81 | 2014 | 0 | 0 | Itron MCS Version 1.7 Volume I | Com Wall Insulation - Hot-Dry ¦ SDG&E ¦ Hot-Dry | Com Wall Insulation - Hot-Dry | 75.9716 | 0.1 | 0.20971 | CBSA 2014 | 0.13149 | 2012 | 0.7 | NA
COM-BLDGENV-11.20 | Com ¦ Com Wall Insulation (R13) - Hot-Dry ¦ SDG&E ¦ Hot-Dry | Com ¦ Com Wall Insulation (R13) - Hot-Dry | SDG&E ¦ Hot-Dry | SDG&E | All | Electric & Gas | Code level R13 com wall insulation | Code |  |  | 0 | Conventional | BldgEnv | Com - Refrig. Warehouse | Com | RET and NEW | 0 | 1000 sqft2 of floor space | sq ft wall insulation | 20 | DEER:HVAC_Duct_Sealing | -0.11389 | -0.00033333 | -0.02625 | Workpaper PGECOBLD106 R2, 2019 PGT Study | 0.30635 | 2014 | 0.81 | 2014 | 0 | 0 | Itron MCS Version 1.7 Volume I | Com Wall Insulation - Hot-Dry ¦ SDG&E ¦ Hot-Dry | Com Wall Insulation - Hot-Dry | 200.9567 | 0.1 | 0.10527 | CBSA 2014 | 0.021743 | 2012 | 0.7 | NA
COM-BLDGENV-11.21 | Com ¦ Com Wall Insulation (R13) - Hot-Dry ¦ SDG&E ¦ Hot-Dry | Com ¦ Com Wall Insulation (R13) - Hot-Dry | SDG&E ¦ Hot-Dry | SDG&E | All | Electric & Gas | Code level R13 com wall insulation | Code |  |  | 0 | Conventional | BldgEnv | Com - Restaurant | Com | RET and NEW | 0 | 1000 sqft2 of floor space | sq ft wall insulation | 20 | DEER:HVAC_Duct_Sealing | -0.11389 | -0.00033333 | -0.02625 | Workpaper PGECOBLD106 R2, 2019 PGT Study | 0.30635 | 2014 | 0.81 | 2014 | 0 | 0 | Itron MCS Version 1.7 Volume I | Com Wall Insulation - Hot-Dry ¦ SDG&E ¦ Hot-Dry | Com Wall Insulation - Hot-Dry | 242.2476 | 0.1 | 0.34902 | CBSA 2014 | 0.021744 | 2012 | 0.7 | NA
COM-BLDGENV-11.22 | Com ¦ Com Wall Insulation (R13) - Hot-Dry ¦ SDG&E ¦ Hot-Dry | Com ¦ Com Wall Insulation (R13) - Hot-Dry | SDG&E ¦ Hot-Dry | SDG&E | All | Electric & Gas | Code level R13 com wall insulation | Code |  |  | 0 | Conventional | BldgEnv | Com - Retail | Com | RET and NEW | 0 | 1000 sqft2 of floor space | sq ft wall insulation | 20 | DEER:HVAC_Duct_Sealing | -0.11389 | -0.00033333 | -0.045 | Workpaper PGECOBLD106 R2, 2019 PGT Study | 0.30635 | 2014 | 0.81 | 2014 | 0 | 0 | Itron MCS Version 1.7 Volume I | Com Wall Insulation - Hot-Dry ¦ SDG&E ¦ Hot-Dry | Com Wall Insulation - Hot-Dry | 172.1513 | 0.1 | 0.28191 | CBSA 2014 | 0.26236 | 2012 | 0.7 | NA
COM-BLDGENV-11.23 | Com ¦ Com Wall Insulation (R13) - Hot-Dry ¦ SDG&E ¦ Hot-Dry | Com ¦ Com Wall Insulation (R13) - Hot-Dry | SDG&E ¦ Hot-Dry | SDG&E | All | Electric & Gas | Code level R13 com wall insulation | Code |  |  | 0 | Conventional | BldgEnv | Com - School | Com | RET and NEW | 0 | 1000 sqft2 of floor space | sq ft wall insulation | 20 | DEER:HVAC_Duct_Sealing | -0.11389 | -0.00033333 | -0.02625 | Workpaper PGECOBLD106 R2, 2019 PGT Study | 0.30635 | 2014 | 0.81 | 2014 | 0 | 0 | Itron MCS Version 1.7 Volume I | Com Wall Insulation - Hot-Dry ¦ SDG&E ¦ Hot-Dry | Com Wall Insulation - Hot-Dry | 124.8695 | 0.1 | 0.15987 | CBSA 2014 | 0.078726 | 2012 | 0.7 | NA
COM-BLDGENV-11.24 | Com ¦ Com Wall Insulation (R13) - Hot-Dry ¦ SDG&E ¦ Hot-Dry | Com ¦ Com Wall Insulation (R13) - Hot-Dry | SDG&E ¦ Hot-Dry | SDG&E | All | Electric & Gas | Code level R13 com wall insulation | Code |  |  | 0 | Conventional | BldgEnv | Com - Warehouse | Com | RET and NEW | 0 | 1000 sqft2 of floor space | sq ft wall insulation | 20 | DEER:HVAC_Duct_Sealing | -0.12989 | -0.00019877 | -0.02625 | Workpaper PGECOBLD106 R2, 2019 PGT Study | 0.30635 | 2014 | 0.81 | 2014 | 0 | 0 | Itron MCS Version 1.7 Volume I | Com Wall Insulation - Hot-Dry ¦ SDG&E ¦ Hot-Dry | Com Wall Insulation - Hot-Dry | 200.9567 | 0.1 | 0.20949 | CBSA 2014 | 0.14959 | 2012 | 0.7 | NA
COM-BLDGENV-12.1 | Com ¦ Com Wall Insulation (R14) - Marine ¦ SDG&E ¦ Marine | Com ¦ Com Wall Insulation (R14) - Marine | SDG&E ¦ Marine | SDG&E | All | Electric & Gas | Efficient level R14 com wall insulation | Efficient |  |  | 0 | Conventional | BldgEnv | Com - College | Com | RET and NEW | 0 | 1000 sqft2 of floor space | sq ft wall insulation | 20 | DEER:HVAC_Duct_Sealing | -0.12265 | -0.00035897 | -0.28538 | Workpaper PGECOBLD106 R2, 2019 PGT Study | 0.32991 | 2014 | 0.81 | 2014 | 0 | 0 | Itron MCS Version 1.7 Volume I | Com Wall Insulation - Marine ¦ SDG&E ¦ Marine | Com Wall Insulation - Marine | 124.8695 | 0.1 | 0 | CBSA 2014 | 0.95064 | 2032 | 0.7 | NA
COM-BLDGENV-12.2 | Com ¦ Com Wall Insulation (R14) - Marine ¦ SDG&E ¦ Marine | Com ¦ Com Wall Insulation (R14) - Marine | SDG&E ¦ Marine | SDG&E | All | Electric & Gas | Efficient level R14 com wall insulation | Efficient |  |  | 0 | Conventional | BldgEnv | Com - Grocery | Com | RET and NEW | 0 | 1000 sqft2 of floor space | sq ft wall insulation | 20 | DEER:HVAC_Duct_Sealing | -0.12265 | -0.00035897 | -0.29508 | Workpaper PGECOBLD106 R2, 2019 PGT Study | 0.32991 | 2014 | 0.81 | 2014 | 0 | 0 | Itron MCS Version 1.7 Volume I | Com Wall Insulation - Marine ¦ SDG&E ¦ Marine | Com Wall Insulation - Marine | 222.8231 | 0.1 | 0.2043 | CBSA 2014 | 0.6998 | 2032 | 0.7 | NA
COM-BLDGENV-12.3 | Com ¦ Com Wall Insulation (R14) - Marine ¦ SDG&E ¦ Marine | Com ¦ Com Wall Insulation (R14) - Marine | SDG&E ¦ Marine | SDG&E | All | Electric & Gas | Efficient level R14 com wall insulation | Efficient |  |  | 0 | Conventional | BldgEnv | Com - Health | Com | RET and NEW | 0 | 1000 sqft2 of floor space | sq ft wall insulation | 20 | DEER:HVAC_Duct_Sealing | -0.16983 | -0.00035355 | -0.54708 | Workpaper PGECOBLD106 R2, 2019 PGT Study | 0.32991 | 2014 | 0.81 | 2014 | 0 | 0 | Itron MCS Version 1.7 Volume I | Com Wall Insulation - Marine ¦ SDG&E ¦ Marine | Com Wall Insulation - Marine | 189.5968 | 0.1 | 0.18634 | CBSA 2014 | 1.5564 | 2032 | 0.7 | NA
COM-BLDGENV-12.4 | Com ¦ Com Wall Insulation (R14) - Marine ¦ SDG&E ¦ Marine | Com ¦ Com Wall Insulation (R14) - Marine | SDG&E ¦ Marine | SDG&E | All | Electric & Gas | Efficient level R14 com wall insulation | Efficient |  |  | 0 | Conventional | BldgEnv | Com - Lodging | Com | RET and NEW | 0 | 1000 sqft2 of floor space | sq ft wall insulation | 20 | DEER:HVAC_Duct_Sealing | -0.22675 | -0.00034701 | -0.12905 | Workpaper PGECOBLD106 R2, 2019 PGT Study | 0.32991 | 2014 | 0.81 | 2014 | 0 | 0 | Itron MCS Version 1.7 Volume I | Com Wall Insulation - Marine ¦ SDG&E ¦ Marine | Com Wall Insulation - Marine | 141.2914 | 0.1 | 0 | CBSA 2014 | 1.3106 | 2032 | 0.7 | NA
COM-BLDGENV-12.5 | Com ¦ Com Wall Insulation (R14) - Marine ¦ SDG&E ¦ Marine | Com ¦ Com Wall Insulation (R14) - Marine | SDG&E ¦ Marine | SDG&E | All | Electric & Gas | Efficient level R14 com wall insulation | Efficient |  |  | 0 | Conventional | BldgEnv | Com - Office (Large) | Com | RET and NEW | 0 | 1000 sqft2 of floor space | sq ft wall insulation | 20 | DEER:HVAC_Duct_Sealing | -0.12265 | -0.00035897 | -0.12905 | Workpaper PGECOBLD106 R2, 2019 PGT Study | 0.32991 | 2014 | 0.81 | 2014 | 0 | 0 | Itron MCS Version 1.7 Volume I | Com Wall Insulation - Marine ¦ SDG&E ¦ Marine | Com Wall Insulation - Marine | 189.5968 | 0.1 | 0.1645 | CBSA 2014 | 0.59173 | 2032 | 0.7 | NA
COM-BLDGENV-12.6 | Com ¦ Com Wall Insulation (R14) - Marine ¦ SDG&E ¦ Marine | Com ¦ Com Wall Insulation (R14) - Marine | SDG&E ¦ Marine | SDG&E | All | Electric & Gas | Efficient level R14 com wall insulation | Efficient |  |  | 0 | Conventional | BldgEnv | Com - Office (Small) | Com | RET and NEW | 0 | 1000 sqft2 of floor space | sq ft wall insulation | 20 | DEER:HVAC_Duct_Sealing | -0.12265 | -0.00035897 | -0.12905 | Workpaper PGECOBLD106 R2, 2019 PGT Study | 0.32991 | 2014 | 0.81 | 2014 | 0 | 0 | Itron MCS Version 1.7 Volume I | Com Wall Insulation - Marine ¦ SDG&E ¦ Marine | Com Wall Insulation - Marine | 189.5968 | 0.1 | 0.16991 | CBSA 2014 | 0.2611 | 2032 | 0.7 | NA
COM-BLDGENV-12.7 | Com ¦ Com Wall Insulation (R14) - Marine ¦ SDG&E ¦ Marine | Com ¦ Com Wall Insulation (R14) - Marine | SDG&E ¦ Marine | SDG&E | All | Electric & Gas | Efficient level R14 com wall insulation | Efficient |  |  | 0 | Conventional | BldgEnv | Com - Other | Com | RET and NEW | 0 | 1000 sqft2 of floor space | sq ft wall insulation | 20 | DEER:HVAC_Duct_Sealing | -0.12271 | -0.00035897 | -0.12905 | Workpaper PGECOBLD106 R2, 2019 PGT Study | 0.32991 | 2014 | 0.81 | 2014 | 0 | 0 | Itron MCS Version 1.7 Volume I | Com Wall Insulation - Marine ¦ SDG&E ¦ Marine | Com Wall Insulation - Marine | 75.9716 | 0.1 | 0.089876 | CBSA 2014 | 0.59815 | 2032 | 0.7 | NA
COM-BLDGENV-12.8 | Com ¦ Com Wall Insulation (R14) - Marine ¦ SDG&E ¦ Marine | Com ¦ Com Wall Insulation (R14) - Marine | SDG&E ¦ Marine | SDG&E | All | Electric & Gas | Efficient level R14 com wall insulation | Efficient |  |  | 0 | Conventional | BldgEnv | Com - Refrig. Warehouse | Com | RET and NEW | 0 | 1000 sqft2 of floor space | sq ft wall insulation | 20 | DEER:HVAC_Duct_Sealing | -0.12265 | -0.00035897 | -0.12905 | Workpaper PGECOBLD106 R2, 2019 PGT Study | 0.32991 | 2014 | 0.81 | 2014 | 0 | 0 | Itron MCS Version 1.7 Volume I | Com Wall Insulation - Marine ¦ SDG&E ¦ Marine | Com Wall Insulation - Marine | 200.9567 | 0.1 | 0.045116 | CBSA 2014 | 0.099082 | 2032 | 0.7 | NA
COM-BLDGENV-12.9 | Com ¦ Com Wall Insulation (R14) - Marine ¦ SDG&E ¦ Marine | Com ¦ Com Wall Insulation (R14) - Marine | SDG&E ¦ Marine | SDG&E | All | Electric & Gas | Efficient level R14 com wall insulation | Efficient |  |  | 0 | Conventional | BldgEnv | Com - Restaurant | Com | RET and NEW | 0 | 1000 sqft2 of floor space | sq ft wall insulation | 20 | DEER:HVAC_Duct_Sealing | -0.12265 | -0.00035897 | -0.12905 | Workpaper PGECOBLD106 R2, 2019 PGT Study | 0.32991 | 2014 | 0.81 | 2014 | 0 | 0 | Itron MCS Version 1.7 Volume I | Com Wall Insulation - Marine ¦ SDG&E ¦ Marine | Com Wall Insulation - Marine | 242.2476 | 0.1 | 0.14958 | CBSA 2014 | 0.099128 | 2032 | 0.7 | NA
COM-BLDGENV-12.10 | Com ¦ Com Wall Insulation (R14) - Marine ¦ SDG&E ¦ Marine | Com ¦ Com Wall Insulation (R14) - Marine | SDG&E ¦ Marine | SDG&E | All | Electric & Gas | Efficient level R14 com wall insulation | Efficient |  |  | 0 | Conventional | BldgEnv | Com - Retail | Com | RET and NEW | 0 | 1000 sqft2 of floor space | sq ft wall insulation | 20 | DEER:HVAC_Duct_Sealing | -0.12265 | -0.00035897 | -0.28969 | Workpaper PGECOBLD106 R2, 2019 PGT Study | 0.32991 | 2014 | 0.81 | 2014 | 0 | 0 | Itron MCS Version 1.7 Volume I | Com Wall Insulation - Marine ¦ SDG&E ¦ Marine | Com Wall Insulation - Marine | 172.1513 | 0.1 | 0.12082 | CBSA 2014 | 1.4745 | 2032 | 0.7 | NA
COM-BLDGENV-12.11 | Com ¦ Com Wall Insulation (R14) - Marine ¦ SDG&E ¦ Marine | Com ¦ Com Wall Insulation (R14) - Marine | SDG&E ¦ Marine | SDG&E | All | Electric & Gas | Efficient level R14 com wall insulation | Efficient |  |  | 0 | Conventional | BldgEnv | Com - School | Com | RET and NEW | 0 | 1000 sqft2 of floor space | sq ft wall insulation | 20 | DEER:HVAC_Duct_Sealing | -0.12265 | -0.00035897 | -0.12905 | Workpaper PGECOBLD106 R2, 2019 PGT Study | 0.32991 | 2014 | 0.81 | 2014 | 0 | 0 | Itron MCS Version 1.7 Volume I | Com Wall Insulation - Marine ¦ SDG&E ¦ Marine | Com Wall Insulation - Marine | 124.8695 | 0.1 | 0.068514 | CBSA 2014 | 0.31504 | 2032 | 0.7 | NA
COM-BLDGENV-12.12 | Com ¦ Com Wall Insulation (R14) - Marine ¦ SDG&E ¦ Marine | Com ¦ Com Wall Insulation (R14) - Marine | SDG&E ¦ Marine | SDG&E | All | Electric & Gas | Efficient level R14 com wall insulation | Efficient |  |  | 0 | Conventional | BldgEnv | Com - Warehouse | Com | RET and NEW | 0 | 1000 sqft2 of floor space | sq ft wall insulation | 20 | DEER:HVAC_Duct_Sealing | -0.13988 | -0.00021406 | -0.12905 | Workpaper PGECOBLD106 R2, 2019 PGT Study | 0.32991 | 2014 | 0.81 | 2014 | 0 | 0 | Itron MCS Version 1.7 Volume I | Com Wall Insulation - Marine ¦ SDG&E ¦ Marine | Com Wall Insulation - Marine | 200.9567 | 0.1 | 0.089783 | CBSA 2014 | 0.58594 | 2032 | 0.7 | NA
COM-BLDGENV-12.13 | Com ¦ Com Wall Insulation (R14) - Hot-Dry ¦ SDG&E ¦ Hot-Dry | Com ¦ Com Wall Insulation (R14) - Hot-Dry | SDG&E ¦ Hot-Dry | SDG&E | All | Electric & Gas | Efficient level R14 com wall insulation | Efficient |  |  | 0 | Conventional | BldgEnv | Com - College | Com | RET and NEW | 0 | 1000 sqft2 of floor space | sq ft wall insulation | 20 | DEER:HVAC_Duct_Sealing | -0.12265 | -0.00035897 | -0.075385 | Workpaper PGECOBLD106 R2, 2019 PGT Study | 0.32991 | 2014 | 0.81 | 2014 | 0 | 0 | Itron MCS Version 1.7 Volume I | Com Wall Insulation - Hot-Dry ¦ SDG&E ¦ Hot-Dry | Com Wall Insulation - Hot-Dry | 124.8695 | 0.1 | 0 | CBSA 2014 | 0.25793 | 2032 | 0.7 | NA
COM-BLDGENV-12.14 | Com ¦ Com Wall Insulation (R14) - Hot-Dry ¦ SDG&E ¦ Hot-Dry | Com ¦ Com Wall Insulation (R14) - Hot-Dry | SDG&E ¦ Hot-Dry | SDG&E | All | Electric & Gas | Efficient level R14 com wall insulation | Efficient |  |  | 0 | Conventional | BldgEnv | Com - Grocery | Com | RET and NEW | 0 | 1000 sqft2 of floor space | sq ft wall insulation | 20 | DEER:HVAC_Duct_Sealing | -0.12265 | -0.00035897 | -0.057077 | Workpaper PGECOBLD106 R2, 2019 PGT Study | 0.32991 | 2014 | 0.81 | 2014 | 0 | 0 | Itron MCS Version 1.7 Volume I | Com Wall Insulation - Hot-Dry ¦ SDG&E ¦ Hot-Dry | Com Wall Insulation - Hot-Dry | 222.8231 | 0.1 | 0.2043 | CBSA 2014 | 0.14093 | 2032 | 0.7 | NA
COM-BLDGENV-12.15 | Com ¦ Com Wall Insulation (R14) - Hot-Dry ¦ SDG&E ¦ Hot-Dry | Com ¦ Com Wall Insulation (R14) - Hot-Dry | SDG&E ¦ Hot-Dry | SDG&E | All | Electric & Gas | Efficient level R14 com wall insulation | Efficient |  |  | 0 | Conventional | BldgEnv | Com - Health | Com | RET and NEW | 0 | 1000 sqft2 of floor space | sq ft wall insulation | 20 | DEER:HVAC_Duct_Sealing | -0.16983 | -0.00035355 | -0.068923 | Workpaper PGECOBLD106 R2, 2019 PGT Study | 0.32991 | 2014 | 0.81 | 2014 | 0 | 0 | Itron MCS Version 1.7 Volume I | Com Wall Insulation - Hot-Dry ¦ SDG&E ¦ Hot-Dry | Com Wall Insulation - Hot-Dry | 189.5968 | 0.1 | 0.18634 | CBSA 2014 | 0.20579 | 2032 | 0.7 | NA
COM-BLDGENV-12.16 | Com ¦ Com Wall Insulation (R14) - Hot-Dry ¦ SDG&E ¦ Hot-Dry | Com ¦ Com Wall Insulation (R14) - Hot-Dry | SDG&E ¦ Hot-Dry | SDG&E | All | Electric & Gas | Efficient level R14 com wall insulation | Efficient |  |  | 0 | Conventional | BldgEnv | Com - Lodging | Com | RET and NEW | 0 | 1000 sqft2 of floor space | sq ft wall insulation | 20 | DEER:HVAC_Duct_Sealing | -0.22675 | -0.00034701 | -0.054923 | Workpaper PGECOBLD106 R2, 2019 PGT Study | 0.32991 | 2014 | 0.81 | 2014 | 0 | 0 | Itron MCS Version 1.7 Volume I | Com Wall Insulation - Hot-Dry ¦ SDG&E ¦ Hot-Dry | Com Wall Insulation - Hot-Dry | 141.2914 | 0.1 | 0 | CBSA 2014 | 0.5783 | 2032 | 0.7 | NA
COM-BLDGENV-12.17 | Com ¦ Com Wall Insulation (R14) - Hot-Dry ¦ SDG&E ¦ Hot-Dry | Com ¦ Com Wall Insulation (R14) - Hot-Dry | SDG&E ¦ Hot-Dry | SDG&E | All | Electric & Gas | Efficient level R14 com wall insulation | Efficient |  |  | 0 | Conventional | BldgEnv | Com - Office (Large) | Com | RET and NEW | 0 | 1000 sqft2 of floor space | sq ft wall insulation | 20 | DEER:HVAC_Duct_Sealing | -0.12265 | -0.00035897 | -0.028269 | Workpaper PGECOBLD106 R2, 2019 PGT Study | 0.32991 | 2014 | 0.81 | 2014 | 0 | 0 | Itron MCS Version 1.7 Volume I | Com Wall Insulation - Hot-Dry ¦ SDG&E ¦ Hot-Dry | Com Wall Insulation - Hot-Dry | 189.5968 | 0.1 | 0.1645 | CBSA 2014 | 0.13915 | 2032 | 0.7 | NA
COM-BLDGENV-12.18 | Com ¦ Com Wall Insulation (R14) - Hot-Dry ¦ SDG&E ¦ Hot-Dry | Com ¦ Com Wall Insulation (R14) - Hot-Dry | SDG&E ¦ Hot-Dry | SDG&E | All | Electric & Gas | Efficient level R14 com wall insulation | Efficient |  |  | 0 | Conventional | BldgEnv | Com - Office (Small) | Com | RET and NEW | 0 | 1000 sqft2 of floor space | sq ft wall insulation | 20 | DEER:HVAC_Duct_Sealing | -0.12265 | -0.00035897 | -0.028269 | Workpaper PGECOBLD106 R2, 2019 PGT Study | 0.32991 | 2014 | 0.81 | 2014 | 0 | 0 | Itron MCS Version 1.7 Volume I | Com Wall Insulation - Hot-Dry ¦ SDG&E ¦ Hot-Dry | Com Wall Insulation - Hot-Dry | 189.5968 | 0.1 | 0.16991 | CBSA 2014 | 0.061587 | 2032 | 0.7 | NA
COM-BLDGENV-12.19 | Com ¦ Com Wall Insulation (R14) - Hot-Dry ¦ SDG&E ¦ Hot-Dry | Com ¦ Com Wall Insulation (R14) - Hot-Dry | SDG&E ¦ Hot-Dry | SDG&E | All | Electric & Gas | Efficient level R14 com wall insulation | Efficient |  |  | 0 | Conventional | BldgEnv | Com - Other | Com | RET and NEW | 0 | 1000 sqft2 of floor space | sq ft wall insulation | 20 | DEER:HVAC_Duct_Sealing | -0.12271 | -0.00035897 | -0.028269 | Workpaper PGECOBLD106 R2, 2019 PGT Study | 0.32991 | 2014 | 0.81 | 2014 | 0 | 0 | Itron MCS Version 1.7 Volume I | Com Wall Insulation - Hot-Dry ¦ SDG&E ¦ Hot-Dry | Com Wall Insulation - Hot-Dry | 75.9716 | 0.1 | 0.089876 | CBSA 2014 | 0.14161 | 2032 | 0.7 | NA
COM-BLDGENV-12.20 | Com ¦ Com Wall Insulation (R14) - Hot-Dry ¦ SDG&E ¦ Hot-Dry | Com ¦ Com Wall Insulation (R14) - Hot-Dry | SDG&E ¦ Hot-Dry | SDG&E | All | Electric & Gas | Efficient level R14 com wall insulation | Efficient |  |  | 0 | Conventional | BldgEnv | Com - Refrig. Warehouse | Com | RET and NEW | 0 | 1000 sqft2 of floor space | sq ft wall insulation | 20 | DEER:HVAC_Duct_Sealing | -0.12265 | -0.00035897 | -0.028269 | Workpaper PGECOBLD106 R2, 2019 PGT Study | 0.32991 | 2014 | 0.81 | 2014 | 0 | 0 | Itron MCS Version 1.7 Volume I | Com Wall Insulation - Hot-Dry ¦ SDG&E ¦ Hot-Dry | Com Wall Insulation - Hot-Dry | 200.9567 | 0.1 | 0.045116 | CBSA 2014 | 0.023416 | 2032 | 0.7 | NA
COM-BLDGENV-12.21 | Com ¦ Com Wall Insulation (R14) - Hot-Dry ¦ SDG&E ¦ Hot-Dry | Com ¦ Com Wall Insulation (R14) - Hot-Dry | SDG&E ¦ Hot-Dry | SDG&E | All | Electric & Gas | Efficient level R14 com wall insulation | Efficient |  |  | 0 | Conventional | BldgEnv | Com - Restaurant | Com | RET and NEW | 0 | 1000 sqft2 of floor space | sq ft wall insulation | 20 | DEER:HVAC_Duct_Sealing | -0.12265 | -0.00035897 | -0.028269 | Workpaper PGECOBLD106 R2, 2019 PGT Study | 0.32991 | 2014 | 0.81 | 2014 | 0 | 0 | Itron MCS Version 1.7 Volume I | Com Wall Insulation - Hot-Dry ¦ SDG&E ¦ Hot-Dry | Com Wall Insulation - Hot-Dry | 242.2476 | 0.1 | 0.14958 | CBSA 2014 | 0.023417 | 2032 | 0.7 | NA
COM-BLDGENV-12.22 | Com ¦ Com Wall Insulation (R14) - Hot-Dry ¦ SDG&E ¦ Hot-Dry | Com ¦ Com Wall Insulation (R14) - Hot-Dry | SDG&E ¦ Hot-Dry | SDG&E | All | Electric & Gas | Efficient level R14 com wall insulation | Efficient |  |  | 0 | Conventional | BldgEnv | Com - Retail | Com | RET and NEW | 0 | 1000 sqft2 of floor space | sq ft wall insulation | 20 | DEER:HVAC_Duct_Sealing | -0.12265 | -0.00035897 | -0.048462 | Workpaper PGECOBLD106 R2, 2019 PGT Study | 0.32991 | 2014 | 0.81 | 2014 | 0 | 0 | Itron MCS Version 1.7 Volume I | Com Wall Insulation - Hot-Dry ¦ SDG&E ¦ Hot-Dry | Com Wall Insulation - Hot-Dry | 172.1513 | 0.1 | 0.12082 | CBSA 2014 | 0.28254 | 2032 | 0.7 | NA
COM-BLDGENV-12.23 | Com ¦ Com Wall Insulation (R14) - Hot-Dry ¦ SDG&E ¦ Hot-Dry | Com ¦ Com Wall Insulation (R14) - Hot-Dry | SDG&E ¦ Hot-Dry | SDG&E | All | Electric & Gas | Efficient level R14 com wall insulation | Efficient |  |  | 0 | Conventional | BldgEnv | Com - School | Com | RET and NEW | 0 | 1000 sqft2 of floor space | sq ft wall insulation | 20 | DEER:HVAC_Duct_Sealing | -0.12265 | -0.00035897 | -0.028269 | Workpaper PGECOBLD106 R2, 2019 PGT Study | 0.32991 | 2014 | 0.81 | 2014 | 0 | 0 | Itron MCS Version 1.7 Volume I | Com Wall Insulation - Hot-Dry ¦ SDG&E ¦ Hot-Dry | Com Wall Insulation - Hot-Dry | 124.8695 | 0.1 | 0.068514 | CBSA 2014 | 0.084782 | 2032 | 0.7 | NA
COM-BLDGENV-12.24 | Com ¦ Com Wall Insulation (R14) - Hot-Dry ¦ SDG&E ¦ Hot-Dry | Com ¦ Com Wall Insulation (R14) - Hot-Dry | SDG&E ¦ Hot-Dry | SDG&E | All | Electric & Gas | Efficient level R14 com wall insulation | Efficient |  |  | 0 | Conventional | BldgEnv | Com - Warehouse | Com | RET and NEW | 0 | 1000 sqft2 of floor space | sq ft wall insulation | 20 | DEER:HVAC_Duct_Sealing | -0.13988 | -0.00021406 | -0.028269 | Workpaper PGECOBLD106 R2, 2019 PGT Study | 0.32991 | 2014 | 0.81 | 2014 | 0 | 0 | Itron MCS Version 1.7 Volume I | Com Wall Insulation - Hot-Dry ¦ SDG&E ¦ Hot-Dry | Com Wall Insulation - Hot-Dry | 200.9567 | 0.1 | 0.089783 | CBSA 2014 | 0.16109 | 2032 | 0.7 | NA
COM-COMREFRIG-10.1 | Com ¦ Code Compliant Refrigerated Display Case - Marine ¦ PG&E ¦ Marine | Com ¦ Code Compliant Refrigerated Display Case - Marine | PG&E ¦ Marine | PG&E | All | Electric | Standard Reach-In, freezer or refrigerator | Code |  |  | 0 | Conventional | ComRefrig | Com - College | Com | ROB and NEW | 0 | 1000 sqft2 of floor space | Display case | 12 | DEER:Indoor_CFL_Ltg | 0 | 0 | 0 | SWCR018-05 | 5039.4815 | 2024 | 0 | 2021 | 0 | 0 | SWCR018-05 | ComRefrig - Display Case Replacement - Marine ¦ PG&E ¦ Marine | ComRefrig - Display Case Replacement - Marine | 0.00096561 | 1 | 0.95 | CBSA 2014 | 0 | 2012 | 0.6 | SWCR018-05
COM-COMREFRIG-11.1 | Com ¦ Efficient Refrigerated Display Case - Marine ¦ PG&E ¦ Marine | Com ¦ Efficient Refrigerated Display Case - Marine | PG&E ¦ Marine | PG&E | All | Electric | Efficient Reach-In, freezer or refrigerator | Efficient |  |  | 0 | Conventional | ComRefrig | Com - College | Com | ROB and NEW | 0 | 1000 sqft2 of floor space | Display case | 12 | DEER:Indoor_CFL_Ltg | -567.2373 | -0.073416 | 3.4298 | SWCR018-05 | 5457.6385 | 2024 | 0 | 2021 | 0 | 0 | SWCR018-05 | ComRefrig - Display Case Replacement - Marine ¦ PG&E ¦ Marine | ComRefrig - Display Case Replacement - Marine | 0.00096561 | 1 | 0.05 | CBSA 2014 | 31.5117 | 2012 | 0.6 | SWCR018-05
COM-COMREFRIG-10.2 | Com ¦ Code Compliant Refrigerated Display Case - Marine ¦ PG&E ¦ Marine | Com ¦ Code Compliant Refrigerated Display Case - Marine | PG&E ¦ Marine | PG&E | All | Electric | Standard Reach-In, freezer or refrigerator | Code |  |  | 0 | Conventional | ComRefrig | Com - Grocery | Com | ROB and NEW | 0 | 1000 sqft2 of floor space | Display case | 12 | DEER:Indoor_CFL_Ltg | 0 | 0 | 0 | SWCR018-05 | 5039.4815 | 2024 | 0 | 2021 | 0 | 0 | SWCR018-05 | ComRefrig - Display Case Replacement - Marine ¦ PG&E ¦ Marine | ComRefrig - Display Case Replacement - Marine | 1.3624 | 1 | 0.95 | CBSA 2014 | 0 | 2012 | 0.6 | SWCR018-05
COM-COMREFRIG-11.2 | Com ¦ Efficient Refrigerated Display Case - Marine ¦ PG&E ¦ Marine | Com ¦ Efficient Refrigerated Display Case - Marine | PG&E ¦ Marine | PG&E | All | Electric | Efficient Reach-In, freezer or refrigerator | Efficient |  |  | 0 | Conventional | ComRefrig | Com - Grocery | Com | ROB and NEW | 0 | 1000 sqft2 of floor space | Display case | 12 | DEER:Indoor_CFL_Ltg | -567.2373 | -0.073416 | 3.4298 | SWCR018-05 | 5457.6385 | 2024 | 0 | 2021 | 0 | 0 | SWCR018-05 | ComRefrig - Display Case Replacement - Marine ¦ PG&E ¦ Marine | ComRefrig - Display Case Replacement - Marine | 1.3624 | 1 | 0.05 | CBSA 2014 | 23.8527 | 2012 | 0.6 | SWCR018-05
COM-COMREFRIG-10.3 | Com ¦ Code Compliant Refrigerated Display Case - Marine ¦ PG&E ¦ Marine | Com ¦ Code Compliant Refrigerated Display Case - Marine | PG&E ¦ Marine | PG&E | All | Electric | Standard Reach-In, freezer or refrigerator | Code |  |  | 0 | Conventional | ComRefrig | Com - Refrig. Warehouse | Com | ROB and NEW | 0 | 1000 sqft2 of floor space | Display case | 12 | DEER:Indoor_CFL_Ltg | 0 | 0 | 0 | SWCR018-05 | 5039.4815 | 2024 | 0 | 2021 | 0 | 0 | SWCR018-05 | ComRefrig - Display Case Replacement - Marine ¦ PG&E ¦ Marine | ComRefrig - Display Case Replacement - Marine | 0.0090901 | 1 | 0.95 | CBSA 2014 | 0 | 2012 | 0.6 | SWCR018-05
COM-COMREFRIG-11.3 | Com ¦ Efficient Refrigerated Display Case - Marine ¦ PG&E ¦ Marine | Com ¦ Efficient Refrigerated Display Case - Marine | PG&E ¦ Marine | PG&E | All | Electric | Efficient Reach-In, freezer or refrigerator | Efficient |  |  | 0 | Conventional | ComRefrig | Com - Refrig. Warehouse | Com | ROB and NEW | 0 | 1000 sqft2 of floor space | Display case | 12 | DEER:Indoor_CFL_Ltg | -567.2373 | -0.073416 | 3.4298 | SWCR018-05 | 5457.6385 | 2024 | 0 | 2021 | 0 | 0 | SWCR018-05 | ComRefrig - Display Case Replacement - Marine ¦ PG&E ¦ Marine | ComRefrig - Display Case Replacement - Marine | 0.0090901 | 1 | 0.05 | CBSA 2014 | 7.5606 | 2012 | 0.6 | SWCR018-05
COM-COMREFRIG-10.4 | Com ¦ Code Compliant Refrigerated Display Case - Marine ¦ PG&E ¦ Marine | Com ¦ Code Compliant Refrigerated Display Case - Marine | PG&E ¦ Marine | PG&E | All | Electric | Standard Reach-In, freezer or refrigerator | Code |  |  | 0 | Conventional | ComRefrig | Com - Restaurant | Com | ROB and NEW | 0 | 1000 sqft2 of floor space | Display case | 12 | DEER:Indoor_CFL_Ltg | 0 | 0 | 0 | SWCR018-05 | 5039.4815 | 2024 | 0 | 2021 | 0 | 0 | SWCR018-05 | ComRefrig - Display Case Replacement - Marine ¦ PG&E ¦ Marine | ComRefrig - Display Case Replacement - Marine | 0.099255 | 1 | 0.95 | CBSA 2014 | 0 | 2012 | 0.6 | SWCR018-05
COM-COMREFRIG-11.4 | Com ¦ Efficient Refrigerated Display Case - Marine ¦ PG&E ¦ Marine | Com ¦ Efficient Refrigerated Display Case - Marine | PG&E ¦ Marine | PG&E | All | Electric | Efficient Reach-In, freezer or refrigerator | Efficient |  |  | 0 | Conventional | ComRefrig | Com - Restaurant | Com | ROB and NEW | 0 | 1000 sqft2 of floor space | Display case | 12 | DEER:Indoor_CFL_Ltg | -567.2373 | -0.073416 | 3.4298 | SWCR018-05 | 5457.6385 | 2024 | 0 | 2021 | 0 | 0 | SWCR018-05 | ComRefrig - Display Case Replacement - Marine ¦ PG&E ¦ Marine | ComRefrig - Display Case Replacement - Marine | 0.099255 | 1 | 0.05 | CBSA 2014 | 7.5038 | 2012 | 0.6 | SWCR018-05
COM-COMREFRIG-10.5 | Com ¦ Code Compliant Refrigerated Display Case - Marine ¦ PG&E ¦ Marine | Com ¦ Code Compliant Refrigerated Display Case - Marine | PG&E ¦ Marine | PG&E | All | Electric | Standard Reach-In, freezer or refrigerator | Code |  |  | 0 | Conventional | ComRefrig | Com - Retail | Com | ROB and NEW | 0 | 1000 sqft2 of floor space | Display case | 12 | DEER:Indoor_CFL_Ltg | 0 | 0 | 0 | SWCR018-05 | 5039.4815 | 2024 | 0 | 2021 | 0 | 0 | SWCR018-05 | ComRefrig - Display Case Replacement - Marine ¦ PG&E ¦ Marine | ComRefrig - Display Case Replacement - Marine | 0.16212 | 1 | 0.95 | CBSA 2014 | 0 | 2012 | 0.6 | SWCR018-05
COM-COMREFRIG-11.5 | Com ¦ Efficient Refrigerated Display Case - Marine ¦ PG&E ¦ Marine | Com ¦ Efficient Refrigerated Display Case - Marine | PG&E ¦ Marine | PG&E | All | Electric | Efficient Reach-In, freezer or refrigerator | Efficient |  |  | 0 | Conventional | ComRefrig | Com - Retail | Com | ROB and NEW | 0 | 1000 sqft2 of floor space | Display case | 12 | DEER:Indoor_CFL_Ltg | -567.2373 | -0.073416 | 3.4298 | SWCR018-05 | 5457.6385 | 2024 | 0 | 2021 | 0 | 0 | SWCR018-05 | ComRefrig - Display Case Replacement - Marine ¦ PG&E ¦ Marine | ComRefrig - Display Case Replacement - Marine | 0.16212 | 1 | 0.05 | CBSA 2014 | 182.3334 | 2012 | 0.6 | SWCR018-05
COM-COMREFRIG-10.6 | Com ¦ Code Compliant Refrigerated Display Case - Marine ¦ PG&E ¦ Marine | Com ¦ Code Compliant Refrigerated Display Case - Marine | PG&E ¦ Marine | PG&E | All | Electric | Standard Reach-In, freezer or refrigerator | Code |  |  | 0 | Conventional | ComRefrig | Com - School | Com | ROB and NEW | 0 | 1000 sqft2 of floor space | Display case | 12 | DEER:Indoor_CFL_Ltg | 0 | 0 | 0 | SWCR018-05 | 5039.4815 | 2024 | 0 | 2021 | 0 | 0 | SWCR018-05 | ComRefrig - Display Case Replacement - Marine ¦ PG&E ¦ Marine | ComRefrig - Display Case Replacement - Marine | 0.00096561 | 1 | 0.95 | CBSA 2014 | 0 | 2012 | 0.6 | SWCR018-05
COM-COMREFRIG-11.6 | Com ¦ Efficient Refrigerated Display Case - Marine ¦ PG&E ¦ Marine | Com ¦ Efficient Refrigerated Display Case - Marine | PG&E ¦ Marine | PG&E | All | Electric | Efficient Reach-In, freezer or refrigerator | Efficient |  |  | 0 | Conventional | ComRefrig | Com - School | Com | ROB and NEW | 0 | 1000 sqft2 of floor space | Display case | 12 | DEER:Indoor_CFL_Ltg | -567.2373 | -0.073416 | 3.4298 | SWCR018-05 | 5457.6385 | 2024 | 0 | 2021 | 0 | 0 | SWCR018-05 | ComRefrig - Display Case Replacement - Marine ¦ PG&E ¦ Marine | ComRefrig - Display Case Replacement - Marine | 0.00096561 | 1 | 0.05 | CBSA 2014 | 85.5573 | 2012 | 0.6 | SWCR018-05
COM-COMREFRIG-10.7 | Com ¦ Code Compliant Refrigerated Display Case - Hot-Dry ¦ PG&E ¦ Hot-Dry | Com ¦ Code Compliant Refrigerated Display Case - Hot-Dry | PG&E ¦ Hot-Dry | PG&E | All | Electric | Standard Reach-In, freezer or refrigerator | Code |  |  | 0 | Conventional | ComRefrig | Com - College | Com | ROB and NEW | 0 | 1000 sqft2 of floor space | Display case | 12 | DEER:Indoor_CFL_Ltg | 0 | 0 | 0 | SWCR018-05 | 5039.4815 | 2024 | 0 | 2021 | 0 | 0 | SWCR018-05 | ComRefrig - Display Case Replacement - Hot-Dry ¦ PG&E ¦ Hot-Dry | ComRefrig - Display Case Replacement - Hot-Dry | 0.00096561 | 1 | 0.95 | CBSA 2014 | 0 | 2012 | 0.6 | SWCR018-05
COM-COMREFRIG-11.7 | Com ¦ Efficient Refrigerated Display Case - Hot-Dry ¦ PG&E ¦ Hot-Dry | Com ¦ Efficient Refrigerated Display Case - Hot-Dry | PG&E ¦ Hot-Dry | PG&E | All | Electric | Efficient Reach-In, freezer or refrigerator | Efficient |  |  | 0 | Conventional | ComRefrig | Com - College | Com | ROB and NEW | 0 | 1000 sqft2 of floor space | Display case | 12 | DEER:Indoor_CFL_Ltg | -572.6833 | -0.074608 | 3.4298 | SWCR018-05 | 5457.6385 | 2024 | 0 | 2021 | 0 | 0 | SWCR018-05 | ComRefrig - Display Case Replacement - Hot-Dry ¦ PG&E ¦ Hot-Dry | ComRefrig - Display Case Replacement - Hot-Dry | 0.00096561 | 1 | 0.05 | CBSA 2014 | 31.9229 | 2012 | 0.6 | SWCR018-05
COM-COMREFRIG-10.8 | Com ¦ Code Compliant Refrigerated Display Case - Hot-Dry ¦ PG&E ¦ Hot-Dry | Com ¦ Code Compliant Refrigerated Display Case - Hot-Dry | PG&E ¦ Hot-Dry | PG&E | All | Electric | Standard Reach-In, freezer or refrigerator | Code |  |  | 0 | Conventional | ComRefrig | Com - Grocery | Com | ROB and NEW | 0 | 1000 sqft2 of floor space | Display case | 12 | DEER:Indoor_CFL_Ltg | 0 | 0 | 0 | SWCR018-05 | 5039.4815 | 2024 | 0 | 2021 | 0 | 0 | SWCR018-05 | ComRefrig - Display Case Replacement - Hot-Dry ¦ PG&E ¦ Hot-Dry | ComRefrig - Display Case Replacement - Hot-Dry | 1.3624 | 1 | 0.95 | CBSA 2014 | 0 | 2012 | 0.6 | SWCR018-05
COM-COMREFRIG-11.8 | Com ¦ Efficient Refrigerated Display Case - Hot-Dry ¦ PG&E ¦ Hot-Dry | Com ¦ Efficient Refrigerated Display Case - Hot-Dry | PG&E ¦ Hot-Dry | PG&E | All | Electric | Efficient Reach-In, freezer or refrigerator | Efficient |  |  | 0 | Conventional | ComRefrig | Com - Grocery | Com | ROB and NEW | 0 | 1000 sqft2 of floor space | Display case | 12 | DEER:Indoor_CFL_Ltg | -572.6833 | -0.074608 | 3.4298 | SWCR018-05 | 5457.6385 | 2024 | 0 | 2021 | 0 | 0 | SWCR018-05 | ComRefrig - Display Case Replacement - Hot-Dry ¦ PG&E ¦ Hot-Dry | ComRefrig - Display Case Replacement - Hot-Dry | 1.3624 | 1 | 0.05 | CBSA 2014 | 24.159 | 2012 | 0.6 | SWCR018-05
COM-COMREFRIG-10.9 | Com ¦ Code Compliant Refrigerated Display Case - Hot-Dry ¦ PG&E ¦ Hot-Dry | Com ¦ Code Compliant Refrigerated Display Case - Hot-Dry | PG&E ¦ Hot-Dry | PG&E | All | Electric | Standard Reach-In, freezer or refrigerator | Code |  |  | 0 | Conventional | ComRefrig | Com - Refrig. Warehouse | Com | ROB and NEW | 0 | 1000 sqft2 of floor space | Display case | 12 | DEER:Indoor_CFL_Ltg | 0 | 0 | 0 | SWCR018-05 | 5039.4815 | 2024 | 0 | 2021 | 0 | 0 | SWCR018-05 | ComRefrig - Display Case Replacement - Hot-Dry ¦ PG&E ¦ Hot-Dry | ComRefrig - Display Case Replacement - Hot-Dry | 0.0090901 | 1 | 0.95 | CBSA 2014 | 0 | 2012 | 0.6 | SWCR018-05
COM-COMREFRIG-11.9 | Com ¦ Efficient Refrigerated Display Case - Hot-Dry ¦ PG&E ¦ Hot-Dry | Com ¦ Efficient Refrigerated Display Case - Hot-Dry | PG&E ¦ Hot-Dry | PG&E | All | Electric | Efficient Reach-In, freezer or refrigerator | Efficient |  |  | 0 | Conventional | ComRefrig | Com - Refrig. Warehouse | Com | ROB and NEW | 0 | 1000 sqft2 of floor space | Display case | 12 | DEER:Indoor_CFL_Ltg | -572.6833 | -0.074608 | 3.4298 | SWCR018-05 | 5457.6385 | 2024 | 0 | 2021 | 0 | 0 | SWCR018-05 | ComRefrig - Display Case Replacement - Hot-Dry ¦ PG&E ¦ Hot-Dry | ComRefrig - Display Case Replacement - Hot-Dry | 0.0090901 | 1 | 0.05 | CBSA 2014 | 7.6579 | 2012 | 0.6 | SWCR018-05
COM-COMREFRIG-10.10 | Com ¦ Code Compliant Refrigerated Display Case - Hot-Dry ¦ PG&E ¦ Hot-Dry | Com ¦ Code Compliant Refrigerated Display Case - Hot-Dry | PG&E ¦ Hot-Dry | PG&E | All | Electric | Standard Reach-In, freezer or refrigerator | Code |  |  | 0 | Conventional | ComRefrig | Com - Restaurant | Com | ROB and NEW | 0 | 1000 sqft2 of floor space | Display case | 12 | DEER:Indoor_CFL_Ltg | 0 | 0 | 0 | SWCR018-05 | 5039.4815 | 2024 | 0 | 2021 | 0 | 0 | SWCR018-05 | ComRefrig - Display Case Replacement - Hot-Dry ¦ PG&E ¦ Hot-Dry | ComRefrig - Display Case Replacement - Hot-Dry | 0.099255 | 1 | 0.95 | CBSA 2014 | 0 | 2012 | 0.6 | SWCR018-05
COM-COMREFRIG-11.10 | Com ¦ Efficient Refrigerated Display Case - Hot-Dry ¦ PG&E ¦ Hot-Dry | Com ¦ Efficient Refrigerated Display Case - Hot-Dry | PG&E ¦ Hot-Dry | PG&E | All | Electric | Efficient Reach-In, freezer or refrigerator | Efficient |  |  | 0 | Conventional | ComRefrig | Com - Restaurant | Com | ROB and NEW | 0 | 1000 sqft2 of floor space | Display case | 12 | DEER:Indoor_CFL_Ltg | -572.6833 | -0.074608 | 3.4298 | SWCR018-05 | 5457.6385 | 2024 | 0 | 2021 | 0 | 0 | SWCR018-05 | ComRefrig - Display Case Replacement - Hot-Dry ¦ PG&E ¦ Hot-Dry | ComRefrig - Display Case Replacement - Hot-Dry | 0.099255 | 1 | 0.05 | CBSA 2014 | 7.6006 | 2012 | 0.6 | SWCR018-05
COM-COMREFRIG-10.11 | Com ¦ Code Compliant Refrigerated Display Case - Hot-Dry ¦ PG&E ¦ Hot-Dry | Com ¦ Code Compliant Refrigerated Display Case - Hot-Dry | PG&E ¦ Hot-Dry | PG&E | All | Electric | Standard Reach-In, freezer or refrigerator | Code |  |  | 0 | Conventional | ComRefrig | Com - Retail | Com | ROB and NEW | 0 | 1000 sqft2 of floor space | Display case | 12 | DEER:Indoor_CFL_Ltg | 0 | 0 | 0 | SWCR018-05 | 5039.4815 | 2024 | 0 | 2021 | 0 | 0 | SWCR018-05 | ComRefrig - Display Case Replacement - Hot-Dry ¦ PG&E ¦ Hot-Dry | ComRefrig - Display Case Replacement - Hot-Dry | 0.16212 | 1 | 0.95 | CBSA 2014 | 0 | 2012 | 0.6 | SWCR018-05
COM-COMREFRIG-11.11 | Com ¦ Efficient Refrigerated Display Case - Hot-Dry ¦ PG&E ¦ Hot-Dry | Com ¦ Efficient Refrigerated Display Case - Hot-Dry | PG&E ¦ Hot-Dry | PG&E | All | Electric | Efficient Reach-In, freezer or refrigerator | Efficient |  |  | 0 | Conventional | ComRefrig | Com - Retail | Com | ROB and NEW | 0 | 1000 sqft2 of floor space | Display case | 12 | DEER:Indoor_CFL_Ltg | -572.6833 | -0.074608 | 3.4298 | SWCR018-05 | 5457.6385 | 2024 | 0 | 2021 | 0 | 0 | SWCR018-05 | ComRefrig - Display Case Replacement - Hot-Dry ¦ PG&E ¦ Hot-Dry | ComRefrig - Display Case Replacement - Hot-Dry | 0.16212 | 1 | 0.05 | CBSA 2014 | 184.2467 | 2012 | 0.6 | SWCR018-05
COM-COMREFRIG-10.12 | Com ¦ Code Compliant Refrigerated Display Case - Hot-Dry ¦ PG&E ¦ Hot-Dry | Com ¦ Code Compliant Refrigerated Display Case - Hot-Dry | PG&E ¦ Hot-Dry | PG&E | All | Electric | Standard Reach-In, freezer or refrigerator | Code |  |  | 0 | Conventional | ComRefrig | Com - School | Com | ROB and NEW | 0 | 1000 sqft2 of floor space | Display case | 12 | DEER:Indoor_CFL_Ltg | 0 | 0 | 0 | SWCR018-05 | 5039.4815 | 2024 | 0 | 2021 | 0 | 0 | SWCR018-05 | ComRefrig - Display Case Replacement - Hot-Dry ¦ PG&E ¦ Hot-Dry | ComRefrig - Display Case Replacement - Hot-Dry | 0.00096561 | 1 | 0.95 | CBSA 2014 | 0 | 2012 | 0.6 | SWCR018-05
COM-COMREFRIG-11.12 | Com ¦ Efficient Refrigerated Display Case - Hot-Dry ¦ PG&E ¦ Hot-Dry | Com ¦ Efficient Refrigerated Display Case - Hot-Dry | PG&E ¦ Hot-Dry | PG&E | All | Electric | Efficient Reach-In, freezer or refrigerator | Efficient |  |  | 0 | Conventional | ComRefrig | Com - School | Com | ROB and NEW | 0 | 1000 sqft2 of floor space | Display case | 12 | DEER:Indoor_CFL_Ltg | -572.6833 | -0.074608 | 3.4298 | SWCR018-05 | 5457.6385 | 2024 | 0 | 2021 | 0 | 0 | SWCR018-05 | ComRefrig - Display Case Replacement - Hot-Dry ¦ PG&E ¦ Hot-Dry | ComRefrig - Display Case Replacement - Hot-Dry | 0.00096561 | 1 | 0.05 | CBSA 2014 | 86.4539 | 2012 | 0.6 | SWCR018-05
COM-COMREFRIG-10.13 | Com ¦ Code Compliant Refrigerated Display Case - Cold ¦ PG&E ¦ Cold | Com ¦ Code Compliant Refrigerated Display Case - Cold | PG&E ¦ Cold | PG&E | All | Electric | Standard Reach-In, freezer or refrigerator | Code |  |  | 0 | Conventional | ComRefrig | Com - College | Com | ROB and NEW | 0 | 1000 sqft2 of floor space | Display case | 12 | DEER:Indoor_CFL_Ltg | 0 | 0 | 0 | SWCR018-05 | 5039.4815 | 2024 | 0 | 2021 | 0 | 0 | SWCR018-05 | ComRefrig - Display Case Replacement - Cold ¦ PG&E ¦ Cold | ComRefrig - Display Case Replacement - Cold | 0.00096561 | 1 | 0.95 | CBSA 2014 | 0 | 2012 | 0.6 | SWCR018-05
COM-COMREFRIG-11.13 | Com ¦ Efficient Refrigerated Display Case - Cold ¦ PG&E ¦ Cold | Com ¦ Efficient Refrigerated Display Case - Cold | PG&E ¦ Cold | PG&E | All | Electric | Efficient Reach-In, freezer or refrigerator | Efficient |  |  | 0 | Conventional | ComRefrig | Com - College | Com | ROB and NEW | 0 | 1000 sqft2 of floor space | Display case | 12 | DEER:Indoor_CFL_Ltg | -540.6115 | -0.075302 | 6.8108 | SWCR018-05 | 5457.6385 | 2024 | 0 | 2021 | 0 | 0 | SWCR018-05 | ComRefrig - Display Case Replacement - Cold ¦ PG&E ¦ Cold | ComRefrig - Display Case Replacement - Cold | 0.00096561 | 1 | 0.05 | CBSA 2014 | 18.3486 | 2012 | 0.6 | SWCR018-05
COM-COMREFRIG-10.14 | Com ¦ Code Compliant Refrigerated Display Case - Cold ¦ PG&E ¦ Cold | Com ¦ Code Compliant Refrigerated Display Case - Cold | PG&E ¦ Cold | PG&E | All | Electric | Standard Reach-In, freezer or refrigerator | Code |  |  | 0 | Conventional | ComRefrig | Com - Grocery | Com | ROB and NEW | 0 | 1000 sqft2 of floor space | Display case | 12 | DEER:Indoor_CFL_Ltg | 0 | 0 | 0 | SWCR018-05 | 5039.4815 | 2024 | 0 | 2021 | 0 | 0 | SWCR018-05 | ComRefrig - Display Case Replacement - Cold ¦ PG&E ¦ Cold | ComRefrig - Display Case Replacement - Cold | 1.3624 | 1 | 0.95 | CBSA 2014 | 0 | 2012 | 0.6 | SWCR018-05
COM-COMREFRIG-11.14 | Com ¦ Efficient Refrigerated Display Case - Cold ¦ PG&E ¦ Cold | Com ¦ Efficient Refrigerated Display Case - Cold | PG&E ¦ Cold | PG&E | All | Electric | Efficient Reach-In, freezer or refrigerator | Efficient |  |  | 0 | Conventional | ComRefrig | Com - Grocery | Com | ROB and NEW | 0 | 1000 sqft2 of floor space | Display case | 12 | DEER:Indoor_CFL_Ltg | -540.6115 | -0.075302 | 6.8108 | SWCR018-05 | 5457.6385 | 2024 | 0 | 2021 | 0 | 0 | SWCR018-05 | ComRefrig - Display Case Replacement - Cold ¦ PG&E ¦ Cold | ComRefrig - Display Case Replacement - Cold | 1.3624 | 1 | 0.05 | CBSA 2014 | 14.4157 | 2012 | 0.6 | SWCR018-05
COM-COMREFRIG-10.15 | Com ¦ Code Compliant Refrigerated Display Case - Cold ¦ PG&E ¦ Cold | Com ¦ Code Compliant Refrigerated Display Case - Cold | PG&E ¦ Cold | PG&E | All | Electric | Standard Reach-In, freezer or refrigerator | Code |  |  | 0 | Conventional | ComRefrig | Com - Refrig. Warehouse | Com | ROB and NEW | 0 | 1000 sqft2 of floor space | Display case | 12 | DEER:Indoor_CFL_Ltg | 0 | 0 | 0 | SWCR018-05 | 5039.4815 | 2024 | 0 | 2021 | 0 | 0 | SWCR018-05 | ComRefrig - Display Case Replacement - Cold ¦ PG&E ¦ Cold | ComRefrig - Display Case Replacement - Cold | 0.0090901 | 1 | 0.95 | CBSA 2014 | 0 | 2012 | 0.6 | SWCR018-05
COM-COMREFRIG-11.15 | Com ¦ Efficient Refrigerated Display Case - Cold ¦ PG&E ¦ Cold | Com ¦ Efficient Refrigerated Display Case - Cold | PG&E ¦ Cold | PG&E | All | Electric | Efficient Reach-In, freezer or refrigerator | Efficient |  |  | 0 | Conventional | ComRefrig | Com - Refrig. Warehouse | Com | ROB and NEW | 0 | 1000 sqft2 of floor space | Display case | 12 | DEER:Indoor_CFL_Ltg | -540.6115 | -0.075302 | 6.8108 | SWCR018-05 | 5457.6385 | 2024 | 0 | 2021 | 0 | 0 | SWCR018-05 | ComRefrig - Display Case Replacement - Cold ¦ PG&E ¦ Cold | ComRefrig - Display Case Replacement - Cold | 0.0090901 | 1 | 0.05 | CBSA 2014 | 4.5464 | 2012 | 0.6 | SWCR018-05
COM-COMREFRIG-10.16 | Com ¦ Code Compliant Refrigerated Display Case - Cold ¦ PG&E ¦ Cold | Com ¦ Code Compliant Refrigerated Display Case - Cold | PG&E ¦ Cold | PG&E | All | Electric | Standard Reach-In, freezer or refrigerator | Code |  |  | 0 | Conventional | ComRefrig | Com - Restaurant | Com | ROB and NEW | 0 | 1000 sqft2 of floor space | Display case | 12 | DEER:Indoor_CFL_Ltg | 0 | 0 | 0 | SWCR018-05 | 5039.4815 | 2024 | 0 | 2021 | 0 | 0 | SWCR018-05 | ComRefrig - Display Case Replacement - Cold ¦ PG&E ¦ Cold | ComRefrig - Display Case Replacement - Cold | 0.099255 | 1 | 0.95 | CBSA 2014 | 0 | 2012 | 0.6 | SWCR018-05
COM-COMREFRIG-11.16 | Com ¦ Efficient Refrigerated Display Case - Cold ¦ PG&E ¦ Cold | Com ¦ Efficient Refrigerated Display Case - Cold | PG&E ¦ Cold | PG&E | All | Electric | Efficient Reach-In, freezer or refrigerator | Efficient |  |  | 0 | Conventional | ComRefrig | Com - Restaurant | Com | ROB and NEW | 0 | 1000 sqft2 of floor space | Display case | 12 | DEER:Indoor_CFL_Ltg | -540.6115 | -0.075302 | 6.8108 | SWCR018-05 | 5457.6385 | 2024 | 0 | 2021 | 0 | 0 | SWCR018-05 | ComRefrig - Display Case Replacement - Cold ¦ PG&E ¦ Cold | ComRefrig - Display Case Replacement - Cold | 0.099255 | 1 | 0.05 | CBSA 2014 | 4.4907 | 2012 | 0.6 | SWCR018-05
COM-COMREFRIG-10.17 | Com ¦ Code Compliant Refrigerated Display Case - Cold ¦ PG&E ¦ Cold | Com ¦ Code Compliant Refrigerated Display Case - Cold | PG&E ¦ Cold | PG&E | All | Electric | Standard Reach-In, freezer or refrigerator | Code |  |  | 0 | Conventional | ComRefrig | Com - Retail | Com | ROB and NEW | 0 | 1000 sqft2 of floor space | Display case | 12 | DEER:Indoor_CFL_Ltg | 0 | 0 | 0 | SWCR018-05 | 5039.4815 | 2024 | 0 | 2021 | 0 | 0 | SWCR018-05 | ComRefrig - Display Case Replacement - Cold ¦ PG&E ¦ Cold | ComRefrig - Display Case Replacement - Cold | 0.16212 | 1 | 0.95 | CBSA 2014 | 0 | 2012 | 0.6 | SWCR018-05
COM-COMREFRIG-11.17 | Com ¦ Efficient Refrigerated Display Case - Cold ¦ PG&E ¦ Cold | Com ¦ Efficient Refrigerated Display Case - Cold | PG&E ¦ Cold | PG&E | All | Electric | Efficient Reach-In, freezer or refrigerator | Efficient |  |  | 0 | Conventional | ComRefrig | Com - Retail | Com | ROB and NEW | 0 | 1000 sqft2 of floor space | Display case | 12 | DEER:Indoor_CFL_Ltg | -540.6115 | -0.075302 | 6.8108 | SWCR018-05 | 5457.6385 | 2024 | 0 | 2021 | 0 | 0 | SWCR018-05 | ComRefrig - Display Case Replacement - Cold ¦ PG&E ¦ Cold | ComRefrig - Display Case Replacement - Cold | 0.16212 | 1 | 0.05 | CBSA 2014 | 156.2732 | 2012 | 0.6 | SWCR018-05
COM-COMREFRIG-10.18 | Com ¦ Code Compliant Refrigerated Display Case - Cold ¦ PG&E ¦ Cold | Com ¦ Code Compliant Refrigerated Display Case - Cold | PG&E ¦ Cold | PG&E | All | Electric | Standard Reach-In, freezer or refrigerator | Code |  |  | 0 | Conventional | ComRefrig | Com - School | Com | ROB and NEW | 0 | 1000 sqft2 of floor space | Display case | 12 | DEER:Indoor_CFL_Ltg | 0 | 0 | 0 | SWCR018-05 | 5039.4815 | 2024 | 0 | 2021 | 0 | 0 | SWCR018-05 | ComRefrig - Display Case Replacement - Cold ¦ PG&E ¦ Cold | ComRefrig - Display Case Replacement - Cold | 0.00096561 | 1 | 0.95 | CBSA 2014 | 0 | 2012 | 0.6 | SWCR018-05
COM-COMREFRIG-11.18 | Com ¦ Efficient Refrigerated Display Case - Cold ¦ PG&E ¦ Cold | Com ¦ Efficient Refrigerated Display Case - Cold | PG&E ¦ Cold | PG&E | All | Electric | Efficient Reach-In, freezer or refrigerator | Efficient |  |  | 0 | Conventional | ComRefrig | Com - School | Com | ROB and NEW | 0 | 1000 sqft2 of floor space | Display case | 12 | DEER:Indoor_CFL_Ltg | -540.6115 | -0.075302 | 6.8108 | SWCR018-05 | 5457.6385 | 2024 | 0 | 2021 | 0 | 0 | SWCR018-05 | ComRefrig - Display Case Replacement - Cold ¦ PG&E ¦ Cold | ComRefrig - Display Case Replacement - Cold | 0.00096561 | 1 | 0.05 | CBSA 2014 | 73.4486 | 2012 | 0.6 | SWCR018-05
COM-COMREFRIG-10.1 | Com ¦ Code Compliant Refrigerated Display Case - Marine ¦ SCE ¦ Marine | Com ¦ Code Compliant Refrigerated Display Case - Marine | SCE ¦ Marine | SCE | All | Electric | Standard Reach-In, freezer or refrigerator | Code |  |  | 0 | Conventional | ComRefrig | Com - College | Com | ROB and NEW | 0 | 1000 sqft2 of floor space | Display case | 12 | DEER:Indoor_CFL_Ltg | 0 | 0 | 0 | SWCR018-05 | 5039.4815 | 2024 | 0 | 2024 | 0 | 0 | SWCR018-05 | ComRefrig - Display Case Replacement - Marine ¦ SCE ¦ Marine | ComRefrig - Display Case Replacement - Marine | 0.00096561 | 1 | 0.95 | CBSA 2014 | 0 | 2012 | 0.6 | SWCR018-05
COM-COMREFRIG-11.1 | Com ¦ Efficient Refrigerated Display Case - Marine ¦ SCE ¦ Marine | Com ¦ Efficient Refrigerated Display Case - Marine | SCE ¦ Marine | SCE | All | Electric | Efficient Reach-In, freezer or refrigerator | Efficient |  |  | 0 | Conventional | ComRefrig | Com - College | Com | ROB and NEW | 0 | 1000 sqft2 of floor space | Display case | 12 | DEER:Indoor_CFL_Ltg | -604.8915 | -0.075887 | 1.8481 | SWCR018-05 | 5457.6385 | 2024 | 0 | 2024 | 0 | 0 | SWCR018-05 | ComRefrig - Display Case Replacement - Marine ¦ SCE ¦ Marine | ComRefrig - Display Case Replacement - Marine | 0.00096561 | 1 | 0.05 | CBSA 2014 | 39.5719 | 2012 | 0.6 | SWCR018-05
COM-COMREFRIG-10.2 | Com ¦ Code Compliant Refrigerated Display Case - Marine ¦ SCE ¦ Marine | Com ¦ Code Compliant Refrigerated Display Case - Marine | SCE ¦ Marine | SCE | All | Electric | Standard Reach-In, freezer or refrigerator | Code |  |  | 0 | Conventional | ComRefrig | Com - Grocery | Com | ROB and NEW | 0 | 1000 sqft2 of floor space | Display case | 12 | DEER:Indoor_CFL_Ltg | 0 | 0 | 0 | SWCR018-05 | 5039.4815 | 2024 | 0 | 2024 | 0 | 0 | SWCR018-05 | ComRefrig - Display Case Replacement - Marine ¦ SCE ¦ Marine | ComRefrig - Display Case Replacement - Marine | 1.3624 | 1 | 0.95 | CBSA 2014 | 0 | 2012 | 0.6 | SWCR018-05
COM-COMREFRIG-11.2 | Com ¦ Efficient Refrigerated Display Case - Marine ¦ SCE ¦ Marine | Com ¦ Efficient Refrigerated Display Case - Marine | SCE ¦ Marine | SCE | All | Electric | Efficient Reach-In, freezer or refrigerator | Efficient |  |  | 0 | Conventional | ComRefrig | Com - Grocery | Com | ROB and NEW | 0 | 1000 sqft2 of floor space | Display case | 12 | DEER:Indoor_CFL_Ltg | -604.8915 | -0.075887 | 1.8481 | SWCR018-05 | 5457.6385 | 2024 | 0 | 2024 | 0 | 0 | SWCR018-05 | ComRefrig - Display Case Replacement - Marine ¦ SCE ¦ Marine | ComRefrig - Display Case Replacement - Marine | 1.3624 | 1 | 0.05 | CBSA 2014 | 29.6848 | 2012 | 0.6 | SWCR018-05
COM-COMREFRIG-10.3 | Com ¦ Code Compliant Refrigerated Display Case - Marine ¦ SCE ¦ Marine | Com ¦ Code Compliant Refrigerated Display Case - Marine | SCE ¦ Marine | SCE | All | Electric | Standard Reach-In, freezer or refrigerator | Code |  |  | 0 | Conventional | ComRefrig | Com - Refrig. Warehouse | Com | ROB and NEW | 0 | 1000 sqft2 of floor space | Display case | 12 | DEER:Indoor_CFL_Ltg | 0 | 0 | 0 | SWCR018-05 | 5039.4815 | 2024 | 0 | 2024 | 0 | 0 | SWCR018-05 | ComRefrig - Display Case Replacement - Marine ¦ SCE ¦ Marine | ComRefrig - Display Case Replacement - Marine | 0.0090901 | 1 | 0.95 | CBSA 2014 | 0 | 2012 | 0.6 | SWCR018-05
COM-COMREFRIG-11.3 | Com ¦ Efficient Refrigerated Display Case - Marine ¦ SCE ¦ Marine | Com ¦ Efficient Refrigerated Display Case - Marine | SCE ¦ Marine | SCE | All | Electric | Efficient Reach-In, freezer or refrigerator | Efficient |  |  | 0 | Conventional | ComRefrig | Com - Refrig. Warehouse | Com | ROB and NEW | 0 | 1000 sqft2 of floor space | Display case | 12 | DEER:Indoor_CFL_Ltg | -604.8915 | -0.075887 | 1.8481 | SWCR018-05 | 5457.6385 | 2024 | 0 | 2024 | 0 | 0 | SWCR018-05 | ComRefrig - Display Case Replacement - Marine ¦ SCE ¦ Marine | ComRefrig - Display Case Replacement - Marine | 0.0090901 | 1 | 0.05 | CBSA 2014 | 9.4209 | 2012 | 0.6 | SWCR018-05
COM-COMREFRIG-10.4 | Com ¦ Code Compliant Refrigerated Display Case - Marine ¦ SCE ¦ Marine | Com ¦ Code Compliant Refrigerated Display Case - Marine | SCE ¦ Marine | SCE | All | Electric | Standard Reach-In, freezer or refrigerator | Code |  |  | 0 | Conventional | ComRefrig | Com - Restaurant | Com | ROB and NEW | 0 | 1000 sqft2 of floor space | Display case | 12 | DEER:Indoor_CFL_Ltg | 0 | 0 | 0 | SWCR018-05 | 5039.4815 | 2024 | 0 | 2024 | 0 | 0 | SWCR018-05 | ComRefrig - Display Case Replacement - Marine ¦ SCE ¦ Marine | ComRefrig - Display Case Replacement - Marine | 0.099255 | 1 | 0.95 | CBSA 2014 | 0 | 2012 | 0.6 | SWCR018-05
COM-COMREFRIG-11.4 | Com ¦ Efficient Refrigerated Display Case - Marine ¦ SCE ¦ Marine | Com ¦ Efficient Refrigerated Display Case - Marine | SCE ¦ Marine | SCE | All | Electric | Efficient Reach-In, freezer or refrigerator | Efficient |  |  | 0 | Conventional | ComRefrig | Com - Restaurant | Com | ROB and NEW | 0 | 1000 sqft2 of floor space | Display case | 12 | DEER:Indoor_CFL_Ltg | -604.8915 | -0.075887 | 1.8481 | SWCR018-05 | 5457.6385 | 2024 | 0 | 2024 | 0 | 0 | SWCR018-05 | ComRefrig - Display Case Replacement - Marine ¦ SCE ¦ Marine | ComRefrig - Display Case Replacement - Marine | 0.099255 | 1 | 0.05 | CBSA 2014 | 9.3612 | 2012 | 0.6 | SWCR018-05
COM-COMREFRIG-10.5 | Com ¦ Code Compliant Refrigerated Display Case - Marine ¦ SCE ¦ Marine | Com ¦ Code Compliant Refrigerated Display Case - Marine | SCE ¦ Marine | SCE | All | Electric | Standard Reach-In, freezer or refrigerator | Code |  |  | 0 | Conventional | ComRefrig | Com - Retail | Com | ROB and NEW | 0 | 1000 sqft2 of floor space | Display case | 12 | DEER:Indoor_CFL_Ltg | 0 | 0 | 0 | SWCR018-05 | 5039.4815 | 2024 | 0 | 2024 | 0 | 0 | SWCR018-05 | ComRefrig - Display Case Replacement - Marine ¦ SCE ¦ Marine | ComRefrig - Display Case Replacement - Marine | 0.16212 | 1 | 0.95 | CBSA 2014 | 0 | 2012 | 0.6 | SWCR018-05
COM-COMREFRIG-11.5 | Com ¦ Efficient Refrigerated Display Case - Marine ¦ SCE ¦ Marine | Com ¦ Efficient Refrigerated Display Case - Marine | SCE ¦ Marine | SCE | All | Electric | Efficient Reach-In, freezer or refrigerator | Efficient |  |  | 0 | Conventional | ComRefrig | Com - Retail | Com | ROB and NEW | 0 | 1000 sqft2 of floor space | Display case | 12 | DEER:Indoor_CFL_Ltg | -604.8915 | -0.075887 | 1.8481 | SWCR018-05 | 5457.6385 | 2024 | 0 | 2024 | 0 | 0 | SWCR018-05 | ComRefrig - Display Case Replacement - Marine ¦ SCE ¦ Marine | ComRefrig - Display Case Replacement - Marine | 0.16212 | 1 | 0.05 | CBSA 2014 | 203.3772 | 2012 | 0.6 | SWCR018-05
COM-COMREFRIG-10.6 | Com ¦ Code Compliant Refrigerated Display Case - Marine ¦ SCE ¦ Marine | Com ¦ Code Compliant Refrigerated Display Case - Marine | SCE ¦ Marine | SCE | All | Electric | Standard Reach-In, freezer or refrigerator | Code |  |  | 0 | Conventional | ComRefrig | Com - School | Com | ROB and NEW | 0 | 1000 sqft2 of floor space | Display case | 12 | DEER:Indoor_CFL_Ltg | 0 | 0 | 0 | SWCR018-05 | 5039.4815 | 2024 | 0 | 2024 | 0 | 0 | SWCR018-05 | ComRefrig - Display Case Replacement - Marine ¦ SCE ¦ Marine | ComRefrig - Display Case Replacement - Marine | 0.00096561 | 1 | 0.95 | CBSA 2014 | 0 | 2012 | 0.6 | SWCR018-05
COM-COMREFRIG-11.6 | Com ¦ Efficient Refrigerated Display Case - Marine ¦ SCE ¦ Marine | Com ¦ Efficient Refrigerated Display Case - Marine | SCE ¦ Marine | SCE | All | Electric | Efficient Reach-In, freezer or refrigerator | Efficient |  |  | 0 | Conventional | ComRefrig | Com - School | Com | ROB and NEW | 0 | 1000 sqft2 of floor space | Display case | 12 | DEER:Indoor_CFL_Ltg | -604.8915 | -0.075887 | 1.8481 | SWCR018-05 | 5457.6385 | 2024 | 0 | 2024 | 0 | 0 | SWCR018-05 | ComRefrig - Display Case Replacement - Marine ¦ SCE ¦ Marine | ComRefrig - Display Case Replacement - Marine | 0.00096561 | 1 | 0.05 | CBSA 2014 | 95.3706 | 2012 | 0.6 | SWCR018-05
COM-COMREFRIG-10.7 | Com ¦ Code Compliant Refrigerated Display Case - Hot-Dry ¦ SCE ¦ Hot-Dry | Com ¦ Code Compliant Refrigerated Display Case - Hot-Dry | SCE ¦ Hot-Dry | SCE | All | Electric | Standard Reach-In, freezer or refrigerator | Code |  |  | 0 | Conventional | ComRefrig | Com - College | Com | ROB and NEW | 0 | 1000 sqft2 of floor space | Display case | 12 | DEER:Indoor_CFL_Ltg | 0 | 0 | 0 | SWCR018-05 | 5039.4815 | 2024 | 0 | 2024 | 0 | 0 | SWCR018-05 | ComRefrig - Display Case Replacement - Hot-Dry ¦ SCE ¦ Hot-Dry | ComRefrig - Display Case Replacement - Hot-Dry | 0.00096561 | 1 | 0.95 | CBSA 2014 | 0 | 2012 | 0.6 | SWCR018-05
COM-COMREFRIG-11.7 | Com ¦ Efficient Refrigerated Display Case - Hot-Dry ¦ SCE ¦ Hot-Dry | Com ¦ Efficient Refrigerated Display Case - Hot-Dry | SCE ¦ Hot-Dry | SCE | All | Electric | Efficient Reach-In, freezer or refrigerator | Efficient |  |  | 0 | Conventional | ComRefrig | Com - College | Com | ROB and NEW | 0 | 1000 sqft2 of floor space | Display case | 12 | DEER:Indoor_CFL_Ltg | -599.714 | -0.076446 | 1.826 | SWCR018-05 | 5457.6385 | 2024 | 0 | 2024 | 0 | 0 | SWCR018-05 | ComRefrig - Display Case Replacement - Hot-Dry ¦ SCE ¦ Hot-Dry | ComRefrig - Display Case Replacement - Hot-Dry | 0.00096561 | 1 | 0.05 | CBSA 2014 | 39.254 | 2012 | 0.6 | SWCR018-05
COM-COMREFRIG-10.8 | Com ¦ Code Compliant Refrigerated Display Case - Hot-Dry ¦ SCE ¦ Hot-Dry | Com ¦ Code Compliant Refrigerated Display Case - Hot-Dry | SCE ¦ Hot-Dry | SCE | All | Electric | Standard Reach-In, freezer or refrigerator | Code |  |  | 0 | Conventional | ComRefrig | Com - Grocery | Com | ROB and NEW | 0 | 1000 sqft2 of floor space | Display case | 12 | DEER:Indoor_CFL_Ltg | 0 | 0 | 0 | SWCR018-05 | 5039.4815 | 2024 | 0 | 2024 | 0 | 0 | SWCR018-05 | ComRefrig - Display Case Replacement - Hot-Dry ¦ SCE ¦ Hot-Dry | ComRefrig - Display Case Replacement - Hot-Dry | 1.3624 | 1 | 0.95 | CBSA 2014 | 0 | 2012 | 0.6 | SWCR018-05
COM-COMREFRIG-11.8 | Com ¦ Efficient Refrigerated Display Case - Hot-Dry ¦ SCE ¦ Hot-Dry | Com ¦ Efficient Refrigerated Display Case - Hot-Dry | SCE ¦ Hot-Dry | SCE | All | Electric | Efficient Reach-In, freezer or refrigerator | Efficient |  |  | 0 | Conventional | ComRefrig | Com - Grocery | Com | ROB and NEW | 0 | 1000 sqft2 of floor space | Display case | 12 | DEER:Indoor_CFL_Ltg | -599.714 | -0.076446 | 1.826 | SWCR018-05 | 5457.6385 | 2024 | 0 | 2024 | 0 | 0 | SWCR018-05 | ComRefrig - Display Case Replacement - Hot-Dry ¦ SCE ¦ Hot-Dry | ComRefrig - Display Case Replacement - Hot-Dry | 1.3624 | 1 | 0.05 | CBSA 2014 | 29.4455 | 2012 | 0.6 | SWCR018-05
COM-COMREFRIG-10.9 | Com ¦ Code Compliant Refrigerated Display Case - Hot-Dry ¦ SCE ¦ Hot-Dry | Com ¦ Code Compliant Refrigerated Display Case - Hot-Dry | SCE ¦ Hot-Dry | SCE | All | Electric | Standard Reach-In, freezer or refrigerator | Code |  |  | 0 | Conventional | ComRefrig | Com - Refrig. Warehouse | Com | ROB and NEW | 0 | 1000 sqft2 of floor space | Display case | 12 | DEER:Indoor_CFL_Ltg | 0 | 0 | 0 | SWCR018-05 | 5039.4815 | 2024 | 0 | 2024 | 0 | 0 | SWCR018-05 | ComRefrig - Display Case Replacement - Hot-Dry ¦ SCE ¦ Hot-Dry | ComRefrig - Display Case Replacement - Hot-Dry | 0.0090901 | 1 | 0.95 | CBSA 2014 | 0 | 2012 | 0.6 | SWCR018-05
COM-COMREFRIG-11.9 | Com ¦ Efficient Refrigerated Display Case - Hot-Dry ¦ SCE ¦ Hot-Dry | Com ¦ Efficient Refrigerated Display Case - Hot-Dry | SCE ¦ Hot-Dry | SCE | All | Electric | Efficient Reach-In, freezer or refrigerator | Efficient |  |  | 0 | Conventional | ComRefrig | Com - Refrig. Warehouse | Com | ROB and NEW | 0 | 1000 sqft2 of floor space | Display case | 12 | DEER:Indoor_CFL_Ltg | -599.714 | -0.076446 | 1.826 | SWCR018-05 | 5457.6385 | 2024 | 0 | 2024 | 0 | 0 | SWCR018-05 | ComRefrig - Display Case Replacement - Hot-Dry ¦ SCE ¦ Hot-Dry | ComRefrig - Display Case Replacement - Hot-Dry | 0.0090901 | 1 | 0.05 | CBSA 2014 | 9.345 | 2012 | 0.6 | SWCR018-05
COM-COMREFRIG-10.10 | Com ¦ Code Compliant Refrigerated Display Case - Hot-Dry ¦ SCE ¦ Hot-Dry | Com ¦ Code Compliant Refrigerated Display Case - Hot-Dry | SCE ¦ Hot-Dry | SCE | All | Electric | Standard Reach-In, freezer or refrigerator | Code |  |  | 0 | Conventional | ComRefrig | Com - Restaurant | Com | ROB and NEW | 0 | 1000 sqft2 of floor space | Display case | 12 | DEER:Indoor_CFL_Ltg | 0 | 0 | 0 | SWCR018-05 | 5039.4815 | 2024 | 0 | 2024 | 0 | 0 | SWCR018-05 | ComRefrig - Display Case Replacement - Hot-Dry ¦ SCE ¦ Hot-Dry | ComRefrig - Display Case Replacement - Hot-Dry | 0.099255 | 1 | 0.95 | CBSA 2014 | 0 | 2012 | 0.6 | SWCR018-05
COM-COMREFRIG-11.10 | Com ¦ Efficient Refrigerated Display Case - Hot-Dry ¦ SCE ¦ Hot-Dry | Com ¦ Efficient Refrigerated Display Case - Hot-Dry | SCE ¦ Hot-Dry | SCE | All | Electric | Efficient Reach-In, freezer or refrigerator | Efficient |  |  | 0 | Conventional | ComRefrig | Com - Restaurant | Com | ROB and NEW | 0 | 1000 sqft2 of floor space | Display case | 12 | DEER:Indoor_CFL_Ltg | -599.714 | -0.076446 | 1.826 | SWCR018-05 | 5457.6385 | 2024 | 0 | 2024 | 0 | 0 | SWCR018-05 | ComRefrig - Display Case Replacement - Hot-Dry ¦ SCE ¦ Hot-Dry | ComRefrig - Display Case Replacement - Hot-Dry | 0.099255 | 1 | 0.05 | CBSA 2014 | 9.2858 | 2012 | 0.6 | SWCR018-05
COM-COMREFRIG-10.11 | Com ¦ Code Compliant Refrigerated Display Case - Hot-Dry ¦ SCE ¦ Hot-Dry | Com ¦ Code Compliant Refrigerated Display Case - Hot-Dry | SCE ¦ Hot-Dry | SCE | All | Electric | Standard Reach-In, freezer or refrigerator | Code |  |  | 0 | Conventional | ComRefrig | Com - Retail | Com | ROB and NEW | 0 | 1000 sqft2 of floor space | Display case | 12 | DEER:Indoor_CFL_Ltg | 0 | 0 | 0 | SWCR018-05 | 5039.4815 | 2024 | 0 | 2024 | 0 | 0 | SWCR018-05 | ComRefrig - Display Case Replacement - Hot-Dry ¦ SCE ¦ Hot-Dry | ComRefrig - Display Case Replacement - Hot-Dry | 0.16212 | 1 | 0.95 | CBSA 2014 | 0 | 2012 | 0.6 | SWCR018-05
COM-COMREFRIG-11.11 | Com ¦ Efficient Refrigerated Display Case - Hot-Dry ¦ SCE ¦ Hot-Dry | Com ¦ Efficient Refrigerated Display Case - Hot-Dry | SCE ¦ Hot-Dry | SCE | All | Electric | Efficient Reach-In, freezer or refrigerator | Efficient |  |  | 0 | Conventional | ComRefrig | Com - Retail | Com | ROB and NEW | 0 | 1000 sqft2 of floor space | Display case | 12 | DEER:Indoor_CFL_Ltg | -599.714 | -0.076446 | 1.826 | SWCR018-05 | 5457.6385 | 2024 | 0 | 2024 | 0 | 0 | SWCR018-05 | ComRefrig - Display Case Replacement - Hot-Dry ¦ SCE ¦ Hot-Dry | ComRefrig - Display Case Replacement - Hot-Dry | 0.16212 | 1 | 0.05 | CBSA 2014 | 201.6676 | 2012 | 0.6 | SWCR018-05
COM-COMREFRIG-10.12 | Com ¦ Code Compliant Refrigerated Display Case - Hot-Dry ¦ SCE ¦ Hot-Dry | Com ¦ Code Compliant Refrigerated Display Case - Hot-Dry | SCE ¦ Hot-Dry | SCE | All | Electric | Standard Reach-In, freezer or refrigerator | Code |  |  | 0 | Conventional | ComRefrig | Com - School | Com | ROB and NEW | 0 | 1000 sqft2 of floor space | Display case | 12 | DEER:Indoor_CFL_Ltg | 0 | 0 | 0 | SWCR018-05 | 5039.4815 | 2024 | 0 | 2024 | 0 | 0 | SWCR018-05 | ComRefrig - Display Case Replacement - Hot-Dry ¦ SCE ¦ Hot-Dry | ComRefrig - Display Case Replacement - Hot-Dry | 0.00096561 | 1 | 0.95 | CBSA 2014 | 0 | 2012 | 0.6 | SWCR018-05
COM-COMREFRIG-11.12 | Com ¦ Efficient Refrigerated Display Case - Hot-Dry ¦ SCE ¦ Hot-Dry | Com ¦ Efficient Refrigerated Display Case - Hot-Dry | SCE ¦ Hot-Dry | SCE | All | Electric | Efficient Reach-In, freezer or refrigerator | Efficient |  |  | 0 | Conventional | ComRefrig | Com - School | Com | ROB and NEW | 0 | 1000 sqft2 of floor space | Display case | 12 | DEER:Indoor_CFL_Ltg | -599.714 | -0.076446 | 1.826 | SWCR018-05 | 5457.6385 | 2024 | 0 | 2024 | 0 | 0 | SWCR018-05 | ComRefrig - Display Case Replacement - Hot-Dry ¦ SCE ¦ Hot-Dry | ComRefrig - Display Case Replacement - Hot-Dry | 0.00096561 | 1 | 0.05 | CBSA 2014 | 94.5687 | 2012 | 0.6 | SWCR018-05
COM-COMREFRIG-10.13 | Com ¦ Code Compliant Refrigerated Display Case - Cold ¦ SCE ¦ Cold | Com ¦ Code Compliant Refrigerated Display Case - Cold | SCE ¦ Cold | SCE | All | Electric | Standard Reach-In, freezer or refrigerator | Code |  |  | 0 | Conventional | ComRefrig | Com - College | Com | ROB and NEW | 0 | 1000 sqft2 of floor space | Display case | 12 | DEER:Indoor_CFL_Ltg | 0 | 0 | 0 | SWCR018-05 | 5039.4815 | 2024 | 0 | 2024 | 0 | 0 | SWCR018-05 | ComRefrig - Display Case Replacement - Cold ¦ SCE ¦ Cold | ComRefrig - Display Case Replacement - Cold | 0.00096561 | 1 | 0.95 | CBSA 2014 | 0 | 2012 | 0.6 | SWCR018-05
COM-COMREFRIG-11.13 | Com ¦ Efficient Refrigerated Display Case - Cold ¦ SCE ¦ Cold | Com ¦ Efficient Refrigerated Display Case - Cold | SCE ¦ Cold | SCE | All | Electric | Efficient Reach-In, freezer or refrigerator | Efficient |  |  | 0 | Conventional | ComRefrig | Com - College | Com | ROB and NEW | 0 | 1000 sqft2 of floor space | Display case | 12 | DEER:Indoor_CFL_Ltg | -540.6115 | -0.075302 | 6.8108 | SWCR018-05 | 5457.6385 | 2024 | 0 | 2024 | 0 | 0 | SWCR018-05 | ComRefrig - Display Case Replacement - Cold ¦ SCE ¦ Cold | ComRefrig - Display Case Replacement - Cold | 0.00096561 | 1 | 0.05 | CBSA 2014 | 18.3486 | 2012 | 0.6 | SWCR018-05
COM-COMREFRIG-10.14 | Com ¦ Code Compliant Refrigerated Display Case - Cold ¦ SCE ¦ Cold | Com ¦ Code Compliant Refrigerated Display Case - Cold | SCE ¦ Cold | SCE | All | Electric | Standard Reach-In, freezer or refrigerator | Code |  |  | 0 | Conventional | ComRefrig | Com - Grocery | Com | ROB and NEW | 0 | 1000 sqft2 of floor space | Display case | 12 | DEER:Indoor_CFL_Ltg | 0 | 0 | 0 | SWCR018-05 | 5039.4815 | 2024 | 0 | 2024 | 0 | 0 | SWCR018-05 | ComRefrig - Display Case Replacement - Cold ¦ SCE ¦ Cold | ComRefrig - Display Case Replacement - Cold | 1.3624 | 1 | 0.95 | CBSA 2014 | 0 | 2012 | 0.6 | SWCR018-05
COM-COMREFRIG-11.14 | Com ¦ Efficient Refrigerated Display Case - Cold ¦ SCE ¦ Cold | Com ¦ Efficient Refrigerated Display Case - Cold | SCE ¦ Cold | SCE | All | Electric | Efficient Reach-In, freezer or refrigerator | Efficient |  |  | 0 | Conventional | ComRefrig | Com - Grocery | Com | ROB and NEW | 0 | 1000 sqft2 of floor space | Display case | 12 | DEER:Indoor_CFL_Ltg | -540.6115 | -0.075302 | 6.8108 | SWCR018-05 | 5457.6385 | 2024 | 0 | 2024 | 0 | 0 | SWCR018-05 | ComRefrig - Display Case Replacement - Cold ¦ SCE ¦ Cold | ComRefrig - Display Case Replacement - Cold | 1.3624 | 1 | 0.05 | CBSA 2014 | 14.4157 | 2012 | 0.6 | SWCR018-05
COM-COMREFRIG-10.15 | Com ¦ Code Compliant Refrigerated Display Case - Cold ¦ SCE ¦ Cold | Com ¦ Code Compliant Refrigerated Display Case - Cold | SCE ¦ Cold | SCE | All | Electric | Standard Reach-In, freezer or refrigerator | Code |  |  | 0 | Conventional | ComRefrig | Com - Refrig. Warehouse | Com | ROB and NEW | 0 | 1000 sqft2 of floor space | Display case | 12 | DEER:Indoor_CFL_Ltg | 0 | 0 | 0 | SWCR018-05 | 5039.4815 | 2024 | 0 | 2024 | 0 | 0 | SWCR018-05 | ComRefrig - Display Case Replacement - Cold ¦ SCE ¦ Cold | ComRefrig - Display Case Replacement - Cold | 0.0090901 | 1 | 0.95 | CBSA 2014 | 0 | 2012 | 0.6 | SWCR018-05
COM-COMREFRIG-11.15 | Com ¦ Efficient Refrigerated Display Case - Cold ¦ SCE ¦ Cold | Com ¦ Efficient Refrigerated Display Case - Cold | SCE ¦ Cold | SCE | All | Electric | Efficient Reach-In, freezer or refrigerator | Efficient |  |  | 0 | Conventional | ComRefrig | Com - Refrig. Warehouse | Com | ROB and NEW | 0 | 1000 sqft2 of floor space | Display case | 12 | DEER:Indoor_CFL_Ltg | -540.6115 | -0.075302 | 6.8108 | SWCR018-05 | 5457.6385 | 2024 | 0 | 2024 | 0 | 0 | SWCR018-05 | ComRefrig - Display Case Replacement - Cold ¦ SCE ¦ Cold | ComRefrig - Display Case Replacement - Cold | 0.0090901 | 1 | 0.05 | CBSA 2014 | 4.5464 | 2012 | 0.6 | SWCR018-05
COM-COMREFRIG-10.16 | Com ¦ Code Compliant Refrigerated Display Case - Cold ¦ SCE ¦ Cold | Com ¦ Code Compliant Refrigerated Display Case - Cold | SCE ¦ Cold | SCE | All | Electric | Standard Reach-In, freezer or refrigerator | Code |  |  | 0 | Conventional | ComRefrig | Com - Restaurant | Com | ROB and NEW | 0 | 1000 sqft2 of floor space | Display case | 12 | DEER:Indoor_CFL_Ltg | 0 | 0 | 0 | SWCR018-05 | 5039.4815 | 2024 | 0 | 2024 | 0 | 0 | SWCR018-05 | ComRefrig - Display Case Replacement - Cold ¦ SCE ¦ Cold | ComRefrig - Display Case Replacement - Cold | 0.099255 | 1 | 0.95 | CBSA 2014 | 0 | 2012 | 0.6 | SWCR018-05
COM-COMREFRIG-11.16 | Com ¦ Efficient Refrigerated Display Case - Cold ¦ SCE ¦ Cold | Com ¦ Efficient Refrigerated Display Case - Cold | SCE ¦ Cold | SCE | All | Electric | Efficient Reach-In, freezer or refrigerator | Efficient |  |  | 0 | Conventional | ComRefrig | Com - Restaurant | Com | ROB and NEW | 0 | 1000 sqft2 of floor space | Display case | 12 | DEER:Indoor_CFL_Ltg | -540.6115 | -0.075302 | 6.8108 | SWCR018-05 | 5457.6385 | 2024 | 0 | 2024 | 0 | 0 | SWCR018-05 | ComRefrig - Display Case Replacement - Cold ¦ SCE ¦ Cold | ComRefrig - Display Case Replacement - Cold | 0.099255 | 1 | 0.05 | CBSA 2014 | 4.4907 | 2012 | 0.6 | SWCR018-05
COM-COMREFRIG-10.17 | Com ¦ Code Compliant Refrigerated Display Case - Cold ¦ SCE ¦ Cold | Com ¦ Code Compliant Refrigerated Display Case - Cold | SCE ¦ Cold | SCE | All | Electric | Standard Reach-In, freezer or refrigerator | Code |  |  | 0 | Conventional | ComRefrig | Com - Retail | Com | ROB and NEW | 0 | 1000 sqft2 of floor space | Display case | 12 | DEER:Indoor_CFL_Ltg | 0 | 0 | 0 | SWCR018-05 | 5039.4815 | 2024 | 0 | 2024 | 0 | 0 | SWCR018-05 | ComRefrig - Display Case Replacement - Cold ¦ SCE ¦ Cold | ComRefrig - Display Case Replacement - Cold | 0.16212 | 1 | 0.95 | CBSA 2014 | 0 | 2012 | 0.6 | SWCR018-05
COM-COMREFRIG-11.17 | Com ¦ Efficient Refrigerated Display Case - Cold ¦ SCE ¦ Cold | Com ¦ Efficient Refrigerated Display Case - Cold | SCE ¦ Cold | SCE | All | Electric | Efficient Reach-In, freezer or refrigerator | Efficient |  |  | 0 | Conventional | ComRefrig | Com - Retail | Com | ROB and NEW | 0 | 1000 sqft2 of floor space | Display case | 12 | DEER:Indoor_CFL_Ltg | -540.6115 | -0.075302 | 6.8108 | SWCR018-05 | 5457.6385 | 2024 | 0 | 2024 | 0 | 0 | SWCR018-05 | ComRefrig - Display Case Replacement - Cold ¦ SCE ¦ Cold | ComRefrig - Display Case Replacement - Cold | 0.16212 | 1 | 0.05 | CBSA 2014 | 156.2732 | 2012 | 0.6 | SWCR018-05
COM-COMREFRIG-10.18 | Com ¦ Code Compliant Refrigerated Display Case - Cold ¦ SCE ¦ Cold | Com ¦ Code Compliant Refrigerated Display Case - Cold | SCE ¦ Cold | SCE | All | Electric | Standard Reach-In, freezer or refrigerator | Code |  |  | 0 | Conventional | ComRefrig | Com - School | Com | ROB and NEW | 0 | 1000 sqft2 of floor space | Display case | 12 | DEER:Indoor_CFL_Ltg | 0 | 0 | 0 | SWCR018-05 | 5039.4815 | 2024 | 0 | 2024 | 0 | 0 | SWCR018-05 | ComRefrig - Display Case Replacement - Cold ¦ SCE ¦ Cold | ComRefrig - Display Case Replacement - Cold | 0.00096561 | 1 | 0.95 | CBSA 2014 | 0 | 2012 | 0.6 | SWCR018-05
COM-COMREFRIG-11.18 | Com ¦ Efficient Refrigerated Display Case - Cold ¦ SCE ¦ Cold | Com ¦ Efficient Refrigerated Display Case - Cold | SCE ¦ Cold | SCE | All | Electric | Efficient Reach-In, freezer or refrigerator | Efficient |  |  | 0 | Conventional | ComRefrig | Com - School | Com | ROB and NEW | 0 | 1000 sqft2 of floor space | Display case | 12 | DEER:Indoor_CFL_Ltg | -540.6115 | -0.075302 | 6.8108 | SWCR018-05 | 5457.6385 | 2024 | 0 | 2024 | 0 | 0 | SWCR018-05 | ComRefrig - Display Case Replacement - Cold ¦ SCE ¦ Cold | ComRefrig - Display Case Replacement - Cold | 0.00096561 | 1 | 0.05 | CBSA 2014 | 73.4486 | 2012 | 0.6 | SWCR018-05
COM-COMREFRIG-10.1 | Com ¦ Code Compliant Refrigerated Display Case - Marine ¦ SDG&E ¦ Marine | Com ¦ Code Compliant Refrigerated Display Case - Marine | SDG&E ¦ Marine | SDG&E | All | Electric | Standard Reach-In, freezer or refrigerator | Code |  |  | 0 | Conventional | ComRefrig | Com - College | Com | ROB and NEW | 0 | 1000 sqft2 of floor space | Display case | 12 | DEER:Indoor_CFL_Ltg | 0 | 0 | 0 | SWCR018-05 | 5039.4815 | 2021 | 0 | 2021 | 0 | 0 | SWCR018-05 | ComRefrig - Display Case Replacement - Marine ¦ SDG&E ¦ Marine | ComRefrig - Display Case Replacement - Marine | 0.00096561 | 1 | 0.95 | CBSA 2014 | 0 | 2012 | 0.6 | SWCR018-05
COM-COMREFRIG-11.1 | Com ¦ Efficient Refrigerated Display Case - Marine ¦ SDG&E ¦ Marine | Com ¦ Efficient Refrigerated Display Case - Marine | SDG&E ¦ Marine | SDG&E | All | Electric | Efficient Reach-In, freezer or refrigerator | Efficient |  |  | 0 | Conventional | ComRefrig | Com - College | Com | ROB and NEW | 0 | 1000 sqft2 of floor space | Display case | 12 | DEER:Indoor_CFL_Ltg | -604.8915 | -0.075887 | 1.8481 | SWCR018-05 | 5457.6385 | 2021 | 0 | 2021 | 0 | 0 | SWCR018-05 | ComRefrig - Display Case Replacement - Marine ¦ SDG&E ¦ Marine | ComRefrig - Display Case Replacement - Marine | 0.00096561 | 1 | 0.05 | CBSA 2014 | 39.5719 | 2012 | 0.6 | SWCR018-05
COM-COMREFRIG-10.2 | Com ¦ Code Compliant Refrigerated Display Case - Marine ¦ SDG&E ¦ Marine | Com ¦ Code Compliant Refrigerated Display Case - Marine | SDG&E ¦ Marine | SDG&E | All | Electric | Standard Reach-In, freezer or refrigerator | Code |  |  | 0 | Conventional | ComRefrig | Com - Grocery | Com | ROB and NEW | 0 | 1000 sqft2 of floor space | Display case | 12 | DEER:Indoor_CFL_Ltg | 0 | 0 | 0 | SWCR018-05 | 5039.4815 | 2021 | 0 | 2021 | 0 | 0 | SWCR018-05 | ComRefrig - Display Case Replacement - Marine ¦ SDG&E ¦ Marine | ComRefrig - Display Case Replacement - Marine | 1.3624 | 1 | 0.95 | CBSA 2014 | 0 | 2012 | 0.6 | SWCR018-05
COM-COMREFRIG-11.2 | Com ¦ Efficient Refrigerated Display Case - Marine ¦ SDG&E ¦ Marine | Com ¦ Efficient Refrigerated Display Case - Marine | SDG&E ¦ Marine | SDG&E | All | Electric | Efficient Reach-In, freezer or refrigerator | Efficient |  |  | 0 | Conventional | ComRefrig | Com - Grocery | Com | ROB and NEW | 0 | 1000 sqft2 of floor space | Display case | 12 | DEER:Indoor_CFL_Ltg | -604.8915 | -0.075887 | 1.8481 | SWCR018-05 | 5457.6385 | 2021 | 0 | 2021 | 0 | 0 | SWCR018-05 | ComRefrig - Display Case Replacement - Marine ¦ SDG&E ¦ Marine | ComRefrig - Display Case Replacement - Marine | 1.3624 | 1 | 0.05 | CBSA 2014 | 29.6848 | 2012 | 0.6 | SWCR018-05
COM-COMREFRIG-10.3 | Com ¦ Code Compliant Refrigerated Display Case - Marine ¦ SDG&E ¦ Marine | Com ¦ Code Compliant Refrigerated Display Case - Marine | SDG&E ¦ Marine | SDG&E | All | Electric | Standard Reach-In, freezer or refrigerator | Code |  |  | 0 | Conventional | ComRefrig | Com - Refrig. Warehouse | Com | ROB and NEW | 0 | 1000 sqft2 of floor space | Display case | 12 | DEER:Indoor_CFL_Ltg | 0 | 0 | 0 | SWCR018-05 | 5039.4815 | 2021 | 0 | 2021 | 0 | 0 | SWCR018-05 | ComRefrig - Display Case Replacement - Marine ¦ SDG&E ¦ Marine | ComRefrig - Display Case Replacement - Marine | 0.0090901 | 1 | 0.95 | CBSA 2014 | 0 | 2012 | 0.6 | SWCR018-05
COM-COMREFRIG-11.3 | Com ¦ Efficient Refrigerated Display Case - Marine ¦ SDG&E ¦ Marine | Com ¦ Efficient Refrigerated Display Case - Marine | SDG&E ¦ Marine | SDG&E | All | Electric | Efficient Reach-In, freezer or refrigerator | Efficient |  |  | 0 | Conventional | ComRefrig | Com - Refrig. Warehouse | Com | ROB and NEW | 0 | 1000 sqft2 of floor space | Display case | 12 | DEER:Indoor_CFL_Ltg | -604.8915 | -0.075887 | 1.8481 | SWCR018-05 | 5457.6385 | 2021 | 0 | 2021 | 0 | 0 | SWCR018-05 | ComRefrig - Display Case Replacement - Marine ¦ SDG&E ¦ Marine | ComRefrig - Display Case Replacement - Marine | 0.0090901 | 1 | 0.05 | CBSA 2014 | 9.4209 | 2012 | 0.6 | SWCR018-05
COM-COMREFRIG-10.4 | Com ¦ Code Compliant Refrigerated Display Case - Marine ¦ SDG&E ¦ Marine | Com ¦ Code Compliant Refrigerated Display Case - Marine | SDG&E ¦ Marine | SDG&E | All | Electric | Standard Reach-In, freezer or refrigerator | Code |  |  | 0 | Conventional | ComRefrig | Com - Restaurant | Com | ROB and NEW | 0 | 1000 sqft2 of floor space | Display case | 12 | DEER:Indoor_CFL_Ltg | 0 | 0 | 0 | SWCR018-05 | 5039.4815 | 2021 | 0 | 2021 | 0 | 0 | SWCR018-05 | ComRefrig - Display Case Replacement - Marine ¦ SDG&E ¦ Marine | ComRefrig - Display Case Replacement - Marine | 0.099255 | 1 | 0.95 | CBSA 2014 | 0 | 2012 | 0.6 | SWCR018-05
COM-COMREFRIG-11.4 | Com ¦ Efficient Refrigerated Display Case - Marine ¦ SDG&E ¦ Marine | Com ¦ Efficient Refrigerated Display Case - Marine | SDG&E ¦ Marine | SDG&E | All | Electric | Efficient Reach-In, freezer or refrigerator | Efficient |  |  | 0 | Conventional | ComRefrig | Com - Restaurant | Com | ROB and NEW | 0 | 1000 sqft2 of floor space | Display case | 12 | DEER:Indoor_CFL_Ltg | -604.8915 | -0.075887 | 1.8481 | SWCR018-05 | 5457.6385 | 2021 | 0 | 2021 | 0 | 0 | SWCR018-05 | ComRefrig - Display Case Replacement - Marine ¦ SDG&E ¦ Marine | ComRefrig - Display Case Replacement - Marine | 0.099255 | 1 | 0.05 | CBSA 2014 | 9.3612 | 2012 | 0.6 | SWCR018-05
COM-COMREFRIG-10.5 | Com ¦ Code Compliant Refrigerated Display Case - Marine ¦ SDG&E ¦ Marine | Com ¦ Code Compliant Refrigerated Display Case - Marine | SDG&E ¦ Marine | SDG&E | All | Electric | Standard Reach-In, freezer or refrigerator | Code |  |  | 0 | Conventional | ComRefrig | Com - Retail | Com | ROB and NEW | 0 | 1000 sqft2 of floor space | Display case | 12 | DEER:Indoor_CFL_Ltg | 0 | 0 | 0 | SWCR018-05 | 5039.4815 | 2021 | 0 | 2021 | 0 | 0 | SWCR018-05 | ComRefrig - Display Case Replacement - Marine ¦ SDG&E ¦ Marine | ComRefrig - Display Case Replacement - Marine | 0.16212 | 1 | 0.95 | CBSA 2014 | 0 | 2012 | 0.6 | SWCR018-05
COM-COMREFRIG-11.5 | Com ¦ Efficient Refrigerated Display Case - Marine ¦ SDG&E ¦ Marine | Com ¦ Efficient Refrigerated Display Case - Marine | SDG&E ¦ Marine | SDG&E | All | Electric | Efficient Reach-In, freezer or refrigerator | Efficient |  |  | 0 | Conventional | ComRefrig | Com - Retail | Com | ROB and NEW | 0 | 1000 sqft2 of floor space | Display case | 12 | DEER:Indoor_CFL_Ltg | -604.8915 | -0.075887 | 1.8481 | SWCR018-05 | 5457.6385 | 2021 | 0 | 2021 | 0 | 0 | SWCR018-05 | ComRefrig - Display Case Replacement - Marine ¦ SDG&E ¦ Marine | ComRefrig - Display Case Replacement - Marine | 0.16212 | 1 | 0.05 | CBSA 2014 | 203.3772 | 2012 | 0.6 | SWCR018-05
COM-COMREFRIG-10.6 | Com ¦ Code Compliant Refrigerated Display Case - Marine ¦ SDG&E ¦ Marine | Com ¦ Code Compliant Refrigerated Display Case - Marine | SDG&E ¦ Marine | SDG&E | All | Electric | Standard Reach-In, freezer or refrigerator | Code |  |  | 0 | Conventional | ComRefrig | Com - School | Com | ROB and NEW | 0 | 1000 sqft2 of floor space | Display case | 12 | DEER:Indoor_CFL_Ltg | 0 | 0 | 0 | SWCR018-05 | 5039.4815 | 2021 | 0 | 2021 | 0 | 0 | SWCR018-05 | ComRefrig - Display Case Replacement - Marine ¦ SDG&E ¦ Marine | ComRefrig - Display Case Replacement - Marine | 0.00096561 | 1 | 0.95 | CBSA 2014 | 0 | 2012 | 0.6 | SWCR018-05
COM-COMREFRIG-11.6 | Com ¦ Efficient Refrigerated Display Case - Marine ¦ SDG&E ¦ Marine | Com ¦ Efficient Refrigerated Display Case - Marine | SDG&E ¦ Marine | SDG&E | All | Electric | Efficient Reach-In, freezer or refrigerator | Efficient |  |  | 0 | Conventional | ComRefrig | Com - School | Com | ROB and NEW | 0 | 1000 sqft2 of floor space | Display case | 12 | DEER:Indoor_CFL_Ltg | -604.8915 | -0.075887 | 1.8481 | SWCR018-05 | 5457.6385 | 2021 | 0 | 2021 | 0 | 0 | SWCR018-05 | ComRefrig - Display Case Replacement - Marine ¦ SDG&E ¦ Marine | ComRefrig - Display Case Replacement - Marine | 0.00096561 | 1 | 0.05 | CBSA 2014 | 95.3706 | 2012 | 0.6 | SWCR018-05
COM-COMREFRIG-10.7 | Com ¦ Code Compliant Refrigerated Display Case - Hot-Dry ¦ SDG&E ¦ Hot-Dry | Com ¦ Code Compliant Refrigerated Display Case - Hot-Dry | SDG&E ¦ Hot-Dry | SDG&E | All | Electric | Standard Reach-In, freezer or refrigerator | Code |  |  | 0 | Conventional | ComRefrig | Com - College | Com | ROB and NEW | 0 | 1000 sqft2 of floor space | Display case | 12 | DEER:Indoor_CFL_Ltg | 0 | 0 | 0 | SWCR018-05 | 5039.4815 | 2021 | 0 | 2021 | 0 | 0 | SWCR018-05 | ComRefrig - Display Case Replacement - Hot-Dry ¦ SDG&E ¦ Hot-Dry | ComRefrig - Display Case Replacement - Hot-Dry | 0.00096561 | 1 | 0.95 | CBSA 2014 | 0 | 2012 | 0.6 | SWCR018-05
COM-COMREFRIG-11.7 | Com ¦ Efficient Refrigerated Display Case - Hot-Dry ¦ SDG&E ¦ Hot-Dry | Com ¦ Efficient Refrigerated Display Case - Hot-Dry | SDG&E ¦ Hot-Dry | SDG&E | All | Electric | Efficient Reach-In, freezer or refrigerator | Efficient |  |  | 0 | Conventional | ComRefrig | Com - College | Com | ROB and NEW | 0 | 1000 sqft2 of floor space | Display case | 12 | DEER:Indoor_CFL_Ltg | -599.714 | -0.075302 | 1.7196 | SWCR018-05 | 5457.6385 | 2021 | 0 | 2021 | 0 | 0 | SWCR018-05 | ComRefrig - Display Case Replacement - Hot-Dry ¦ SDG&E ¦ Hot-Dry | ComRefrig - Display Case Replacement - Hot-Dry | 0.00096561 | 1 | 0.05 | CBSA 2014 | 39.605 | 2012 | 0.6 | SWCR018-05
COM-COMREFRIG-10.8 | Com ¦ Code Compliant Refrigerated Display Case - Hot-Dry ¦ SDG&E ¦ Hot-Dry | Com ¦ Code Compliant Refrigerated Display Case - Hot-Dry | SDG&E ¦ Hot-Dry | SDG&E | All | Electric | Standard Reach-In, freezer or refrigerator | Code |  |  | 0 | Conventional | ComRefrig | Com - Grocery | Com | ROB and NEW | 0 | 1000 sqft2 of floor space | Display case | 12 | DEER:Indoor_CFL_Ltg | 0 | 0 | 0 | SWCR018-05 | 5039.4815 | 2021 | 0 | 2021 | 0 | 0 | SWCR018-05 | ComRefrig - Display Case Replacement - Hot-Dry ¦ SDG&E ¦ Hot-Dry | ComRefrig - Display Case Replacement - Hot-Dry | 1.3624 | 1 | 0.95 | CBSA 2014 | 0 | 2012 | 0.6 | SWCR018-05
COM-COMREFRIG-11.8 | Com ¦ Efficient Refrigerated Display Case - Hot-Dry ¦ SDG&E ¦ Hot-Dry | Com ¦ Efficient Refrigerated Display Case - Hot-Dry | SDG&E ¦ Hot-Dry | SDG&E | All | Electric | Efficient Reach-In, freezer or refrigerator | Efficient |  |  | 0 | Conventional | ComRefrig | Com - Grocery | Com | ROB and NEW | 0 | 1000 sqft2 of floor space | Display case | 12 | DEER:Indoor_CFL_Ltg | -599.714 | -0.075302 | 1.7196 | SWCR018-05 | 5457.6385 | 2021 | 0 | 2021 | 0 | 0 | SWCR018-05 | ComRefrig - Display Case Replacement - Hot-Dry ¦ SDG&E ¦ Hot-Dry | ComRefrig - Display Case Replacement - Hot-Dry | 1.3624 | 1 | 0.05 | CBSA 2014 | 29.6953 | 2012 | 0.6 | SWCR018-05
COM-COMREFRIG-10.9 | Com ¦ Code Compliant Refrigerated Display Case - Hot-Dry ¦ SDG&E ¦ Hot-Dry | Com ¦ Code Compliant Refrigerated Display Case - Hot-Dry | SDG&E ¦ Hot-Dry | SDG&E | All | Electric | Standard Reach-In, freezer or refrigerator | Code |  |  | 0 | Conventional | ComRefrig | Com - Refrig. Warehouse | Com | ROB and NEW | 0 | 1000 sqft2 of floor space | Display case | 12 | DEER:Indoor_CFL_Ltg | 0 | 0 | 0 | SWCR018-05 | 5039.4815 | 2021 | 0 | 2021 | 0 | 0 | SWCR018-05 | ComRefrig - Display Case Replacement - Hot-Dry ¦ SDG&E ¦ Hot-Dry | ComRefrig - Display Case Replacement - Hot-Dry | 0.0090901 | 1 | 0.95 | CBSA 2014 | 0 | 2012 | 0.6 | SWCR018-05
COM-COMREFRIG-11.9 | Com ¦ Efficient Refrigerated Display Case - Hot-Dry ¦ SDG&E ¦ Hot-Dry | Com ¦ Efficient Refrigerated Display Case - Hot-Dry | SDG&E ¦ Hot-Dry | SDG&E | All | Electric | Efficient Reach-In, freezer or refrigerator | Efficient |  |  | 0 | Conventional | ComRefrig | Com - Refrig. Warehouse | Com | ROB and NEW | 0 | 1000 sqft2 of floor space | Display case | 12 | DEER:Indoor_CFL_Ltg | -599.714 | -0.075302 | 1.7196 | SWCR018-05 | 5457.6385 | 2021 | 0 | 2021 | 0 | 0 | SWCR018-05 | ComRefrig - Display Case Replacement - Hot-Dry ¦ SDG&E ¦ Hot-Dry | ComRefrig - Display Case Replacement - Hot-Dry | 0.0090901 | 1 | 0.05 | CBSA 2014 | 9.4249 | 2012 | 0.6 | SWCR018-05
COM-COMREFRIG-10.10 | Com ¦ Code Compliant Refrigerated Display Case - Hot-Dry ¦ SDG&E ¦ Hot-Dry | Com ¦ Code Compliant Refrigerated Display Case - Hot-Dry | SDG&E ¦ Hot-Dry | SDG&E | All | Electric | Standard Reach-In, freezer or refrigerator | Code |  |  | 0 | Conventional | ComRefrig | Com - Restaurant | Com | ROB and NEW | 0 | 1000 sqft2 of floor space | Display case | 12 | DEER:Indoor_CFL_Ltg | 0 | 0 | 0 | SWCR018-05 | 5039.4815 | 2021 | 0 | 2021 | 0 | 0 | SWCR018-05 | ComRefrig - Display Case Replacement - Hot-Dry ¦ SDG&E ¦ Hot-Dry | ComRefrig - Display Case Replacement - Hot-Dry | 0.099255 | 1 | 0.95 | CBSA 2014 | 0 | 2012 | 0.6 | SWCR018-05
COM-COMREFRIG-11.10 | Com ¦ Efficient Refrigerated Display Case - Hot-Dry ¦ SDG&E ¦ Hot-Dry | Com ¦ Efficient Refrigerated Display Case - Hot-Dry | SDG&E ¦ Hot-Dry | SDG&E | All | Electric | Efficient Reach-In, freezer or refrigerator | Efficient |  |  | 0 | Conventional | ComRefrig | Com - Restaurant | Com | ROB and NEW | 0 | 1000 sqft2 of floor space | Display case | 12 | DEER:Indoor_CFL_Ltg | -599.714 | -0.075302 | 1.7196 | SWCR018-05 | 5457.6385 | 2021 | 0 | 2021 | 0 | 0 | SWCR018-05 | ComRefrig - Display Case Replacement - Hot-Dry ¦ SDG&E ¦ Hot-Dry | ComRefrig - Display Case Replacement - Hot-Dry | 0.099255 | 1 | 0.05 | CBSA 2014 | 9.3657 | 2012 | 0.6 | SWCR018-05
COM-COMREFRIG-10.11 | Com ¦ Code Compliant Refrigerated Display Case - Hot-Dry ¦ SDG&E ¦ Hot-Dry | Com ¦ Code Compliant Refrigerated Display Case - Hot-Dry | SDG&E ¦ Hot-Dry | SDG&E | All | Electric | Standard Reach-In, freezer or refrigerator | Code |  |  | 0 | Conventional | ComRefrig | Com - Retail | Com | ROB and NEW | 0 | 1000 sqft2 of floor space | Display case | 12 | DEER:Indoor_CFL_Ltg | 0 | 0 | 0 | SWCR018-05 | 5039.4815 | 2021 | 0 | 2021 | 0 | 0 | SWCR018-05 | ComRefrig - Display Case Replacement - Hot-Dry ¦ SDG&E ¦ Hot-Dry | ComRefrig - Display Case Replacement - Hot-Dry | 0.16212 | 1 | 0.95 | CBSA 2014 | 0 | 2012 | 0.6 | SWCR018-05
COM-COMREFRIG-11.11 | Com ¦ Efficient Refrigerated Display Case - Hot-Dry ¦ SDG&E ¦ Hot-Dry | Com ¦ Efficient Refrigerated Display Case - Hot-Dry | SDG&E ¦ Hot-Dry | SDG&E | All | Electric | Efficient Reach-In, freezer or refrigerator | Efficient |  |  | 0 | Conventional | ComRefrig | Com - Retail | Com | ROB and NEW | 0 | 1000 sqft2 of floor space | Display case | 12 | DEER:Indoor_CFL_Ltg | -599.714 | -0.075302 | 1.7196 | SWCR018-05 | 5457.6385 | 2021 | 0 | 2021 | 0 | 0 | SWCR018-05 | ComRefrig - Display Case Replacement - Hot-Dry ¦ SDG&E ¦ Hot-Dry | ComRefrig - Display Case Replacement - Hot-Dry | 0.16212 | 1 | 0.05 | CBSA 2014 | 202.1933 | 2012 | 0.6 | SWCR018-05
COM-COMREFRIG-10.12 | Com ¦ Code Compliant Refrigerated Display Case - Hot-Dry ¦ SDG&E ¦ Hot-Dry | Com ¦ Code Compliant Refrigerated Display Case - Hot-Dry | SDG&E ¦ Hot-Dry | SDG&E | All | Electric | Standard Reach-In, freezer or refrigerator | Code |  |  | 0 | Conventional | ComRefrig | Com - School | Com | ROB and NEW | 0 | 1000 sqft2 of floor space | Display case | 12 | DEER:Indoor_CFL_Ltg | 0 | 0 | 0 | SWCR018-05 | 5039.4815 | 2021 | 0 | 2021 | 0 | 0 | SWCR018-05 | ComRefrig - Display Case Replacement - Hot-Dry ¦ SDG&E ¦ Hot-Dry | ComRefrig - Display Case Replacement - Hot-Dry | 0.00096561 | 1 | 0.95 | CBSA 2014 | 0 | 2012 | 0.6 | SWCR018-05
COM-COMREFRIG-11.12 | Com ¦ Efficient Refrigerated Display Case - Hot-Dry ¦ SDG&E ¦ Hot-Dry | Com ¦ Efficient Refrigerated Display Case - Hot-Dry | SDG&E ¦ Hot-Dry | SDG&E | All | Electric | Efficient Reach-In, freezer or refrigerator | Efficient |  |  | 0 | Conventional | ComRefrig | Com - School | Com | ROB and NEW | 0 | 1000 sqft2 of floor space | Display case | 12 | DEER:Indoor_CFL_Ltg | -599.714 | -0.075302 | 1.7196 | SWCR018-05 | 5457.6385 | 2021 | 0 | 2021 | 0 | 0 | SWCR018-05 | ComRefrig - Display Case Replacement - Hot-Dry ¦ SDG&E ¦ Hot-Dry | ComRefrig - Display Case Replacement - Hot-Dry | 0.00096561 | 1 | 0.05 | CBSA 2014 | 94.8118 | 2012 | 0.6 | SWCR018-05
COM-COMREFRIG-15.1 | Com ¦ Standard/Code ULT Freezer - Marine ¦ PG&E ¦ Marine | Com ¦ Standard/Code ULT Freezer - Marine | PG&E ¦ Marine | PG&E | All | Electric | Standard Display Case without Doors | Average Existing and Code |  |  | 0 | Conventional | ComRefrig | Com - College | Com | ROB and NEW | 0 | 1000 sqft2 of floor space | freezer | 12 | DEER:Indoor_CFL_Ltg | 2975 | 0.34 | -101.15 | SWCR017-05 | 8893.585 | 2024 | 0 | 2024 | 0 | 0 | SWCR017-05 | ComRefrig - Ultra-Low Temp Freezer - Marine ¦ PG&E ¦ Marine | ComRefrig - Ultra-Low Temp Freezer - Marine | 0.00123 | 1 | 0.935 | SME Input | 109.052 | 2012 | 0.6 | SWCR017-05
COM-COMREFRIG-16.1 | Com ¦ ENERGY STAR ULT Freezer - Marine ¦ PG&E ¦ Marine | Com ¦ ENERGY STAR ULT Freezer - Marine | PG&E ¦ Marine | PG&E | All | Electric | New Display Case with Doors | Efficient |  |  | 0 | Conventional | ComRefrig | Com - College | Com | ROB and NEW | 0 | 1000 sqft2 of floor space | freezer | 12 | DEER:Indoor_CFL_Ltg | 0 | 0 | 0 | SWCR017-05 | 11394.525 | 2024 | 0 | 2024 | 0 | 0 | SWCR017-05 | ComRefrig - Ultra-Low Temp Freezer - Marine ¦ PG&E ¦ Marine | ComRefrig - Ultra-Low Temp Freezer - Marine | 0.00123 | 1 | 0.065 | SME Input | 0 | 2012 | 0.6 | SWCR017-05
COM-COMREFRIG-15.2 | Com ¦ Standard/Code ULT Freezer - Hot-Dry ¦ PG&E ¦ Hot-Dry | Com ¦ Standard/Code ULT Freezer - Hot-Dry | PG&E ¦ Hot-Dry | PG&E | All | Electric | Standard Display Case without Doors | Average Existing and Code |  |  | 0 | Conventional | ComRefrig | Com - College | Com | ROB and NEW | 0 | 1000 sqft2 of floor space | freezer | 12 | DEER:Indoor_CFL_Ltg | 4000 | 0.457 | -77.85 | SWCR017-05 | 8580.7125 | 2024 | 0 | 2024 | 0 | 0 | SWCR017-05 | ComRefrig - Ultra-Low Temp Freezer - Hot-Dry ¦ PG&E ¦ Hot-Dry | ComRefrig - Ultra-Low Temp Freezer - Hot-Dry | 0.00123 | 1 | 0.935 | SME Input | -45.1921 | 2012 | 0.6 | SWCR017-05
COM-COMREFRIG-16.2 | Com ¦ ENERGY STAR ULT Freezer - Hot-Dry ¦ PG&E ¦ Hot-Dry | Com ¦ ENERGY STAR ULT Freezer - Hot-Dry | PG&E ¦ Hot-Dry | PG&E | All | Electric | New Display Case with Doors | Efficient |  |  | 0 | Conventional | ComRefrig | Com - College | Com | ROB and NEW | 0 | 1000 sqft2 of floor space | freezer | 12 | DEER:Indoor_CFL_Ltg | 0 | 0 | 0 | SWCR017-05 | 11158.9175 | 2024 | 0 | 2024 | 0 | 0 | SWCR017-05 | ComRefrig - Ultra-Low Temp Freezer - Hot-Dry ¦ PG&E ¦ Hot-Dry | ComRefrig - Ultra-Low Temp Freezer - Hot-Dry | 0.00123 | 1 | 0.065 | SME Input | 0 | 2012 | 0.6 | SWCR017-05
COM-COMREFRIG-15.3 | Com ¦ Standard/Code ULT Freezer - Cold ¦ PG&E ¦ Cold | Com ¦ Standard/Code ULT Freezer - Cold | PG&E ¦ Cold | PG&E | All | Electric | Standard Display Case without Doors | Average Existing and Code |  |  | 0 | Conventional | ComRefrig | Com - College | Com | ROB and NEW | 0 | 1000 sqft2 of floor space | freezer | 12 | DEER:Indoor_CFL_Ltg | 3260 | 0.372 | -90.7 | SWCR017-05 | 9206.4575 | 2024 | 0 | 2024 | 0 | 0 | SWCR017-05 | ComRefrig - Ultra-Low Temp Freezer - Cold ¦ PG&E ¦ Cold | ComRefrig - Ultra-Low Temp Freezer - Cold | 0.00123 | 1 | 0.935 | SME Input | 53.0641 | 2012 | 0.6 | SWCR017-05
COM-COMREFRIG-16.3 | Com ¦ ENERGY STAR ULT Freezer - Cold ¦ PG&E ¦ Cold | Com ¦ ENERGY STAR ULT Freezer - Cold | PG&E ¦ Cold | PG&E | All | Electric | New Display Case with Doors | Efficient |  |  | 0 | Conventional | ComRefrig | Com - College | Com | ROB and NEW | 0 | 1000 sqft2 of floor space | freezer | 12 | DEER:Indoor_CFL_Ltg | 0 | 0 | 0 | SWCR017-05 | 11630.1325 | 2024 | 0 | 2024 | 0 | 0 | SWCR017-05 | ComRefrig - Ultra-Low Temp Freezer - Cold ¦ PG&E ¦ Cold | ComRefrig - Ultra-Low Temp Freezer - Cold | 0.00123 | 1 | 0.065 | SME Input | 0 | 2012 | 0.6 | SWCR017-05
COM-COMREFRIG-15.4 | Com ¦ Standard/Code ULT Freezer - Marine ¦ PG&E ¦ Marine | Com ¦ Standard/Code ULT Freezer - Marine | PG&E ¦ Marine | PG&E | All | Electric | Standard Display Case without Doors | Average Existing and Code |  |  | 0 | Conventional | ComRefrig | Com - Health | Com | ROB and NEW | 0 | 1000 sqft2 of floor space | freezer | 12 | DEER:Indoor_CFL_Ltg | 2975 | 0.34 | -101.15 | SWCR017-05 | 8893.585 | 2024 | 0 | 2024 | 0 | 0 | SWCR017-05 | ComRefrig - Ultra-Low Temp Freezer - Marine ¦ PG&E ¦ Marine | ComRefrig - Ultra-Low Temp Freezer - Marine | 0.00631 | 1 | 0.935 | SME Input | 91.0323 | 2012 | 0.6 | SWCR017-05
COM-COMREFRIG-16.4 | Com ¦ ENERGY STAR ULT Freezer - Marine ¦ PG&E ¦ Marine | Com ¦ ENERGY STAR ULT Freezer - Marine | PG&E ¦ Marine | PG&E | All | Electric | New Display Case with Doors | Efficient |  |  | 0 | Conventional | ComRefrig | Com - Health | Com | ROB and NEW | 0 | 1000 sqft2 of floor space | freezer | 12 | DEER:Indoor_CFL_Ltg | 0 | 0 | 0 | SWCR017-05 | 11394.525 | 2024 | 0 | 2024 | 0 | 0 | SWCR017-05 | ComRefrig - Ultra-Low Temp Freezer - Marine ¦ PG&E ¦ Marine | ComRefrig - Ultra-Low Temp Freezer - Marine | 0.00631 | 1 | 0.065 | SME Input | 0 | 2012 | 0.6 | SWCR017-05
COM-COMREFRIG-15.5 | Com ¦ Standard/Code ULT Freezer - Hot-Dry ¦ PG&E ¦ Hot-Dry | Com ¦ Standard/Code ULT Freezer - Hot-Dry | PG&E ¦ Hot-Dry | PG&E | All | Electric | Standard Display Case without Doors | Average Existing and Code |  |  | 0 | Conventional | ComRefrig | Com - Health | Com | ROB and NEW | 0 | 1000 sqft2 of floor space | freezer | 12 | DEER:Indoor_CFL_Ltg | 4000 | 0.457 | -77.85 | SWCR017-05 | 8580.7125 | 2024 | 0 | 2024 | 0 | 0 | SWCR017-05 | ComRefrig - Ultra-Low Temp Freezer - Hot-Dry ¦ PG&E ¦ Hot-Dry | ComRefrig - Ultra-Low Temp Freezer - Hot-Dry | 0.00631 | 1 | 0.935 | SME Input | -41.8531 | 2012 | 0.6 | SWCR017-05
COM-COMREFRIG-16.5 | Com ¦ ENERGY STAR ULT Freezer - Hot-Dry ¦ PG&E ¦ Hot-Dry | Com ¦ ENERGY STAR ULT Freezer - Hot-Dry | PG&E ¦ Hot-Dry | PG&E | All | Electric | New Display Case with Doors | Efficient |  |  | 0 | Conventional | ComRefrig | Com - Health | Com | ROB and NEW | 0 | 1000 sqft2 of floor space | freezer | 12 | DEER:Indoor_CFL_Ltg | 0 | 0 | 0 | SWCR017-05 | 11158.9175 | 2024 | 0 | 2024 | 0 | 0 | SWCR017-05 | ComRefrig - Ultra-Low Temp Freezer - Hot-Dry ¦ PG&E ¦ Hot-Dry | ComRefrig - Ultra-Low Temp Freezer - Hot-Dry | 0.00631 | 1 | 0.065 | SME Input | 0 | 2012 | 0.6 | SWCR017-05
COM-COMREFRIG-15.6 | Com ¦ Standard/Code ULT Freezer - Cold ¦ PG&E ¦ Cold | Com ¦ Standard/Code ULT Freezer - Cold | PG&E ¦ Cold | PG&E | All | Electric | Standard Display Case without Doors | Average Existing and Code |  |  | 0 | Conventional | ComRefrig | Com - Health | Com | ROB and NEW | 0 | 1000 sqft2 of floor space | freezer | 12 | DEER:Indoor_CFL_Ltg | 3260 | 0.372 | -90.7 | SWCR017-05 | 9206.4575 | 2024 | 0 | 2024 | 0 | 0 | SWCR017-05 | ComRefrig - Ultra-Low Temp Freezer - Cold ¦ PG&E ¦ Cold | ComRefrig - Ultra-Low Temp Freezer - Cold | 0.00631 | 1 | 0.935 | SME Input | 42.8659 | 2012 | 0.6 | SWCR017-05
COM-COMREFRIG-16.6 | Com ¦ ENERGY STAR ULT Freezer - Cold ¦ PG&E ¦ Cold | Com ¦ ENERGY STAR ULT Freezer - Cold | PG&E ¦ Cold | PG&E | All | Electric | New Display Case with Doors | Efficient |  |  | 0 | Conventional | ComRefrig | Com - Health | Com | ROB and NEW | 0 | 1000 sqft2 of floor space | freezer | 12 | DEER:Indoor_CFL_Ltg | 0 | 0 | 0 | SWCR017-05 | 11630.1325 | 2024 | 0 | 2024 | 0 | 0 | SWCR017-05 | ComRefrig - Ultra-Low Temp Freezer - Cold ¦ PG&E ¦ Cold | ComRefrig - Ultra-Low Temp Freezer - Cold | 0.00631 | 1 | 0.065 | SME Input | 0 | 2012 | 0.6 | SWCR017-05
COM-COMREFRIG-15.1 | Com ¦ Standard/Code ULT Freezer - Marine ¦ SCE ¦ Marine | Com ¦ Standard/Code ULT Freezer - Marine | SCE ¦ Marine | SCE | All | Electric | Standard Display Case without Doors | Average Existing and Code |  |  | 0 | Conventional | ComRefrig | Com - College | Com | ROB and NEW | 0 | 1000 sqft2 of floor space | freezer | 12 | DEER:Indoor_CFL_Ltg | 3420 | 0.391 | -66.85 | SWCR017-05 | 8893.585 | 2024 | 0 | 2024 | 0 | 0 | SWCR017-05 | ComRefrig - Ultra-Low Temp Freezer - Marine ¦ SCE ¦ Marine | ComRefrig - Ultra-Low Temp Freezer - Marine | 0.00123 | 1 | 0.935 | SME Input | -37.6884 | 2012 | 0.6 | SWCR017-05
COM-COMREFRIG-16.1 | Com ¦ ENERGY STAR ULT Freezer - Marine ¦ SCE ¦ Marine | Com ¦ ENERGY STAR ULT Freezer - Marine | SCE ¦ Marine | SCE | All | Electric | New Display Case with Doors | Efficient |  |  | 0 | Conventional | ComRefrig | Com - College | Com | ROB and NEW | 0 | 1000 sqft2 of floor space | freezer | 12 | DEER:Indoor_CFL_Ltg | 0 | 0 | 0 | SWCR017-05 | 11394.525 | 2024 | 0 | 2024 | 0 | 0 | SWCR017-05 | ComRefrig - Ultra-Low Temp Freezer - Marine ¦ SCE ¦ Marine | ComRefrig - Ultra-Low Temp Freezer - Marine | 0.00123 | 1 | 0.065 | SME Input | 0 | 2012 | 0.6 | SWCR017-05
COM-COMREFRIG-15.2 | Com ¦ Standard/Code ULT Freezer - Hot-Dry ¦ SCE ¦ Hot-Dry | Com ¦ Standard/Code ULT Freezer - Hot-Dry | SCE ¦ Hot-Dry | SCE | All | Electric | Standard Display Case without Doors | Average Existing and Code |  |  | 0 | Conventional | ComRefrig | Com - College | Com | ROB and NEW | 0 | 1000 sqft2 of floor space | freezer | 12 | DEER:Indoor_CFL_Ltg | 4215 | 0.4815 | -65.2 | SWCR017-05 | 8893.585 | 2024 | 0 | 2024 | 0 | 0 | SWCR017-05 | ComRefrig - Ultra-Low Temp Freezer - Hot-Dry ¦ SCE ¦ Hot-Dry | ComRefrig - Ultra-Low Temp Freezer - Hot-Dry | 0.00123 | 1 | 0.935 | SME Input | -103.1521 | 2012 | 0.6 | SWCR017-05
COM-COMREFRIG-16.2 | Com ¦ ENERGY STAR ULT Freezer - Hot-Dry ¦ SCE ¦ Hot-Dry | Com ¦ ENERGY STAR ULT Freezer - Hot-Dry | SCE ¦ Hot-Dry | SCE | All | Electric | New Display Case with Doors | Efficient |  |  | 0 | Conventional | ComRefrig | Com - College | Com | ROB and NEW | 0 | 1000 sqft2 of floor space | freezer | 12 | DEER:Indoor_CFL_Ltg | 0 | 0 | 0 | SWCR017-05 | 11394.525 | 2024 | 0 | 2024 | 0 | 0 | SWCR017-05 | ComRefrig - Ultra-Low Temp Freezer - Hot-Dry ¦ SCE ¦ Hot-Dry | ComRefrig - Ultra-Low Temp Freezer - Hot-Dry | 0.00123 | 1 | 0.065 | SME Input | 0 | 2012 | 0.6 | SWCR017-05
COM-COMREFRIG-15.3 | Com ¦ Standard/Code ULT Freezer - Cold ¦ SCE ¦ Cold | Com ¦ Standard/Code ULT Freezer - Cold | SCE ¦ Cold | SCE | All | Electric | Standard Display Case without Doors | Average Existing and Code |  |  | 0 | Conventional | ComRefrig | Com - College | Com | ROB and NEW | 0 | 1000 sqft2 of floor space | freezer | 12 | DEER:Indoor_CFL_Ltg | 3260 | 0.372 | -90.7 | SWCR017-05 | 8893.585 | 2024 | 0 | 2024 | 0 | 0 | SWCR017-05 | ComRefrig - Ultra-Low Temp Freezer - Cold ¦ SCE ¦ Cold | ComRefrig - Ultra-Low Temp Freezer - Cold | 0.00123 | 1 | 0.935 | SME Input | 53.0641 | 2012 | 0.6 | SWCR017-05
COM-COMREFRIG-16.3 | Com ¦ ENERGY STAR ULT Freezer - Cold ¦ SCE ¦ Cold | Com ¦ ENERGY STAR ULT Freezer - Cold | SCE ¦ Cold | SCE | All | Electric | New Display Case with Doors | Efficient |  |  | 0 | Conventional | ComRefrig | Com - College | Com | ROB and NEW | 0 | 1000 sqft2 of floor space | freezer | 12 | DEER:Indoor_CFL_Ltg | 0 | 0 | 0 | SWCR017-05 | 11394.525 | 2024 | 0 | 2024 | 0 | 0 | SWCR017-05 | ComRefrig - Ultra-Low Temp Freezer - Cold ¦ SCE ¦ Cold | ComRefrig - Ultra-Low Temp Freezer - Cold | 0.00123 | 1 | 0.065 | SME Input | 0 | 2012 | 0.6 | SWCR017-05
COM-COMREFRIG-15.4 | Com ¦ Standard/Code ULT Freezer - Marine ¦ SCE ¦ Marine | Com ¦ Standard/Code ULT Freezer - Marine | SCE ¦ Marine | SCE | All | Electric | Standard Display Case without Doors | Average Existing and Code |  |  | 0 | Conventional | ComRefrig | Com - Health | Com | ROB and NEW | 0 | 1000 sqft2 of floor space | freezer | 12 | DEER:Indoor_CFL_Ltg | 3420 | 0.391 | -66.85 | SWCR017-05 | 8893.585 | 2024 | 0 | 2024 | 0 | 0 | SWCR017-05 | ComRefrig - Ultra-Low Temp Freezer - Marine ¦ SCE ¦ Marine | ComRefrig - Ultra-Low Temp Freezer - Marine | 0.00631 | 1 | 0.935 | SME Input | -34.9702 | 2012 | 0.6 | SWCR017-05
COM-COMREFRIG-16.4 | Com ¦ ENERGY STAR ULT Freezer - Marine ¦ SCE ¦ Marine | Com ¦ ENERGY STAR ULT Freezer - Marine | SCE ¦ Marine | SCE | All | Electric | New Display Case with Doors | Efficient |  |  | 0 | Conventional | ComRefrig | Com - Health | Com | ROB and NEW | 0 | 1000 sqft2 of floor space | freezer | 12 | DEER:Indoor_CFL_Ltg | 0 | 0 | 0 | SWCR017-05 | 11394.525 | 2024 | 0 | 2024 | 0 | 0 | SWCR017-05 | ComRefrig - Ultra-Low Temp Freezer - Marine ¦ SCE ¦ Marine | ComRefrig - Ultra-Low Temp Freezer - Marine | 0.00631 | 1 | 0.065 | SME Input | 0 | 2012 | 0.6 | SWCR017-05
COM-COMREFRIG-15.5 | Com ¦ Standard/Code ULT Freezer - Hot-Dry ¦ SCE ¦ Hot-Dry | Com ¦ Standard/Code ULT Freezer - Hot-Dry | SCE ¦ Hot-Dry | SCE | All | Electric | Standard Display Case without Doors | Average Existing and Code |  |  | 0 | Conventional | ComRefrig | Com - Health | Com | ROB and NEW | 0 | 1000 sqft2 of floor space | freezer | 12 | DEER:Indoor_CFL_Ltg | 4215 | 0.4815 | -65.2 | SWCR017-05 | 8893.585 | 2024 | 0 | 2024 | 0 | 0 | SWCR017-05 | ComRefrig - Ultra-Low Temp Freezer - Hot-Dry ¦ SCE ¦ Hot-Dry | ComRefrig - Ultra-Low Temp Freezer - Hot-Dry | 0.00631 | 1 | 0.935 | SME Input | -91.6529 | 2012 | 0.6 | SWCR017-05
COM-COMREFRIG-16.5 | Com ¦ ENERGY STAR ULT Freezer - Hot-Dry ¦ SCE ¦ Hot-Dry | Com ¦ ENERGY STAR ULT Freezer - Hot-Dry | SCE ¦ Hot-Dry | SCE | All | Electric | New Display Case with Doors | Efficient |  |  | 0 | Conventional | ComRefrig | Com - Health | Com | ROB and NEW | 0 | 1000 sqft2 of floor space | freezer | 12 | DEER:Indoor_CFL_Ltg | 0 | 0 | 0 | SWCR017-05 | 11394.525 | 2024 | 0 | 2024 | 0 | 0 | SWCR017-05 | ComRefrig - Ultra-Low Temp Freezer - Hot-Dry ¦ SCE ¦ Hot-Dry | ComRefrig - Ultra-Low Temp Freezer - Hot-Dry | 0.00631 | 1 | 0.065 | SME Input | 0 | 2012 | 0.6 | SWCR017-05
COM-COMREFRIG-15.6 | Com ¦ Standard/Code ULT Freezer - Cold ¦ SCE ¦ Cold | Com ¦ Standard/Code ULT Freezer - Cold | SCE ¦ Cold | SCE | All | Electric | Standard Display Case without Doors | Average Existing and Code |  |  | 0 | Conventional | ComRefrig | Com - Health | Com | ROB and NEW | 0 | 1000 sqft2 of floor space | freezer | 12 | DEER:Indoor_CFL_Ltg | 3260 | 0.372 | -90.7 | SWCR017-05 | 8893.585 | 2024 | 0 | 2024 | 0 | 0 | SWCR017-05 | ComRefrig - Ultra-Low Temp Freezer - Cold ¦ SCE ¦ Cold | ComRefrig - Ultra-Low Temp Freezer - Cold | 0.00631 | 1 | 0.935 | SME Input | 42.8659 | 2012 | 0.6 | SWCR017-05
COM-COMREFRIG-16.6 | Com ¦ ENERGY STAR ULT Freezer - Cold ¦ SCE ¦ Cold | Com ¦ ENERGY STAR ULT Freezer - Cold | SCE ¦ Cold | SCE | All | Electric | New Display Case with Doors | Efficient |  |  | 0 | Conventional | ComRefrig | Com - Health | Com | ROB and NEW | 0 | 1000 sqft2 of floor space | freezer | 12 | DEER:Indoor_CFL_Ltg | 0 | 0 | 0 | SWCR017-05 | 11394.525 | 2024 | 0 | 2024 | 0 | 0 | SWCR017-05 | ComRefrig - Ultra-Low Temp Freezer - Cold ¦ SCE ¦ Cold | ComRefrig - Ultra-Low Temp Freezer - Cold | 0.00631 | 1 | 0.065 | SME Input | 0 | 2012 | 0.6 | SWCR017-05
COM-COMREFRIG-15.1 | Com ¦ Standard/Code ULT Freezer - Marine ¦ SDG&E ¦ Marine | Com ¦ Standard/Code ULT Freezer - Marine | SDG&E ¦ Marine | SDG&E | All | Electric | Standard Display Case without Doors | Average Existing and Code |  |  | 0 | Conventional | ComRefrig | Com - College | Com | ROB and NEW | 0 | 1000 sqft2 of floor space | freezer | 12 | DEER:Indoor_CFL_Ltg | 3420 | 0.391 | -66.85 | SWCR017-05 | 8893.585 | 2024 | 0 | 2024 | 0 | 0 | SWCR017-05 | ComRefrig - Ultra-Low Temp Freezer - Marine ¦ SDG&E ¦ Marine | ComRefrig - Ultra-Low Temp Freezer - Marine | 0.00123 | 1 | 0.935 | SME Input | -37.6884 | 2012 | 0.6 | SWCR017-05
COM-COMREFRIG-16.1 | Com ¦ ENERGY STAR ULT Freezer - Marine ¦ SDG&E ¦ Marine | Com ¦ ENERGY STAR ULT Freezer - Marine | SDG&E ¦ Marine | SDG&E | All | Electric | New Display Case with Doors | Efficient |  |  | 0 | Conventional | ComRefrig | Com - College | Com | ROB and NEW | 0 | 1000 sqft2 of floor space | freezer | 12 | DEER:Indoor_CFL_Ltg | 0 | 0 | 0 | SWCR017-05 | 11394.525 | 2024 | 0 | 2024 | 0 | 0 | SWCR017-05 | ComRefrig - Ultra-Low Temp Freezer - Marine ¦ SDG&E ¦ Marine | ComRefrig - Ultra-Low Temp Freezer - Marine | 0.00123 | 1 | 0.065 | SME Input | 0 | 2012 | 0.6 | SWCR017-05
COM-COMREFRIG-15.2 | Com ¦ Standard/Code ULT Freezer - Hot-Dry ¦ SDG&E ¦ Hot-Dry | Com ¦ Standard/Code ULT Freezer - Hot-Dry | SDG&E ¦ Hot-Dry | SDG&E | All | Electric | Standard Display Case without Doors | Average Existing and Code |  |  | 0 | Conventional | ComRefrig | Com - College | Com | ROB and NEW | 0 | 1000 sqft2 of floor space | freezer | 12 | DEER:Indoor_CFL_Ltg | 3115 | 0.3555 | -68.05 | SWCR017-05 | 8893.585 | 2024 | 0 | 2024 | 0 | 0 | SWCR017-05 | ComRefrig - Ultra-Low Temp Freezer - Hot-Dry ¦ SDG&E ¦ Hot-Dry | ComRefrig - Ultra-Low Temp Freezer - Hot-Dry | 0.00123 | 1 | 0.935 | SME Input | -10.7031 | 2012 | 0.6 | SWCR017-05
COM-COMREFRIG-16.2 | Com ¦ ENERGY STAR ULT Freezer - Hot-Dry ¦ SDG&E ¦ Hot-Dry | Com ¦ ENERGY STAR ULT Freezer - Hot-Dry | SDG&E ¦ Hot-Dry | SDG&E | All | Electric | New Display Case with Doors | Efficient |  |  | 0 | Conventional | ComRefrig | Com - College | Com | ROB and NEW | 0 | 1000 sqft2 of floor space | freezer | 12 | DEER:Indoor_CFL_Ltg | 0 | 0 | 0 | SWCR017-05 | 11394.525 | 2024 | 0 | 2024 | 0 | 0 | SWCR017-05 | ComRefrig - Ultra-Low Temp Freezer - Hot-Dry ¦ SDG&E ¦ Hot-Dry | ComRefrig - Ultra-Low Temp Freezer - Hot-Dry | 0.00123 | 1 | 0.065 | SME Input | 0 | 2012 | 0.6 | SWCR017-05
COM-COMREFRIG-15.3 | Com ¦ Standard/Code ULT Freezer - Marine ¦ SDG&E ¦ Marine | Com ¦ Standard/Code ULT Freezer - Marine | SDG&E ¦ Marine | SDG&E | All | Electric | Standard Display Case without Doors | Average Existing and Code |  |  | 0 | Conventional | ComRefrig | Com - Health | Com | ROB and NEW | 0 | 1000 sqft2 of floor space | freezer | 12 | DEER:Indoor_CFL_Ltg | 3420 | 0.391 | -66.85 | SWCR017-05 | 8893.585 | 2024 | 0 | 2024 | 0 | 0 | SWCR017-05 | ComRefrig - Ultra-Low Temp Freezer - Marine ¦ SDG&E ¦ Marine | ComRefrig - Ultra-Low Temp Freezer - Marine | 0.00631 | 1 | 0.935 | SME Input | -34.9702 | 2012 | 0.6 | SWCR017-05
COM-COMREFRIG-16.3 | Com ¦ ENERGY STAR ULT Freezer - Marine ¦ SDG&E ¦ Marine | Com ¦ ENERGY STAR ULT Freezer - Marine | SDG&E ¦ Marine | SDG&E | All | Electric | New Display Case with Doors | Efficient |  |  | 0 | Conventional | ComRefrig | Com - Health | Com | ROB and NEW | 0 | 1000 sqft2 of floor space | freezer | 12 | DEER:Indoor_CFL_Ltg | 0 | 0 | 0 | SWCR017-05 | 11394.525 | 2024 | 0 | 2024 | 0 | 0 | SWCR017-05 | ComRefrig - Ultra-Low Temp Freezer - Marine ¦ SDG&E ¦ Marine | ComRefrig - Ultra-Low Temp Freezer - Marine | 0.00631 | 1 | 0.065 | SME Input | 0 | 2012 | 0.6 | SWCR017-05
COM-COMREFRIG-15.4 | Com ¦ Standard/Code ULT Freezer - Hot-Dry ¦ SDG&E ¦ Hot-Dry | Com ¦ Standard/Code ULT Freezer - Hot-Dry | SDG&E ¦ Hot-Dry | SDG&E | All | Electric | Standard Display Case without Doors | Average Existing and Code |  |  | 0 | Conventional | ComRefrig | Com - Health | Com | ROB and NEW | 0 | 1000 sqft2 of floor space | freezer | 12 | DEER:Indoor_CFL_Ltg | 3115 | 0.3555 | -68.05 | SWCR017-05 | 8893.585 | 2024 | 0 | 2024 | 0 | 0 | SWCR017-05 | ComRefrig - Ultra-Low Temp Freezer - Hot-Dry ¦ SDG&E ¦ Hot-Dry | ComRefrig - Ultra-Low Temp Freezer - Hot-Dry | 0.00631 | 1 | 0.935 | SME Input | -11.6225 | 2012 | 0.6 | SWCR017-05
COM-COMREFRIG-16.4 | Com ¦ ENERGY STAR ULT Freezer - Hot-Dry ¦ SDG&E ¦ Hot-Dry | Com ¦ ENERGY STAR ULT Freezer - Hot-Dry | SDG&E ¦ Hot-Dry | SDG&E | All | Electric | New Display Case with Doors | Efficient |  |  | 0 | Conventional | ComRefrig | Com - Health | Com | ROB and NEW | 0 | 1000 sqft2 of floor space | freezer | 12 | DEER:Indoor_CFL_Ltg | 0 | 0 | 0 | SWCR017-05 | 11394.525 | 2024 | 0 | 2024 | 0 | 0 | SWCR017-05 | ComRefrig - Ultra-Low Temp Freezer - Hot-Dry ¦ SDG&E ¦ Hot-Dry | ComRefrig - Ultra-Low Temp Freezer - Hot-Dry | 0.00631 | 1 | 0.065 | SME Input | 0 | 2012 | 0.6 | SWCR017-05
COM-COMREFRIG-20.1 | Com ¦ Refrigerated Display Case Fluorescent Lighting ¦ PG&E ¦ All | Com ¦ Refrigerated Display Case Fluorescent Lighting | PG&E ¦ All | PG&E | All | Electric | Linear Fluorescents on Display Cases | Average Existing and Code |  |  | 0 | Conventional | ComRefrig | Com - College | Com | RET Only | 0 | 1000 sqft2 of floor space | Ln. Ft. of Lighting | 16 | DEER:Indoor_CFL_Ltg | 0 | 0 | 0 | TRM105 | 0 | 2014 | 0.44 | 2014 | 0 | 0 | TRM105 | ComRefrig - Display Case Lighting Retrofit ¦ PG&E ¦ All | ComRefrig - Display Case Lighting Retrofit | 0.0066527 | 1 | 0.65377 | CBSA 2014 | 0 | 2012 | 0.6 | NA
COM-COMREFRIG-21.1 | Com ¦ Refrigerated Display Case LED Lighting ¦ PG&E ¦ All | Com ¦ Refrigerated Display Case LED Lighting | PG&E ¦ All | PG&E | All | Electric | LED retrofits on Display Cases | Efficient |  |  | 0 | Conventional | ComRefrig | Com - College | Com | RET Only | 0 | 1000 sqft2 of floor space | Ln. Ft. of Lighting | 16 | DEER:Indoor_CFL_Ltg | -73.9 | -0.011 | 0 | TRM105 | 28.56 | 2014 | 0.44 | 2014 | 0 | 0 | TRM105 | ComRefrig - Display Case Lighting Retrofit ¦ PG&E ¦ All | ComRefrig - Display Case Lighting Retrofit | 0.0066527 | 1 | 0.34623 | CBSA 2014 | 5.5793 | 2012 | 0.6 | NA
COM-COMREFRIG-20.2 | Com ¦ Refrigerated Display Case Fluorescent Lighting ¦ PG&E ¦ All | Com ¦ Refrigerated Display Case Fluorescent Lighting | PG&E ¦ All | PG&E | All | Electric | Linear Fluorescents on Display Cases | Average Existing and Code |  |  | 0 | Conventional | ComRefrig | Com - Grocery | Com | RET Only | 0 | 1000 sqft2 of floor space | Ln. Ft. of Lighting | 16 | DEER:Indoor_CFL_Ltg | 0 | 0 | 0 | TRM105 | 0 | 2014 | 0.44 | 2014 | 0 | 0 | TRM105 | ComRefrig - Display Case Lighting Retrofit ¦ PG&E ¦ All | ComRefrig - Display Case Lighting Retrofit | 9.3868 | 1 | 0.65377 | CBSA 2014 | 0 | 2012 | 0.6 | NA
COM-COMREFRIG-21.2 | Com ¦ Refrigerated Display Case LED Lighting ¦ PG&E ¦ All | Com ¦ Refrigerated Display Case LED Lighting | PG&E ¦ All | PG&E | All | Electric | LED retrofits on Display Cases | Efficient |  |  | 0 | Conventional | ComRefrig | Com - Grocery | Com | RET Only | 0 | 1000 sqft2 of floor space | Ln. Ft. of Lighting | 16 | DEER:Indoor_CFL_Ltg | -73.9 | -0.011 | 0 | TRM105 | 28.56 | 2014 | 0.44 | 2014 | 0 | 0 | TRM105 | ComRefrig - Display Case Lighting Retrofit ¦ PG&E ¦ All | ComRefrig - Display Case Lighting Retrofit | 9.3868 | 1 | 0.34623 | CBSA 2014 | 4.1568 | 2012 | 0.6 | NA
COM-COMREFRIG-20.3 | Com ¦ Refrigerated Display Case Fluorescent Lighting ¦ PG&E ¦ All | Com ¦ Refrigerated Display Case Fluorescent Lighting | PG&E ¦ All | PG&E | All | Electric | Linear Fluorescents on Display Cases | Average Existing and Code |  |  | 0 | Conventional | ComRefrig | Com - Refrig. Warehouse | Com | RET Only | 0 | 1000 sqft2 of floor space | Ln. Ft. of Lighting | 16 | DEER:Indoor_CFL_Ltg | 0 | 0 | 0 | TRM105 | 0 | 2014 | 0.44 | 2014 | 0 | 0 | TRM105 | ComRefrig - Display Case Lighting Retrofit ¦ PG&E ¦ All | ComRefrig - Display Case Lighting Retrofit | 0.062628 | 1 | 0.65377 | CBSA 2014 | 0 | 2012 | 0.6 | NA
COM-COMREFRIG-21.3 | Com ¦ Refrigerated Display Case LED Lighting ¦ PG&E ¦ All | Com ¦ Refrigerated Display Case LED Lighting | PG&E ¦ All | PG&E | All | Electric | LED retrofits on Display Cases | Efficient |  |  | 0 | Conventional | ComRefrig | Com - Refrig. Warehouse | Com | RET Only | 0 | 1000 sqft2 of floor space | Ln. Ft. of Lighting | 16 | DEER:Indoor_CFL_Ltg | -73.9 | -0.011 | 0 | TRM105 | 28.56 | 2014 | 0.44 | 2014 | 0 | 0 | TRM105 | ComRefrig - Display Case Lighting Retrofit ¦ PG&E ¦ All | ComRefrig - Display Case Lighting Retrofit | 0.062628 | 1 | 0.34623 | CBSA 2014 | 1.3205 | 2012 | 0.6 | NA
COM-COMREFRIG-20.4 | Com ¦ Refrigerated Display Case Fluorescent Lighting ¦ PG&E ¦ All | Com ¦ Refrigerated Display Case Fluorescent Lighting | PG&E ¦ All | PG&E | All | Electric | Linear Fluorescents on Display Cases | Average Existing and Code |  |  | 0 | Conventional | ComRefrig | Com - Restaurant | Com | RET Only | 0 | 1000 sqft2 of floor space | Ln. Ft. of Lighting | 16 | DEER:Indoor_CFL_Ltg | 0 | 0 | 0 | TRM105 | 0 | 2014 | 0.44 | 2014 | 0 | 0 | TRM105 | ComRefrig - Display Case Lighting Retrofit ¦ PG&E ¦ All | ComRefrig - Display Case Lighting Retrofit | 0.68383 | 1 | 0.65377 | CBSA 2014 | 0 | 2012 | 0.6 | NA
COM-COMREFRIG-21.4 | Com ¦ Refrigerated Display Case LED Lighting ¦ PG&E ¦ All | Com ¦ Refrigerated Display Case LED Lighting | PG&E ¦ All | PG&E | All | Electric | LED retrofits on Display Cases | Efficient |  |  | 0 | Conventional | ComRefrig | Com - Restaurant | Com | RET Only | 0 | 1000 sqft2 of floor space | Ln. Ft. of Lighting | 16 | DEER:Indoor_CFL_Ltg | -73.9 | -0.011 | 0 | TRM105 | 28.56 | 2014 | 0.44 | 2014 | 0 | 0 | TRM105 | ComRefrig - Display Case Lighting Retrofit ¦ PG&E ¦ All | ComRefrig - Display Case Lighting Retrofit | 0.68383 | 1 | 0.34623 | CBSA 2014 | 1.3133 | 2012 | 0.6 | NA
COM-COMREFRIG-20.5 | Com ¦ Refrigerated Display Case Fluorescent Lighting ¦ PG&E ¦ All | Com ¦ Refrigerated Display Case Fluorescent Lighting | PG&E ¦ All | PG&E | All | Electric | Linear Fluorescents on Display Cases | Average Existing and Code |  |  | 0 | Conventional | ComRefrig | Com - Retail | Com | RET Only | 0 | 1000 sqft2 of floor space | Ln. Ft. of Lighting | 16 | DEER:Indoor_CFL_Ltg | 0 | 0 | 0 | TRM105 | 0 | 2014 | 0.44 | 2014 | 0 | 0 | TRM105 | ComRefrig - Display Case Lighting Retrofit ¦ PG&E ¦ All | ComRefrig - Display Case Lighting Retrofit | 1.1169 | 1 | 0.65377 | CBSA 2014 | 0 | 2012 | 0.6 | NA
COM-COMREFRIG-21.5 | Com ¦ Refrigerated Display Case LED Lighting ¦ PG&E ¦ All | Com ¦ Refrigerated Display Case LED Lighting | PG&E ¦ All | PG&E | All | Electric | LED retrofits on Display Cases | Efficient |  |  | 0 | Conventional | ComRefrig | Com - Retail | Com | RET Only | 0 | 1000 sqft2 of floor space | Ln. Ft. of Lighting | 16 | DEER:Indoor_CFL_Ltg | -73.9 | -0.011 | 0 | TRM105 | 28.56 | 2014 | 0.44 | 2014 | 0 | 0 | TRM105 | ComRefrig - Display Case Lighting Retrofit ¦ PG&E ¦ All | ComRefrig - Display Case Lighting Retrofit | 1.1169 | 1 | 0.34623 | CBSA 2014 | 25.9623 | 2012 | 0.6 | NA
COM-COMREFRIG-20.6 | Com ¦ Refrigerated Display Case Fluorescent Lighting ¦ PG&E ¦ All | Com ¦ Refrigerated Display Case Fluorescent Lighting | PG&E ¦ All | PG&E | All | Electric | Linear Fluorescents on Display Cases | Average Existing and Code |  |  | 0 | Conventional | ComRefrig | Com - School | Com | RET Only | 0 | 1000 sqft2 of floor space | Ln. Ft. of Lighting | 16 | DEER:Indoor_CFL_Ltg | 0 | 0 | 0 | TRM105 | 0 | 2014 | 0.44 | 2014 | 0 | 0 | TRM105 | ComRefrig - Display Case Lighting Retrofit ¦ PG&E ¦ All | ComRefrig - Display Case Lighting Retrofit | 0.0066527 | 1 | 0.65377 | CBSA 2014 | 0 | 2012 | 0.6 | NA
COM-COMREFRIG-21.6 | Com ¦ Refrigerated Display Case LED Lighting ¦ PG&E ¦ All | Com ¦ Refrigerated Display Case LED Lighting | PG&E ¦ All | PG&E | All | Electric | LED retrofits on Display Cases | Efficient |  |  | 0 | Conventional | ComRefrig | Com - School | Com | RET Only | 0 | 1000 sqft2 of floor space | Ln. Ft. of Lighting | 16 | DEER:Indoor_CFL_Ltg | -73.9 | -0.011 | 0 | TRM105 | 28.56 | 2014 | 0.44 | 2014 | 0 | 0 | TRM105 | ComRefrig - Display Case Lighting Retrofit ¦ PG&E ¦ All | ComRefrig - Display Case Lighting Retrofit | 0.0066527 | 1 | 0.34623 | CBSA 2014 | 12.1673 | 2012 | 0.6 | NA
COM-COMREFRIG-20.1 | Com ¦ Refrigerated Display Case Fluorescent Lighting ¦ SCE ¦ All | Com ¦ Refrigerated Display Case Fluorescent Lighting | SCE ¦ All | SCE | All | Electric | Linear Fluorescents on Display Cases | Average Existing and Code |  |  | 0 | Conventional | ComRefrig | Com - College | Com | RET Only | 0 | 1000 sqft2 of floor space | Ln. Ft. of Lighting | 16 | DEER:Indoor_CFL_Ltg | 0 | 0 | 0 | TRM105 | 0 | 2014 | 0.44 | 2014 | 0 | 0 | TRM105 | ComRefrig - Display Case Lighting Retrofit ¦ SCE ¦ All | ComRefrig - Display Case Lighting Retrofit | 0.0066527 | 1 | 0.65377 | CBSA 2014 | 0 | 2012 | 0.6 | NA
COM-COMREFRIG-21.1 | Com ¦ Refrigerated Display Case LED Lighting ¦ SCE ¦ All | Com ¦ Refrigerated Display Case LED Lighting | SCE ¦ All | SCE | All | Electric | LED retrofits on Display Cases | Efficient |  |  | 0 | Conventional | ComRefrig | Com - College | Com | RET Only | 0 | 1000 sqft2 of floor space | Ln. Ft. of Lighting | 16 | DEER:Indoor_CFL_Ltg | -73.9 | -0.011 | 0 | TRM105 | 28.56 | 2014 | 0.44 | 2014 | 0 | 0 | TRM105 | ComRefrig - Display Case Lighting Retrofit ¦ SCE ¦ All | ComRefrig - Display Case Lighting Retrofit | 0.0066527 | 1 | 0.34623 | CBSA 2014 | 5.5793 | 2012 | 0.6 | NA
COM-COMREFRIG-20.2 | Com ¦ Refrigerated Display Case Fluorescent Lighting ¦ SCE ¦ All | Com ¦ Refrigerated Display Case Fluorescent Lighting | SCE ¦ All | SCE | All | Electric | Linear Fluorescents on Display Cases | Average Existing and Code |  |  | 0 | Conventional | ComRefrig | Com - Grocery | Com | RET Only | 0 | 1000 sqft2 of floor space | Ln. Ft. of Lighting | 16 | DEER:Indoor_CFL_Ltg | 0 | 0 | 0 | TRM105 | 0 | 2014 | 0.44 | 2014 | 0 | 0 | TRM105 | ComRefrig - Display Case Lighting Retrofit ¦ SCE ¦ All | ComRefrig - Display Case Lighting Retrofit | 9.3868 | 1 | 0.65377 | CBSA 2014 | 0 | 2012 | 0.6 | NA
COM-COMREFRIG-21.2 | Com ¦ Refrigerated Display Case LED Lighting ¦ SCE ¦ All | Com ¦ Refrigerated Display Case LED Lighting | SCE ¦ All | SCE | All | Electric | LED retrofits on Display Cases | Efficient |  |  | 0 | Conventional | ComRefrig | Com - Grocery | Com | RET Only | 0 | 1000 sqft2 of floor space | Ln. Ft. of Lighting | 16 | DEER:Indoor_CFL_Ltg | -73.9 | -0.011 | 0 | TRM105 | 28.56 | 2014 | 0.44 | 2014 | 0 | 0 | TRM105 | ComRefrig - Display Case Lighting Retrofit ¦ SCE ¦ All | ComRefrig - Display Case Lighting Retrofit | 9.3868 | 1 | 0.34623 | CBSA 2014 | 4.1568 | 2012 | 0.6 | NA
COM-COMREFRIG-20.3 | Com ¦ Refrigerated Display Case Fluorescent Lighting ¦ SCE ¦ All | Com ¦ Refrigerated Display Case Fluorescent Lighting | SCE ¦ All | SCE | All | Electric | Linear Fluorescents on Display Cases | Average Existing and Code |  |  | 0 | Conventional | ComRefrig | Com - Refrig. Warehouse | Com | RET Only | 0 | 1000 sqft2 of floor space | Ln. Ft. of Lighting | 16 | DEER:Indoor_CFL_Ltg | 0 | 0 | 0 | TRM105 | 0 | 2014 | 0.44 | 2014 | 0 | 0 | TRM105 | ComRefrig - Display Case Lighting Retrofit ¦ SCE ¦ All | ComRefrig - Display Case Lighting Retrofit | 0.062628 | 1 | 0.65377 | CBSA 2014 | 0 | 2012 | 0.6 | NA
COM-COMREFRIG-21.3 | Com ¦ Refrigerated Display Case LED Lighting ¦ SCE ¦ All | Com ¦ Refrigerated Display Case LED Lighting | SCE ¦ All | SCE | All | Electric | LED retrofits on Display Cases | Efficient |  |  | 0 | Conventional | ComRefrig | Com - Refrig. Warehouse | Com | RET Only | 0 | 1000 sqft2 of floor space | Ln. Ft. of Lighting | 16 | DEER:Indoor_CFL_Ltg | -73.9 | -0.011 | 0 | TRM105 | 28.56 | 2014 | 0.44 | 2014 | 0 | 0 | TRM105 | ComRefrig - Display Case Lighting Retrofit ¦ SCE ¦ All | ComRefrig - Display Case Lighting Retrofit | 0.062628 | 1 | 0.34623 | CBSA 2014 | 1.3205 | 2012 | 0.6 | NA
COM-COMREFRIG-20.4 | Com ¦ Refrigerated Display Case Fluorescent Lighting ¦ SCE ¦ All | Com ¦ Refrigerated Display Case Fluorescent Lighting | SCE ¦ All | SCE | All | Electric | Linear Fluorescents on Display Cases | Average Existing and Code |  |  | 0 | Conventional | ComRefrig | Com - Restaurant | Com | RET Only | 0 | 1000 sqft2 of floor space | Ln. Ft. of Lighting | 16 | DEER:Indoor_CFL_Ltg | 0 | 0 | 0 | TRM105 | 0 | 2014 | 0.44 | 2014 | 0 | 0 | TRM105 | ComRefrig - Display Case Lighting Retrofit ¦ SCE ¦ All | ComRefrig - Display Case Lighting Retrofit | 0.68383 | 1 | 0.65377 | CBSA 2014 | 0 | 2012 | 0.6 | NA
COM-COMREFRIG-21.4 | Com ¦ Refrigerated Display Case LED Lighting ¦ SCE ¦ All | Com ¦ Refrigerated Display Case LED Lighting | SCE ¦ All | SCE | All | Electric | LED retrofits on Display Cases | Efficient |  |  | 0 | Conventional | ComRefrig | Com - Restaurant | Com | RET Only | 0 | 1000 sqft2 of floor space | Ln. Ft. of Lighting | 16 | DEER:Indoor_CFL_Ltg | -73.9 | -0.011 | 0 | TRM105 | 28.56 | 2014 | 0.44 | 2014 | 0 | 0 | TRM105 | ComRefrig - Display Case Lighting Retrofit ¦ SCE ¦ All | ComRefrig - Display Case Lighting Retrofit | 0.68383 | 1 | 0.34623 | CBSA 2014 | 1.3133 | 2012 | 0.6 | NA
COM-COMREFRIG-20.5 | Com ¦ Refrigerated Display Case Fluorescent Lighting ¦ SCE ¦ All | Com ¦ Refrigerated Display Case Fluorescent Lighting | SCE ¦ All | SCE | All | Electric | Linear Fluorescents on Display Cases | Average Existing and Code |  |  | 0 | Conventional | ComRefrig | Com - Retail | Com | RET Only | 0 | 1000 sqft2 of floor space | Ln. Ft. of Lighting | 16 | DEER:Indoor_CFL_Ltg | 0 | 0 | 0 | TRM105 | 0 | 2014 | 0.44 | 2014 | 0 | 0 | TRM105 | ComRefrig - Display Case Lighting Retrofit ¦ SCE ¦ All | ComRefrig - Display Case Lighting Retrofit | 1.1169 | 1 | 0.65377 | CBSA 2014 | 0 | 2012 | 0.6 | NA
COM-COMREFRIG-21.5 | Com ¦ Refrigerated Display Case LED Lighting ¦ SCE ¦ All | Com ¦ Refrigerated Display Case LED Lighting | SCE ¦ All | SCE | All | Electric | LED retrofits on Display Cases | Efficient |  |  | 0 | Conventional | ComRefrig | Com - Retail | Com | RET Only | 0 | 1000 sqft2 of floor space | Ln. Ft. of Lighting | 16 | DEER:Indoor_CFL_Ltg | -73.9 | -0.011 | 0 | TRM105 | 28.56 | 2014 | 0.44 | 2014 | 0 | 0 | TRM105 | ComRefrig - Display Case Lighting Retrofit ¦ SCE ¦ All | ComRefrig - Display Case Lighting Retrofit | 1.1169 | 1 | 0.34623 | CBSA 2014 | 25.9623 | 2012 | 0.6 | NA
COM-COMREFRIG-20.6 | Com ¦ Refrigerated Display Case Fluorescent Lighting ¦ SCE ¦ All | Com ¦ Refrigerated Display Case Fluorescent Lighting | SCE ¦ All | SCE | All | Electric | Linear Fluorescents on Display Cases | Average Existing and Code |  |  | 0 | Conventional | ComRefrig | Com - School | Com | RET Only | 0 | 1000 sqft2 of floor space | Ln. Ft. of Lighting | 16 | DEER:Indoor_CFL_Ltg | 0 | 0 | 0 | TRM105 | 0 | 2014 | 0.44 | 2014 | 0 | 0 | TRM105 | ComRefrig - Display Case Lighting Retrofit ¦ SCE ¦ All | ComRefrig - Display Case Lighting Retrofit | 0.0066527 | 1 | 0.65377 | CBSA 2014 | 0 | 2012 | 0.6 | NA
COM-COMREFRIG-21.6 | Com ¦ Refrigerated Display Case LED Lighting ¦ SCE ¦ All | Com ¦ Refrigerated Display Case LED Lighting | SCE ¦ All | SCE | All | Electric | LED retrofits on Display Cases | Efficient |  |  | 0 | Conventional | ComRefrig | Com - School | Com | RET Only | 0 | 1000 sqft2 of floor space | Ln. Ft. of Lighting | 16 | DEER:Indoor_CFL_Ltg | -73.9 | -0.011 | 0 | TRM105 | 28.56 | 2014 | 0.44 | 2014 | 0 | 0 | TRM105 | ComRefrig - Display Case Lighting Retrofit ¦ SCE ¦ All | ComRefrig - Display Case Lighting Retrofit | 0.0066527 | 1 | 0.34623 | CBSA 2014 | 12.1673 | 2012 | 0.6 | NA
COM-COMREFRIG-20.1 | Com ¦ Refrigerated Display Case Fluorescent Lighting ¦ SDG&E ¦ All | Com ¦ Refrigerated Display Case Fluorescent Lighting | SDG&E ¦ All | SDG&E | All | Electric | Linear Fluorescents on Display Cases | Average Existing and Code |  |  | 0 | Conventional | ComRefrig | Com - College | Com | RET Only | 0 | 1000 sqft2 of floor space | Ln. Ft. of Lighting | 16 | DEER:Indoor_CFL_Ltg | 0 | 0 | 0 | TRM105 | 0 | 2014 | 0.44 | 2014 | 0 | 0 | TRM105 | ComRefrig - Display Case Lighting Retrofit ¦ SDG&E ¦ All | ComRefrig - Display Case Lighting Retrofit | 0.0066527 | 1 | 0.65377 | CBSA 2014 | 0 | 2012 | 0.6 | NA
COM-COMREFRIG-21.1 | Com ¦ Refrigerated Display Case LED Lighting ¦ SDG&E ¦ All | Com ¦ Refrigerated Display Case LED Lighting | SDG&E ¦ All | SDG&E | All | Electric | LED retrofits on Display Cases | Efficient |  |  | 0 | Conventional | ComRefrig | Com - College | Com | RET Only | 0 | 1000 sqft2 of floor space | Ln. Ft. of Lighting | 16 | DEER:Indoor_CFL_Ltg | -73.9 | -0.011 | 0 | TRM105 | 28.56 | 2014 | 0.44 | 2014 | 0 | 0 | TRM105 | ComRefrig - Display Case Lighting Retrofit ¦ SDG&E ¦ All | ComRefrig - Display Case Lighting Retrofit | 0.0066527 | 1 | 0.34623 | CBSA 2014 | 5.5793 | 2012 | 0.6 | NA
COM-COMREFRIG-20.2 | Com ¦ Refrigerated Display Case Fluorescent Lighting ¦ SDG&E ¦ All | Com ¦ Refrigerated Display Case Fluorescent Lighting | SDG&E ¦ All | SDG&E | All | Electric | Linear Fluorescents on Display Cases | Average Existing and Code |  |  | 0 | Conventional | ComRefrig | Com - Grocery | Com | RET Only | 0 | 1000 sqft2 of floor space | Ln. Ft. of Lighting | 16 | DEER:Indoor_CFL_Ltg | 0 | 0 | 0 | TRM105 | 0 | 2014 | 0.44 | 2014 | 0 | 0 | TRM105 | ComRefrig - Display Case Lighting Retrofit ¦ SDG&E ¦ All | ComRefrig - Display Case Lighting Retrofit | 9.3868 | 1 | 0.65377 | CBSA 2014 | 0 | 2012 | 0.6 | NA
COM-COMREFRIG-21.2 | Com ¦ Refrigerated Display Case LED Lighting ¦ SDG&E ¦ All | Com ¦ Refrigerated Display Case LED Lighting | SDG&E ¦ All | SDG&E | All | Electric | LED retrofits on Display Cases | Efficient |  |  | 0 | Conventional | ComRefrig | Com - Grocery | Com | RET Only | 0 | 1000 sqft2 of floor space | Ln. Ft. of Lighting | 16 | DEER:Indoor_CFL_Ltg | -73.9 | -0.011 | 0 | TRM105 | 28.56 | 2014 | 0.44 | 2014 | 0 | 0 | TRM105 | ComRefrig - Display Case Lighting Retrofit ¦ SDG&E ¦ All | ComRefrig - Display Case Lighting Retrofit | 9.3868 | 1 | 0.34623 | CBSA 2014 | 4.1568 | 2012 | 0.6 | NA
COM-COMREFRIG-20.3 | Com ¦ Refrigerated Display Case Fluorescent Lighting ¦ SDG&E ¦ All | Com ¦ Refrigerated Display Case Fluorescent Lighting | SDG&E ¦ All | SDG&E | All | Electric | Linear Fluorescents on Display Cases | Average Existing and Code |  |  | 0 | Conventional | ComRefrig | Com - Refrig. Warehouse | Com | RET Only | 0 | 1000 sqft2 of floor space | Ln. Ft. of Lighting | 16 | DEER:Indoor_CFL_Ltg | 0 | 0 | 0 | TRM105 | 0 | 2014 | 0.44 | 2014 | 0 | 0 | TRM105 | ComRefrig - Display Case Lighting Retrofit ¦ SDG&E ¦ All | ComRefrig - Display Case Lighting Retrofit | 0.062628 | 1 | 0.65377 | CBSA 2014 | 0 | 2012 | 0.6 | NA
COM-COMREFRIG-21.3 | Com ¦ Refrigerated Display Case LED Lighting ¦ SDG&E ¦ All | Com ¦ Refrigerated Display Case LED Lighting | SDG&E ¦ All | SDG&E | All | Electric | LED retrofits on Display Cases | Efficient |  |  | 0 | Conventional | ComRefrig | Com - Refrig. Warehouse | Com | RET Only | 0 | 1000 sqft2 of floor space | Ln. Ft. of Lighting | 16 | DEER:Indoor_CFL_Ltg | -73.9 | -0.011 | 0 | TRM105 | 28.56 | 2014 | 0.44 | 2014 | 0 | 0 | TRM105 | ComRefrig - Display Case Lighting Retrofit ¦ SDG&E ¦ All | ComRefrig - Display Case Lighting Retrofit | 0.062628 | 1 | 0.34623 | CBSA 2014 | 1.3205 | 2012 | 0.6 | NA
COM-COMREFRIG-20.4 | Com ¦ Refrigerated Display Case Fluorescent Lighting ¦ SDG&E ¦ All | Com ¦ Refrigerated Display Case Fluorescent Lighting | SDG&E ¦ All | SDG&E | All | Electric | Linear Fluorescents on Display Cases | Average Existing and Code |  |  | 0 | Conventional | ComRefrig | Com - Restaurant | Com | RET Only | 0 | 1000 sqft2 of floor space | Ln. Ft. of Lighting | 16 | DEER:Indoor_CFL_Ltg | 0 | 0 | 0 | TRM105 | 0 | 2014 | 0.44 | 2014 | 0 | 0 | TRM105 | ComRefrig - Display Case Lighting Retrofit ¦ SDG&E ¦ All | ComRefrig - Display Case Lighting Retrofit | 0.68383 | 1 | 0.65377 | CBSA 2014 | 0 | 2012 | 0.6 | NA
COM-COMREFRIG-21.4 | Com ¦ Refrigerated Display Case LED Lighting ¦ SDG&E ¦ All | Com ¦ Refrigerated Display Case LED Lighting | SDG&E ¦ All | SDG&E | All | Electric | LED retrofits on Display Cases | Efficient |  |  | 0 | Conventional | ComRefrig | Com - Restaurant | Com | RET Only | 0 | 1000 sqft2 of floor space | Ln. Ft. of Lighting | 16 | DEER:Indoor_CFL_Ltg | -73.9 | -0.011 | 0 | TRM105 | 28.56 | 2014 | 0.44 | 2014 | 0 | 0 | TRM105 | ComRefrig - Display Case Lighting Retrofit ¦ SDG&E ¦ All | ComRefrig - Display Case Lighting Retrofit | 0.68383 | 1 | 0.34623 | CBSA 2014 | 1.3133 | 2012 | 0.6 | NA
COM-COMREFRIG-20.5 | Com ¦ Refrigerated Display Case Fluorescent Lighting ¦ SDG&E ¦ All | Com ¦ Refrigerated Display Case Fluorescent Lighting | SDG&E ¦ All | SDG&E | All | Electric | Linear Fluorescents on Display Cases | Average Existing and Code |  |  | 0 | Conventional | ComRefrig | Com - Retail | Com | RET Only | 0 | 1000 sqft2 of floor space | Ln. Ft. of Lighting | 16 | DEER:Indoor_CFL_Ltg | 0 | 0 | 0 | TRM105 | 0 | 2014 | 0.44 | 2014 | 0 | 0 | TRM105 | ComRefrig - Display Case Lighting Retrofit ¦ SDG&E ¦ All | ComRefrig - Display Case Lighting Retrofit | 1.1169 | 1 | 0.65377 | CBSA 2014 | 0 | 2012 | 0.6 | NA
COM-COMREFRIG-21.5 | Com ¦ Refrigerated Display Case LED Lighting ¦ SDG&E ¦ All | Com ¦ Refrigerated Display Case LED Lighting | SDG&E ¦ All | SDG&E | All | Electric | LED retrofits on Display Cases | Efficient |  |  | 0 | Conventional | ComRefrig | Com - Retail | Com | RET Only | 0 | 1000 sqft2 of floor space | Ln. Ft. of Lighting | 16 | DEER:Indoor_CFL_Ltg | -73.9 | -0.011 | 0 | TRM105 | 28.56 | 2014 | 0.44 | 2014 | 0 | 0 | TRM105 | ComRefrig - Display Case Lighting Retrofit ¦ SDG&E ¦ All | ComRefrig - Display Case Lighting Retrofit | 1.1169 | 1 | 0.34623 | CBSA 2014 | 25.9623 | 2012 | 0.6 | NA
COM-COMREFRIG-20.6 | Com ¦ Refrigerated Display Case Fluorescent Lighting ¦ SDG&E ¦ All | Com ¦ Refrigerated Display Case Fluorescent Lighting | SDG&E ¦ All | SDG&E | All | Electric | Linear Fluorescents on Display Cases | Average Existing and Code |  |  | 0 | Conventional | ComRefrig | Com - School | Com | RET Only | 0 | 1000 sqft2 of floor space | Ln. Ft. of Lighting | 16 | DEER:Indoor_CFL_Ltg | 0 | 0 | 0 | TRM105 | 0 | 2014 | 0.44 | 2014 | 0 | 0 | TRM105 | ComRefrig - Display Case Lighting Retrofit ¦ SDG&E ¦ All | ComRefrig - Display Case Lighting Retrofit | 0.0066527 | 1 | 0.65377 | CBSA 2014 | 0 | 2012 | 0.6 | NA
COM-COMREFRIG-21.6 | Com ¦ Refrigerated Display Case LED Lighting ¦ SDG&E ¦ All | Com ¦ Refrigerated Display Case LED Lighting | SDG&E ¦ All | SDG&E | All | Electric | LED retrofits on Display Cases | Efficient |  |  | 0 | Conventional | ComRefrig | Com - School | Com | RET Only | 0 | 1000 sqft2 of floor space | Ln. Ft. of Lighting | 16 | DEER:Indoor_CFL_Ltg | -73.9 | -0.011 | 0 | TRM105 | 28.56 | 2014 | 0.44 | 2014 | 0 | 0 | TRM105 | ComRefrig - Display Case Lighting Retrofit ¦ SDG&E ¦ All | ComRefrig - Display Case Lighting Retrofit | 0.0066527 | 1 | 0.34623 | CBSA 2014 | 12.1673 | 2012 | 0.6 | NA
COM-COMREFRIG-40.1 | Com ¦ Existing SHP or PSC Motor on Display Cases - Marine ¦ PG&E ¦ Marine | Com ¦ Existing SHP or PSC Motor on Display Cases - Marine | PG&E ¦ Marine | PG&E | All | Electric | Shaded pole or permanent split capacity motor for display case evaporator fans | Average Existing |  |  | 0 | Conventional | ComRefrig | Com - College | Com | RET Only | 0 | 1000 sqft2 of floor space | display case motor | 15 | DEER:HVAC_Chillers | 0 | 0 | 0 | SWCR003-03 | 0 | 2021 | 0 | 2021 | 0 | 0 | SWCR003-03 | ComRefrig - Display Case Motors - Marine ¦ PG&E ¦ Marine | ComRefrig - Display Case Motors - Marine | 0.00076031 | 1 | 0.61224 | CBSA 2014 | 0 | 2012 | 0.6 | SWCR003-03
COM-COMREFRIG-42.1 | Com ¦ Efficient EC or PMS Motor Retrofit - Marine ¦ PG&E ¦ Marine | Com ¦ Efficient EC or PMS Motor Retrofit - Marine | PG&E ¦ Marine | PG&E | All | Electric | EC motors for display case evaporator fans | Efficient |  |  | 0 | Conventional | ComRefrig | Com - College | Com | RET Only | 0 | 1000 sqft2 of floor space | display case motor | 15 | DEER:HVAC_Chillers | -271.25 | -0.033112 | 0 | SWCR003-03 | 60.375 | 2021 | 44.53 | 2021 | 0 | 0 | SWCR003-03 | ComRefrig - Display Case Motors - Marine ¦ PG&E ¦ Marine | ComRefrig - Display Case Motors - Marine | 0.00076031 | 1 | 0.2449 | CBSA 2014 | 20.4788 | 2012 | 0.6 | SWCR003-03
COM-COMREFRIG-40.2 | Com ¦ Existing SHP or PSC Motor on Display Cases - Hot-Dry ¦ PG&E ¦ Hot-Dry | Com ¦ Existing SHP or PSC Motor on Display Cases - Hot-Dry | PG&E ¦ Hot-Dry | PG&E | All | Electric | Shaded pole or permanent split capacity motor for display case evaporator fans | Average Existing |  |  | 0 | Conventional | ComRefrig | Com - College | Com | RET Only | 0 | 1000 sqft2 of floor space | display case motor | 15 | DEER:HVAC_Chillers | 0 | 0 | 0 | SWCR003-03 | 0 | 2021 | 0 | 2021 | 0 | 0 | SWCR003-03 | ComRefrig - Display Case Motors - Hot-Dry ¦ PG&E ¦ Hot-Dry | ComRefrig - Display Case Motors - Hot-Dry | 0.00076031 | 1 | 0.61224 | CBSA 2014 | 0 | 2012 | 0.6 | SWCR003-03
COM-COMREFRIG-42.2 | Com ¦ Efficient EC or PMS Motor Retrofit - Hot-Dry ¦ PG&E ¦ Hot-Dry | Com ¦ Efficient EC or PMS Motor Retrofit - Hot-Dry | PG&E ¦ Hot-Dry | PG&E | All | Electric | EC motors for display case evaporator fans | Efficient |  |  | 0 | Conventional | ComRefrig | Com - College | Com | RET Only | 0 | 1000 sqft2 of floor space | display case motor | 15 | DEER:HVAC_Chillers | -274.125 | -0.03615 | 0 | SWCR003-03 | 60.375 | 2021 | 44.53 | 2021 | 0 | 0 | SWCR003-03 | ComRefrig - Display Case Motors - Hot-Dry ¦ PG&E ¦ Hot-Dry | ComRefrig - Display Case Motors - Hot-Dry | 0.00076031 | 1 | 0.2449 | CBSA 2014 | 20.6959 | 2012 | 0.6 | SWCR003-03
COM-COMREFRIG-40.3 | Com ¦ Existing SHP or PSC Motor on Display Cases - Cold ¦ PG&E ¦ Cold | Com ¦ Existing SHP or PSC Motor on Display Cases - Cold | PG&E ¦ Cold | PG&E | All | Electric | Shaded pole or permanent split capacity motor for display case evaporator fans | Average Existing |  |  | 0 | Conventional | ComRefrig | Com - College | Com | RET Only | 0 | 1000 sqft2 of floor space | display case motor | 15 | DEER:HVAC_Chillers | 0 | 0 | 0 | SWCR003-03 | 0 | 2021 | 0 | 2021 | 0 | 0 | SWCR003-03 | ComRefrig - Display Case Motors - Cold ¦ PG&E ¦ Cold | ComRefrig - Display Case Motors - Cold | 0.00076031 | 1 | 0.61224 | CBSA 2014 | 0 | 2012 | 0.6 | SWCR003-03
COM-COMREFRIG-42.3 | Com ¦ Efficient EC or PMS Motor Retrofit - Cold ¦ PG&E ¦ Cold | Com ¦ Efficient EC or PMS Motor Retrofit - Cold | PG&E ¦ Cold | PG&E | All | Electric | EC motors for display case evaporator fans | Efficient |  |  | 0 | Conventional | ComRefrig | Com - College | Com | RET Only | 0 | 1000 sqft2 of floor space | display case motor | 15 | DEER:HVAC_Chillers | -271.125 | -0.032025 | 0 | SWCR003-03 | 60.375 | 2021 | 44.53 | 2021 | 0 | 0 | SWCR003-03 | ComRefrig - Display Case Motors - Cold ¦ PG&E ¦ Cold | ComRefrig - Display Case Motors - Cold | 0.00076031 | 1 | 0.2449 | CBSA 2014 | 20.4694 | 2012 | 0.6 | SWCR003-03
COM-COMREFRIG-40.4 | Com ¦ Existing SHP or PSC Motor on Display Cases - Marine ¦ PG&E ¦ Marine | Com ¦ Existing SHP or PSC Motor on Display Cases - Marine | PG&E ¦ Marine | PG&E | All | Electric | Shaded pole or permanent split capacity motor for display case evaporator fans | Average Existing |  |  | 0 | Conventional | ComRefrig | Com - Grocery | Com | RET Only | 0 | 1000 sqft2 of floor space | display case motor | 15 | DEER:HVAC_Chillers | 0 | 0 | 0 | SWCR003-03 | 0 | 2021 | 0 | 2021 | 0 | 0 | SWCR003-03 | ComRefrig - Display Case Motors - Marine ¦ PG&E ¦ Marine | ComRefrig - Display Case Motors - Marine | 1.0728 | 1 | 0.61224 | CBSA 2014 | 0 | 2012 | 0.6 | SWCR003-03
COM-COMREFRIG-42.4 | Com ¦ Efficient EC or PMS Motor Retrofit - Marine ¦ PG&E ¦ Marine | Com ¦ Efficient EC or PMS Motor Retrofit - Marine | PG&E ¦ Marine | PG&E | All | Electric | EC motors for display case evaporator fans | Efficient |  |  | 0 | Conventional | ComRefrig | Com - Grocery | Com | RET Only | 0 | 1000 sqft2 of floor space | display case motor | 15 | DEER:HVAC_Chillers | -271.25 | -0.033112 | 0 | SWCR003-03 | 60.375 | 2021 | 44.53 | 2021 | 0 | 0 | SWCR003-03 | ComRefrig - Display Case Motors - Marine ¦ PG&E ¦ Marine | ComRefrig - Display Case Motors - Marine | 1.0728 | 1 | 0.2449 | CBSA 2014 | 15.2575 | 2012 | 0.6 | SWCR003-03
COM-COMREFRIG-40.5 | Com ¦ Existing SHP or PSC Motor on Display Cases - Hot-Dry ¦ PG&E ¦ Hot-Dry | Com ¦ Existing SHP or PSC Motor on Display Cases - Hot-Dry | PG&E ¦ Hot-Dry | PG&E | All | Electric | Shaded pole or permanent split capacity motor for display case evaporator fans | Average Existing |  |  | 0 | Conventional | ComRefrig | Com - Grocery | Com | RET Only | 0 | 1000 sqft2 of floor space | display case motor | 15 | DEER:HVAC_Chillers | 0 | 0 | 0 | SWCR003-03 | 0 | 2021 | 0 | 2021 | 0 | 0 | SWCR003-03 | ComRefrig - Display Case Motors - Hot-Dry ¦ PG&E ¦ Hot-Dry | ComRefrig - Display Case Motors - Hot-Dry | 1.0728 | 1 | 0.61224 | CBSA 2014 | 0 | 2012 | 0.6 | SWCR003-03
COM-COMREFRIG-42.5 | Com ¦ Efficient EC or PMS Motor Retrofit - Hot-Dry ¦ PG&E ¦ Hot-Dry | Com ¦ Efficient EC or PMS Motor Retrofit - Hot-Dry | PG&E ¦ Hot-Dry | PG&E | All | Electric | EC motors for display case evaporator fans | Efficient |  |  | 0 | Conventional | ComRefrig | Com - Grocery | Com | RET Only | 0 | 1000 sqft2 of floor space | display case motor | 15 | DEER:HVAC_Chillers | -274.125 | -0.03615 | 0 | SWCR003-03 | 60.375 | 2021 | 44.53 | 2021 | 0 | 0 | SWCR003-03 | ComRefrig - Display Case Motors - Hot-Dry ¦ PG&E ¦ Hot-Dry | ComRefrig - Display Case Motors - Hot-Dry | 1.0728 | 1 | 0.2449 | CBSA 2014 | 15.4192 | 2012 | 0.6 | SWCR003-03
COM-COMREFRIG-40.6 | Com ¦ Existing SHP or PSC Motor on Display Cases - Cold ¦ PG&E ¦ Cold | Com ¦ Existing SHP or PSC Motor on Display Cases - Cold | PG&E ¦ Cold | PG&E | All | Electric | Shaded pole or permanent split capacity motor for display case evaporator fans | Average Existing |  |  | 0 | Conventional | ComRefrig | Com - Grocery | Com | RET Only | 0 | 1000 sqft2 of floor space | display case motor | 15 | DEER:HVAC_Chillers | 0 | 0 | 0 | SWCR003-03 | 0 | 2021 | 0 | 2021 | 0 | 0 | SWCR003-03 | ComRefrig - Display Case Motors - Cold ¦ PG&E ¦ Cold | ComRefrig - Display Case Motors - Cold | 1.0728 | 1 | 0.61224 | CBSA 2014 | 0 | 2012 | 0.6 | SWCR003-03
COM-COMREFRIG-42.6 | Com ¦ Efficient EC or PMS Motor Retrofit - Cold ¦ PG&E ¦ Cold | Com ¦ Efficient EC or PMS Motor Retrofit - Cold | PG&E ¦ Cold | PG&E | All | Electric | EC motors for display case evaporator fans | Efficient |  |  | 0 | Conventional | ComRefrig | Com - Grocery | Com | RET Only | 0 | 1000 sqft2 of floor space | display case motor | 15 | DEER:HVAC_Chillers | -271.125 | -0.032025 | 0 | SWCR003-03 | 60.375 | 2021 | 44.53 | 2021 | 0 | 0 | SWCR003-03 | ComRefrig - Display Case Motors - Cold ¦ PG&E ¦ Cold | ComRefrig - Display Case Motors - Cold | 1.0728 | 1 | 0.2449 | CBSA 2014 | 15.2505 | 2012 | 0.6 | SWCR003-03
COM-COMREFRIG-40.7 | Com ¦ Existing SHP or PSC Motor on Display Cases - Marine ¦ PG&E ¦ Marine | Com ¦ Existing SHP or PSC Motor on Display Cases - Marine | PG&E ¦ Marine | PG&E | All | Electric | Shaded pole or permanent split capacity motor for display case evaporator fans | Average Existing |  |  | 0 | Conventional | ComRefrig | Com - Refrig. Warehouse | Com | RET Only | 0 | 1000 sqft2 of floor space | display case motor | 15 | DEER:HVAC_Chillers | 0 | 0 | 0 | SWCR003-03 | 0 | 2021 | 0 | 2021 | 0 | 0 | SWCR003-03 | ComRefrig - Display Case Motors - Marine ¦ PG&E ¦ Marine | ComRefrig - Display Case Motors - Marine | 0.0071575 | 1 | 0.61224 | CBSA 2014 | 0 | 2012 | 0.6 | SWCR003-03
COM-COMREFRIG-42.7 | Com ¦ Efficient EC or PMS Motor Retrofit - Marine ¦ PG&E ¦ Marine | Com ¦ Efficient EC or PMS Motor Retrofit - Marine | PG&E ¦ Marine | PG&E | All | Electric | EC motors for display case evaporator fans | Efficient |  |  | 0 | Conventional | ComRefrig | Com - Refrig. Warehouse | Com | RET Only | 0 | 1000 sqft2 of floor space | display case motor | 15 | DEER:HVAC_Chillers | -271.25 | -0.033112 | 0 | SWCR003-03 | 60.375 | 2021 | 44.53 | 2021 | 0 | 0 | SWCR003-03 | ComRefrig - Display Case Motors - Marine ¦ PG&E ¦ Marine | ComRefrig - Display Case Motors - Marine | 0.0071575 | 1 | 0.2449 | CBSA 2014 | 4.8468 | 2012 | 0.6 | SWCR003-03
COM-COMREFRIG-40.8 | Com ¦ Existing SHP or PSC Motor on Display Cases - Hot-Dry ¦ PG&E ¦ Hot-Dry | Com ¦ Existing SHP or PSC Motor on Display Cases - Hot-Dry | PG&E ¦ Hot-Dry | PG&E | All | Electric | Shaded pole or permanent split capacity motor for display case evaporator fans | Average Existing |  |  | 0 | Conventional | ComRefrig | Com - Refrig. Warehouse | Com | RET Only | 0 | 1000 sqft2 of floor space | display case motor | 15 | DEER:HVAC_Chillers | 0 | 0 | 0 | SWCR003-03 | 0 | 2021 | 0 | 2021 | 0 | 0 | SWCR003-03 | ComRefrig - Display Case Motors - Hot-Dry ¦ PG&E ¦ Hot-Dry | ComRefrig - Display Case Motors - Hot-Dry | 0.0071575 | 1 | 0.61224 | CBSA 2014 | 0 | 2012 | 0.6 | SWCR003-03
COM-COMREFRIG-42.8 | Com ¦ Efficient EC or PMS Motor Retrofit - Hot-Dry ¦ PG&E ¦ Hot-Dry | Com ¦ Efficient EC or PMS Motor Retrofit - Hot-Dry | PG&E ¦ Hot-Dry | PG&E | All | Electric | EC motors for display case evaporator fans | Efficient |  |  | 0 | Conventional | ComRefrig | Com - Refrig. Warehouse | Com | RET Only | 0 | 1000 sqft2 of floor space | display case motor | 15 | DEER:HVAC_Chillers | -274.125 | -0.03615 | 0 | SWCR003-03 | 60.375 | 2021 | 44.53 | 2021 | 0 | 0 | SWCR003-03 | ComRefrig - Display Case Motors - Hot-Dry ¦ PG&E ¦ Hot-Dry | ComRefrig - Display Case Motors - Hot-Dry | 0.0071575 | 1 | 0.2449 | CBSA 2014 | 4.8982 | 2012 | 0.6 | SWCR003-03
COM-COMREFRIG-40.9 | Com ¦ Existing SHP or PSC Motor on Display Cases - Cold ¦ PG&E ¦ Cold | Com ¦ Existing SHP or PSC Motor on Display Cases - Cold | PG&E ¦ Cold | PG&E | All | Electric | Shaded pole or permanent split capacity motor for display case evaporator fans | Average Existing |  |  | 0 | Conventional | ComRefrig | Com - Refrig. Warehouse | Com | RET Only | 0 | 1000 sqft2 of floor space | display case motor | 15 | DEER:HVAC_Chillers | 0 | 0 | 0 | SWCR003-03 | 0 | 2021 | 0 | 2021 | 0 | 0 | SWCR003-03 | ComRefrig - Display Case Motors - Cold ¦ PG&E ¦ Cold | ComRefrig - Display Case Motors - Cold | 0.0071575 | 1 | 0.61224 | CBSA 2014 | 0 | 2012 | 0.6 | SWCR003-03
COM-COMREFRIG-42.9 | Com ¦ Efficient EC or PMS Motor Retrofit - Cold ¦ PG&E ¦ Cold | Com ¦ Efficient EC or PMS Motor Retrofit - Cold | PG&E ¦ Cold | PG&E | All | Electric | EC motors for display case evaporator fans | Efficient |  |  | 0 | Conventional | ComRefrig | Com - Refrig. Warehouse | Com | RET Only | 0 | 1000 sqft2 of floor space | display case motor | 15 | DEER:HVAC_Chillers | -271.125 | -0.032025 | 0 | SWCR003-03 | 60.375 | 2021 | 44.53 | 2021 | 0 | 0 | SWCR003-03 | ComRefrig - Display Case Motors - Cold ¦ PG&E ¦ Cold | ComRefrig - Display Case Motors - Cold | 0.0071575 | 1 | 0.2449 | CBSA 2014 | 4.8446 | 2012 | 0.6 | SWCR003-03
COM-COMREFRIG-40.10 | Com ¦ Existing SHP or PSC Motor on Display Cases - Marine ¦ PG&E ¦ Marine | Com ¦ Existing SHP or PSC Motor on Display Cases - Marine | PG&E ¦ Marine | PG&E | All | Electric | Shaded pole or permanent split capacity motor for display case evaporator fans | Average Existing |  |  | 0 | Conventional | ComRefrig | Com - Restaurant | Com | RET Only | 0 | 1000 sqft2 of floor space | display case motor | 15 | DEER:HVAC_Chillers | 0 | 0 | 0 | SWCR003-03 | 0 | 2021 | 0 | 2021 | 0 | 0 | SWCR003-03 | ComRefrig - Display Case Motors - Marine ¦ PG&E ¦ Marine | ComRefrig - Display Case Motors - Marine | 0.078152 | 1 | 0.61224 | CBSA 2014 | 0 | 2012 | 0.6 | SWCR003-03
COM-COMREFRIG-42.10 | Com ¦ Efficient EC or PMS Motor Retrofit - Marine ¦ PG&E ¦ Marine | Com ¦ Efficient EC or PMS Motor Retrofit - Marine | PG&E ¦ Marine | PG&E | All | Electric | EC motors for display case evaporator fans | Efficient |  |  | 0 | Conventional | ComRefrig | Com - Restaurant | Com | RET Only | 0 | 1000 sqft2 of floor space | display case motor | 15 | DEER:HVAC_Chillers | -271.25 | -0.033112 | 0 | SWCR003-03 | 60.375 | 2021 | 44.53 | 2021 | 0 | 0 | SWCR003-03 | ComRefrig - Display Case Motors - Marine ¦ PG&E ¦ Marine | ComRefrig - Display Case Motors - Marine | 0.078152 | 1 | 0.2449 | CBSA 2014 | 4.8204 | 2012 | 0.6 | SWCR003-03
COM-COMREFRIG-40.11 | Com ¦ Existing SHP or PSC Motor on Display Cases - Hot-Dry ¦ PG&E ¦ Hot-Dry | Com ¦ Existing SHP or PSC Motor on Display Cases - Hot-Dry | PG&E ¦ Hot-Dry | PG&E | All | Electric | Shaded pole or permanent split capacity motor for display case evaporator fans | Average Existing |  |  | 0 | Conventional | ComRefrig | Com - Restaurant | Com | RET Only | 0 | 1000 sqft2 of floor space | display case motor | 15 | DEER:HVAC_Chillers | 0 | 0 | 0 | SWCR003-03 | 0 | 2021 | 0 | 2021 | 0 | 0 | SWCR003-03 | ComRefrig - Display Case Motors - Hot-Dry ¦ PG&E ¦ Hot-Dry | ComRefrig - Display Case Motors - Hot-Dry | 0.078152 | 1 | 0.61224 | CBSA 2014 | 0 | 2012 | 0.6 | SWCR003-03
COM-COMREFRIG-42.11 | Com ¦ Efficient EC or PMS Motor Retrofit - Hot-Dry ¦ PG&E ¦ Hot-Dry | Com ¦ Efficient EC or PMS Motor Retrofit - Hot-Dry | PG&E ¦ Hot-Dry | PG&E | All | Electric | EC motors for display case evaporator fans | Efficient |  |  | 0 | Conventional | ComRefrig | Com - Restaurant | Com | RET Only | 0 | 1000 sqft2 of floor space | display case motor | 15 | DEER:HVAC_Chillers | -274.125 | -0.03615 | 0 | SWCR003-03 | 60.375 | 2021 | 44.53 | 2021 | 0 | 0 | SWCR003-03 | ComRefrig - Display Case Motors - Hot-Dry ¦ PG&E ¦ Hot-Dry | ComRefrig - Display Case Motors - Hot-Dry | 0.078152 | 1 | 0.2449 | CBSA 2014 | 4.8715 | 2012 | 0.6 | SWCR003-03
COM-COMREFRIG-40.12 | Com ¦ Existing SHP or PSC Motor on Display Cases - Cold ¦ PG&E ¦ Cold | Com ¦ Existing SHP or PSC Motor on Display Cases - Cold | PG&E ¦ Cold | PG&E | All | Electric | Shaded pole or permanent split capacity motor for display case evaporator fans | Average Existing |  |  | 0 | Conventional | ComRefrig | Com - Restaurant | Com | RET Only | 0 | 1000 sqft2 of floor space | display case motor | 15 | DEER:HVAC_Chillers | 0 | 0 | 0 | SWCR003-03 | 0 | 2021 | 0 | 2021 | 0 | 0 | SWCR003-03 | ComRefrig - Display Case Motors - Cold ¦ PG&E ¦ Cold | ComRefrig - Display Case Motors - Cold | 0.078152 | 1 | 0.61224 | CBSA 2014 | 0 | 2012 | 0.6 | SWCR003-03
COM-COMREFRIG-42.12 | Com ¦ Efficient EC or PMS Motor Retrofit - Cold ¦ PG&E ¦ Cold | Com ¦ Efficient EC or PMS Motor Retrofit - Cold | PG&E ¦ Cold | PG&E | All | Electric | EC motors for display case evaporator fans | Efficient |  |  | 0 | Conventional | ComRefrig | Com - Restaurant | Com | RET Only | 0 | 1000 sqft2 of floor space | display case motor | 15 | DEER:HVAC_Chillers | -271.125 | -0.032025 | 0 | SWCR003-03 | 60.375 | 2021 | 44.53 | 2021 | 0 | 0 | SWCR003-03 | ComRefrig - Display Case Motors - Cold ¦ PG&E ¦ Cold | ComRefrig - Display Case Motors - Cold | 0.078152 | 1 | 0.2449 | CBSA 2014 | 4.8182 | 2012 | 0.6 | SWCR003-03
COM-COMREFRIG-40.13 | Com ¦ Existing SHP or PSC Motor on Display Cases - Marine ¦ PG&E ¦ Marine | Com ¦ Existing SHP or PSC Motor on Display Cases - Marine | PG&E ¦ Marine | PG&E | All | Electric | Shaded pole or permanent split capacity motor for display case evaporator fans | Average Existing |  |  | 0 | Conventional | ComRefrig | Com - Retail | Com | RET Only | 0 | 1000 sqft2 of floor space | display case motor | 15 | DEER:HVAC_Chillers | 0 | 0 | 0 | SWCR003-03 | 0 | 2021 | 0 | 2021 | 0 | 0 | SWCR003-03 | ComRefrig - Display Case Motors - Marine ¦ PG&E ¦ Marine | ComRefrig - Display Case Motors - Marine | 0.12765 | 1 | 0.61224 | CBSA 2014 | 0 | 2012 | 0.6 | SWCR003-03
COM-COMREFRIG-42.13 | Com ¦ Efficient EC or PMS Motor Retrofit - Marine ¦ PG&E ¦ Marine | Com ¦ Efficient EC or PMS Motor Retrofit - Marine | PG&E ¦ Marine | PG&E | All | Electric | EC motors for display case evaporator fans | Efficient |  |  | 0 | Conventional | ComRefrig | Com - Retail | Com | RET Only | 0 | 1000 sqft2 of floor space | display case motor | 15 | DEER:HVAC_Chillers | -271.25 | -0.033112 | 0 | SWCR003-03 | 60.375 | 2021 | 44.53 | 2021 | 0 | 0 | SWCR003-03 | ComRefrig - Display Case Motors - Marine ¦ PG&E ¦ Marine | ComRefrig - Display Case Motors - Marine | 0.12765 | 1 | 0.2449 | CBSA 2014 | 95.2948 | 2012 | 0.6 | SWCR003-03
COM-COMREFRIG-40.14 | Com ¦ Existing SHP or PSC Motor on Display Cases - Hot-Dry ¦ PG&E ¦ Hot-Dry | Com ¦ Existing SHP or PSC Motor on Display Cases - Hot-Dry | PG&E ¦ Hot-Dry | PG&E | All | Electric | Shaded pole or permanent split capacity motor for display case evaporator fans | Average Existing |  |  | 0 | Conventional | ComRefrig | Com - Retail | Com | RET Only | 0 | 1000 sqft2 of floor space | display case motor | 15 | DEER:HVAC_Chillers | 0 | 0 | 0 | SWCR003-03 | 0 | 2021 | 0 | 2021 | 0 | 0 | SWCR003-03 | ComRefrig - Display Case Motors - Hot-Dry ¦ PG&E ¦ Hot-Dry | ComRefrig - Display Case Motors - Hot-Dry | 0.12765 | 1 | 0.61224 | CBSA 2014 | 0 | 2012 | 0.6 | SWCR003-03
COM-COMREFRIG-42.14 | Com ¦ Efficient EC or PMS Motor Retrofit - Hot-Dry ¦ PG&E ¦ Hot-Dry | Com ¦ Efficient EC or PMS Motor Retrofit - Hot-Dry | PG&E ¦ Hot-Dry | PG&E | All | Electric | EC motors for display case evaporator fans | Efficient |  |  | 0 | Conventional | ComRefrig | Com - Retail | Com | RET Only | 0 | 1000 sqft2 of floor space | display case motor | 15 | DEER:HVAC_Chillers | -274.125 | -0.03615 | 0 | SWCR003-03 | 60.375 | 2021 | 44.53 | 2021 | 0 | 0 | SWCR003-03 | ComRefrig - Display Case Motors - Hot-Dry ¦ PG&E ¦ Hot-Dry | ComRefrig - Display Case Motors - Hot-Dry | 0.12765 | 1 | 0.2449 | CBSA 2014 | 96.3049 | 2012 | 0.6 | SWCR003-03
COM-COMREFRIG-40.15 | Com ¦ Existing SHP or PSC Motor on Display Cases - Cold ¦ PG&E ¦ Cold | Com ¦ Existing SHP or PSC Motor on Display Cases - Cold | PG&E ¦ Cold | PG&E | All | Electric | Shaded pole or permanent split capacity motor for display case evaporator fans | Average Existing |  |  | 0 | Conventional | ComRefrig | Com - Retail | Com | RET Only | 0 | 1000 sqft2 of floor space | display case motor | 15 | DEER:HVAC_Chillers | 0 | 0 | 0 | SWCR003-03 | 0 | 2021 | 0 | 2021 | 0 | 0 | SWCR003-03 | ComRefrig - Display Case Motors - Cold ¦ PG&E ¦ Cold | ComRefrig - Display Case Motors - Cold | 0.12765 | 1 | 0.61224 | CBSA 2014 | 0 | 2012 | 0.6 | SWCR003-03
COM-COMREFRIG-42.15 | Com ¦ Efficient EC or PMS Motor Retrofit - Cold ¦ PG&E ¦ Cold | Com ¦ Efficient EC or PMS Motor Retrofit - Cold | PG&E ¦ Cold | PG&E | All | Electric | EC motors for display case evaporator fans | Efficient |  |  | 0 | Conventional | ComRefrig | Com - Retail | Com | RET Only | 0 | 1000 sqft2 of floor space | display case motor | 15 | DEER:HVAC_Chillers | -271.125 | -0.032025 | 0 | SWCR003-03 | 60.375 | 2021 | 44.53 | 2021 | 0 | 0 | SWCR003-03 | ComRefrig - Display Case Motors - Cold ¦ PG&E ¦ Cold | ComRefrig - Display Case Motors - Cold | 0.12765 | 1 | 0.2449 | CBSA 2014 | 95.2509 | 2012 | 0.6 | SWCR003-03
COM-COMREFRIG-40.16 | Com ¦ Existing SHP or PSC Motor on Display Cases - Marine ¦ PG&E ¦ Marine | Com ¦ Existing SHP or PSC Motor on Display Cases - Marine | PG&E ¦ Marine | PG&E | All | Electric | Shaded pole or permanent split capacity motor for display case evaporator fans | Average Existing |  |  | 0 | Conventional | ComRefrig | Com - School | Com | RET Only | 0 | 1000 sqft2 of floor space | display case motor | 15 | DEER:HVAC_Chillers | 0 | 0 | 0 | SWCR003-03 | 0 | 2021 | 0 | 2021 | 0 | 0 | SWCR003-03 | ComRefrig - Display Case Motors - Marine ¦ PG&E ¦ Marine | ComRefrig - Display Case Motors - Marine | 0.00076031 | 1 | 0.61224 | CBSA 2014 | 0 | 2012 | 0.6 | SWCR003-03
COM-COMREFRIG-42.16 | Com ¦ Efficient EC or PMS Motor Retrofit - Marine ¦ PG&E ¦ Marine | Com ¦ Efficient EC or PMS Motor Retrofit - Marine | PG&E ¦ Marine | PG&E | All | Electric | EC motors for display case evaporator fans | Efficient |  |  | 0 | Conventional | ComRefrig | Com - School | Com | RET Only | 0 | 1000 sqft2 of floor space | display case motor | 15 | DEER:HVAC_Chillers | -271.25 | -0.033112 | 0 | SWCR003-03 | 60.375 | 2021 | 44.53 | 2021 | 0 | 0 | SWCR003-03 | ComRefrig - Display Case Motors - Marine ¦ PG&E ¦ Marine | ComRefrig - Display Case Motors - Marine | 0.00076031 | 1 | 0.2449 | CBSA 2014 | 44.6602 | 2012 | 0.6 | SWCR003-03
COM-COMREFRIG-40.17 | Com ¦ Existing SHP or PSC Motor on Display Cases - Hot-Dry ¦ PG&E ¦ Hot-Dry | Com ¦ Existing SHP or PSC Motor on Display Cases - Hot-Dry | PG&E ¦ Hot-Dry | PG&E | All | Electric | Shaded pole or permanent split capacity motor for display case evaporator fans | Average Existing |  |  | 0 | Conventional | ComRefrig | Com - School | Com | RET Only | 0 | 1000 sqft2 of floor space | display case motor | 15 | DEER:HVAC_Chillers | 0 | 0 | 0 | SWCR003-03 | 0 | 2021 | 0 | 2021 | 0 | 0 | SWCR003-03 | ComRefrig - Display Case Motors - Hot-Dry ¦ PG&E ¦ Hot-Dry | ComRefrig - Display Case Motors - Hot-Dry | 0.00076031 | 1 | 0.61224 | CBSA 2014 | 0 | 2012 | 0.6 | SWCR003-03
COM-COMREFRIG-42.17 | Com ¦ Efficient EC or PMS Motor Retrofit - Hot-Dry ¦ PG&E ¦ Hot-Dry | Com ¦ Efficient EC or PMS Motor Retrofit - Hot-Dry | PG&E ¦ Hot-Dry | PG&E | All | Electric | EC motors for display case evaporator fans | Efficient |  |  | 0 | Conventional | ComRefrig | Com - School | Com | RET Only | 0 | 1000 sqft2 of floor space | display case motor | 15 | DEER:HVAC_Chillers | -274.125 | -0.03615 | 0 | SWCR003-03 | 60.375 | 2021 | 44.53 | 2021 | 0 | 0 | SWCR003-03 | ComRefrig - Display Case Motors - Hot-Dry ¦ PG&E ¦ Hot-Dry | ComRefrig - Display Case Motors - Hot-Dry | 0.00076031 | 1 | 0.2449 | CBSA 2014 | 45.1336 | 2012 | 0.6 | SWCR003-03
COM-COMREFRIG-40.18 | Com ¦ Existing SHP or PSC Motor on Display Cases - Cold ¦ PG&E ¦ Cold | Com ¦ Existing SHP or PSC Motor on Display Cases - Cold | PG&E ¦ Cold | PG&E | All | Electric | Shaded pole or permanent split capacity motor for display case evaporator fans | Average Existing |  |  | 0 | Conventional | ComRefrig | Com - School | Com | RET Only | 0 | 1000 sqft2 of floor space | display case motor | 15 | DEER:HVAC_Chillers | 0 | 0 | 0 | SWCR003-03 | 0 | 2021 | 0 | 2021 | 0 | 0 | SWCR003-03 | ComRefrig - Display Case Motors - Cold ¦ PG&E ¦ Cold | ComRefrig - Display Case Motors - Cold | 0.00076031 | 1 | 0.61224 | CBSA 2014 | 0 | 2012 | 0.6 | SWCR003-03
COM-COMREFRIG-42.18 | Com ¦ Efficient EC or PMS Motor Retrofit - Cold ¦ PG&E ¦ Cold | Com ¦ Efficient EC or PMS Motor Retrofit - Cold | PG&E ¦ Cold | PG&E | All | Electric | EC motors for display case evaporator fans | Efficient |  |  | 0 | Conventional | ComRefrig | Com - School | Com | RET Only | 0 | 1000 sqft2 of floor space | display case motor | 15 | DEER:HVAC_Chillers | -271.125 | -0.032025 | 0 | SWCR003-03 | 60.375 | 2021 | 44.53 | 2021 | 0 | 0 | SWCR003-03 | ComRefrig - Display Case Motors - Cold ¦ PG&E ¦ Cold | ComRefrig - Display Case Motors - Cold | 0.00076031 | 1 | 0.2449 | CBSA 2014 | 44.6397 | 2012 | 0.6 | SWCR003-03
COM-COMREFRIG-40.1 | Com ¦ Existing SHP or PSC Motor on Display Cases - Marine ¦ SCE ¦ Marine | Com ¦ Existing SHP or PSC Motor on Display Cases - Marine | SCE ¦ Marine | SCE | All | Electric | Shaded pole or permanent split capacity motor for display case evaporator fans | Average Existing |  |  | 0 | Conventional | ComRefrig | Com - College | Com | RET Only | 0 | 1000 sqft2 of floor space | display case motor | 15 | DEER:HVAC_Chillers | 0 | 0 | 0 | SWCR003-03 | 0 | 2021 | 0 | 2021 | 0 | 0 | SWCR003-03 | ComRefrig - Display Case Motors - Marine ¦ SCE ¦ Marine | ComRefrig - Display Case Motors - Marine | 0.00076031 | 1 | 0.61224 | CBSA 2014 | 0 | 2012 | 0.6 | SWCR003-03
COM-COMREFRIG-42.1 | Com ¦ Efficient EC or PMS Motor Retrofit - Marine ¦ SCE ¦ Marine | Com ¦ Efficient EC or PMS Motor Retrofit - Marine | SCE ¦ Marine | SCE | All | Electric | EC motors for display case evaporator fans | Efficient |  |  | 0 | Conventional | ComRefrig | Com - College | Com | RET Only | 0 | 1000 sqft2 of floor space | display case motor | 15 | DEER:HVAC_Chillers | -278.25 | -0.031425 | 0 | SWCR003-03 | 60.375 | 2021 | 44.53 | 2021 | 0 | 0 | SWCR003-03 | ComRefrig - Display Case Motors - Marine ¦ SCE ¦ Marine | ComRefrig - Display Case Motors - Marine | 0.00076031 | 1 | 0.2449 | CBSA 2014 | 21.0073 | 2012 | 0.6 | SWCR003-03
COM-COMREFRIG-40.2 | Com ¦ Existing SHP or PSC Motor on Display Cases - Hot-Dry ¦ SCE ¦ Hot-Dry | Com ¦ Existing SHP or PSC Motor on Display Cases - Hot-Dry | SCE ¦ Hot-Dry | SCE | All | Electric | Shaded pole or permanent split capacity motor for display case evaporator fans | Average Existing |  |  | 0 | Conventional | ComRefrig | Com - College | Com | RET Only | 0 | 1000 sqft2 of floor space | display case motor | 15 | DEER:HVAC_Chillers | 0 | 0 | 0 | SWCR003-03 | 0 | 2021 | 0 | 2021 | 0 | 0 | SWCR003-03 | ComRefrig - Display Case Motors - Hot-Dry ¦ SCE ¦ Hot-Dry | ComRefrig - Display Case Motors - Hot-Dry | 0.00076031 | 1 | 0.61224 | CBSA 2014 | 0 | 2012 | 0.6 | SWCR003-03
COM-COMREFRIG-42.2 | Com ¦ Efficient EC or PMS Motor Retrofit - Hot-Dry ¦ SCE ¦ Hot-Dry | Com ¦ Efficient EC or PMS Motor Retrofit - Hot-Dry | SCE ¦ Hot-Dry | SCE | All | Electric | EC motors for display case evaporator fans | Efficient |  |  | 0 | Conventional | ComRefrig | Com - College | Com | RET Only | 0 | 1000 sqft2 of floor space | display case motor | 15 | DEER:HVAC_Chillers | -277.625 | -0.03295 | 0 | SWCR003-03 | 60.375 | 2021 | 44.53 | 2021 | 0 | 0 | SWCR003-03 | ComRefrig - Display Case Motors - Hot-Dry ¦ SCE ¦ Hot-Dry | ComRefrig - Display Case Motors - Hot-Dry | 0.00076031 | 1 | 0.2449 | CBSA 2014 | 20.9601 | 2012 | 0.6 | SWCR003-03
COM-COMREFRIG-40.3 | Com ¦ Existing SHP or PSC Motor on Display Cases - Cold ¦ SCE ¦ Cold | Com ¦ Existing SHP or PSC Motor on Display Cases - Cold | SCE ¦ Cold | SCE | All | Electric | Shaded pole or permanent split capacity motor for display case evaporator fans | Average Existing |  |  | 0 | Conventional | ComRefrig | Com - College | Com | RET Only | 0 | 1000 sqft2 of floor space | display case motor | 15 | DEER:HVAC_Chillers | 0 | 0 | 0 | SWCR003-03 | 0 | 2021 | 0 | 2021 | 0 | 0 | SWCR003-03 | ComRefrig - Display Case Motors - Cold ¦ SCE ¦ Cold | ComRefrig - Display Case Motors - Cold | 0.00076031 | 1 | 0.61224 | CBSA 2014 | 0 | 2012 | 0.6 | SWCR003-03
COM-COMREFRIG-42.3 | Com ¦ Efficient EC or PMS Motor Retrofit - Cold ¦ SCE ¦ Cold | Com ¦ Efficient EC or PMS Motor Retrofit - Cold | SCE ¦ Cold | SCE | All | Electric | EC motors for display case evaporator fans | Efficient |  |  | 0 | Conventional | ComRefrig | Com - College | Com | RET Only | 0 | 1000 sqft2 of floor space | display case motor | 15 | DEER:HVAC_Chillers | -271.125 | -0.032025 | 0 | SWCR003-03 | 60.375 | 2021 | 44.53 | 2021 | 0 | 0 | SWCR003-03 | ComRefrig - Display Case Motors - Cold ¦ SCE ¦ Cold | ComRefrig - Display Case Motors - Cold | 0.00076031 | 1 | 0.2449 | CBSA 2014 | 20.4694 | 2012 | 0.6 | SWCR003-03
COM-COMREFRIG-40.4 | Com ¦ Existing SHP or PSC Motor on Display Cases - Marine ¦ SCE ¦ Marine | Com ¦ Existing SHP or PSC Motor on Display Cases - Marine | SCE ¦ Marine | SCE | All | Electric | Shaded pole or permanent split capacity motor for display case evaporator fans | Average Existing |  |  | 0 | Conventional | ComRefrig | Com - Grocery | Com | RET Only | 0 | 1000 sqft2 of floor space | display case motor | 15 | DEER:HVAC_Chillers | 0 | 0 | 0 | SWCR003-03 | 0 | 2021 | 0 | 2021 | 0 | 0 | SWCR003-03 | ComRefrig - Display Case Motors - Marine ¦ SCE ¦ Marine | ComRefrig - Display Case Motors - Marine | 1.0728 | 1 | 0.61224 | CBSA 2014 | 0 | 2012 | 0.6 | SWCR003-03
COM-COMREFRIG-42.4 | Com ¦ Efficient EC or PMS Motor Retrofit - Marine ¦ SCE ¦ Marine | Com ¦ Efficient EC or PMS Motor Retrofit - Marine | SCE ¦ Marine | SCE | All | Electric | EC motors for display case evaporator fans | Efficient |  |  | 0 | Conventional | ComRefrig | Com - Grocery | Com | RET Only | 0 | 1000 sqft2 of floor space | display case motor | 15 | DEER:HVAC_Chillers | -278.25 | -0.031425 | 0 | SWCR003-03 | 60.375 | 2021 | 44.53 | 2021 | 0 | 0 | SWCR003-03 | ComRefrig - Display Case Motors - Marine ¦ SCE ¦ Marine | ComRefrig - Display Case Motors - Marine | 1.0728 | 1 | 0.2449 | CBSA 2014 | 15.6512 | 2012 | 0.6 | SWCR003-03
COM-COMREFRIG-40.5 | Com ¦ Existing SHP or PSC Motor on Display Cases - Hot-Dry ¦ SCE ¦ Hot-Dry | Com ¦ Existing SHP or PSC Motor on Display Cases - Hot-Dry | SCE ¦ Hot-Dry | SCE | All | Electric | Shaded pole or permanent split capacity motor for display case evaporator fans | Average Existing |  |  | 0 | Conventional | ComRefrig | Com - Grocery | Com | RET Only | 0 | 1000 sqft2 of floor space | display case motor | 15 | DEER:HVAC_Chillers | 0 | 0 | 0 | SWCR003-03 | 0 | 2021 | 0 | 2021 | 0 | 0 | SWCR003-03 | ComRefrig - Display Case Motors - Hot-Dry ¦ SCE ¦ Hot-Dry | ComRefrig - Display Case Motors - Hot-Dry | 1.0728 | 1 | 0.61224 | CBSA 2014 | 0 | 2012 | 0.6 | SWCR003-03
COM-COMREFRIG-42.5 | Com ¦ Efficient EC or PMS Motor Retrofit - Hot-Dry ¦ SCE ¦ Hot-Dry | Com ¦ Efficient EC or PMS Motor Retrofit - Hot-Dry | SCE ¦ Hot-Dry | SCE | All | Electric | EC motors for display case evaporator fans | Efficient |  |  | 0 | Conventional | ComRefrig | Com - Grocery | Com | RET Only | 0 | 1000 sqft2 of floor space | display case motor | 15 | DEER:HVAC_Chillers | -277.625 | -0.03295 | 0 | SWCR003-03 | 60.375 | 2021 | 44.53 | 2021 | 0 | 0 | SWCR003-03 | ComRefrig - Display Case Motors - Hot-Dry ¦ SCE ¦ Hot-Dry | ComRefrig - Display Case Motors - Hot-Dry | 1.0728 | 1 | 0.2449 | CBSA 2014 | 15.6161 | 2012 | 0.6 | SWCR003-03
COM-COMREFRIG-40.6 | Com ¦ Existing SHP or PSC Motor on Display Cases - Cold ¦ SCE ¦ Cold | Com ¦ Existing SHP or PSC Motor on Display Cases - Cold | SCE ¦ Cold | SCE | All | Electric | Shaded pole or permanent split capacity motor for display case evaporator fans | Average Existing |  |  | 0 | Conventional | ComRefrig | Com - Grocery | Com | RET Only | 0 | 1000 sqft2 of floor space | display case motor | 15 | DEER:HVAC_Chillers | 0 | 0 | 0 | SWCR003-03 | 0 | 2021 | 0 | 2021 | 0 | 0 | SWCR003-03 | ComRefrig - Display Case Motors - Cold ¦ SCE ¦ Cold | ComRefrig - Display Case Motors - Cold | 1.0728 | 1 | 0.61224 | CBSA 2014 | 0 | 2012 | 0.6 | SWCR003-03
COM-COMREFRIG-42.6 | Com ¦ Efficient EC or PMS Motor Retrofit - Cold ¦ SCE ¦ Cold | Com ¦ Efficient EC or PMS Motor Retrofit - Cold | SCE ¦ Cold | SCE | All | Electric | EC motors for display case evaporator fans | Efficient |  |  | 0 | Conventional | ComRefrig | Com - Grocery | Com | RET Only | 0 | 1000 sqft2 of floor space | display case motor | 15 | DEER:HVAC_Chillers | -271.125 | -0.032025 | 0 | SWCR003-03 | 60.375 | 2021 | 44.53 | 2021 | 0 | 0 | SWCR003-03 | ComRefrig - Display Case Motors - Cold ¦ SCE ¦ Cold | ComRefrig - Display Case Motors - Cold | 1.0728 | 1 | 0.2449 | CBSA 2014 | 15.2505 | 2012 | 0.6 | SWCR003-03
COM-COMREFRIG-40.7 | Com ¦ Existing SHP or PSC Motor on Display Cases - Marine ¦ SCE ¦ Marine | Com ¦ Existing SHP or PSC Motor on Display Cases - Marine | SCE ¦ Marine | SCE | All | Electric | Shaded pole or permanent split capacity motor for display case evaporator fans | Average Existing |  |  | 0 | Conventional | ComRefrig | Com - Refrig. Warehouse | Com | RET Only | 0 | 1000 sqft2 of floor space | display case motor | 15 | DEER:HVAC_Chillers | 0 | 0 | 0 | SWCR003-03 | 0 | 2021 | 0 | 2021 | 0 | 0 | SWCR003-03 | ComRefrig - Display Case Motors - Marine ¦ SCE ¦ Marine | ComRefrig - Display Case Motors - Marine | 0.0071575 | 1 | 0.61224 | CBSA 2014 | 0 | 2012 | 0.6 | SWCR003-03
COM-COMREFRIG-42.7 | Com ¦ Efficient EC or PMS Motor Retrofit - Marine ¦ SCE ¦ Marine | Com ¦ Efficient EC or PMS Motor Retrofit - Marine | SCE ¦ Marine | SCE | All | Electric | EC motors for display case evaporator fans | Efficient |  |  | 0 | Conventional | ComRefrig | Com - Refrig. Warehouse | Com | RET Only | 0 | 1000 sqft2 of floor space | display case motor | 15 | DEER:HVAC_Chillers | -278.25 | -0.031425 | 0 | SWCR003-03 | 60.375 | 2021 | 44.53 | 2021 | 0 | 0 | SWCR003-03 | ComRefrig - Display Case Motors - Marine ¦ SCE ¦ Marine | ComRefrig - Display Case Motors - Marine | 0.0071575 | 1 | 0.2449 | CBSA 2014 | 4.9719 | 2012 | 0.6 | SWCR003-03
COM-COMREFRIG-40.8 | Com ¦ Existing SHP or PSC Motor on Display Cases - Hot-Dry ¦ SCE ¦ Hot-Dry | Com ¦ Existing SHP or PSC Motor on Display Cases - Hot-Dry | SCE ¦ Hot-Dry | SCE | All | Electric | Shaded pole or permanent split capacity motor for display case evaporator fans | Average Existing |  |  | 0 | Conventional | ComRefrig | Com - Refrig. Warehouse | Com | RET Only | 0 | 1000 sqft2 of floor space | display case motor | 15 | DEER:HVAC_Chillers | 0 | 0 | 0 | SWCR003-03 | 0 | 2021 | 0 | 2021 | 0 | 0 | SWCR003-03 | ComRefrig - Display Case Motors - Hot-Dry ¦ SCE ¦ Hot-Dry | ComRefrig - Display Case Motors - Hot-Dry | 0.0071575 | 1 | 0.61224 | CBSA 2014 | 0 | 2012 | 0.6 | SWCR003-03
COM-COMREFRIG-42.8 | Com ¦ Efficient EC or PMS Motor Retrofit - Hot-Dry ¦ SCE ¦ Hot-Dry | Com ¦ Efficient EC or PMS Motor Retrofit - Hot-Dry | SCE ¦ Hot-Dry | SCE | All | Electric | EC motors for display case evaporator fans | Efficient |  |  | 0 | Conventional | ComRefrig | Com - Refrig. Warehouse | Com | RET Only | 0 | 1000 sqft2 of floor space | display case motor | 15 | DEER:HVAC_Chillers | -277.625 | -0.03295 | 0 | SWCR003-03 | 60.375 | 2021 | 44.53 | 2021 | 0 | 0 | SWCR003-03 | ComRefrig - Display Case Motors - Hot-Dry ¦ SCE ¦ Hot-Dry | ComRefrig - Display Case Motors - Hot-Dry | 0.0071575 | 1 | 0.2449 | CBSA 2014 | 4.9607 | 2012 | 0.6 | SWCR003-03
COM-COMREFRIG-40.9 | Com ¦ Existing SHP or PSC Motor on Display Cases - Cold ¦ SCE ¦ Cold | Com ¦ Existing SHP or PSC Motor on Display Cases - Cold | SCE ¦ Cold | SCE | All | Electric | Shaded pole or permanent split capacity motor for display case evaporator fans | Average Existing |  |  | 0 | Conventional | ComRefrig | Com - Refrig. Warehouse | Com | RET Only | 0 | 1000 sqft2 of floor space | display case motor | 15 | DEER:HVAC_Chillers | 0 | 0 | 0 | SWCR003-03 | 0 | 2021 | 0 | 2021 | 0 | 0 | SWCR003-03 | ComRefrig - Display Case Motors - Cold ¦ SCE ¦ Cold | ComRefrig - Display Case Motors - Cold | 0.0071575 | 1 | 0.61224 | CBSA 2014 | 0 | 2012 | 0.6 | SWCR003-03
COM-COMREFRIG-42.9 | Com ¦ Efficient EC or PMS Motor Retrofit - Cold ¦ SCE ¦ Cold | Com ¦ Efficient EC or PMS Motor Retrofit - Cold | SCE ¦ Cold | SCE | All | Electric | EC motors for display case evaporator fans | Efficient |  |  | 0 | Conventional | ComRefrig | Com - Refrig. Warehouse | Com | RET Only | 0 | 1000 sqft2 of floor space | display case motor | 15 | DEER:HVAC_Chillers | -271.125 | -0.032025 | 0 | SWCR003-03 | 60.375 | 2021 | 44.53 | 2021 | 0 | 0 | SWCR003-03 | ComRefrig - Display Case Motors - Cold ¦ SCE ¦ Cold | ComRefrig - Display Case Motors - Cold | 0.0071575 | 1 | 0.2449 | CBSA 2014 | 4.8446 | 2012 | 0.6 | SWCR003-03
COM-COMREFRIG-40.10 | Com ¦ Existing SHP or PSC Motor on Display Cases - Marine ¦ SCE ¦ Marine | Com ¦ Existing SHP or PSC Motor on Display Cases - Marine | SCE ¦ Marine | SCE | All | Electric | Shaded pole or permanent split capacity motor for display case evaporator fans | Average Existing |  |  | 0 | Conventional | ComRefrig | Com - Restaurant | Com | RET Only | 0 | 1000 sqft2 of floor space | display case motor | 15 | DEER:HVAC_Chillers | 0 | 0 | 0 | SWCR003-03 | 0 | 2021 | 0 | 2021 | 0 | 0 | SWCR003-03 | ComRefrig - Display Case Motors - Marine ¦ SCE ¦ Marine | ComRefrig - Display Case Motors - Marine | 0.078152 | 1 | 0.61224 | CBSA 2014 | 0 | 2012 | 0.6 | SWCR003-03
COM-COMREFRIG-42.10 | Com ¦ Efficient EC or PMS Motor Retrofit - Marine ¦ SCE ¦ Marine | Com ¦ Efficient EC or PMS Motor Retrofit - Marine | SCE ¦ Marine | SCE | All | Electric | EC motors for display case evaporator fans | Efficient |  |  | 0 | Conventional | ComRefrig | Com - Restaurant | Com | RET Only | 0 | 1000 sqft2 of floor space | display case motor | 15 | DEER:HVAC_Chillers | -278.25 | -0.031425 | 0 | SWCR003-03 | 60.375 | 2021 | 44.53 | 2021 | 0 | 0 | SWCR003-03 | ComRefrig - Display Case Motors - Marine ¦ SCE ¦ Marine | ComRefrig - Display Case Motors - Marine | 0.078152 | 1 | 0.2449 | CBSA 2014 | 4.9448 | 2012 | 0.6 | SWCR003-03
COM-COMREFRIG-40.11 | Com ¦ Existing SHP or PSC Motor on Display Cases - Hot-Dry ¦ SCE ¦ Hot-Dry | Com ¦ Existing SHP or PSC Motor on Display Cases - Hot-Dry | SCE ¦ Hot-Dry | SCE | All | Electric | Shaded pole or permanent split capacity motor for display case evaporator fans | Average Existing |  |  | 0 | Conventional | ComRefrig | Com - Restaurant | Com | RET Only | 0 | 1000 sqft2 of floor space | display case motor | 15 | DEER:HVAC_Chillers | 0 | 0 | 0 | SWCR003-03 | 0 | 2021 | 0 | 2021 | 0 | 0 | SWCR003-03 | ComRefrig - Display Case Motors - Hot-Dry ¦ SCE ¦ Hot-Dry | ComRefrig - Display Case Motors - Hot-Dry | 0.078152 | 1 | 0.61224 | CBSA 2014 | 0 | 2012 | 0.6 | SWCR003-03
COM-COMREFRIG-42.11 | Com ¦ Efficient EC or PMS Motor Retrofit - Hot-Dry ¦ SCE ¦ Hot-Dry | Com ¦ Efficient EC or PMS Motor Retrofit - Hot-Dry | SCE ¦ Hot-Dry | SCE | All | Electric | EC motors for display case evaporator fans | Efficient |  |  | 0 | Conventional | ComRefrig | Com - Restaurant | Com | RET Only | 0 | 1000 sqft2 of floor space | display case motor | 15 | DEER:HVAC_Chillers | -277.625 | -0.03295 | 0 | SWCR003-03 | 60.375 | 2021 | 44.53 | 2021 | 0 | 0 | SWCR003-03 | ComRefrig - Display Case Motors - Hot-Dry ¦ SCE ¦ Hot-Dry | ComRefrig - Display Case Motors - Hot-Dry | 0.078152 | 1 | 0.2449 | CBSA 2014 | 4.9337 | 2012 | 0.6 | SWCR003-03
COM-COMREFRIG-40.12 | Com ¦ Existing SHP or PSC Motor on Display Cases - Cold ¦ SCE ¦ Cold | Com ¦ Existing SHP or PSC Motor on Display Cases - Cold | SCE ¦ Cold | SCE | All | Electric | Shaded pole or permanent split capacity motor for display case evaporator fans | Average Existing |  |  | 0 | Conventional | ComRefrig | Com - Restaurant | Com | RET Only | 0 | 1000 sqft2 of floor space | display case motor | 15 | DEER:HVAC_Chillers | 0 | 0 | 0 | SWCR003-03 | 0 | 2021 | 0 | 2021 | 0 | 0 | SWCR003-03 | ComRefrig - Display Case Motors - Cold ¦ SCE ¦ Cold | ComRefrig - Display Case Motors - Cold | 0.078152 | 1 | 0.61224 | CBSA 2014 | 0 | 2012 | 0.6 | SWCR003-03
COM-COMREFRIG-42.12 | Com ¦ Efficient EC or PMS Motor Retrofit - Cold ¦ SCE ¦ Cold | Com ¦ Efficient EC or PMS Motor Retrofit - Cold | SCE ¦ Cold | SCE | All | Electric | EC motors for display case evaporator fans | Efficient |  |  | 0 | Conventional | ComRefrig | Com - Restaurant | Com | RET Only | 0 | 1000 sqft2 of floor space | display case motor | 15 | DEER:HVAC_Chillers | -271.125 | -0.032025 | 0 | SWCR003-03 | 60.375 | 2021 | 44.53 | 2021 | 0 | 0 | SWCR003-03 | ComRefrig - Display Case Motors - Cold ¦ SCE ¦ Cold | ComRefrig - Display Case Motors - Cold | 0.078152 | 1 | 0.2449 | CBSA 2014 | 4.8182 | 2012 | 0.6 | SWCR003-03
COM-COMREFRIG-40.13 | Com ¦ Existing SHP or PSC Motor on Display Cases - Marine ¦ SCE ¦ Marine | Com ¦ Existing SHP or PSC Motor on Display Cases - Marine | SCE ¦ Marine | SCE | All | Electric | Shaded pole or permanent split capacity motor for display case evaporator fans | Average Existing |  |  | 0 | Conventional | ComRefrig | Com - Retail | Com | RET Only | 0 | 1000 sqft2 of floor space | display case motor | 15 | DEER:HVAC_Chillers | 0 | 0 | 0 | SWCR003-03 | 0 | 2021 | 0 | 2021 | 0 | 0 | SWCR003-03 | ComRefrig - Display Case Motors - Marine ¦ SCE ¦ Marine | ComRefrig - Display Case Motors - Marine | 0.12765 | 1 | 0.61224 | CBSA 2014 | 0 | 2012 | 0.6 | SWCR003-03
COM-COMREFRIG-42.13 | Com ¦ Efficient EC or PMS Motor Retrofit - Marine ¦ SCE ¦ Marine | Com ¦ Efficient EC or PMS Motor Retrofit - Marine | SCE ¦ Marine | SCE | All | Electric | EC motors for display case evaporator fans | Efficient |  |  | 0 | Conventional | ComRefrig | Com - Retail | Com | RET Only | 0 | 1000 sqft2 of floor space | display case motor | 15 | DEER:HVAC_Chillers | -278.25 | -0.031425 | 0 | SWCR003-03 | 60.375 | 2021 | 44.53 | 2021 | 0 | 0 | SWCR003-03 | ComRefrig - Display Case Motors - Marine ¦ SCE ¦ Marine | ComRefrig - Display Case Motors - Marine | 0.12765 | 1 | 0.2449 | CBSA 2014 | 97.754 | 2012 | 0.6 | SWCR003-03
COM-COMREFRIG-40.14 | Com ¦ Existing SHP or PSC Motor on Display Cases - Hot-Dry ¦ SCE ¦ Hot-Dry | Com ¦ Existing SHP or PSC Motor on Display Cases - Hot-Dry | SCE ¦ Hot-Dry | SCE | All | Electric | Shaded pole or permanent split capacity motor for display case evaporator fans | Average Existing |  |  | 0 | Conventional | ComRefrig | Com - Retail | Com | RET Only | 0 | 1000 sqft2 of floor space | display case motor | 15 | DEER:HVAC_Chillers | 0 | 0 | 0 | SWCR003-03 | 0 | 2021 | 0 | 2021 | 0 | 0 | SWCR003-03 | ComRefrig - Display Case Motors - Hot-Dry ¦ SCE ¦ Hot-Dry | ComRefrig - Display Case Motors - Hot-Dry | 0.12765 | 1 | 0.61224 | CBSA 2014 | 0 | 2012 | 0.6 | SWCR003-03
COM-COMREFRIG-42.14 | Com ¦ Efficient EC or PMS Motor Retrofit - Hot-Dry ¦ SCE ¦ Hot-Dry | Com ¦ Efficient EC or PMS Motor Retrofit - Hot-Dry | SCE ¦ Hot-Dry | SCE | All | Electric | EC motors for display case evaporator fans | Efficient |  |  | 0 | Conventional | ComRefrig | Com - Retail | Com | RET Only | 0 | 1000 sqft2 of floor space | display case motor | 15 | DEER:HVAC_Chillers | -277.625 | -0.03295 | 0 | SWCR003-03 | 60.375 | 2021 | 44.53 | 2021 | 0 | 0 | SWCR003-03 | ComRefrig - Display Case Motors - Hot-Dry ¦ SCE ¦ Hot-Dry | ComRefrig - Display Case Motors - Hot-Dry | 0.12765 | 1 | 0.2449 | CBSA 2014 | 97.5345 | 2012 | 0.6 | SWCR003-03
COM-COMREFRIG-40.15 | Com ¦ Existing SHP or PSC Motor on Display Cases - Cold ¦ SCE ¦ Cold | Com ¦ Existing SHP or PSC Motor on Display Cases - Cold | SCE ¦ Cold | SCE | All | Electric | Shaded pole or permanent split capacity motor for display case evaporator fans | Average Existing |  |  | 0 | Conventional | ComRefrig | Com - Retail | Com | RET Only | 0 | 1000 sqft2 of floor space | display case motor | 15 | DEER:HVAC_Chillers | 0 | 0 | 0 | SWCR003-03 | 0 | 2021 | 0 | 2021 | 0 | 0 | SWCR003-03 | ComRefrig - Display Case Motors - Cold ¦ SCE ¦ Cold | ComRefrig - Display Case Motors - Cold | 0.12765 | 1 | 0.61224 | CBSA 2014 | 0 | 2012 | 0.6 | SWCR003-03
COM-COMREFRIG-42.15 | Com ¦ Efficient EC or PMS Motor Retrofit - Cold ¦ SCE ¦ Cold | Com ¦ Efficient EC or PMS Motor Retrofit - Cold | SCE ¦ Cold | SCE | All | Electric | EC motors for display case evaporator fans | Efficient |  |  | 0 | Conventional | ComRefrig | Com - Retail | Com | RET Only | 0 | 1000 sqft2 of floor space | display case motor | 15 | DEER:HVAC_Chillers | -271.125 | -0.032025 | 0 | SWCR003-03 | 60.375 | 2021 | 44.53 | 2021 | 0 | 0 | SWCR003-03 | ComRefrig - Display Case Motors - Cold ¦ SCE ¦ Cold | ComRefrig - Display Case Motors - Cold | 0.12765 | 1 | 0.2449 | CBSA 2014 | 95.2509 | 2012 | 0.6 | SWCR003-03
COM-COMREFRIG-40.16 | Com ¦ Existing SHP or PSC Motor on Display Cases - Marine ¦ SCE ¦ Marine | Com ¦ Existing SHP or PSC Motor on Display Cases - Marine | SCE ¦ Marine | SCE | All | Electric | Shaded pole or permanent split capacity motor for display case evaporator fans | Average Existing |  |  | 0 | Conventional | ComRefrig | Com - School | Com | RET Only | 0 | 1000 sqft2 of floor space | display case motor | 15 | DEER:HVAC_Chillers | 0 | 0 | 0 | SWCR003-03 | 0 | 2021 | 0 | 2021 | 0 | 0 | SWCR003-03 | ComRefrig - Display Case Motors - Marine ¦ SCE ¦ Marine | ComRefrig - Display Case Motors - Marine | 0.00076031 | 1 | 0.61224 | CBSA 2014 | 0 | 2012 | 0.6 | SWCR003-03
COM-COMREFRIG-42.16 | Com ¦ Efficient EC or PMS Motor Retrofit - Marine ¦ SCE ¦ Marine | Com ¦ Efficient EC or PMS Motor Retrofit - Marine | SCE ¦ Marine | SCE | All | Electric | EC motors for display case evaporator fans | Efficient |  |  | 0 | Conventional | ComRefrig | Com - School | Com | RET Only | 0 | 1000 sqft2 of floor space | display case motor | 15 | DEER:HVAC_Chillers | -278.25 | -0.031425 | 0 | SWCR003-03 | 60.375 | 2021 | 44.53 | 2021 | 0 | 0 | SWCR003-03 | ComRefrig - Display Case Motors - Marine ¦ SCE ¦ Marine | ComRefrig - Display Case Motors - Marine | 0.00076031 | 1 | 0.2449 | CBSA 2014 | 45.8128 | 2012 | 0.6 | SWCR003-03
COM-COMREFRIG-40.17 | Com ¦ Existing SHP or PSC Motor on Display Cases - Hot-Dry ¦ SCE ¦ Hot-Dry | Com ¦ Existing SHP or PSC Motor on Display Cases - Hot-Dry | SCE ¦ Hot-Dry | SCE | All | Electric | Shaded pole or permanent split capacity motor for display case evaporator fans | Average Existing |  |  | 0 | Conventional | ComRefrig | Com - School | Com | RET Only | 0 | 1000 sqft2 of floor space | display case motor | 15 | DEER:HVAC_Chillers | 0 | 0 | 0 | SWCR003-03 | 0 | 2021 | 0 | 2021 | 0 | 0 | SWCR003-03 | ComRefrig - Display Case Motors - Hot-Dry ¦ SCE ¦ Hot-Dry | ComRefrig - Display Case Motors - Hot-Dry | 0.00076031 | 1 | 0.61224 | CBSA 2014 | 0 | 2012 | 0.6 | SWCR003-03
COM-COMREFRIG-42.17 | Com ¦ Efficient EC or PMS Motor Retrofit - Hot-Dry ¦ SCE ¦ Hot-Dry | Com ¦ Efficient EC or PMS Motor Retrofit - Hot-Dry | SCE ¦ Hot-Dry | SCE | All | Electric | EC motors for display case evaporator fans | Efficient |  |  | 0 | Conventional | ComRefrig | Com - School | Com | RET Only | 0 | 1000 sqft2 of floor space | display case motor | 15 | DEER:HVAC_Chillers | -277.625 | -0.03295 | 0 | SWCR003-03 | 60.375 | 2021 | 44.53 | 2021 | 0 | 0 | SWCR003-03 | ComRefrig - Display Case Motors - Hot-Dry ¦ SCE ¦ Hot-Dry | ComRefrig - Display Case Motors - Hot-Dry | 0.00076031 | 1 | 0.2449 | CBSA 2014 | 45.7099 | 2012 | 0.6 | SWCR003-03
COM-COMREFRIG-40.18 | Com ¦ Existing SHP or PSC Motor on Display Cases - Cold ¦ SCE ¦ Cold | Com ¦ Existing SHP or PSC Motor on Display Cases - Cold | SCE ¦ Cold | SCE | All | Electric | Shaded pole or permanent split capacity motor for display case evaporator fans | Average Existing |  |  | 0 | Conventional | ComRefrig | Com - School | Com | RET Only | 0 | 1000 sqft2 of floor space | display case motor | 15 | DEER:HVAC_Chillers | 0 | 0 | 0 | SWCR003-03 | 0 | 2021 | 0 | 2021 | 0 | 0 | SWCR003-03 | ComRefrig - Display Case Motors - Cold ¦ SCE ¦ Cold | ComRefrig - Display Case Motors - Cold | 0.00076031 | 1 | 0.61224 | CBSA 2014 | 0 | 2012 | 0.6 | SWCR003-03
COM-COMREFRIG-42.18 | Com ¦ Efficient EC or PMS Motor Retrofit - Cold ¦ SCE ¦ Cold | Com ¦ Efficient EC or PMS Motor Retrofit - Cold | SCE ¦ Cold | SCE | All | Electric | EC motors for display case evaporator fans | Efficient |  |  | 0 | Conventional | ComRefrig | Com - School | Com | RET Only | 0 | 1000 sqft2 of floor space | display case motor | 15 | DEER:HVAC_Chillers | -271.125 | -0.032025 | 0 | SWCR003-03 | 60.375 | 2021 | 44.53 | 2021 | 0 | 0 | SWCR003-03 | ComRefrig - Display Case Motors - Cold ¦ SCE ¦ Cold | ComRefrig - Display Case Motors - Cold | 0.00076031 | 1 | 0.2449 | CBSA 2014 | 44.6397 | 2012 | 0.6 | SWCR003-03
COM-COMREFRIG-40.1 | Com ¦ Existing SHP or PSC Motor on Display Cases - Marine ¦ SDG&E ¦ Marine | Com ¦ Existing SHP or PSC Motor on Display Cases - Marine | SDG&E ¦ Marine | SDG&E | All | Electric | Shaded pole or permanent split capacity motor for display case evaporator fans | Average Existing |  |  | 0 | Conventional | ComRefrig | Com - College | Com | RET Only | 0 | 1000 sqft2 of floor space | display case motor | 15 | DEER:HVAC_Chillers | 0 | 0 | 0 | SWCR003-03 | 0 | 2021 | 0 | 2021 | 0 | 0 | SWCR003-03 | ComRefrig - Display Case Motors - Marine ¦ SDG&E ¦ Marine | ComRefrig - Display Case Motors - Marine | 0.00076031 | 1 | 0.61224 | CBSA 2014 | 0 | 2012 | 0.6 | SWCR003-03
COM-COMREFRIG-42.1 | Com ¦ Efficient EC or PMS Motor Retrofit - Marine ¦ SDG&E ¦ Marine | Com ¦ Efficient EC or PMS Motor Retrofit - Marine | SDG&E ¦ Marine | SDG&E | All | Electric | EC motors for display case evaporator fans | Efficient |  |  | 0 | Conventional | ComRefrig | Com - College | Com | RET Only | 0 | 1000 sqft2 of floor space | display case motor | 15 | DEER:HVAC_Chillers | -278.25 | -0.031425 | 0 | SWCR003-03 | 60.375 | 2021 | 44.53 | 2021 | 0 | 0 | SWCR003-03 | ComRefrig - Display Case Motors - Marine ¦ SDG&E ¦ Marine | ComRefrig - Display Case Motors - Marine | 0.00076031 | 1 | 0.2449 | CBSA 2014 | 21.0073 | 2012 | 0.6 | SWCR003-03
COM-COMREFRIG-40.2 | Com ¦ Existing SHP or PSC Motor on Display Cases - Hot-Dry ¦ SDG&E ¦ Hot-Dry | Com ¦ Existing SHP or PSC Motor on Display Cases - Hot-Dry | SDG&E ¦ Hot-Dry | SDG&E | All | Electric | Shaded pole or permanent split capacity motor for display case evaporator fans | Average Existing |  |  | 0 | Conventional | ComRefrig | Com - College | Com | RET Only | 0 | 1000 sqft2 of floor space | display case motor | 15 | DEER:HVAC_Chillers | 0 | 0 | 0 | SWCR003-03 | 0 | 2021 | 0 | 2021 | 0 | 0 | SWCR003-03 | ComRefrig - Display Case Motors - Hot-Dry ¦ SDG&E ¦ Hot-Dry | ComRefrig - Display Case Motors - Hot-Dry | 0.00076031 | 1 | 0.61224 | CBSA 2014 | 0 | 2012 | 0.6 | SWCR003-03
COM-COMREFRIG-42.2 | Com ¦ Efficient EC or PMS Motor Retrofit - Hot-Dry ¦ SDG&E ¦ Hot-Dry | Com ¦ Efficient EC or PMS Motor Retrofit - Hot-Dry | SDG&E ¦ Hot-Dry | SDG&E | All | Electric | EC motors for display case evaporator fans | Efficient |  |  | 0 | Conventional | ComRefrig | Com - College | Com | RET Only | 0 | 1000 sqft2 of floor space | display case motor | 15 | DEER:HVAC_Chillers | -278.625 | -0.032675 | 0 | SWCR003-03 | 60.375 | 2021 | 44.53 | 2021 | 0 | 0 | SWCR003-03 | ComRefrig - Display Case Motors - Hot-Dry ¦ SDG&E ¦ Hot-Dry | ComRefrig - Display Case Motors - Hot-Dry | 0.00076031 | 1 | 0.2449 | CBSA 2014 | 21.0356 | 2012 | 0.6 | SWCR003-03
COM-COMREFRIG-40.3 | Com ¦ Existing SHP or PSC Motor on Display Cases - Marine ¦ SDG&E ¦ Marine | Com ¦ Existing SHP or PSC Motor on Display Cases - Marine | SDG&E ¦ Marine | SDG&E | All | Electric | Shaded pole or permanent split capacity motor for display case evaporator fans | Average Existing |  |  | 0 | Conventional | ComRefrig | Com - Grocery | Com | RET Only | 0 | 1000 sqft2 of floor space | display case motor | 15 | DEER:HVAC_Chillers | 0 | 0 | 0 | SWCR003-03 | 0 | 2021 | 0 | 2021 | 0 | 0 | SWCR003-03 | ComRefrig - Display Case Motors - Marine ¦ SDG&E ¦ Marine | ComRefrig - Display Case Motors - Marine | 1.0728 | 1 | 0.61224 | CBSA 2014 | 0 | 2012 | 0.6 | SWCR003-03
COM-COMREFRIG-42.3 | Com ¦ Efficient EC or PMS Motor Retrofit - Marine ¦ SDG&E ¦ Marine | Com ¦ Efficient EC or PMS Motor Retrofit - Marine | SDG&E ¦ Marine | SDG&E | All | Electric | EC motors for display case evaporator fans | Efficient |  |  | 0 | Conventional | ComRefrig | Com - Grocery | Com | RET Only | 0 | 1000 sqft2 of floor space | display case motor | 15 | DEER:HVAC_Chillers | -278.25 | -0.031425 | 0 | SWCR003-03 | 60.375 | 2021 | 44.53 | 2021 | 0 | 0 | SWCR003-03 | ComRefrig - Display Case Motors - Marine ¦ SDG&E ¦ Marine | ComRefrig - Display Case Motors - Marine | 1.0728 | 1 | 0.2449 | CBSA 2014 | 15.6512 | 2012 | 0.6 | SWCR003-03
COM-COMREFRIG-40.4 | Com ¦ Existing SHP or PSC Motor on Display Cases - Hot-Dry ¦ SDG&E ¦ Hot-Dry | Com ¦ Existing SHP or PSC Motor on Display Cases - Hot-Dry | SDG&E ¦ Hot-Dry | SDG&E | All | Electric | Shaded pole or permanent split capacity motor for display case evaporator fans | Average Existing |  |  | 0 | Conventional | ComRefrig | Com - Grocery | Com | RET Only | 0 | 1000 sqft2 of floor space | display case motor | 15 | DEER:HVAC_Chillers | 0 | 0 | 0 | SWCR003-03 | 0 | 2021 | 0 | 2021 | 0 | 0 | SWCR003-03 | ComRefrig - Display Case Motors - Hot-Dry ¦ SDG&E ¦ Hot-Dry | ComRefrig - Display Case Motors - Hot-Dry | 1.0728 | 1 | 0.61224 | CBSA 2014 | 0 | 2012 | 0.6 | SWCR003-03
COM-COMREFRIG-42.4 | Com ¦ Efficient EC or PMS Motor Retrofit - Hot-Dry ¦ SDG&E ¦ Hot-Dry | Com ¦ Efficient EC or PMS Motor Retrofit - Hot-Dry | SDG&E ¦ Hot-Dry | SDG&E | All | Electric | EC motors for display case evaporator fans | Efficient |  |  | 0 | Conventional | ComRefrig | Com - Grocery | Com | RET Only | 0 | 1000 sqft2 of floor space | display case motor | 15 | DEER:HVAC_Chillers | -278.625 | -0.032675 | 0 | SWCR003-03 | 60.375 | 2021 | 44.53 | 2021 | 0 | 0 | SWCR003-03 | ComRefrig - Display Case Motors - Hot-Dry ¦ SDG&E ¦ Hot-Dry | ComRefrig - Display Case Motors - Hot-Dry | 1.0728 | 1 | 0.2449 | CBSA 2014 | 15.6723 | 2012 | 0.6 | SWCR003-03
COM-COMREFRIG-40.5 | Com ¦ Existing SHP or PSC Motor on Display Cases - Marine ¦ SDG&E ¦ Marine | Com ¦ Existing SHP or PSC Motor on Display Cases - Marine | SDG&E ¦ Marine | SDG&E | All | Electric | Shaded pole or permanent split capacity motor for display case evaporator fans | Average Existing |  |  | 0 | Conventional | ComRefrig | Com - Refrig. Warehouse | Com | RET Only | 0 | 1000 sqft2 of floor space | display case motor | 15 | DEER:HVAC_Chillers | 0 | 0 | 0 | SWCR003-03 | 0 | 2021 | 0 | 2021 | 0 | 0 | SWCR003-03 | ComRefrig - Display Case Motors - Marine ¦ SDG&E ¦ Marine | ComRefrig - Display Case Motors - Marine | 0.0071575 | 1 | 0.61224 | CBSA 2014 | 0 | 2012 | 0.6 | SWCR003-03
COM-COMREFRIG-42.5 | Com ¦ Efficient EC or PMS Motor Retrofit - Marine ¦ SDG&E ¦ Marine | Com ¦ Efficient EC or PMS Motor Retrofit - Marine | SDG&E ¦ Marine | SDG&E | All | Electric | EC motors for display case evaporator fans | Efficient |  |  | 0 | Conventional | ComRefrig | Com - Refrig. Warehouse | Com | RET Only | 0 | 1000 sqft2 of floor space | display case motor | 15 | DEER:HVAC_Chillers | -278.25 | -0.031425 | 0 | SWCR003-03 | 60.375 | 2021 | 44.53 | 2021 | 0 | 0 | SWCR003-03 | ComRefrig - Display Case Motors - Marine ¦ SDG&E ¦ Marine | ComRefrig - Display Case Motors - Marine | 0.0071575 | 1 | 0.2449 | CBSA 2014 | 4.9719 | 2012 | 0.6 | SWCR003-03
COM-COMREFRIG-40.6 | Com ¦ Existing SHP or PSC Motor on Display Cases - Hot-Dry ¦ SDG&E ¦ Hot-Dry | Com ¦ Existing SHP or PSC Motor on Display Cases - Hot-Dry | SDG&E ¦ Hot-Dry | SDG&E | All | Electric | Shaded pole or permanent split capacity motor for display case evaporator fans | Average Existing |  |  | 0 | Conventional | ComRefrig | Com - Refrig. Warehouse | Com | RET Only | 0 | 1000 sqft2 of floor space | display case motor | 15 | DEER:HVAC_Chillers | 0 | 0 | 0 | SWCR003-03 | 0 | 2021 | 0 | 2021 | 0 | 0 | SWCR003-03 | ComRefrig - Display Case Motors - Hot-Dry ¦ SDG&E ¦ Hot-Dry | ComRefrig - Display Case Motors - Hot-Dry | 0.0071575 | 1 | 0.61224 | CBSA 2014 | 0 | 2012 | 0.6 | SWCR003-03
COM-COMREFRIG-42.6 | Com ¦ Efficient EC or PMS Motor Retrofit - Hot-Dry ¦ SDG&E ¦ Hot-Dry | Com ¦ Efficient EC or PMS Motor Retrofit - Hot-Dry | SDG&E ¦ Hot-Dry | SDG&E | All | Electric | EC motors for display case evaporator fans | Efficient |  |  | 0 | Conventional | ComRefrig | Com - Refrig. Warehouse | Com | RET Only | 0 | 1000 sqft2 of floor space | display case motor | 15 | DEER:HVAC_Chillers | -278.625 | -0.032675 | 0 | SWCR003-03 | 60.375 | 2021 | 44.53 | 2021 | 0 | 0 | SWCR003-03 | ComRefrig - Display Case Motors - Hot-Dry ¦ SDG&E ¦ Hot-Dry | ComRefrig - Display Case Motors - Hot-Dry | 0.0071575 | 1 | 0.2449 | CBSA 2014 | 4.9786 | 2012 | 0.6 | SWCR003-03
COM-COMREFRIG-40.7 | Com ¦ Existing SHP or PSC Motor on Display Cases - Marine ¦ SDG&E ¦ Marine | Com ¦ Existing SHP or PSC Motor on Display Cases - Marine | SDG&E ¦ Marine | SDG&E | All | Electric | Shaded pole or permanent split capacity motor for display case evaporator fans | Average Existing |  |  | 0 | Conventional | ComRefrig | Com - Restaurant | Com | RET Only | 0 | 1000 sqft2 of floor space | display case motor | 15 | DEER:HVAC_Chillers | 0 | 0 | 0 | SWCR003-03 | 0 | 2021 | 0 | 2021 | 0 | 0 | SWCR003-03 | ComRefrig - Display Case Motors - Marine ¦ SDG&E ¦ Marine | ComRefrig - Display Case Motors - Marine | 0.078152 | 1 | 0.61224 | CBSA 2014 | 0 | 2012 | 0.6 | SWCR003-03
COM-COMREFRIG-42.7 | Com ¦ Efficient EC or PMS Motor Retrofit - Marine ¦ SDG&E ¦ Marine | Com ¦ Efficient EC or PMS Motor Retrofit - Marine | SDG&E ¦ Marine | SDG&E | All | Electric | EC motors for display case evaporator fans | Efficient |  |  | 0 | Conventional | ComRefrig | Com - Restaurant | Com | RET Only | 0 | 1000 sqft2 of floor space | display case motor | 15 | DEER:HVAC_Chillers | -278.25 | -0.031425 | 0 | SWCR003-03 | 60.375 | 2021 | 44.53 | 2021 | 0 | 0 | SWCR003-03 | ComRefrig - Display Case Motors - Marine ¦ SDG&E ¦ Marine | ComRefrig - Display Case Motors - Marine | 0.078152 | 1 | 0.2449 | CBSA 2014 | 4.9448 | 2012 | 0.6 | SWCR003-03
COM-COMREFRIG-40.8 | Com ¦ Existing SHP or PSC Motor on Display Cases - Hot-Dry ¦ SDG&E ¦ Hot-Dry | Com ¦ Existing SHP or PSC Motor on Display Cases - Hot-Dry | SDG&E ¦ Hot-Dry | SDG&E | All | Electric | Shaded pole or permanent split capacity motor for display case evaporator fans | Average Existing |  |  | 0 | Conventional | ComRefrig | Com - Restaurant | Com | RET Only | 0 | 1000 sqft2 of floor space | display case motor | 15 | DEER:HVAC_Chillers | 0 | 0 | 0 | SWCR003-03 | 0 | 2021 | 0 | 2021 | 0 | 0 | SWCR003-03 | ComRefrig - Display Case Motors - Hot-Dry ¦ SDG&E ¦ Hot-Dry | ComRefrig - Display Case Motors - Hot-Dry | 0.078152 | 1 | 0.61224 | CBSA 2014 | 0 | 2012 | 0.6 | SWCR003-03
COM-COMREFRIG-42.8 | Com ¦ Efficient EC or PMS Motor Retrofit - Hot-Dry ¦ SDG&E ¦ Hot-Dry | Com ¦ Efficient EC or PMS Motor Retrofit - Hot-Dry | SDG&E ¦ Hot-Dry | SDG&E | All | Electric | EC motors for display case evaporator fans | Efficient |  |  | 0 | Conventional | ComRefrig | Com - Restaurant | Com | RET Only | 0 | 1000 sqft2 of floor space | display case motor | 15 | DEER:HVAC_Chillers | -278.625 | -0.032675 | 0 | SWCR003-03 | 60.375 | 2021 | 44.53 | 2021 | 0 | 0 | SWCR003-03 | ComRefrig - Display Case Motors - Hot-Dry ¦ SDG&E ¦ Hot-Dry | ComRefrig - Display Case Motors - Hot-Dry | 0.078152 | 1 | 0.2449 | CBSA 2014 | 4.9515 | 2012 | 0.6 | SWCR003-03
COM-COMREFRIG-40.9 | Com ¦ Existing SHP or PSC Motor on Display Cases - Marine ¦ SDG&E ¦ Marine | Com ¦ Existing SHP or PSC Motor on Display Cases - Marine | SDG&E ¦ Marine | SDG&E | All | Electric | Shaded pole or permanent split capacity motor for display case evaporator fans | Average Existing |  |  | 0 | Conventional | ComRefrig | Com - Retail | Com | RET Only | 0 | 1000 sqft2 of floor space | display case motor | 15 | DEER:HVAC_Chillers | 0 | 0 | 0 | SWCR003-03 | 0 | 2021 | 0 | 2021 | 0 | 0 | SWCR003-03 | ComRefrig - Display Case Motors - Marine ¦ SDG&E ¦ Marine | ComRefrig - Display Case Motors - Marine | 0.12765 | 1 | 0.61224 | CBSA 2014 | 0 | 2012 | 0.6 | SWCR003-03
COM-COMREFRIG-42.9 | Com ¦ Efficient EC or PMS Motor Retrofit - Marine ¦ SDG&E ¦ Marine | Com ¦ Efficient EC or PMS Motor Retrofit - Marine | SDG&E ¦ Marine | SDG&E | All | Electric | EC motors for display case evaporator fans | Efficient |  |  | 0 | Conventional | ComRefrig | Com - Retail | Com | RET Only | 0 | 1000 sqft2 of floor space | display case motor | 15 | DEER:HVAC_Chillers | -278.25 | -0.031425 | 0 | SWCR003-03 | 60.375 | 2021 | 44.53 | 2021 | 0 | 0 | SWCR003-03 | ComRefrig - Display Case Motors - Marine ¦ SDG&E ¦ Marine | ComRefrig - Display Case Motors - Marine | 0.12765 | 1 | 0.2449 | CBSA 2014 | 97.754 | 2012 | 0.6 | SWCR003-03
COM-COMREFRIG-40.10 | Com ¦ Existing SHP or PSC Motor on Display Cases - Hot-Dry ¦ SDG&E ¦ Hot-Dry | Com ¦ Existing SHP or PSC Motor on Display Cases - Hot-Dry | SDG&E ¦ Hot-Dry | SDG&E | All | Electric | Shaded pole or permanent split capacity motor for display case evaporator fans | Average Existing |  |  | 0 | Conventional | ComRefrig | Com - Retail | Com | RET Only | 0 | 1000 sqft2 of floor space | display case motor | 15 | DEER:HVAC_Chillers | 0 | 0 | 0 | SWCR003-03 | 0 | 2021 | 0 | 2021 | 0 | 0 | SWCR003-03 | ComRefrig - Display Case Motors - Hot-Dry ¦ SDG&E ¦ Hot-Dry | ComRefrig - Display Case Motors - Hot-Dry | 0.12765 | 1 | 0.61224 | CBSA 2014 | 0 | 2012 | 0.6 | SWCR003-03
COM-COMREFRIG-42.10 | Com ¦ Efficient EC or PMS Motor Retrofit - Hot-Dry ¦ SDG&E ¦ Hot-Dry | Com ¦ Efficient EC or PMS Motor Retrofit - Hot-Dry | SDG&E ¦ Hot-Dry | SDG&E | All | Electric | EC motors for display case evaporator fans | Efficient |  |  | 0 | Conventional | ComRefrig | Com - Retail | Com | RET Only | 0 | 1000 sqft2 of floor space | display case motor | 15 | DEER:HVAC_Chillers | -278.625 | -0.032675 | 0 | SWCR003-03 | 60.375 | 2021 | 44.53 | 2021 | 0 | 0 | SWCR003-03 | ComRefrig - Display Case Motors - Hot-Dry ¦ SDG&E ¦ Hot-Dry | ComRefrig - Display Case Motors - Hot-Dry | 0.12765 | 1 | 0.2449 | CBSA 2014 | 97.8858 | 2012 | 0.6 | SWCR003-03
COM-COMREFRIG-40.11 | Com ¦ Existing SHP or PSC Motor on Display Cases - Marine ¦ SDG&E ¦ Marine | Com ¦ Existing SHP or PSC Motor on Display Cases - Marine | SDG&E ¦ Marine | SDG&E | All | Electric | Shaded pole or permanent split capacity motor for display case evaporator fans | Average Existing |  |  | 0 | Conventional | ComRefrig | Com - School | Com | RET Only | 0 | 1000 sqft2 of floor space | display case motor | 15 | DEER:HVAC_Chillers | 0 | 0 | 0 | SWCR003-03 | 0 | 2021 | 0 | 2021 | 0 | 0 | SWCR003-03 | ComRefrig - Display Case Motors - Marine ¦ SDG&E ¦ Marine | ComRefrig - Display Case Motors - Marine | 0.00076031 | 1 | 0.61224 | CBSA 2014 | 0 | 2012 | 0.6 | SWCR003-03
COM-COMREFRIG-42.11 | Com ¦ Efficient EC or PMS Motor Retrofit - Marine ¦ SDG&E ¦ Marine | Com ¦ Efficient EC or PMS Motor Retrofit - Marine | SDG&E ¦ Marine | SDG&E | All | Electric | EC motors for display case evaporator fans | Efficient |  |  | 0 | Conventional | ComRefrig | Com - School | Com | RET Only | 0 | 1000 sqft2 of floor space | display case motor | 15 | DEER:HVAC_Chillers | -278.25 | -0.031425 | 0 | SWCR003-03 | 60.375 | 2021 | 44.53 | 2021 | 0 | 0 | SWCR003-03 | ComRefrig - Display Case Motors - Marine ¦ SDG&E ¦ Marine | ComRefrig - Display Case Motors - Marine | 0.00076031 | 1 | 0.2449 | CBSA 2014 | 45.8128 | 2012 | 0.6 | SWCR003-03
COM-COMREFRIG-40.12 | Com ¦ Existing SHP or PSC Motor on Display Cases - Hot-Dry ¦ SDG&E ¦ Hot-Dry | Com ¦ Existing SHP or PSC Motor on Display Cases - Hot-Dry | SDG&E ¦ Hot-Dry | SDG&E | All | Electric | Shaded pole or permanent split capacity motor for display case evaporator fans | Average Existing |  |  | 0 | Conventional | ComRefrig | Com - School | Com | RET Only | 0 | 1000 sqft2 of floor space | display case motor | 15 | DEER:HVAC_Chillers | 0 | 0 | 0 | SWCR003-03 | 0 | 2021 | 0 | 2021 | 0 | 0 | SWCR003-03 | ComRefrig - Display Case Motors - Hot-Dry ¦ SDG&E ¦ Hot-Dry | ComRefrig - Display Case Motors - Hot-Dry | 0.00076031 | 1 | 0.61224 | CBSA 2014 | 0 | 2012 | 0.6 | SWCR003-03
COM-COMREFRIG-42.12 | Com ¦ Efficient EC or PMS Motor Retrofit - Hot-Dry ¦ SDG&E ¦ Hot-Dry | Com ¦ Efficient EC or PMS Motor Retrofit - Hot-Dry | SDG&E ¦ Hot-Dry | SDG&E | All | Electric | EC motors for display case evaporator fans | Efficient |  |  | 0 | Conventional | ComRefrig | Com - School | Com | RET Only | 0 | 1000 sqft2 of floor space | display case motor | 15 | DEER:HVAC_Chillers | -278.625 | -0.032675 | 0 | SWCR003-03 | 60.375 | 2021 | 44.53 | 2021 | 0 | 0 | SWCR003-03 | ComRefrig - Display Case Motors - Hot-Dry ¦ SDG&E ¦ Hot-Dry | ComRefrig - Display Case Motors - Hot-Dry | 0.00076031 | 1 | 0.2449 | CBSA 2014 | 45.8745 | 2012 | 0.6 | SWCR003-03
COM-COMREFRIG-50.1 | Com ¦ Open Display Cases (no doors) - Marine ¦ PG&E ¦ Marine | Com ¦ Open Display Cases (no doors) - Marine | PG&E ¦ Marine | PG&E | All | Electric & Gas | Standard Display Case without Doors | Average Existing |  |  | 0 | Conventional | ComRefrig | Com - Grocery | Com | RET Only | 0 | 1000 sqft2 of floor space | Length ft. | 12 | DEER:HVAC_Chillers | 0 | 0 | 0 | SWCR021-03 | 1123.565 | 2021 | 324.03 | 2021 | 0 | 0 | SWCR021-03 | ComRefrig - Add Doors to Open Display Cases - Marine ¦ PG&E ¦ Marine | ComRefrig - Add Doors to Open Display Cases - Marine | 0.51712 | 1 | 1 | CBSA 2014 | 0 | 2012 | 0.6 | SWCR021-03
COM-COMREFRIG-51.1 | Com ¦ Add Doors to Open Display Cases - Marine ¦ PG&E ¦ Marine | Com ¦ Add Doors to Open Display Cases - Marine | PG&E ¦ Marine | PG&E | All | Electric & Gas | New Display Case with Doors | Efficient |  |  | 0 | Conventional | ComRefrig | Com - Grocery | Com | RET Only | 0 | 1000 sqft2 of floor space | Length ft. | 12 | DEER:HVAC_Chillers | -1040 | -0.152 | -68.1 | SWCR021-03 | 1542.27 | 2021 | 324.03 | 2021 | 0 | 0 | SWCR021-03 | ComRefrig - Add Doors to Open Display Cases - Marine ¦ PG&E ¦ Marine | ComRefrig - Add Doors to Open Display Cases - Marine | 0.51712 | 1 | 0 | CBSA 2014 | 218.4106 | 2012 | 0.6 | SWCR021-03
COM-COMREFRIG-50.2 | Com ¦ Open Display Cases (no doors) - Hot-Dry ¦ PG&E ¦ Hot-Dry | Com ¦ Open Display Cases (no doors) - Hot-Dry | PG&E ¦ Hot-Dry | PG&E | All | Electric & Gas | Standard Display Case without Doors | Average Existing |  |  | 0 | Conventional | ComRefrig | Com - Grocery | Com | RET Only | 0 | 1000 sqft2 of floor space | Length ft. | 12 | DEER:HVAC_Chillers | 0 | 0 | 0 | SWCR021-03 | 1123.565 | 2021 | 324.03 | 2021 | 0 | 0 | SWCR021-03 | ComRefrig - Add Doors to Open Display Cases - Hot-Dry ¦ PG&E ¦ Hot-Dry | ComRefrig - Add Doors to Open Display Cases - Hot-Dry | 0.51712 | 1 | 1 | CBSA 2014 | 0 | 2012 | 0.6 | SWCR021-03
COM-COMREFRIG-51.2 | Com ¦ Add Doors to Open Display Cases - Hot-Dry ¦ PG&E ¦ Hot-Dry | Com ¦ Add Doors to Open Display Cases - Hot-Dry | PG&E ¦ Hot-Dry | PG&E | All | Electric & Gas | New Display Case with Doors | Efficient |  |  | 0 | Conventional | ComRefrig | Com - Grocery | Com | RET Only | 0 | 1000 sqft2 of floor space | Length ft. | 12 | DEER:HVAC_Chillers | -1051 | -0.05705 | -60.2 | SWCR021-03 | 1542.27 | 2021 | 324.03 | 2021 | 0 | 0 | SWCR021-03 | ComRefrig - Add Doors to Open Display Cases - Hot-Dry ¦ PG&E ¦ Hot-Dry | ComRefrig - Add Doors to Open Display Cases - Hot-Dry | 0.51712 | 1 | 0 | CBSA 2014 | 200.4786 | 2012 | 0.6 | SWCR021-03
COM-COMREFRIG-50.3 | Com ¦ Open Display Cases (no doors) - Cold ¦ PG&E ¦ Cold | Com ¦ Open Display Cases (no doors) - Cold | PG&E ¦ Cold | PG&E | All | Electric & Gas | Standard Display Case without Doors | Average Existing |  |  | 0 | Conventional | ComRefrig | Com - Grocery | Com | RET Only | 0 | 1000 sqft2 of floor space | Length ft. | 12 | DEER:HVAC_Chillers | 0 | 0 | 0 | SWCR021-03 | 1123.565 | 2021 | 324.03 | 2021 | 0 | 0 | SWCR021-03 | ComRefrig - Add Doors to Open Display Cases - Cold ¦ PG&E ¦ Cold | ComRefrig - Add Doors to Open Display Cases - Cold | 0.51712 | 1 | 1 | CBSA 2014 | 0 | 2012 | 0.6 | SWCR021-03
COM-COMREFRIG-51.3 | Com ¦ Add Doors to Open Display Cases - Cold ¦ PG&E ¦ Cold | Com ¦ Add Doors to Open Display Cases - Cold | PG&E ¦ Cold | PG&E | All | Electric & Gas | New Display Case with Doors | Efficient |  |  | 0 | Conventional | ComRefrig | Com - Grocery | Com | RET Only | 0 | 1000 sqft2 of floor space | Length ft. | 12 | DEER:HVAC_Chillers | -929.5 | -0.1131 | -65.2 | SWCR021-03 | 1542.27 | 2021 | 324.03 | 2021 | 0 | 0 | SWCR021-03 | ComRefrig - Add Doors to Open Display Cases - Cold ¦ PG&E ¦ Cold | ComRefrig - Add Doors to Open Display Cases - Cold | 0.51712 | 1 | 0 | CBSA 2014 | 205.3853 | 2012 | 0.6 | SWCR021-03
COM-COMREFRIG-50.4 | Com ¦ Open Display Cases (no doors) - Marine ¦ PG&E ¦ Marine | Com ¦ Open Display Cases (no doors) - Marine | PG&E ¦ Marine | PG&E | All | Electric & Gas | Standard Display Case without Doors | Average Existing |  |  | 0 | Conventional | ComRefrig | Com - Restaurant | Com | RET Only | 0 | 1000 sqft2 of floor space | Length ft. | 12 | DEER:HVAC_Chillers | 0 | 0 | 0 | SWCR021-03 | 1123.565 | 2021 | 324.03 | 2021 | 0 | 0 | SWCR021-03 | ComRefrig - Add Doors to Open Display Cases - Marine ¦ PG&E ¦ Marine | ComRefrig - Add Doors to Open Display Cases - Marine | 0.043612 | 1 | 1 | CBSA 2014 | 0 | 2012 | 0.6 | SWCR021-03
COM-COMREFRIG-51.4 | Com ¦ Add Doors to Open Display Cases - Marine ¦ PG&E ¦ Marine | Com ¦ Add Doors to Open Display Cases - Marine | PG&E ¦ Marine | PG&E | All | Electric & Gas | New Display Case with Doors | Efficient |  |  | 0 | Conventional | ComRefrig | Com - Restaurant | Com | RET Only | 0 | 1000 sqft2 of floor space | Length ft. | 12 | DEER:HVAC_Chillers | -1040 | -0.152 | -68.1 | SWCR021-03 | 1542.27 | 2021 | 324.03 | 2021 | 0 | 0 | SWCR021-03 | ComRefrig - Add Doors to Open Display Cases - Marine ¦ PG&E ¦ Marine | ComRefrig - Add Doors to Open Display Cases - Marine | 0.043612 | 1 | 0 | CBSA 2014 | 69.6411 | 2012 | 0.6 | SWCR021-03
COM-COMREFRIG-50.5 | Com ¦ Open Display Cases (no doors) - Hot-Dry ¦ PG&E ¦ Hot-Dry | Com ¦ Open Display Cases (no doors) - Hot-Dry | PG&E ¦ Hot-Dry | PG&E | All | Electric & Gas | Standard Display Case without Doors | Average Existing |  |  | 0 | Conventional | ComRefrig | Com - Restaurant | Com | RET Only | 0 | 1000 sqft2 of floor space | Length ft. | 12 | DEER:HVAC_Chillers | 0 | 0 | 0 | SWCR021-03 | 1123.565 | 2021 | 324.03 | 2021 | 0 | 0 | SWCR021-03 | ComRefrig - Add Doors to Open Display Cases - Hot-Dry ¦ PG&E ¦ Hot-Dry | ComRefrig - Add Doors to Open Display Cases - Hot-Dry | 0.043612 | 1 | 1 | CBSA 2014 | 0 | 2012 | 0.6 | SWCR021-03
COM-COMREFRIG-51.5 | Com ¦ Add Doors to Open Display Cases - Hot-Dry ¦ PG&E ¦ Hot-Dry | Com ¦ Add Doors to Open Display Cases - Hot-Dry | PG&E ¦ Hot-Dry | PG&E | All | Electric & Gas | New Display Case with Doors | Efficient |  |  | 0 | Conventional | ComRefrig | Com - Restaurant | Com | RET Only | 0 | 1000 sqft2 of floor space | Length ft. | 12 | DEER:HVAC_Chillers | -1051 | -0.05705 | -60.2 | SWCR021-03 | 1542.27 | 2021 | 324.03 | 2021 | 0 | 0 | SWCR021-03 | ComRefrig - Add Doors to Open Display Cases - Hot-Dry ¦ PG&E ¦ Hot-Dry | ComRefrig - Add Doors to Open Display Cases - Hot-Dry | 0.043612 | 1 | 0 | CBSA 2014 | 63.9018 | 2012 | 0.6 | SWCR021-03
COM-COMREFRIG-50.6 | Com ¦ Open Display Cases (no doors) - Cold ¦ PG&E ¦ Cold | Com ¦ Open Display Cases (no doors) - Cold | PG&E ¦ Cold | PG&E | All | Electric & Gas | Standard Display Case without Doors | Average Existing |  |  | 0 | Conventional | ComRefrig | Com - Restaurant | Com | RET Only | 0 | 1000 sqft2 of floor space | Length ft. | 12 | DEER:HVAC_Chillers | 0 | 0 | 0 | SWCR021-03 | 1123.565 | 2021 | 324.03 | 2021 | 0 | 0 | SWCR021-03 | ComRefrig - Add Doors to Open Display Cases - Cold ¦ PG&E ¦ Cold | ComRefrig - Add Doors to Open Display Cases - Cold | 0.043612 | 1 | 1 | CBSA 2014 | 0 | 2012 | 0.6 | SWCR021-03
COM-COMREFRIG-51.6 | Com ¦ Add Doors to Open Display Cases - Cold ¦ PG&E ¦ Cold | Com ¦ Add Doors to Open Display Cases - Cold | PG&E ¦ Cold | PG&E | All | Electric & Gas | New Display Case with Doors | Efficient |  |  | 0 | Conventional | ComRefrig | Com - Restaurant | Com | RET Only | 0 | 1000 sqft2 of floor space | Length ft. | 12 | DEER:HVAC_Chillers | -929.5 | -0.1131 | -65.2 | SWCR021-03 | 1542.27 | 2021 | 324.03 | 2021 | 0 | 0 | SWCR021-03 | ComRefrig - Add Doors to Open Display Cases - Cold ¦ PG&E ¦ Cold | ComRefrig - Add Doors to Open Display Cases - Cold | 0.043612 | 1 | 0 | CBSA 2014 | 65.4988 | 2012 | 0.6 | SWCR021-03
COM-COMREFRIG-50.7 | Com ¦ Open Display Cases (no doors) - Marine ¦ PG&E ¦ Marine | Com ¦ Open Display Cases (no doors) - Marine | PG&E ¦ Marine | PG&E | All | Electric & Gas | Standard Display Case without Doors | Average Existing |  |  | 0 | Conventional | ComRefrig | Com - Retail | Com | RET Only | 0 | 1000 sqft2 of floor space | Length ft. | 12 | DEER:HVAC_Chillers | 0 | 0 | 0 | SWCR021-03 | 1123.565 | 2021 | 324.03 | 2021 | 0 | 0 | SWCR021-03 | ComRefrig - Add Doors to Open Display Cases - Marine ¦ PG&E ¦ Marine | ComRefrig - Add Doors to Open Display Cases - Marine | 0.14238 | 1 | 1 | CBSA 2014 | 0 | 2012 | 0.6 | SWCR021-03
COM-COMREFRIG-51.7 | Com ¦ Add Doors to Open Display Cases - Marine ¦ PG&E ¦ Marine | Com ¦ Add Doors to Open Display Cases - Marine | PG&E ¦ Marine | PG&E | All | Electric & Gas | New Display Case with Doors | Efficient |  |  | 0 | Conventional | ComRefrig | Com - Retail | Com | RET Only | 0 | 1000 sqft2 of floor space | Length ft. | 12 | DEER:HVAC_Chillers | -1040 | -0.152 | -68.1 | SWCR021-03 | 1542.27 | 2021 | 324.03 | 2021 | 0 | 0 | SWCR021-03 | ComRefrig - Add Doors to Open Display Cases - Marine ¦ PG&E ¦ Marine | ComRefrig - Add Doors to Open Display Cases - Marine | 0.14238 | 1 | 0 | CBSA 2014 | 701.8601 | 2012 | 0.6 | SWCR021-03
COM-COMREFRIG-50.8 | Com ¦ Open Display Cases (no doors) - Hot-Dry ¦ PG&E ¦ Hot-Dry | Com ¦ Open Display Cases (no doors) - Hot-Dry | PG&E ¦ Hot-Dry | PG&E | All | Electric & Gas | Standard Display Case without Doors | Average Existing |  |  | 0 | Conventional | ComRefrig | Com - Retail | Com | RET Only | 0 | 1000 sqft2 of floor space | Length ft. | 12 | DEER:HVAC_Chillers | 0 | 0 | 0 | SWCR021-03 | 1123.565 | 2021 | 324.03 | 2021 | 0 | 0 | SWCR021-03 | ComRefrig - Add Doors to Open Display Cases - Hot-Dry ¦ PG&E ¦ Hot-Dry | ComRefrig - Add Doors to Open Display Cases - Hot-Dry | 0.14238 | 1 | 1 | CBSA 2014 | 0 | 2012 | 0.6 | SWCR021-03
COM-COMREFRIG-51.8 | Com ¦ Add Doors to Open Display Cases - Hot-Dry ¦ PG&E ¦ Hot-Dry | Com ¦ Add Doors to Open Display Cases - Hot-Dry | PG&E ¦ Hot-Dry | PG&E | All | Electric & Gas | New Display Case with Doors | Efficient |  |  | 0 | Conventional | ComRefrig | Com - Retail | Com | RET Only | 0 | 1000 sqft2 of floor space | Length ft. | 12 | DEER:HVAC_Chillers | -1051 | -0.05705 | -60.2 | SWCR021-03 | 1542.27 | 2021 | 324.03 | 2021 | 0 | 0 | SWCR021-03 | ComRefrig - Add Doors to Open Display Cases - Hot-Dry ¦ PG&E ¦ Hot-Dry | ComRefrig - Add Doors to Open Display Cases - Hot-Dry | 0.14238 | 1 | 0 | CBSA 2014 | 666.6898 | 2012 | 0.6 | SWCR021-03
COM-COMREFRIG-50.9 | Com ¦ Open Display Cases (no doors) - Cold ¦ PG&E ¦ Cold | Com ¦ Open Display Cases (no doors) - Cold | PG&E ¦ Cold | PG&E | All | Electric & Gas | Standard Display Case without Doors | Average Existing |  |  | 0 | Conventional | ComRefrig | Com - Retail | Com | RET Only | 0 | 1000 sqft2 of floor space | Length ft. | 12 | DEER:HVAC_Chillers | 0 | 0 | 0 | SWCR021-03 | 1123.565 | 2021 | 324.03 | 2021 | 0 | 0 | SWCR021-03 | ComRefrig - Add Doors to Open Display Cases - Cold ¦ PG&E ¦ Cold | ComRefrig - Add Doors to Open Display Cases - Cold | 0.14238 | 1 | 1 | CBSA 2014 | 0 | 2012 | 0.6 | SWCR021-03
COM-COMREFRIG-51.9 | Com ¦ Add Doors to Open Display Cases - Cold ¦ PG&E ¦ Cold | Com ¦ Add Doors to Open Display Cases - Cold | PG&E ¦ Cold | PG&E | All | Electric & Gas | New Display Case with Doors | Efficient |  |  | 0 | Conventional | ComRefrig | Com - Retail | Com | RET Only | 0 | 1000 sqft2 of floor space | Length ft. | 12 | DEER:HVAC_Chillers | -929.5 | -0.1131 | -65.2 | SWCR021-03 | 1542.27 | 2021 | 324.03 | 2021 | 0 | 0 | SWCR021-03 | ComRefrig - Add Doors to Open Display Cases - Cold ¦ PG&E ¦ Cold | ComRefrig - Add Doors to Open Display Cases - Cold | 0.14238 | 1 | 0 | CBSA 2014 | 648.7103 | 2012 | 0.6 | SWCR021-03
COM-COMREFRIG-50.1 | Com ¦ Open Display Cases (no doors) - Marine ¦ SCE ¦ Marine | Com ¦ Open Display Cases (no doors) - Marine | SCE ¦ Marine | SCE | All | Electric & Gas | Standard Display Case without Doors | Average Existing |  |  | 0 | Conventional | ComRefrig | Com - Grocery | Com | RET Only | 0 | 1000 sqft2 of floor space | Length ft. | 12 | DEER:HVAC_Chillers | 0 | 0 | 0 | SWCR021-03 | 1123.565 | 2021 | 324.03 | 2021 | 0 | 0 | SWCR021-03 | ComRefrig - Add Doors to Open Display Cases - Marine ¦ SCE ¦ Marine | ComRefrig - Add Doors to Open Display Cases - Marine | 0.51712 | 1 | 1 | CBSA 2014 | 0 | 2012 | 0.6 | SWCR021-03
COM-COMREFRIG-51.1 | Com ¦ Add Doors to Open Display Cases - Marine ¦ SCE ¦ Marine | Com ¦ Add Doors to Open Display Cases - Marine | SCE ¦ Marine | SCE | All | Electric & Gas | New Display Case with Doors | Efficient |  |  | 0 | Conventional | ComRefrig | Com - Grocery | Com | RET Only | 0 | 1000 sqft2 of floor space | Length ft. | 12 | DEER:HVAC_Chillers | -1137 | -0.1428 | -66.65 | SWCR021-03 | 1542.27 | 2021 | 324.03 | 2021 | 0 | 0 | SWCR021-03 | ComRefrig - Add Doors to Open Display Cases - Marine ¦ SCE ¦ Marine | ComRefrig - Add Doors to Open Display Cases - Marine | 0.51712 | 1 | 0 | CBSA 2014 | 220.4618 | 2012 | 0.6 | SWCR021-03
COM-COMREFRIG-50.2 | Com ¦ Open Display Cases (no doors) - Hot-Dry ¦ SCE ¦ Hot-Dry | Com ¦ Open Display Cases (no doors) - Hot-Dry | SCE ¦ Hot-Dry | SCE | All | Electric & Gas | Standard Display Case without Doors | Average Existing |  |  | 0 | Conventional | ComRefrig | Com - Grocery | Com | RET Only | 0 | 1000 sqft2 of floor space | Length ft. | 12 | DEER:HVAC_Chillers | 0 | 0 | 0 | SWCR021-03 | 1123.565 | 2021 | 324.03 | 2021 | 0 | 0 | SWCR021-03 | ComRefrig - Add Doors to Open Display Cases - Hot-Dry ¦ SCE ¦ Hot-Dry | ComRefrig - Add Doors to Open Display Cases - Hot-Dry | 0.51712 | 1 | 1 | CBSA 2014 | 0 | 2012 | 0.6 | SWCR021-03
COM-COMREFRIG-51.2 | Com ¦ Add Doors to Open Display Cases - Hot-Dry ¦ SCE ¦ Hot-Dry | Com ¦ Add Doors to Open Display Cases - Hot-Dry | SCE ¦ Hot-Dry | SCE | All | Electric & Gas | New Display Case with Doors | Efficient |  |  | 0 | Conventional | ComRefrig | Com - Grocery | Com | RET Only | 0 | 1000 sqft2 of floor space | Length ft. | 12 | DEER:HVAC_Chillers | -1054 | -0.09815 | -59.55 | SWCR021-03 | 1542.27 | 2021 | 324.03 | 2021 | 0 | 0 | SWCR021-03 | ComRefrig - Add Doors to Open Display Cases - Hot-Dry ¦ SCE ¦ Hot-Dry | ComRefrig - Add Doors to Open Display Cases - Hot-Dry | 0.51712 | 1 | 0 | CBSA 2014 | 199.121 | 2012 | 0.6 | SWCR021-03
COM-COMREFRIG-50.3 | Com ¦ Open Display Cases (no doors) - Cold ¦ SCE ¦ Cold | Com ¦ Open Display Cases (no doors) - Cold | SCE ¦ Cold | SCE | All | Electric & Gas | Standard Display Case without Doors | Average Existing |  |  | 0 | Conventional | ComRefrig | Com - Grocery | Com | RET Only | 0 | 1000 sqft2 of floor space | Length ft. | 12 | DEER:HVAC_Chillers | 0 | 0 | 0 | SWCR021-03 | 1123.565 | 2021 | 324.03 | 2021 | 0 | 0 | SWCR021-03 | ComRefrig - Add Doors to Open Display Cases - Cold ¦ SCE ¦ Cold | ComRefrig - Add Doors to Open Display Cases - Cold | 0.51712 | 1 | 1 | CBSA 2014 | 0 | 2012 | 0.6 | SWCR021-03
COM-COMREFRIG-51.3 | Com ¦ Add Doors to Open Display Cases - Cold ¦ SCE ¦ Cold | Com ¦ Add Doors to Open Display Cases - Cold | SCE ¦ Cold | SCE | All | Electric & Gas | New Display Case with Doors | Efficient |  |  | 0 | Conventional | ComRefrig | Com - Grocery | Com | RET Only | 0 | 1000 sqft2 of floor space | Length ft. | 12 | DEER:HVAC_Chillers | -929.5 | -0.1131 | -65.2 | SWCR021-03 | 1542.27 | 2021 | 324.03 | 2021 | 0 | 0 | SWCR021-03 | ComRefrig - Add Doors to Open Display Cases - Cold ¦ SCE ¦ Cold | ComRefrig - Add Doors to Open Display Cases - Cold | 0.51712 | 1 | 0 | CBSA 2014 | 205.3853 | 2012 | 0.6 | SWCR021-03
COM-COMREFRIG-50.4 | Com ¦ Open Display Cases (no doors) - Marine ¦ SCE ¦ Marine | Com ¦ Open Display Cases (no doors) - Marine | SCE ¦ Marine | SCE | All | Electric & Gas | Standard Display Case without Doors | Average Existing |  |  | 0 | Conventional | ComRefrig | Com - Restaurant | Com | RET Only | 0 | 1000 sqft2 of floor space | Length ft. | 12 | DEER:HVAC_Chillers | 0 | 0 | 0 | SWCR021-03 | 1123.565 | 2021 | 324.03 | 2021 | 0 | 0 | SWCR021-03 | ComRefrig - Add Doors to Open Display Cases - Marine ¦ SCE ¦ Marine | ComRefrig - Add Doors to Open Display Cases - Marine | 0.043612 | 1 | 1 | CBSA 2014 | 0 | 2012 | 0.6 | SWCR021-03
COM-COMREFRIG-51.4 | Com ¦ Add Doors to Open Display Cases - Marine ¦ SCE ¦ Marine | Com ¦ Add Doors to Open Display Cases - Marine | SCE ¦ Marine | SCE | All | Electric & Gas | New Display Case with Doors | Efficient |  |  | 0 | Conventional | ComRefrig | Com - Restaurant | Com | RET Only | 0 | 1000 sqft2 of floor space | Length ft. | 12 | DEER:HVAC_Chillers | -1137 | -0.1428 | -66.65 | SWCR021-03 | 1542.27 | 2021 | 324.03 | 2021 | 0 | 0 | SWCR021-03 | ComRefrig - Add Doors to Open Display Cases - Marine ¦ SCE ¦ Marine | ComRefrig - Add Doors to Open Display Cases - Marine | 0.043612 | 1 | 0 | CBSA 2014 | 70.2756 | 2012 | 0.6 | SWCR021-03
COM-COMREFRIG-50.5 | Com ¦ Open Display Cases (no doors) - Hot-Dry ¦ SCE ¦ Hot-Dry | Com ¦ Open Display Cases (no doors) - Hot-Dry | SCE ¦ Hot-Dry | SCE | All | Electric & Gas | Standard Display Case without Doors | Average Existing |  |  | 0 | Conventional | ComRefrig | Com - Restaurant | Com | RET Only | 0 | 1000 sqft2 of floor space | Length ft. | 12 | DEER:HVAC_Chillers | 0 | 0 | 0 | SWCR021-03 | 1123.565 | 2021 | 324.03 | 2021 | 0 | 0 | SWCR021-03 | ComRefrig - Add Doors to Open Display Cases - Hot-Dry ¦ SCE ¦ Hot-Dry | ComRefrig - Add Doors to Open Display Cases - Hot-Dry | 0.043612 | 1 | 1 | CBSA 2014 | 0 | 2012 | 0.6 | SWCR021-03
COM-COMREFRIG-51.5 | Com ¦ Add Doors to Open Display Cases - Hot-Dry ¦ SCE ¦ Hot-Dry | Com ¦ Add Doors to Open Display Cases - Hot-Dry | SCE ¦ Hot-Dry | SCE | All | Electric & Gas | New Display Case with Doors | Efficient |  |  | 0 | Conventional | ComRefrig | Com - Restaurant | Com | RET Only | 0 | 1000 sqft2 of floor space | Length ft. | 12 | DEER:HVAC_Chillers | -1054 | -0.09815 | -59.55 | SWCR021-03 | 1542.27 | 2021 | 324.03 | 2021 | 0 | 0 | SWCR021-03 | ComRefrig - Add Doors to Open Display Cases - Hot-Dry ¦ SCE ¦ Hot-Dry | ComRefrig - Add Doors to Open Display Cases - Hot-Dry | 0.043612 | 1 | 0 | CBSA 2014 | 63.4669 | 2012 | 0.6 | SWCR021-03
COM-COMREFRIG-50.6 | Com ¦ Open Display Cases (no doors) - Cold ¦ SCE ¦ Cold | Com ¦ Open Display Cases (no doors) - Cold | SCE ¦ Cold | SCE | All | Electric & Gas | Standard Display Case without Doors | Average Existing |  |  | 0 | Conventional | ComRefrig | Com - Restaurant | Com | RET Only | 0 | 1000 sqft2 of floor space | Length ft. | 12 | DEER:HVAC_Chillers | 0 | 0 | 0 | SWCR021-03 | 1123.565 | 2021 | 324.03 | 2021 | 0 | 0 | SWCR021-03 | ComRefrig - Add Doors to Open Display Cases - Cold ¦ SCE ¦ Cold | ComRefrig - Add Doors to Open Display Cases - Cold | 0.043612 | 1 | 1 | CBSA 2014 | 0 | 2012 | 0.6 | SWCR021-03
COM-COMREFRIG-51.6 | Com ¦ Add Doors to Open Display Cases - Cold ¦ SCE ¦ Cold | Com ¦ Add Doors to Open Display Cases - Cold | SCE ¦ Cold | SCE | All | Electric & Gas | New Display Case with Doors | Efficient |  |  | 0 | Conventional | ComRefrig | Com - Restaurant | Com | RET Only | 0 | 1000 sqft2 of floor space | Length ft. | 12 | DEER:HVAC_Chillers | -929.5 | -0.1131 | -65.2 | SWCR021-03 | 1542.27 | 2021 | 324.03 | 2021 | 0 | 0 | SWCR021-03 | ComRefrig - Add Doors to Open Display Cases - Cold ¦ SCE ¦ Cold | ComRefrig - Add Doors to Open Display Cases - Cold | 0.043612 | 1 | 0 | CBSA 2014 | 65.4988 | 2012 | 0.6 | SWCR021-03
COM-COMREFRIG-50.7 | Com ¦ Open Display Cases (no doors) - Marine ¦ SCE ¦ Marine | Com ¦ Open Display Cases (no doors) - Marine | SCE ¦ Marine | SCE | All | Electric & Gas | Standard Display Case without Doors | Average Existing |  |  | 0 | Conventional | ComRefrig | Com - Retail | Com | RET Only | 0 | 1000 sqft2 of floor space | Length ft. | 12 | DEER:HVAC_Chillers | 0 | 0 | 0 | SWCR021-03 | 1123.565 | 2021 | 324.03 | 2021 | 0 | 0 | SWCR021-03 | ComRefrig - Add Doors to Open Display Cases - Marine ¦ SCE ¦ Marine | ComRefrig - Add Doors to Open Display Cases - Marine | 0.14238 | 1 | 1 | CBSA 2014 | 0 | 2012 | 0.6 | SWCR021-03
COM-COMREFRIG-51.7 | Com ¦ Add Doors to Open Display Cases - Marine ¦ SCE ¦ Marine | Com ¦ Add Doors to Open Display Cases - Marine | SCE ¦ Marine | SCE | All | Electric & Gas | New Display Case with Doors | Efficient |  |  | 0 | Conventional | ComRefrig | Com - Retail | Com | RET Only | 0 | 1000 sqft2 of floor space | Length ft. | 12 | DEER:HVAC_Chillers | -1137 | -0.1428 | -66.65 | SWCR021-03 | 1542.27 | 2021 | 324.03 | 2021 | 0 | 0 | SWCR021-03 | ComRefrig - Add Doors to Open Display Cases - Marine ¦ SCE ¦ Marine | ComRefrig - Add Doors to Open Display Cases - Marine | 0.14238 | 1 | 0 | CBSA 2014 | 728.7733 | 2012 | 0.6 | SWCR021-03
COM-COMREFRIG-50.8 | Com ¦ Open Display Cases (no doors) - Hot-Dry ¦ SCE ¦ Hot-Dry | Com ¦ Open Display Cases (no doors) - Hot-Dry | SCE ¦ Hot-Dry | SCE | All | Electric & Gas | Standard Display Case without Doors | Average Existing |  |  | 0 | Conventional | ComRefrig | Com - Retail | Com | RET Only | 0 | 1000 sqft2 of floor space | Length ft. | 12 | DEER:HVAC_Chillers | 0 | 0 | 0 | SWCR021-03 | 1123.565 | 2021 | 324.03 | 2021 | 0 | 0 | SWCR021-03 | ComRefrig - Add Doors to Open Display Cases - Hot-Dry ¦ SCE ¦ Hot-Dry | ComRefrig - Add Doors to Open Display Cases - Hot-Dry | 0.14238 | 1 | 1 | CBSA 2014 | 0 | 2012 | 0.6 | SWCR021-03
COM-COMREFRIG-51.8 | Com ¦ Add Doors to Open Display Cases - Hot-Dry ¦ SCE ¦ Hot-Dry | Com ¦ Add Doors to Open Display Cases - Hot-Dry | SCE ¦ Hot-Dry | SCE | All | Electric & Gas | New Display Case with Doors | Efficient |  |  | 0 | Conventional | ComRefrig | Com - Retail | Com | RET Only | 0 | 1000 sqft2 of floor space | Length ft. | 12 | DEER:HVAC_Chillers | -1054 | -0.09815 | -59.55 | SWCR021-03 | 1542.27 | 2021 | 324.03 | 2021 | 0 | 0 | SWCR021-03 | ComRefrig - Add Doors to Open Display Cases - Hot-Dry ¦ SCE ¦ Hot-Dry | ComRefrig - Add Doors to Open Display Cases - Hot-Dry | 0.14238 | 1 | 0 | CBSA 2014 | 664.532 | 2012 | 0.6 | SWCR021-03
COM-COMREFRIG-50.9 | Com ¦ Open Display Cases (no doors) - Cold ¦ SCE ¦ Cold | Com ¦ Open Display Cases (no doors) - Cold | SCE ¦ Cold | SCE | All | Electric & Gas | Standard Display Case without Doors | Average Existing |  |  | 0 | Conventional | ComRefrig | Com - Retail | Com | RET Only | 0 | 1000 sqft2 of floor space | Length ft. | 12 | DEER:HVAC_Chillers | 0 | 0 | 0 | SWCR021-03 | 1123.565 | 2021 | 324.03 | 2021 | 0 | 0 | SWCR021-03 | ComRefrig - Add Doors to Open Display Cases - Cold ¦ SCE ¦ Cold | ComRefrig - Add Doors to Open Display Cases - Cold | 0.14238 | 1 | 1 | CBSA 2014 | 0 | 2012 | 0.6 | SWCR021-03
COM-COMREFRIG-51.9 | Com ¦ Add Doors to Open Display Cases - Cold ¦ SCE ¦ Cold | Com ¦ Add Doors to Open Display Cases - Cold | SCE ¦ Cold | SCE | All | Electric & Gas | New Display Case with Doors | Efficient |  |  | 0 | Conventional | ComRefrig | Com - Retail | Com | RET Only | 0 | 1000 sqft2 of floor space | Length ft. | 12 | DEER:HVAC_Chillers | -929.5 | -0.1131 | -65.2 | SWCR021-03 | 1542.27 | 2021 | 324.03 | 2021 | 0 | 0 | SWCR021-03 | ComRefrig - Add Doors to Open Display Cases - Cold ¦ SCE ¦ Cold | ComRefrig - Add Doors to Open Display Cases - Cold | 0.14238 | 1 | 0 | CBSA 2014 | 648.7103 | 2012 | 0.6 | SWCR021-03
COM-COMREFRIG-50.1 | Com ¦ Open Display Cases (no doors) - Marine ¦ SCG ¦ Marine | Com ¦ Open Display Cases (no doors) - Marine | SCG ¦ Marine | SCG | All | Electric & Gas | Standard Display Case without Doors | Average Existing |  |  | 0 | Conventional | ComRefrig | Com - Grocery | Com | RET Only | 0 | 1000 sqft2 of floor space | Length ft. | 12 | DEER:HVAC_Chillers | 0 | 0 | 0 | SWCR021-03 | 1123.565 | 2021 | 324.03 | 2021 | 0 | 0 | SWCR021-03 | ComRefrig - Add Doors to Open Display Cases - Marine ¦ SCG ¦ Marine | ComRefrig - Add Doors to Open Display Cases - Marine | 0.51712 | 1 | 1 | CBSA 2014 | 0 | 2012 | 0.6 | SWCR021-03
COM-COMREFRIG-51.1 | Com ¦ Add Doors to Open Display Cases - Marine ¦ SCG ¦ Marine | Com ¦ Add Doors to Open Display Cases - Marine | SCG ¦ Marine | SCG | All | Electric & Gas | New Display Case with Doors | Efficient |  |  | 0 | Conventional | ComRefrig | Com - Grocery | Com | RET Only | 0 | 1000 sqft2 of floor space | Length ft. | 12 | DEER:HVAC_Chillers | -1137 | -0.1428 | -66.65 | SWCR021-03 | 1542.27 | 2021 | 324.03 | 2021 | 0 | 0 | SWCR021-03 | ComRefrig - Add Doors to Open Display Cases - Marine ¦ SCG ¦ Marine | ComRefrig - Add Doors to Open Display Cases - Marine | 0.51712 | 1 | 0 | CBSA 2014 | 220.4618 | 2012 | 0.6 | SWCR021-03
COM-COMREFRIG-50.2 | Com ¦ Open Display Cases (no doors) - Hot-Dry ¦ SCG ¦ Hot-Dry | Com ¦ Open Display Cases (no doors) - Hot-Dry | SCG ¦ Hot-Dry | SCG | All | Electric & Gas | Standard Display Case without Doors | Average Existing |  |  | 0 | Conventional | ComRefrig | Com - Grocery | Com | RET Only | 0 | 1000 sqft2 of floor space | Length ft. | 12 | DEER:HVAC_Chillers | 0 | 0 | 0 | SWCR021-03 | 1123.565 | 2021 | 324.03 | 2021 | 0 | 0 | SWCR021-03 | ComRefrig - Add Doors to Open Display Cases - Hot-Dry ¦ SCG ¦ Hot-Dry | ComRefrig - Add Doors to Open Display Cases - Hot-Dry | 0.51712 | 1 | 1 | CBSA 2014 | 0 | 2012 | 0.6 | SWCR021-03
COM-COMREFRIG-51.2 | Com ¦ Add Doors to Open Display Cases - Hot-Dry ¦ SCG ¦ Hot-Dry | Com ¦ Add Doors to Open Display Cases - Hot-Dry | SCG ¦ Hot-Dry | SCG | All | Electric & Gas | New Display Case with Doors | Efficient |  |  | 0 | Conventional | ComRefrig | Com - Grocery | Com | RET Only | 0 | 1000 sqft2 of floor space | Length ft. | 12 | DEER:HVAC_Chillers | -1054 | -0.09815 | -59.55 | SWCR021-03 | 1542.27 | 2021 | 324.03 | 2021 | 0 | 0 | SWCR021-03 | ComRefrig - Add Doors to Open Display Cases - Hot-Dry ¦ SCG ¦ Hot-Dry | ComRefrig - Add Doors to Open Display Cases - Hot-Dry | 0.51712 | 1 | 0 | CBSA 2014 | 199.121 | 2012 | 0.6 | SWCR021-03
COM-COMREFRIG-50.3 | Com ¦ Open Display Cases (no doors) - Cold ¦ SCG ¦ Cold | Com ¦ Open Display Cases (no doors) - Cold | SCG ¦ Cold | SCG | All | Electric & Gas | Standard Display Case without Doors | Average Existing |  |  | 0 | Conventional | ComRefrig | Com - Grocery | Com | RET Only | 0 | 1000 sqft2 of floor space | Length ft. | 12 | DEER:HVAC_Chillers | 0 | 0 | 0 | SWCR021-03 | 1123.565 | 2021 | 324.03 | 2021 | 0 | 0 | SWCR021-03 | ComRefrig - Add Doors to Open Display Cases - Cold ¦ SCG ¦ Cold | ComRefrig - Add Doors to Open Display Cases - Cold | 0.51712 | 1 | 1 | CBSA 2014 | 0 | 2012 | 0.6 | SWCR021-03
COM-COMREFRIG-51.3 | Com ¦ Add Doors to Open Display Cases - Cold ¦ SCG ¦ Cold | Com ¦ Add Doors to Open Display Cases - Cold | SCG ¦ Cold | SCG | All | Electric & Gas | New Display Case with Doors | Efficient |  |  | 0 | Conventional | ComRefrig | Com - Grocery | Com | RET Only | 0 | 1000 sqft2 of floor space | Length ft. | 12 | DEER:HVAC_Chillers | -929.5 | -0.1131 | -65.2 | SWCR021-03 | 1542.27 | 2021 | 324.03 | 2021 | 0 | 0 | SWCR021-03 | ComRefrig - Add Doors to Open Display Cases - Cold ¦ SCG ¦ Cold | ComRefrig - Add Doors to Open Display Cases - Cold | 0.51712 | 1 | 0 | CBSA 2014 | 205.3853 | 2012 | 0.6 | SWCR021-03
COM-COMREFRIG-50.4 | Com ¦ Open Display Cases (no doors) - Marine ¦ SCG ¦ Marine | Com ¦ Open Display Cases (no doors) - Marine | SCG ¦ Marine | SCG | All | Electric & Gas | Standard Display Case without Doors | Average Existing |  |  | 0 | Conventional | ComRefrig | Com - Restaurant | Com | RET Only | 0 | 1000 sqft2 of floor space | Length ft. | 12 | DEER:HVAC_Chillers | 0 | 0 | 0 | SWCR021-03 | 1123.565 | 2021 | 324.03 | 2021 | 0 | 0 | SWCR021-03 | ComRefrig - Add Doors to Open Display Cases - Marine ¦ SCG ¦ Marine | ComRefrig - Add Doors to Open Display Cases - Marine | 0.043612 | 1 | 1 | CBSA 2014 | 0 | 2012 | 0.6 | SWCR021-03
COM-COMREFRIG-51.4 | Com ¦ Add Doors to Open Display Cases - Marine ¦ SCG ¦ Marine | Com ¦ Add Doors to Open Display Cases - Marine | SCG ¦ Marine | SCG | All | Electric & Gas | New Display Case with Doors | Efficient |  |  | 0 | Conventional | ComRefrig | Com - Restaurant | Com | RET Only | 0 | 1000 sqft2 of floor space | Length ft. | 12 | DEER:HVAC_Chillers | -1137 | -0.1428 | -66.65 | SWCR021-03 | 1542.27 | 2021 | 324.03 | 2021 | 0 | 0 | SWCR021-03 | ComRefrig - Add Doors to Open Display Cases - Marine ¦ SCG ¦ Marine | ComRefrig - Add Doors to Open Display Cases - Marine | 0.043612 | 1 | 0 | CBSA 2014 | 70.2756 | 2012 | 0.6 | SWCR021-03
COM-COMREFRIG-50.5 | Com ¦ Open Display Cases (no doors) - Hot-Dry ¦ SCG ¦ Hot-Dry | Com ¦ Open Display Cases (no doors) - Hot-Dry | SCG ¦ Hot-Dry | SCG | All | Electric & Gas | Standard Display Case without Doors | Average Existing |  |  | 0 | Conventional | ComRefrig | Com - Restaurant | Com | RET Only | 0 | 1000 sqft2 of floor space | Length ft. | 12 | DEER:HVAC_Chillers | 0 | 0 | 0 | SWCR021-03 | 1123.565 | 2021 | 324.03 | 2021 | 0 | 0 | SWCR021-03 | ComRefrig - Add Doors to Open Display Cases - Hot-Dry ¦ SCG ¦ Hot-Dry | ComRefrig - Add Doors to Open Display Cases - Hot-Dry | 0.043612 | 1 | 1 | CBSA 2014 | 0 | 2012 | 0.6 | SWCR021-03
COM-COMREFRIG-51.5 | Com ¦ Add Doors to Open Display Cases - Hot-Dry ¦ SCG ¦ Hot-Dry | Com ¦ Add Doors to Open Display Cases - Hot-Dry | SCG ¦ Hot-Dry | SCG | All | Electric & Gas | New Display Case with Doors | Efficient |  |  | 0 | Conventional | ComRefrig | Com - Restaurant | Com | RET Only | 0 | 1000 sqft2 of floor space | Length ft. | 12 | DEER:HVAC_Chillers | -1054 | -0.09815 | -59.55 | SWCR021-03 | 1542.27 | 2021 | 324.03 | 2021 | 0 | 0 | SWCR021-03 | ComRefrig - Add Doors to Open Display Cases - Hot-Dry ¦ SCG ¦ Hot-Dry | ComRefrig - Add Doors to Open Display Cases - Hot-Dry | 0.043612 | 1 | 0 | CBSA 2014 | 63.4669 | 2012 | 0.6 | SWCR021-03
COM-COMREFRIG-50.6 | Com ¦ Open Display Cases (no doors) - Cold ¦ SCG ¦ Cold | Com ¦ Open Display Cases (no doors) - Cold | SCG ¦ Cold | SCG | All | Electric & Gas | Standard Display Case without Doors | Average Existing |  |  | 0 | Conventional | ComRefrig | Com - Restaurant | Com | RET Only | 0 | 1000 sqft2 of floor space | Length ft. | 12 | DEER:HVAC_Chillers | 0 | 0 | 0 | SWCR021-03 | 1123.565 | 2021 | 324.03 | 2021 | 0 | 0 | SWCR021-03 | ComRefrig - Add Doors to Open Display Cases - Cold ¦ SCG ¦ Cold | ComRefrig - Add Doors to Open Display Cases - Cold | 0.043612 | 1 | 1 | CBSA 2014 | 0 | 2012 | 0.6 | SWCR021-03
COM-COMREFRIG-51.6 | Com ¦ Add Doors to Open Display Cases - Cold ¦ SCG ¦ Cold | Com ¦ Add Doors to Open Display Cases - Cold | SCG ¦ Cold | SCG | All | Electric & Gas | New Display Case with Doors | Efficient |  |  | 0 | Conventional | ComRefrig | Com - Restaurant | Com | RET Only | 0 | 1000 sqft2 of floor space | Length ft. | 12 | DEER:HVAC_Chillers | -929.5 | -0.1131 | -65.2 | SWCR021-03 | 1542.27 | 2021 | 324.03 | 2021 | 0 | 0 | SWCR021-03 | ComRefrig - Add Doors to Open Display Cases - Cold ¦ SCG ¦ Cold | ComRefrig - Add Doors to Open Display Cases - Cold | 0.043612 | 1 | 0 | CBSA 2014 | 65.4988 | 2012 | 0.6 | SWCR021-03
COM-COMREFRIG-50.7 | Com ¦ Open Display Cases (no doors) - Marine ¦ SCG ¦ Marine | Com ¦ Open Display Cases (no doors) - Marine | SCG ¦ Marine | SCG | All | Electric & Gas | Standard Display Case without Doors | Average Existing |  |  | 0 | Conventional | ComRefrig | Com - Retail | Com | RET Only | 0 | 1000 sqft2 of floor space | Length ft. | 12 | DEER:HVAC_Chillers | 0 | 0 | 0 | SWCR021-03 | 1123.565 | 2021 | 324.03 | 2021 | 0 | 0 | SWCR021-03 | ComRefrig - Add Doors to Open Display Cases - Marine ¦ SCG ¦ Marine | ComRefrig - Add Doors to Open Display Cases - Marine | 0.14238 | 1 | 1 | CBSA 2014 | 0 | 2012 | 0.6 | SWCR021-03
COM-COMREFRIG-51.7 | Com ¦ Add Doors to Open Display Cases - Marine ¦ SCG ¦ Marine | Com ¦ Add Doors to Open Display Cases - Marine | SCG ¦ Marine | SCG | All | Electric & Gas | New Display Case with Doors | Efficient |  |  | 0 | Conventional | ComRefrig | Com - Retail | Com | RET Only | 0 | 1000 sqft2 of floor space | Length ft. | 12 | DEER:HVAC_Chillers | -1137 | -0.1428 | -66.65 | SWCR021-03 | 1542.27 | 2021 | 324.03 | 2021 | 0 | 0 | SWCR021-03 | ComRefrig - Add Doors to Open Display Cases - Marine ¦ SCG ¦ Marine | ComRefrig - Add Doors to Open Display Cases - Marine | 0.14238 | 1 | 0 | CBSA 2014 | 728.7733 | 2012 | 0.6 | SWCR021-03
COM-COMREFRIG-50.8 | Com ¦ Open Display Cases (no doors) - Hot-Dry ¦ SCG ¦ Hot-Dry | Com ¦ Open Display Cases (no doors) - Hot-Dry | SCG ¦ Hot-Dry | SCG | All | Electric & Gas | Standard Display Case without Doors | Average Existing |  |  | 0 | Conventional | ComRefrig | Com - Retail | Com | RET Only | 0 | 1000 sqft2 of floor space | Length ft. | 12 | DEER:HVAC_Chillers | 0 | 0 | 0 | SWCR021-03 | 1123.565 | 2021 | 324.03 | 2021 | 0 | 0 | SWCR021-03 | ComRefrig - Add Doors to Open Display Cases - Hot-Dry ¦ SCG ¦ Hot-Dry | ComRefrig - Add Doors to Open Display Cases - Hot-Dry | 0.14238 | 1 | 1 | CBSA 2014 | 0 | 2012 | 0.6 | SWCR021-03
COM-COMREFRIG-51.8 | Com ¦ Add Doors to Open Display Cases - Hot-Dry ¦ SCG ¦ Hot-Dry | Com ¦ Add Doors to Open Display Cases - Hot-Dry | SCG ¦ Hot-Dry | SCG | All | Electric & Gas | New Display Case with Doors | Efficient |  |  | 0 | Conventional | ComRefrig | Com - Retail | Com | RET Only | 0 | 1000 sqft2 of floor space | Length ft. | 12 | DEER:HVAC_Chillers | -1054 | -0.09815 | -59.55 | SWCR021-03 | 1542.27 | 2021 | 324.03 | 2021 | 0 | 0 | SWCR021-03 | ComRefrig - Add Doors to Open Display Cases - Hot-Dry ¦ SCG ¦ Hot-Dry | ComRefrig - Add Doors to Open Display Cases - Hot-Dry | 0.14238 | 1 | 0 | CBSA 2014 | 664.532 | 2012 | 0.6 | SWCR021-03
COM-COMREFRIG-50.9 | Com ¦ Open Display Cases (no doors) - Cold ¦ SCG ¦ Cold | Com ¦ Open Display Cases (no doors) - Cold | SCG ¦ Cold | SCG | All | Electric & Gas | Standard Display Case without Doors | Average Existing |  |  | 0 | Conventional | ComRefrig | Com - Retail | Com | RET Only | 0 | 1000 sqft2 of floor space | Length ft. | 12 | DEER:HVAC_Chillers | 0 | 0 | 0 | SWCR021-03 | 1123.565 | 2021 | 324.03 | 2021 | 0 | 0 | SWCR021-03 | ComRefrig - Add Doors to Open Display Cases - Cold ¦ SCG ¦ Cold | ComRefrig - Add Doors to Open Display Cases - Cold | 0.14238 | 1 | 1 | CBSA 2014 | 0 | 2012 | 0.6 | SWCR021-03
COM-COMREFRIG-51.9 | Com ¦ Add Doors to Open Display Cases - Cold ¦ SCG ¦ Cold | Com ¦ Add Doors to Open Display Cases - Cold | SCG ¦ Cold | SCG | All | Electric & Gas | New Display Case with Doors | Efficient |  |  | 0 | Conventional | ComRefrig | Com - Retail | Com | RET Only | 0 | 1000 sqft2 of floor space | Length ft. | 12 | DEER:HVAC_Chillers | -929.5 | -0.1131 | -65.2 | SWCR021-03 | 1542.27 | 2021 | 324.03 | 2021 | 0 | 0 | SWCR021-03 | ComRefrig - Add Doors to Open Display Cases - Cold ¦ SCG ¦ Cold | ComRefrig - Add Doors to Open Display Cases - Cold | 0.14238 | 1 | 0 | CBSA 2014 | 648.7103 | 2012 | 0.6 | SWCR021-03
COM-COMREFRIG-50.1 | Com ¦ Open Display Cases (no doors) - Marine ¦ SDG&E ¦ Marine | Com ¦ Open Display Cases (no doors) - Marine | SDG&E ¦ Marine | SDG&E | All | Electric & Gas | Standard Display Case without Doors | Average Existing |  |  | 0 | Conventional | ComRefrig | Com - Grocery | Com | RET Only | 0 | 1000 sqft2 of floor space | Length ft. | 12 | DEER:HVAC_Chillers | 0 | 0 | 0 | SWCR021-03 | 1123.565 | 2021 | 324.03 | 2021 | 0 | 0 | SWCR021-03 | ComRefrig - Add Doors to Open Display Cases - Marine ¦ SDG&E ¦ Marine | ComRefrig - Add Doors to Open Display Cases - Marine | 0.51712 | 1 | 1 | CBSA 2014 | 0 | 2012 | 0.6 | SWCR021-03
COM-COMREFRIG-51.1 | Com ¦ Add Doors to Open Display Cases - Marine ¦ SDG&E ¦ Marine | Com ¦ Add Doors to Open Display Cases - Marine | SDG&E ¦ Marine | SDG&E | All | Electric & Gas | New Display Case with Doors | Efficient |  |  | 0 | Conventional | ComRefrig | Com - Grocery | Com | RET Only | 0 | 1000 sqft2 of floor space | Length ft. | 12 | DEER:HVAC_Chillers | -1137 | -0.1428 | -66.65 | SWCR021-03 | 1542.27 | 2021 | 324.03 | 2021 | 0 | 0 | SWCR021-03 | ComRefrig - Add Doors to Open Display Cases - Marine ¦ SDG&E ¦ Marine | ComRefrig - Add Doors to Open Display Cases - Marine | 0.51712 | 1 | 0 | CBSA 2014 | 220.4618 | 2012 | 0.6 | SWCR021-03
COM-COMREFRIG-50.2 | Com ¦ Open Display Cases (no doors) - Hot-Dry ¦ SDG&E ¦ Hot-Dry | Com ¦ Open Display Cases (no doors) - Hot-Dry | SDG&E ¦ Hot-Dry | SDG&E | All | Electric & Gas | Standard Display Case without Doors | Average Existing |  |  | 0 | Conventional | ComRefrig | Com - Grocery | Com | RET Only | 0 | 1000 sqft2 of floor space | Length ft. | 12 | DEER:HVAC_Chillers | 0 | 0 | 0 | SWCR021-03 | 1123.565 | 2021 | 324.03 | 2021 | 0 | 0 | SWCR021-03 | ComRefrig - Add Doors to Open Display Cases - Hot-Dry ¦ SDG&E ¦ Hot-Dry | ComRefrig - Add Doors to Open Display Cases - Hot-Dry | 0.51712 | 1 | 1 | CBSA 2014 | 0 | 2012 | 0.6 | SWCR021-03
COM-COMREFRIG-51.2 | Com ¦ Add Doors to Open Display Cases - Hot-Dry ¦ SDG&E ¦ Hot-Dry | Com ¦ Add Doors to Open Display Cases - Hot-Dry | SDG&E ¦ Hot-Dry | SDG&E | All | Electric & Gas | New Display Case with Doors | Efficient |  |  | 0 | Conventional | ComRefrig | Com - Grocery | Com | RET Only | 0 | 1000 sqft2 of floor space | Length ft. | 12 | DEER:HVAC_Chillers | -1131 | -0.1551 | -66 | SWCR021-03 | 1542.27 | 2021 | 324.03 | 2021 | 0 | 0 | SWCR021-03 | ComRefrig - Add Doors to Open Display Cases - Hot-Dry ¦ SDG&E ¦ Hot-Dry | ComRefrig - Add Doors to Open Display Cases - Hot-Dry | 0.51712 | 1 | 0 | CBSA 2014 | 218.598 | 2012 | 0.6 | SWCR021-03
COM-COMREFRIG-50.3 | Com ¦ Open Display Cases (no doors) - Marine ¦ SDG&E ¦ Marine | Com ¦ Open Display Cases (no doors) - Marine | SDG&E ¦ Marine | SDG&E | All | Electric & Gas | Standard Display Case without Doors | Average Existing |  |  | 0 | Conventional | ComRefrig | Com - Restaurant | Com | RET Only | 0 | 1000 sqft2 of floor space | Length ft. | 12 | DEER:HVAC_Chillers | 0 | 0 | 0 | SWCR021-03 | 1123.565 | 2021 | 324.03 | 2021 | 0 | 0 | SWCR021-03 | ComRefrig - Add Doors to Open Display Cases - Marine ¦ SDG&E ¦ Marine | ComRefrig - Add Doors to Open Display Cases - Marine | 0.043612 | 1 | 1 | CBSA 2014 | 0 | 2012 | 0.6 | SWCR021-03
COM-COMREFRIG-51.3 | Com ¦ Add Doors to Open Display Cases - Marine ¦ SDG&E ¦ Marine | Com ¦ Add Doors to Open Display Cases - Marine | SDG&E ¦ Marine | SDG&E | All | Electric & Gas | New Display Case with Doors | Efficient |  |  | 0 | Conventional | ComRefrig | Com - Restaurant | Com | RET Only | 0 | 1000 sqft2 of floor space | Length ft. | 12 | DEER:HVAC_Chillers | -1137 | -0.1428 | -66.65 | SWCR021-03 | 1542.27 | 2021 | 324.03 | 2021 | 0 | 0 | SWCR021-03 | ComRefrig - Add Doors to Open Display Cases - Marine ¦ SDG&E ¦ Marine | ComRefrig - Add Doors to Open Display Cases - Marine | 0.043612 | 1 | 0 | CBSA 2014 | 70.2756 | 2012 | 0.6 | SWCR021-03
COM-COMREFRIG-50.4 | Com ¦ Open Display Cases (no doors) - Hot-Dry ¦ SDG&E ¦ Hot-Dry | Com ¦ Open Display Cases (no doors) - Hot-Dry | SDG&E ¦ Hot-Dry | SDG&E | All | Electric & Gas | Standard Display Case without Doors | Average Existing |  |  | 0 | Conventional | ComRefrig | Com - Restaurant | Com | RET Only | 0 | 1000 sqft2 of floor space | Length ft. | 12 | DEER:HVAC_Chillers | 0 | 0 | 0 | SWCR021-03 | 1123.565 | 2021 | 324.03 | 2021 | 0 | 0 | SWCR021-03 | ComRefrig - Add Doors to Open Display Cases - Hot-Dry ¦ SDG&E ¦ Hot-Dry | ComRefrig - Add Doors to Open Display Cases - Hot-Dry | 0.043612 | 1 | 1 | CBSA 2014 | 0 | 2012 | 0.6 | SWCR021-03
COM-COMREFRIG-51.4 | Com ¦ Add Doors to Open Display Cases - Hot-Dry ¦ SDG&E ¦ Hot-Dry | Com ¦ Add Doors to Open Display Cases - Hot-Dry | SDG&E ¦ Hot-Dry | SDG&E | All | Electric & Gas | New Display Case with Doors | Efficient |  |  | 0 | Conventional | ComRefrig | Com - Restaurant | Com | RET Only | 0 | 1000 sqft2 of floor space | Length ft. | 12 | DEER:HVAC_Chillers | -1131 | -0.1551 | -66 | SWCR021-03 | 1542.27 | 2021 | 324.03 | 2021 | 0 | 0 | SWCR021-03 | ComRefrig - Add Doors to Open Display Cases - Hot-Dry ¦ SDG&E ¦ Hot-Dry | ComRefrig - Add Doors to Open Display Cases - Hot-Dry | 0.043612 | 1 | 0 | CBSA 2014 | 69.6807 | 2012 | 0.6 | SWCR021-03
COM-COMREFRIG-50.5 | Com ¦ Open Display Cases (no doors) - Marine ¦ SDG&E ¦ Marine | Com ¦ Open Display Cases (no doors) - Marine | SDG&E ¦ Marine | SDG&E | All | Electric & Gas | Standard Display Case without Doors | Average Existing |  |  | 0 | Conventional | ComRefrig | Com - Retail | Com | RET Only | 0 | 1000 sqft2 of floor space | Length ft. | 12 | DEER:HVAC_Chillers | 0 | 0 | 0 | SWCR021-03 | 1123.565 | 2021 | 324.03 | 2021 | 0 | 0 | SWCR021-03 | ComRefrig - Add Doors to Open Display Cases - Marine ¦ SDG&E ¦ Marine | ComRefrig - Add Doors to Open Display Cases - Marine | 0.14238 | 1 | 1 | CBSA 2014 | 0 | 2012 | 0.6 | SWCR021-03
COM-COMREFRIG-51.5 | Com ¦ Add Doors to Open Display Cases - Marine ¦ SDG&E ¦ Marine | Com ¦ Add Doors to Open Display Cases - Marine | SDG&E ¦ Marine | SDG&E | All | Electric & Gas | New Display Case with Doors | Efficient |  |  | 0 | Conventional | ComRefrig | Com - Retail | Com | RET Only | 0 | 1000 sqft2 of floor space | Length ft. | 12 | DEER:HVAC_Chillers | -1137 | -0.1428 | -66.65 | SWCR021-03 | 1542.27 | 2021 | 324.03 | 2021 | 0 | 0 | SWCR021-03 | ComRefrig - Add Doors to Open Display Cases - Marine ¦ SDG&E ¦ Marine | ComRefrig - Add Doors to Open Display Cases - Marine | 0.14238 | 1 | 0 | CBSA 2014 | 728.7733 | 2012 | 0.6 | SWCR021-03
COM-COMREFRIG-50.6 | Com ¦ Open Display Cases (no doors) - Hot-Dry ¦ SDG&E ¦ Hot-Dry | Com ¦ Open Display Cases (no doors) - Hot-Dry | SDG&E ¦ Hot-Dry | SDG&E | All | Electric & Gas | Standard Display Case without Doors | Average Existing |  |  | 0 | Conventional | ComRefrig | Com - Retail | Com | RET Only | 0 | 1000 sqft2 of floor space | Length ft. | 12 | DEER:HVAC_Chillers | 0 | 0 | 0 | SWCR021-03 | 1123.565 | 2021 | 324.03 | 2021 | 0 | 0 | SWCR021-03 | ComRefrig - Add Doors to Open Display Cases - Hot-Dry ¦ SDG&E ¦ Hot-Dry | ComRefrig - Add Doors to Open Display Cases - Hot-Dry | 0.14238 | 1 | 1 | CBSA 2014 | 0 | 2012 | 0.6 | SWCR021-03
COM-COMREFRIG-51.6 | Com ¦ Add Doors to Open Display Cases - Hot-Dry ¦ SDG&E ¦ Hot-Dry | Com ¦ Add Doors to Open Display Cases - Hot-Dry | SDG&E ¦ Hot-Dry | SDG&E | All | Electric & Gas | New Display Case with Doors | Efficient |  |  | 0 | Conventional | ComRefrig | Com - Retail | Com | RET Only | 0 | 1000 sqft2 of floor space | Length ft. | 12 | DEER:HVAC_Chillers | -1131 | -0.1551 | -66 | SWCR021-03 | 1542.27 | 2021 | 324.03 | 2021 | 0 | 0 | SWCR021-03 | ComRefrig - Add Doors to Open Display Cases - Hot-Dry ¦ SDG&E ¦ Hot-Dry | ComRefrig - Add Doors to Open Display Cases - Hot-Dry | 0.14238 | 1 | 0 | CBSA 2014 | 723.4536 | 2012 | 0.6 | SWCR021-03
COM-COMREFRIG-60.1 | Com ¦ No Walk-in Anti Sweat Heat Controls - Marine ¦ PG&E ¦ Marine | Com ¦ No Walk-in Anti Sweat Heat Controls - Marine | PG&E ¦ Marine | PG&E | All | Electric | Display Case With No anti-sweat water heater Controls | Average Existing |  |  | 0 | Conventional | ComRefrig | Com - College | Com | RET Only | 0 | 1000 sqft2 of floor space | Linear Ft. | 4 | DEER:HVAC_Chillers | 0 | 0 | 0 | SWCR001-04 | 0 | 2021 | 0 | 2021 | 0 | 0 | SWCR001-04 | ComRefrig - Anti Sweat Heat Controls - Marine ¦ PG&E ¦ Marine | ComRefrig - Anti Sweat Heat Controls - Marine | 0.0047519 | 1 | 0.35205 | CBSA 2014 | 0 | 2012 | 0.6 | SWCR001-04
COM-COMREFRIG-61.1 | Com ¦ Walk-in Anti Sweat Heat Controls - Marine ¦ PG&E ¦ Marine | Com ¦ Walk-in Anti Sweat Heat Controls - Marine | PG&E ¦ Marine | PG&E | All | Electric | Display Case With anti-sweat water heater Controls | Efficient |  |  | 0 | Conventional | ComRefrig | Com - College | Com | RET Only | 0 | 1000 sqft2 of floor space | Linear Ft. | 4 | DEER:HVAC_Chillers | -390 | 0 | 4.75 | SWCR001-04 | 51.775 | 2021 | 31.265 | 2021 | 0 | 0 | SWCR001-04 | ComRefrig - Anti Sweat Heat Controls - Marine ¦ PG&E ¦ Marine | ComRefrig - Anti Sweat Heat Controls - Marine | 0.0047519 | 1 | 0.64795 | CBSA 2014 | 13.7756 | 2012 | 0.6 | SWCR001-04
COM-COMREFRIG-60.2 | Com ¦ No Walk-in Anti Sweat Heat Controls - Hot-Dry ¦ PG&E ¦ Hot-Dry | Com ¦ No Walk-in Anti Sweat Heat Controls - Hot-Dry | PG&E ¦ Hot-Dry | PG&E | All | Electric | Display Case With No anti-sweat water heater Controls | Average Existing |  |  | 0 | Conventional | ComRefrig | Com - College | Com | RET Only | 0 | 1000 sqft2 of floor space | Linear Ft. | 4 | DEER:HVAC_Chillers | 0 | 0 | 0 | SWCR001-04 | 0 | 2021 | 0 | 2021 | 0 | 0 | SWCR001-04 | ComRefrig - Anti Sweat Heat Controls - Hot-Dry ¦ PG&E ¦ Hot-Dry | ComRefrig - Anti Sweat Heat Controls - Hot-Dry | 0.0047519 | 1 | 0.35205 | CBSA 2014 | 0 | 2012 | 0.6 | SWCR001-04
COM-COMREFRIG-61.2 | Com ¦ Walk-in Anti Sweat Heat Controls - Hot-Dry ¦ PG&E ¦ Hot-Dry | Com ¦ Walk-in Anti Sweat Heat Controls - Hot-Dry | PG&E ¦ Hot-Dry | PG&E | All | Electric | Display Case With anti-sweat water heater Controls | Efficient |  |  | 0 | Conventional | ComRefrig | Com - College | Com | RET Only | 0 | 1000 sqft2 of floor space | Linear Ft. | 4 | DEER:HVAC_Chillers | -346.5 | 0 | 2.905 | SWCR001-04 | 51.775 | 2021 | 31.265 | 2021 | 0 | 0 | SWCR001-04 | ComRefrig - Anti Sweat Heat Controls - Hot-Dry ¦ PG&E ¦ Hot-Dry | ComRefrig - Anti Sweat Heat Controls - Hot-Dry | 0.0047519 | 1 | 0.64795 | CBSA 2014 | 16.5775 | 2012 | 0.6 | SWCR001-04
COM-COMREFRIG-60.3 | Com ¦ No Walk-in Anti Sweat Heat Controls - Cold ¦ PG&E ¦ Cold | Com ¦ No Walk-in Anti Sweat Heat Controls - Cold | PG&E ¦ Cold | PG&E | All | Electric | Display Case With No anti-sweat water heater Controls | Average Existing |  |  | 0 | Conventional | ComRefrig | Com - College | Com | RET Only | 0 | 1000 sqft2 of floor space | Linear Ft. | 4 | DEER:HVAC_Chillers | 0 | 0 | 0 | SWCR001-04 | 0 | 2021 | 0 | 2021 | 0 | 0 | SWCR001-04 | ComRefrig - Anti Sweat Heat Controls - Cold ¦ PG&E ¦ Cold | ComRefrig - Anti Sweat Heat Controls - Cold | 0.0047519 | 1 | 0.35205 | CBSA 2014 | 0 | 2012 | 0.6 | SWCR001-04
COM-COMREFRIG-61.3 | Com ¦ Walk-in Anti Sweat Heat Controls - Cold ¦ PG&E ¦ Cold | Com ¦ Walk-in Anti Sweat Heat Controls - Cold | PG&E ¦ Cold | PG&E | All | Electric | Display Case With anti-sweat water heater Controls | Efficient |  |  | 0 | Conventional | ComRefrig | Com - College | Com | RET Only | 0 | 1000 sqft2 of floor space | Linear Ft. | 4 | DEER:HVAC_Chillers | -386 | 0 | 4.0675 | SWCR001-04 | 51.775 | 2021 | 31.265 | 2021 | 0 | 0 | SWCR001-04 | ComRefrig - Anti Sweat Heat Controls - Cold ¦ PG&E ¦ Cold | ComRefrig - Anti Sweat Heat Controls - Cold | 0.0047519 | 1 | 0.64795 | CBSA 2014 | 15.725 | 2012 | 0.6 | SWCR001-04
COM-COMREFRIG-60.4 | Com ¦ No Walk-in Anti Sweat Heat Controls - Marine ¦ PG&E ¦ Marine | Com ¦ No Walk-in Anti Sweat Heat Controls - Marine | PG&E ¦ Marine | PG&E | All | Electric | Display Case With No anti-sweat water heater Controls | Average Existing |  |  | 0 | Conventional | ComRefrig | Com - Grocery | Com | RET Only | 0 | 1000 sqft2 of floor space | Linear Ft. | 4 | DEER:HVAC_Chillers | 0 | 0 | 0 | SWCR001-04 | 0 | 2021 | 0 | 2021 | 0 | 0 | SWCR001-04 | ComRefrig - Anti Sweat Heat Controls - Marine ¦ PG&E ¦ Marine | ComRefrig - Anti Sweat Heat Controls - Marine | 6.7048 | 1 | 0.35205 | CBSA 2014 | 0 | 2012 | 0.6 | SWCR001-04
COM-COMREFRIG-61.4 | Com ¦ Walk-in Anti Sweat Heat Controls - Marine ¦ PG&E ¦ Marine | Com ¦ Walk-in Anti Sweat Heat Controls - Marine | PG&E ¦ Marine | PG&E | All | Electric | Display Case With anti-sweat water heater Controls | Efficient |  |  | 0 | Conventional | ComRefrig | Com - Grocery | Com | RET Only | 0 | 1000 sqft2 of floor space | Linear Ft. | 4 | DEER:HVAC_Chillers | -390 | 0 | 4.75 | SWCR001-04 | 51.775 | 2021 | 31.265 | 2021 | 0 | 0 | SWCR001-04 | ComRefrig - Anti Sweat Heat Controls - Marine ¦ PG&E ¦ Marine | ComRefrig - Anti Sweat Heat Controls - Marine | 6.7048 | 1 | 0.64795 | CBSA 2014 | 10.7831 | 2012 | 0.6 | SWCR001-04
COM-COMREFRIG-60.5 | Com ¦ No Walk-in Anti Sweat Heat Controls - Hot-Dry ¦ PG&E ¦ Hot-Dry | Com ¦ No Walk-in Anti Sweat Heat Controls - Hot-Dry | PG&E ¦ Hot-Dry | PG&E | All | Electric | Display Case With No anti-sweat water heater Controls | Average Existing |  |  | 0 | Conventional | ComRefrig | Com - Grocery | Com | RET Only | 0 | 1000 sqft2 of floor space | Linear Ft. | 4 | DEER:HVAC_Chillers | 0 | 0 | 0 | SWCR001-04 | 0 | 2021 | 0 | 2021 | 0 | 0 | SWCR001-04 | ComRefrig - Anti Sweat Heat Controls - Hot-Dry ¦ PG&E ¦ Hot-Dry | ComRefrig - Anti Sweat Heat Controls - Hot-Dry | 6.7048 | 1 | 0.35205 | CBSA 2014 | 0 | 2012 | 0.6 | SWCR001-04
COM-COMREFRIG-61.5 | Com ¦ Walk-in Anti Sweat Heat Controls - Hot-Dry ¦ PG&E ¦ Hot-Dry | Com ¦ Walk-in Anti Sweat Heat Controls - Hot-Dry | PG&E ¦ Hot-Dry | PG&E | All | Electric | Display Case With anti-sweat water heater Controls | Efficient |  |  | 0 | Conventional | ComRefrig | Com - Grocery | Com | RET Only | 0 | 1000 sqft2 of floor space | Linear Ft. | 4 | DEER:HVAC_Chillers | -346.5 | 0 | 2.905 | SWCR001-04 | 51.775 | 2021 | 31.265 | 2021 | 0 | 0 | SWCR001-04 | ComRefrig - Anti Sweat Heat Controls - Hot-Dry ¦ PG&E ¦ Hot-Dry | ComRefrig - Anti Sweat Heat Controls - Hot-Dry | 6.7048 | 1 | 0.64795 | CBSA 2014 | 12.6687 | 2012 | 0.6 | SWCR001-04
COM-COMREFRIG-60.6 | Com ¦ No Walk-in Anti Sweat Heat Controls - Cold ¦ PG&E ¦ Cold | Com ¦ No Walk-in Anti Sweat Heat Controls - Cold | PG&E ¦ Cold | PG&E | All | Electric | Display Case With No anti-sweat water heater Controls | Average Existing |  |  | 0 | Conventional | ComRefrig | Com - Grocery | Com | RET Only | 0 | 1000 sqft2 of floor space | Linear Ft. | 4 | DEER:HVAC_Chillers | 0 | 0 | 0 | SWCR001-04 | 0 | 2021 | 0 | 2021 | 0 | 0 | SWCR001-04 | ComRefrig - Anti Sweat Heat Controls - Cold ¦ PG&E ¦ Cold | ComRefrig - Anti Sweat Heat Controls - Cold | 6.7048 | 1 | 0.35205 | CBSA 2014 | 0 | 2012 | 0.6 | SWCR001-04
COM-COMREFRIG-61.6 | Com ¦ Walk-in Anti Sweat Heat Controls - Cold ¦ PG&E ¦ Cold | Com ¦ Walk-in Anti Sweat Heat Controls - Cold | PG&E ¦ Cold | PG&E | All | Electric | Display Case With anti-sweat water heater Controls | Efficient |  |  | 0 | Conventional | ComRefrig | Com - Grocery | Com | RET Only | 0 | 1000 sqft2 of floor space | Linear Ft. | 4 | DEER:HVAC_Chillers | -386 | 0 | 4.0675 | SWCR001-04 | 51.775 | 2021 | 31.265 | 2021 | 0 | 0 | SWCR001-04 | ComRefrig - Anti Sweat Heat Controls - Cold ¦ PG&E ¦ Cold | ComRefrig - Anti Sweat Heat Controls - Cold | 6.7048 | 1 | 0.64795 | CBSA 2014 | 12.1608 | 2012 | 0.6 | SWCR001-04
COM-COMREFRIG-60.7 | Com ¦ No Walk-in Anti Sweat Heat Controls - Marine ¦ PG&E ¦ Marine | Com ¦ No Walk-in Anti Sweat Heat Controls - Marine | PG&E ¦ Marine | PG&E | All | Electric | Display Case With No anti-sweat water heater Controls | Average Existing |  |  | 0 | Conventional | ComRefrig | Com - Refrig. Warehouse | Com | RET Only | 0 | 1000 sqft2 of floor space | Linear Ft. | 4 | DEER:HVAC_Chillers | 0 | 0 | 0 | SWCR001-04 | 0 | 2021 | 0 | 2021 | 0 | 0 | SWCR001-04 | ComRefrig - Anti Sweat Heat Controls - Marine ¦ PG&E ¦ Marine | ComRefrig - Anti Sweat Heat Controls - Marine | 0.044734 | 1 | 0.35205 | CBSA 2014 | 0 | 2012 | 0.6 | SWCR001-04
COM-COMREFRIG-61.7 | Com ¦ Walk-in Anti Sweat Heat Controls - Marine ¦ PG&E ¦ Marine | Com ¦ Walk-in Anti Sweat Heat Controls - Marine | PG&E ¦ Marine | PG&E | All | Electric | Display Case With anti-sweat water heater Controls | Efficient |  |  | 0 | Conventional | ComRefrig | Com - Refrig. Warehouse | Com | RET Only | 0 | 1000 sqft2 of floor space | Linear Ft. | 4 | DEER:HVAC_Chillers | -390 | 0 | 4.75 | SWCR001-04 | 51.775 | 2021 | 31.265 | 2021 | 0 | 0 | SWCR001-04 | ComRefrig - Anti Sweat Heat Controls - Marine ¦ PG&E ¦ Marine | ComRefrig - Anti Sweat Heat Controls - Marine | 0.044734 | 1 | 0.64795 | CBSA 2014 | 3.4024 | 2012 | 0.6 | SWCR001-04
COM-COMREFRIG-60.8 | Com ¦ No Walk-in Anti Sweat Heat Controls - Hot-Dry ¦ PG&E ¦ Hot-Dry | Com ¦ No Walk-in Anti Sweat Heat Controls - Hot-Dry | PG&E ¦ Hot-Dry | PG&E | All | Electric | Display Case With No anti-sweat water heater Controls | Average Existing |  |  | 0 | Conventional | ComRefrig | Com - Refrig. Warehouse | Com | RET Only | 0 | 1000 sqft2 of floor space | Linear Ft. | 4 | DEER:HVAC_Chillers | 0 | 0 | 0 | SWCR001-04 | 0 | 2021 | 0 | 2021 | 0 | 0 | SWCR001-04 | ComRefrig - Anti Sweat Heat Controls - Hot-Dry ¦ PG&E ¦ Hot-Dry | ComRefrig - Anti Sweat Heat Controls - Hot-Dry | 0.044734 | 1 | 0.35205 | CBSA 2014 | 0 | 2012 | 0.6 | SWCR001-04
COM-COMREFRIG-61.8 | Com ¦ Walk-in Anti Sweat Heat Controls - Hot-Dry ¦ PG&E ¦ Hot-Dry | Com ¦ Walk-in Anti Sweat Heat Controls - Hot-Dry | PG&E ¦ Hot-Dry | PG&E | All | Electric | Display Case With anti-sweat water heater Controls | Efficient |  |  | 0 | Conventional | ComRefrig | Com - Refrig. Warehouse | Com | RET Only | 0 | 1000 sqft2 of floor space | Linear Ft. | 4 | DEER:HVAC_Chillers | -346.5 | 0 | 2.905 | SWCR001-04 | 51.775 | 2021 | 31.265 | 2021 | 0 | 0 | SWCR001-04 | ComRefrig - Anti Sweat Heat Controls - Hot-Dry ¦ PG&E ¦ Hot-Dry | ComRefrig - Anti Sweat Heat Controls - Hot-Dry | 0.044734 | 1 | 0.64795 | CBSA 2014 | 4.0103 | 2012 | 0.6 | SWCR001-04
COM-COMREFRIG-60.9 | Com ¦ No Walk-in Anti Sweat Heat Controls - Cold ¦ PG&E ¦ Cold | Com ¦ No Walk-in Anti Sweat Heat Controls - Cold | PG&E ¦ Cold | PG&E | All | Electric | Display Case With No anti-sweat water heater Controls | Average Existing |  |  | 0 | Conventional | ComRefrig | Com - Refrig. Warehouse | Com | RET Only | 0 | 1000 sqft2 of floor space | Linear Ft. | 4 | DEER:HVAC_Chillers | 0 | 0 | 0 | SWCR001-04 | 0 | 2021 | 0 | 2021 | 0 | 0 | SWCR001-04 | ComRefrig - Anti Sweat Heat Controls - Cold ¦ PG&E ¦ Cold | ComRefrig - Anti Sweat Heat Controls - Cold | 0.044734 | 1 | 0.35205 | CBSA 2014 | 0 | 2012 | 0.6 | SWCR001-04
COM-COMREFRIG-61.9 | Com ¦ Walk-in Anti Sweat Heat Controls - Cold ¦ PG&E ¦ Cold | Com ¦ Walk-in Anti Sweat Heat Controls - Cold | PG&E ¦ Cold | PG&E | All | Electric | Display Case With anti-sweat water heater Controls | Efficient |  |  | 0 | Conventional | ComRefrig | Com - Refrig. Warehouse | Com | RET Only | 0 | 1000 sqft2 of floor space | Linear Ft. | 4 | DEER:HVAC_Chillers | -386 | 0 | 4.0675 | SWCR001-04 | 51.775 | 2021 | 31.265 | 2021 | 0 | 0 | SWCR001-04 | ComRefrig - Anti Sweat Heat Controls - Cold ¦ PG&E ¦ Cold | ComRefrig - Anti Sweat Heat Controls - Cold | 0.044734 | 1 | 0.64795 | CBSA 2014 | 3.8434 | 2012 | 0.6 | SWCR001-04
COM-COMREFRIG-60.10 | Com ¦ No Walk-in Anti Sweat Heat Controls - Marine ¦ PG&E ¦ Marine | Com ¦ No Walk-in Anti Sweat Heat Controls - Marine | PG&E ¦ Marine | PG&E | All | Electric | Display Case With No anti-sweat water heater Controls | Average Existing |  |  | 0 | Conventional | ComRefrig | Com - Restaurant | Com | RET Only | 0 | 1000 sqft2 of floor space | Linear Ft. | 4 | DEER:HVAC_Chillers | 0 | 0 | 0 | SWCR001-04 | 0 | 2021 | 0 | 2021 | 0 | 0 | SWCR001-04 | ComRefrig - Anti Sweat Heat Controls - Marine ¦ PG&E ¦ Marine | ComRefrig - Anti Sweat Heat Controls - Marine | 0.48845 | 1 | 0.35205 | CBSA 2014 | 0 | 2012 | 0.6 | SWCR001-04
COM-COMREFRIG-61.10 | Com ¦ Walk-in Anti Sweat Heat Controls - Marine ¦ PG&E ¦ Marine | Com ¦ Walk-in Anti Sweat Heat Controls - Marine | PG&E ¦ Marine | PG&E | All | Electric | Display Case With anti-sweat water heater Controls | Efficient |  |  | 0 | Conventional | ComRefrig | Com - Restaurant | Com | RET Only | 0 | 1000 sqft2 of floor space | Linear Ft. | 4 | DEER:HVAC_Chillers | -390 | 0 | 4.75 | SWCR001-04 | 51.775 | 2021 | 31.265 | 2021 | 0 | 0 | SWCR001-04 | ComRefrig - Anti Sweat Heat Controls - Marine ¦ PG&E ¦ Marine | ComRefrig - Anti Sweat Heat Controls - Marine | 0.48845 | 1 | 0.64795 | CBSA 2014 | 3.3623 | 2012 | 0.6 | SWCR001-04
COM-COMREFRIG-60.11 | Com ¦ No Walk-in Anti Sweat Heat Controls - Hot-Dry ¦ PG&E ¦ Hot-Dry | Com ¦ No Walk-in Anti Sweat Heat Controls - Hot-Dry | PG&E ¦ Hot-Dry | PG&E | All | Electric | Display Case With No anti-sweat water heater Controls | Average Existing |  |  | 0 | Conventional | ComRefrig | Com - Restaurant | Com | RET Only | 0 | 1000 sqft2 of floor space | Linear Ft. | 4 | DEER:HVAC_Chillers | 0 | 0 | 0 | SWCR001-04 | 0 | 2021 | 0 | 2021 | 0 | 0 | SWCR001-04 | ComRefrig - Anti Sweat Heat Controls - Hot-Dry ¦ PG&E ¦ Hot-Dry | ComRefrig - Anti Sweat Heat Controls - Hot-Dry | 0.48845 | 1 | 0.35205 | CBSA 2014 | 0 | 2012 | 0.6 | SWCR001-04
COM-COMREFRIG-61.11 | Com ¦ Walk-in Anti Sweat Heat Controls - Hot-Dry ¦ PG&E ¦ Hot-Dry | Com ¦ Walk-in Anti Sweat Heat Controls - Hot-Dry | PG&E ¦ Hot-Dry | PG&E | All | Electric | Display Case With anti-sweat water heater Controls | Efficient |  |  | 0 | Conventional | ComRefrig | Com - Restaurant | Com | RET Only | 0 | 1000 sqft2 of floor space | Linear Ft. | 4 | DEER:HVAC_Chillers | -346.5 | 0 | 2.905 | SWCR001-04 | 51.775 | 2021 | 31.265 | 2021 | 0 | 0 | SWCR001-04 | ComRefrig - Anti Sweat Heat Controls - Hot-Dry ¦ PG&E ¦ Hot-Dry | ComRefrig - Anti Sweat Heat Controls - Hot-Dry | 0.48845 | 1 | 0.64795 | CBSA 2014 | 3.9753 | 2012 | 0.6 | SWCR001-04
COM-COMREFRIG-60.12 | Com ¦ No Walk-in Anti Sweat Heat Controls - Cold ¦ PG&E ¦ Cold | Com ¦ No Walk-in Anti Sweat Heat Controls - Cold | PG&E ¦ Cold | PG&E | All | Electric | Display Case With No anti-sweat water heater Controls | Average Existing |  |  | 0 | Conventional | ComRefrig | Com - Restaurant | Com | RET Only | 0 | 1000 sqft2 of floor space | Linear Ft. | 4 | DEER:HVAC_Chillers | 0 | 0 | 0 | SWCR001-04 | 0 | 2021 | 0 | 2021 | 0 | 0 | SWCR001-04 | ComRefrig - Anti Sweat Heat Controls - Cold ¦ PG&E ¦ Cold | ComRefrig - Anti Sweat Heat Controls - Cold | 0.48845 | 1 | 0.35205 | CBSA 2014 | 0 | 2012 | 0.6 | SWCR001-04
COM-COMREFRIG-61.12 | Com ¦ Walk-in Anti Sweat Heat Controls - Cold ¦ PG&E ¦ Cold | Com ¦ Walk-in Anti Sweat Heat Controls - Cold | PG&E ¦ Cold | PG&E | All | Electric | Display Case With anti-sweat water heater Controls | Efficient |  |  | 0 | Conventional | ComRefrig | Com - Restaurant | Com | RET Only | 0 | 1000 sqft2 of floor space | Linear Ft. | 4 | DEER:HVAC_Chillers | -386 | 0 | 4.0675 | SWCR001-04 | 51.775 | 2021 | 31.265 | 2021 | 0 | 0 | SWCR001-04 | ComRefrig - Anti Sweat Heat Controls - Cold ¦ PG&E ¦ Cold | ComRefrig - Anti Sweat Heat Controls - Cold | 0.48845 | 1 | 0.64795 | CBSA 2014 | 3.804 | 2012 | 0.6 | SWCR001-04
COM-COMREFRIG-60.13 | Com ¦ No Walk-in Anti Sweat Heat Controls - Marine ¦ PG&E ¦ Marine | Com ¦ No Walk-in Anti Sweat Heat Controls - Marine | PG&E ¦ Marine | PG&E | All | Electric | Display Case With No anti-sweat water heater Controls | Average Existing |  |  | 0 | Conventional | ComRefrig | Com - Retail | Com | RET Only | 0 | 1000 sqft2 of floor space | Linear Ft. | 4 | DEER:HVAC_Chillers | 0 | 0 | 0 | SWCR001-04 | 0 | 2021 | 0 | 2021 | 0 | 0 | SWCR001-04 | ComRefrig - Anti Sweat Heat Controls - Marine ¦ PG&E ¦ Marine | ComRefrig - Anti Sweat Heat Controls - Marine | 0.7978 | 1 | 0.35205 | CBSA 2014 | 0 | 2012 | 0.6 | SWCR001-04
COM-COMREFRIG-61.13 | Com ¦ Walk-in Anti Sweat Heat Controls - Marine ¦ PG&E ¦ Marine | Com ¦ Walk-in Anti Sweat Heat Controls - Marine | PG&E ¦ Marine | PG&E | All | Electric | Display Case With anti-sweat water heater Controls | Efficient |  |  | 0 | Conventional | ComRefrig | Com - Retail | Com | RET Only | 0 | 1000 sqft2 of floor space | Linear Ft. | 4 | DEER:HVAC_Chillers | -390 | 0 | 4.75 | SWCR001-04 | 51.775 | 2021 | 31.265 | 2021 | 0 | 0 | SWCR001-04 | ComRefrig - Anti Sweat Heat Controls - Marine ¦ PG&E ¦ Marine | ComRefrig - Anti Sweat Heat Controls - Marine | 0.7978 | 1 | 0.64795 | CBSA 2014 | 113.5434 | 2012 | 0.6 | SWCR001-04
COM-COMREFRIG-60.14 | Com ¦ No Walk-in Anti Sweat Heat Controls - Hot-Dry ¦ PG&E ¦ Hot-Dry | Com ¦ No Walk-in Anti Sweat Heat Controls - Hot-Dry | PG&E ¦ Hot-Dry | PG&E | All | Electric | Display Case With No anti-sweat water heater Controls | Average Existing |  |  | 0 | Conventional | ComRefrig | Com - Retail | Com | RET Only | 0 | 1000 sqft2 of floor space | Linear Ft. | 4 | DEER:HVAC_Chillers | 0 | 0 | 0 | SWCR001-04 | 0 | 2021 | 0 | 2021 | 0 | 0 | SWCR001-04 | ComRefrig - Anti Sweat Heat Controls - Hot-Dry ¦ PG&E ¦ Hot-Dry | ComRefrig - Anti Sweat Heat Controls - Hot-Dry | 0.7978 | 1 | 0.35205 | CBSA 2014 | 0 | 2012 | 0.6 | SWCR001-04
COM-COMREFRIG-61.14 | Com ¦ Walk-in Anti Sweat Heat Controls - Hot-Dry ¦ PG&E ¦ Hot-Dry | Com ¦ Walk-in Anti Sweat Heat Controls - Hot-Dry | PG&E ¦ Hot-Dry | PG&E | All | Electric | Display Case With anti-sweat water heater Controls | Efficient |  |  | 0 | Conventional | ComRefrig | Com - Retail | Com | RET Only | 0 | 1000 sqft2 of floor space | Linear Ft. | 4 | DEER:HVAC_Chillers | -346.5 | 0 | 2.905 | SWCR001-04 | 51.775 | 2021 | 31.265 | 2021 | 0 | 0 | SWCR001-04 | ComRefrig - Anti Sweat Heat Controls - Hot-Dry ¦ PG&E ¦ Hot-Dry | ComRefrig - Anti Sweat Heat Controls - Hot-Dry | 0.7978 | 1 | 0.64795 | CBSA 2014 | 107.3775 | 2012 | 0.6 | SWCR001-04
COM-COMREFRIG-60.15 | Com ¦ No Walk-in Anti Sweat Heat Controls - Cold ¦ PG&E ¦ Cold | Com ¦ No Walk-in Anti Sweat Heat Controls - Cold | PG&E ¦ Cold | PG&E | All | Electric | Display Case With No anti-sweat water heater Controls | Average Existing |  |  | 0 | Conventional | ComRefrig | Com - Retail | Com | RET Only | 0 | 1000 sqft2 of floor space | Linear Ft. | 4 | DEER:HVAC_Chillers | 0 | 0 | 0 | SWCR001-04 | 0 | 2021 | 0 | 2021 | 0 | 0 | SWCR001-04 | ComRefrig - Anti Sweat Heat Controls - Cold ¦ PG&E ¦ Cold | ComRefrig - Anti Sweat Heat Controls - Cold | 0.7978 | 1 | 0.35205 | CBSA 2014 | 0 | 2012 | 0.6 | SWCR001-04
COM-COMREFRIG-61.15 | Com ¦ Walk-in Anti Sweat Heat Controls - Cold ¦ PG&E ¦ Cold | Com ¦ Walk-in Anti Sweat Heat Controls - Cold | PG&E ¦ Cold | PG&E | All | Electric | Display Case With anti-sweat water heater Controls | Efficient |  |  | 0 | Conventional | ComRefrig | Com - Retail | Com | RET Only | 0 | 1000 sqft2 of floor space | Linear Ft. | 4 | DEER:HVAC_Chillers | -386 | 0 | 4.0675 | SWCR001-04 | 51.775 | 2021 | 31.265 | 2021 | 0 | 0 | SWCR001-04 | ComRefrig - Anti Sweat Heat Controls - Cold ¦ PG&E ¦ Cold | ComRefrig - Anti Sweat Heat Controls - Cold | 0.7978 | 1 | 0.64795 | CBSA 2014 | 115.5105 | 2012 | 0.6 | SWCR001-04
COM-COMREFRIG-60.16 | Com ¦ No Walk-in Anti Sweat Heat Controls - Marine ¦ PG&E ¦ Marine | Com ¦ No Walk-in Anti Sweat Heat Controls - Marine | PG&E ¦ Marine | PG&E | All | Electric | Display Case With No anti-sweat water heater Controls | Average Existing |  |  | 0 | Conventional | ComRefrig | Com - School | Com | RET Only | 0 | 1000 sqft2 of floor space | Linear Ft. | 4 | DEER:HVAC_Chillers | 0 | 0 | 0 | SWCR001-04 | 0 | 2021 | 0 | 2021 | 0 | 0 | SWCR001-04 | ComRefrig - Anti Sweat Heat Controls - Marine ¦ PG&E ¦ Marine | ComRefrig - Anti Sweat Heat Controls - Marine | 0.0047519 | 1 | 0.35205 | CBSA 2014 | 0 | 2012 | 0.6 | SWCR001-04
COM-COMREFRIG-61.16 | Com ¦ Walk-in Anti Sweat Heat Controls - Marine ¦ PG&E ¦ Marine | Com ¦ Walk-in Anti Sweat Heat Controls - Marine | PG&E ¦ Marine | PG&E | All | Electric | Display Case With anti-sweat water heater Controls | Efficient |  |  | 0 | Conventional | ComRefrig | Com - School | Com | RET Only | 0 | 1000 sqft2 of floor space | Linear Ft. | 4 | DEER:HVAC_Chillers | -390 | 0 | 4.75 | SWCR001-04 | 51.775 | 2021 | 31.265 | 2021 | 0 | 0 | SWCR001-04 | ComRefrig - Anti Sweat Heat Controls - Marine ¦ PG&E ¦ Marine | ComRefrig - Anti Sweat Heat Controls - Marine | 0.0047519 | 1 | 0.64795 | CBSA 2014 | 53.3594 | 2012 | 0.6 | SWCR001-04
COM-COMREFRIG-60.17 | Com ¦ No Walk-in Anti Sweat Heat Controls - Hot-Dry ¦ PG&E ¦ Hot-Dry | Com ¦ No Walk-in Anti Sweat Heat Controls - Hot-Dry | PG&E ¦ Hot-Dry | PG&E | All | Electric | Display Case With No anti-sweat water heater Controls | Average Existing |  |  | 0 | Conventional | ComRefrig | Com - School | Com | RET Only | 0 | 1000 sqft2 of floor space | Linear Ft. | 4 | DEER:HVAC_Chillers | 0 | 0 | 0 | SWCR001-04 | 0 | 2021 | 0 | 2021 | 0 | 0 | SWCR001-04 | ComRefrig - Anti Sweat Heat Controls - Hot-Dry ¦ PG&E ¦ Hot-Dry | ComRefrig - Anti Sweat Heat Controls - Hot-Dry | 0.0047519 | 1 | 0.35205 | CBSA 2014 | 0 | 2012 | 0.6 | SWCR001-04
COM-COMREFRIG-61.17 | Com ¦ Walk-in Anti Sweat Heat Controls - Hot-Dry ¦ PG&E ¦ Hot-Dry | Com ¦ Walk-in Anti Sweat Heat Controls - Hot-Dry | PG&E ¦ Hot-Dry | PG&E | All | Electric | Display Case With anti-sweat water heater Controls | Efficient |  |  | 0 | Conventional | ComRefrig | Com - School | Com | RET Only | 0 | 1000 sqft2 of floor space | Linear Ft. | 4 | DEER:HVAC_Chillers | -346.5 | 0 | 2.905 | SWCR001-04 | 51.775 | 2021 | 31.265 | 2021 | 0 | 0 | SWCR001-04 | ComRefrig - Anti Sweat Heat Controls - Hot-Dry ¦ PG&E ¦ Hot-Dry | ComRefrig - Anti Sweat Heat Controls - Hot-Dry | 0.0047519 | 1 | 0.64795 | CBSA 2014 | 50.4127 | 2012 | 0.6 | SWCR001-04
COM-COMREFRIG-60.18 | Com ¦ No Walk-in Anti Sweat Heat Controls - Cold ¦ PG&E ¦ Cold | Com ¦ No Walk-in Anti Sweat Heat Controls - Cold | PG&E ¦ Cold | PG&E | All | Electric | Display Case With No anti-sweat water heater Controls | Average Existing |  |  | 0 | Conventional | ComRefrig | Com - School | Com | RET Only | 0 | 1000 sqft2 of floor space | Linear Ft. | 4 | DEER:HVAC_Chillers | 0 | 0 | 0 | SWCR001-04 | 0 | 2021 | 0 | 2021 | 0 | 0 | SWCR001-04 | ComRefrig - Anti Sweat Heat Controls - Cold ¦ PG&E ¦ Cold | ComRefrig - Anti Sweat Heat Controls - Cold | 0.0047519 | 1 | 0.35205 | CBSA 2014 | 0 | 2012 | 0.6 | SWCR001-04
COM-COMREFRIG-61.18 | Com ¦ Walk-in Anti Sweat Heat Controls - Cold ¦ PG&E ¦ Cold | Com ¦ Walk-in Anti Sweat Heat Controls - Cold | PG&E ¦ Cold | PG&E | All | Electric | Display Case With anti-sweat water heater Controls | Efficient |  |  | 0 | Conventional | ComRefrig | Com - School | Com | RET Only | 0 | 1000 sqft2 of floor space | Linear Ft. | 4 | DEER:HVAC_Chillers | -386 | 0 | 4.0675 | SWCR001-04 | 51.775 | 2021 | 31.265 | 2021 | 0 | 0 | SWCR001-04 | ComRefrig - Anti Sweat Heat Controls - Cold ¦ PG&E ¦ Cold | ComRefrig - Anti Sweat Heat Controls - Cold | 0.0047519 | 1 | 0.64795 | CBSA 2014 | 54.2602 | 2012 | 0.6 | SWCR001-04
COM-COMREFRIG-60.1 | Com ¦ No Walk-in Anti Sweat Heat Controls - Marine ¦ SCE ¦ Marine | Com ¦ No Walk-in Anti Sweat Heat Controls - Marine | SCE ¦ Marine | SCE | All | Electric | Display Case With No anti-sweat water heater Controls | Average Existing |  |  | 0 | Conventional | ComRefrig | Com - College | Com | RET Only | 0 | 1000 sqft2 of floor space | Linear Ft. | 4 | DEER:HVAC_Chillers | 0 | 0 | 0 | SWCR001-04 | 0 | 2021 | 0 | 2021 | 0 | 0 | SWCR001-04 | ComRefrig - Anti Sweat Heat Controls - Marine ¦ SCE ¦ Marine | ComRefrig - Anti Sweat Heat Controls - Marine | 0.0047519 | 1 | 0.35205 | CBSA 2014 | 0 | 2012 | 0.6 | SWCR001-04
COM-COMREFRIG-61.1 | Com ¦ Walk-in Anti Sweat Heat Controls - Marine ¦ SCE ¦ Marine | Com ¦ Walk-in Anti Sweat Heat Controls - Marine | SCE ¦ Marine | SCE | All | Electric | Display Case With anti-sweat water heater Controls | Efficient |  |  | 0 | Conventional | ComRefrig | Com - College | Com | RET Only | 0 | 1000 sqft2 of floor space | Linear Ft. | 4 | DEER:HVAC_Chillers | -312 | 0 | 3.66 | SWCR001-04 | 51.775 | 2021 | 31.265 | 2021 | 0 | 0 | SWCR001-04 | ComRefrig - Anti Sweat Heat Controls - Marine ¦ SCE ¦ Marine | ComRefrig - Anti Sweat Heat Controls - Marine | 0.0047519 | 1 | 0.64795 | CBSA 2014 | 11.4823 | 2012 | 0.6 | SWCR001-04
COM-COMREFRIG-60.2 | Com ¦ No Walk-in Anti Sweat Heat Controls - Hot-Dry ¦ SCE ¦ Hot-Dry | Com ¦ No Walk-in Anti Sweat Heat Controls - Hot-Dry | SCE ¦ Hot-Dry | SCE | All | Electric | Display Case With No anti-sweat water heater Controls | Average Existing |  |  | 0 | Conventional | ComRefrig | Com - College | Com | RET Only | 0 | 1000 sqft2 of floor space | Linear Ft. | 4 | DEER:HVAC_Chillers | 0 | 0 | 0 | SWCR001-04 | 0 | 2021 | 0 | 2021 | 0 | 0 | SWCR001-04 | ComRefrig - Anti Sweat Heat Controls - Hot-Dry ¦ SCE ¦ Hot-Dry | ComRefrig - Anti Sweat Heat Controls - Hot-Dry | 0.0047519 | 1 | 0.35205 | CBSA 2014 | 0 | 2012 | 0.6 | SWCR001-04
COM-COMREFRIG-61.2 | Com ¦ Walk-in Anti Sweat Heat Controls - Hot-Dry ¦ SCE ¦ Hot-Dry | Com ¦ Walk-in Anti Sweat Heat Controls - Hot-Dry | SCE ¦ Hot-Dry | SCE | All | Electric | Display Case With anti-sweat water heater Controls | Efficient |  |  | 0 | Conventional | ComRefrig | Com - College | Com | RET Only | 0 | 1000 sqft2 of floor space | Linear Ft. | 4 | DEER:HVAC_Chillers | -305 | 0 | 2.175 | SWCR001-04 | 51.775 | 2021 | 31.265 | 2021 | 0 | 0 | SWCR001-04 | ComRefrig - Anti Sweat Heat Controls - Hot-Dry ¦ SCE ¦ Hot-Dry | ComRefrig - Anti Sweat Heat Controls - Hot-Dry | 0.0047519 | 1 | 0.64795 | CBSA 2014 | 15.8523 | 2012 | 0.6 | SWCR001-04
COM-COMREFRIG-60.3 | Com ¦ No Walk-in Anti Sweat Heat Controls - Cold ¦ SCE ¦ Cold | Com ¦ No Walk-in Anti Sweat Heat Controls - Cold | SCE ¦ Cold | SCE | All | Electric | Display Case With No anti-sweat water heater Controls | Average Existing |  |  | 0 | Conventional | ComRefrig | Com - College | Com | RET Only | 0 | 1000 sqft2 of floor space | Linear Ft. | 4 | DEER:HVAC_Chillers | 0 | 0 | 0 | SWCR001-04 | 0 | 2021 | 0 | 2021 | 0 | 0 | SWCR001-04 | ComRefrig - Anti Sweat Heat Controls - Cold ¦ SCE ¦ Cold | ComRefrig - Anti Sweat Heat Controls - Cold | 0.0047519 | 1 | 0.35205 | CBSA 2014 | 0 | 2012 | 0.6 | SWCR001-04
COM-COMREFRIG-61.3 | Com ¦ Walk-in Anti Sweat Heat Controls - Cold ¦ SCE ¦ Cold | Com ¦ Walk-in Anti Sweat Heat Controls - Cold | SCE ¦ Cold | SCE | All | Electric | Display Case With anti-sweat water heater Controls | Efficient |  |  | 0 | Conventional | ComRefrig | Com - College | Com | RET Only | 0 | 1000 sqft2 of floor space | Linear Ft. | 4 | DEER:HVAC_Chillers | -393.5 | 0 | 4.415 | SWCR001-04 | 51.775 | 2021 | 31.265 | 2021 | 0 | 0 | SWCR001-04 | ComRefrig - Anti Sweat Heat Controls - Cold ¦ SCE ¦ Cold | ComRefrig - Anti Sweat Heat Controls - Cold | 0.0047519 | 1 | 0.64795 | CBSA 2014 | 15.1449 | 2012 | 0.6 | SWCR001-04
COM-COMREFRIG-60.4 | Com ¦ No Walk-in Anti Sweat Heat Controls - Marine ¦ SCE ¦ Marine | Com ¦ No Walk-in Anti Sweat Heat Controls - Marine | SCE ¦ Marine | SCE | All | Electric | Display Case With No anti-sweat water heater Controls | Average Existing |  |  | 0 | Conventional | ComRefrig | Com - Grocery | Com | RET Only | 0 | 1000 sqft2 of floor space | Linear Ft. | 4 | DEER:HVAC_Chillers | 0 | 0 | 0 | SWCR001-04 | 0 | 2021 | 0 | 2021 | 0 | 0 | SWCR001-04 | ComRefrig - Anti Sweat Heat Controls - Marine ¦ SCE ¦ Marine | ComRefrig - Anti Sweat Heat Controls - Marine | 6.7048 | 1 | 0.35205 | CBSA 2014 | 0 | 2012 | 0.6 | SWCR001-04
COM-COMREFRIG-61.4 | Com ¦ Walk-in Anti Sweat Heat Controls - Marine ¦ SCE ¦ Marine | Com ¦ Walk-in Anti Sweat Heat Controls - Marine | SCE ¦ Marine | SCE | All | Electric | Display Case With anti-sweat water heater Controls | Efficient |  |  | 0 | Conventional | ComRefrig | Com - Grocery | Com | RET Only | 0 | 1000 sqft2 of floor space | Linear Ft. | 4 | DEER:HVAC_Chillers | -312 | 0 | 3.66 | SWCR001-04 | 51.775 | 2021 | 31.265 | 2021 | 0 | 0 | SWCR001-04 | ComRefrig - Anti Sweat Heat Controls - Marine ¦ SCE ¦ Marine | ComRefrig - Anti Sweat Heat Controls - Marine | 6.7048 | 1 | 0.64795 | CBSA 2014 | 8.9553 | 2012 | 0.6 | SWCR001-04
COM-COMREFRIG-60.5 | Com ¦ No Walk-in Anti Sweat Heat Controls - Hot-Dry ¦ SCE ¦ Hot-Dry | Com ¦ No Walk-in Anti Sweat Heat Controls - Hot-Dry | SCE ¦ Hot-Dry | SCE | All | Electric | Display Case With No anti-sweat water heater Controls | Average Existing |  |  | 0 | Conventional | ComRefrig | Com - Grocery | Com | RET Only | 0 | 1000 sqft2 of floor space | Linear Ft. | 4 | DEER:HVAC_Chillers | 0 | 0 | 0 | SWCR001-04 | 0 | 2021 | 0 | 2021 | 0 | 0 | SWCR001-04 | ComRefrig - Anti Sweat Heat Controls - Hot-Dry ¦ SCE ¦ Hot-Dry | ComRefrig - Anti Sweat Heat Controls - Hot-Dry | 6.7048 | 1 | 0.35205 | CBSA 2014 | 0 | 2012 | 0.6 | SWCR001-04
COM-COMREFRIG-61.5 | Com ¦ Walk-in Anti Sweat Heat Controls - Hot-Dry ¦ SCE ¦ Hot-Dry | Com ¦ Walk-in Anti Sweat Heat Controls - Hot-Dry | SCE ¦ Hot-Dry | SCE | All | Electric | Display Case With anti-sweat water heater Controls | Efficient |  |  | 0 | Conventional | ComRefrig | Com - Grocery | Com | RET Only | 0 | 1000 sqft2 of floor space | Linear Ft. | 4 | DEER:HVAC_Chillers | -305 | 0 | 2.175 | SWCR001-04 | 51.775 | 2021 | 31.265 | 2021 | 0 | 0 | SWCR001-04 | ComRefrig - Anti Sweat Heat Controls - Hot-Dry ¦ SCE ¦ Hot-Dry | ComRefrig - Anti Sweat Heat Controls - Hot-Dry | 6.7048 | 1 | 0.64795 | CBSA 2014 | 12.0486 | 2012 | 0.6 | SWCR001-04
COM-COMREFRIG-60.6 | Com ¦ No Walk-in Anti Sweat Heat Controls - Cold ¦ SCE ¦ Cold | Com ¦ No Walk-in Anti Sweat Heat Controls - Cold | SCE ¦ Cold | SCE | All | Electric | Display Case With No anti-sweat water heater Controls | Average Existing |  |  | 0 | Conventional | ComRefrig | Com - Grocery | Com | RET Only | 0 | 1000 sqft2 of floor space | Linear Ft. | 4 | DEER:HVAC_Chillers | 0 | 0 | 0 | SWCR001-04 | 0 | 2021 | 0 | 2021 | 0 | 0 | SWCR001-04 | ComRefrig - Anti Sweat Heat Controls - Cold ¦ SCE ¦ Cold | ComRefrig - Anti Sweat Heat Controls - Cold | 6.7048 | 1 | 0.35205 | CBSA 2014 | 0 | 2012 | 0.6 | SWCR001-04
COM-COMREFRIG-61.6 | Com ¦ Walk-in Anti Sweat Heat Controls - Cold ¦ SCE ¦ Cold | Com ¦ Walk-in Anti Sweat Heat Controls - Cold | SCE ¦ Cold | SCE | All | Electric | Display Case With anti-sweat water heater Controls | Efficient |  |  | 0 | Conventional | ComRefrig | Com - Grocery | Com | RET Only | 0 | 1000 sqft2 of floor space | Linear Ft. | 4 | DEER:HVAC_Chillers | -393.5 | 0 | 4.415 | SWCR001-04 | 51.775 | 2021 | 31.265 | 2021 | 0 | 0 | SWCR001-04 | ComRefrig - Anti Sweat Heat Controls - Cold ¦ SCE ¦ Cold | ComRefrig - Anti Sweat Heat Controls - Cold | 6.7048 | 1 | 0.64795 | CBSA 2014 | 11.7666 | 2012 | 0.6 | SWCR001-04
COM-COMREFRIG-60.7 | Com ¦ No Walk-in Anti Sweat Heat Controls - Marine ¦ SCE ¦ Marine | Com ¦ No Walk-in Anti Sweat Heat Controls - Marine | SCE ¦ Marine | SCE | All | Electric | Display Case With No anti-sweat water heater Controls | Average Existing |  |  | 0 | Conventional | ComRefrig | Com - Refrig. Warehouse | Com | RET Only | 0 | 1000 sqft2 of floor space | Linear Ft. | 4 | DEER:HVAC_Chillers | 0 | 0 | 0 | SWCR001-04 | 0 | 2021 | 0 | 2021 | 0 | 0 | SWCR001-04 | ComRefrig - Anti Sweat Heat Controls - Marine ¦ SCE ¦ Marine | ComRefrig - Anti Sweat Heat Controls - Marine | 0.044734 | 1 | 0.35205 | CBSA 2014 | 0 | 2012 | 0.6 | SWCR001-04
COM-COMREFRIG-61.7 | Com ¦ Walk-in Anti Sweat Heat Controls - Marine ¦ SCE ¦ Marine | Com ¦ Walk-in Anti Sweat Heat Controls - Marine | SCE ¦ Marine | SCE | All | Electric | Display Case With anti-sweat water heater Controls | Efficient |  |  | 0 | Conventional | ComRefrig | Com - Refrig. Warehouse | Com | RET Only | 0 | 1000 sqft2 of floor space | Linear Ft. | 4 | DEER:HVAC_Chillers | -312 | 0 | 3.66 | SWCR001-04 | 51.775 | 2021 | 31.265 | 2021 | 0 | 0 | SWCR001-04 | ComRefrig - Anti Sweat Heat Controls - Marine ¦ SCE ¦ Marine | ComRefrig - Anti Sweat Heat Controls - Marine | 0.044734 | 1 | 0.64795 | CBSA 2014 | 2.827 | 2012 | 0.6 | SWCR001-04
COM-COMREFRIG-60.8 | Com ¦ No Walk-in Anti Sweat Heat Controls - Hot-Dry ¦ SCE ¦ Hot-Dry | Com ¦ No Walk-in Anti Sweat Heat Controls - Hot-Dry | SCE ¦ Hot-Dry | SCE | All | Electric | Display Case With No anti-sweat water heater Controls | Average Existing |  |  | 0 | Conventional | ComRefrig | Com - Refrig. Warehouse | Com | RET Only | 0 | 1000 sqft2 of floor space | Linear Ft. | 4 | DEER:HVAC_Chillers | 0 | 0 | 0 | SWCR001-04 | 0 | 2021 | 0 | 2021 | 0 | 0 | SWCR001-04 | ComRefrig - Anti Sweat Heat Controls - Hot-Dry ¦ SCE ¦ Hot-Dry | ComRefrig - Anti Sweat Heat Controls - Hot-Dry | 0.044734 | 1 | 0.35205 | CBSA 2014 | 0 | 2012 | 0.6 | SWCR001-04
COM-COMREFRIG-61.8 | Com ¦ Walk-in Anti Sweat Heat Controls - Hot-Dry ¦ SCE ¦ Hot-Dry | Com ¦ Walk-in Anti Sweat Heat Controls - Hot-Dry | SCE ¦ Hot-Dry | SCE | All | Electric | Display Case With anti-sweat water heater Controls | Efficient |  |  | 0 | Conventional | ComRefrig | Com - Refrig. Warehouse | Com | RET Only | 0 | 1000 sqft2 of floor space | Linear Ft. | 4 | DEER:HVAC_Chillers | -305 | 0 | 2.175 | SWCR001-04 | 51.775 | 2021 | 31.265 | 2021 | 0 | 0 | SWCR001-04 | ComRefrig - Anti Sweat Heat Controls - Hot-Dry ¦ SCE ¦ Hot-Dry | ComRefrig - Anti Sweat Heat Controls - Hot-Dry | 0.044734 | 1 | 0.64795 | CBSA 2014 | 3.8169 | 2012 | 0.6 | SWCR001-04
COM-COMREFRIG-60.9 | Com ¦ No Walk-in Anti Sweat Heat Controls - Cold ¦ SCE ¦ Cold | Com ¦ No Walk-in Anti Sweat Heat Controls - Cold | SCE ¦ Cold | SCE | All | Electric | Display Case With No anti-sweat water heater Controls | Average Existing |  |  | 0 | Conventional | ComRefrig | Com - Refrig. Warehouse | Com | RET Only | 0 | 1000 sqft2 of floor space | Linear Ft. | 4 | DEER:HVAC_Chillers | 0 | 0 | 0 | SWCR001-04 | 0 | 2021 | 0 | 2021 | 0 | 0 | SWCR001-04 | ComRefrig - Anti Sweat Heat Controls - Cold ¦ SCE ¦ Cold | ComRefrig - Anti Sweat Heat Controls - Cold | 0.044734 | 1 | 0.35205 | CBSA 2014 | 0 | 2012 | 0.6 | SWCR001-04
COM-COMREFRIG-61.9 | Com ¦ Walk-in Anti Sweat Heat Controls - Cold ¦ SCE ¦ Cold | Com ¦ Walk-in Anti Sweat Heat Controls - Cold | SCE ¦ Cold | SCE | All | Electric | Display Case With anti-sweat water heater Controls | Efficient |  |  | 0 | Conventional | ComRefrig | Com - Refrig. Warehouse | Com | RET Only | 0 | 1000 sqft2 of floor space | Linear Ft. | 4 | DEER:HVAC_Chillers | -393.5 | 0 | 4.415 | SWCR001-04 | 51.775 | 2021 | 31.265 | 2021 | 0 | 0 | SWCR001-04 | ComRefrig - Anti Sweat Heat Controls - Cold ¦ SCE ¦ Cold | ComRefrig - Anti Sweat Heat Controls - Cold | 0.044734 | 1 | 0.64795 | CBSA 2014 | 3.7165 | 2012 | 0.6 | SWCR001-04
COM-COMREFRIG-60.10 | Com ¦ No Walk-in Anti Sweat Heat Controls - Marine ¦ SCE ¦ Marine | Com ¦ No Walk-in Anti Sweat Heat Controls - Marine | SCE ¦ Marine | SCE | All | Electric | Display Case With No anti-sweat water heater Controls | Average Existing |  |  | 0 | Conventional | ComRefrig | Com - Restaurant | Com | RET Only | 0 | 1000 sqft2 of floor space | Linear Ft. | 4 | DEER:HVAC_Chillers | 0 | 0 | 0 | SWCR001-04 | 0 | 2021 | 0 | 2021 | 0 | 0 | SWCR001-04 | ComRefrig - Anti Sweat Heat Controls - Marine ¦ SCE ¦ Marine | ComRefrig - Anti Sweat Heat Controls - Marine | 0.48845 | 1 | 0.35205 | CBSA 2014 | 0 | 2012 | 0.6 | SWCR001-04
COM-COMREFRIG-61.10 | Com ¦ Walk-in Anti Sweat Heat Controls - Marine ¦ SCE ¦ Marine | Com ¦ Walk-in Anti Sweat Heat Controls - Marine | SCE ¦ Marine | SCE | All | Electric | Display Case With anti-sweat water heater Controls | Efficient |  |  | 0 | Conventional | ComRefrig | Com - Restaurant | Com | RET Only | 0 | 1000 sqft2 of floor space | Linear Ft. | 4 | DEER:HVAC_Chillers | -312 | 0 | 3.66 | SWCR001-04 | 51.775 | 2021 | 31.265 | 2021 | 0 | 0 | SWCR001-04 | ComRefrig - Anti Sweat Heat Controls - Marine ¦ SCE ¦ Marine | ComRefrig - Anti Sweat Heat Controls - Marine | 0.48845 | 1 | 0.64795 | CBSA 2014 | 2.795 | 2012 | 0.6 | SWCR001-04
COM-COMREFRIG-60.11 | Com ¦ No Walk-in Anti Sweat Heat Controls - Hot-Dry ¦ SCE ¦ Hot-Dry | Com ¦ No Walk-in Anti Sweat Heat Controls - Hot-Dry | SCE ¦ Hot-Dry | SCE | All | Electric | Display Case With No anti-sweat water heater Controls | Average Existing |  |  | 0 | Conventional | ComRefrig | Com - Restaurant | Com | RET Only | 0 | 1000 sqft2 of floor space | Linear Ft. | 4 | DEER:HVAC_Chillers | 0 | 0 | 0 | SWCR001-04 | 0 | 2021 | 0 | 2021 | 0 | 0 | SWCR001-04 | ComRefrig - Anti Sweat Heat Controls - Hot-Dry ¦ SCE ¦ Hot-Dry | ComRefrig - Anti Sweat Heat Controls - Hot-Dry | 0.48845 | 1 | 0.35205 | CBSA 2014 | 0 | 2012 | 0.6 | SWCR001-04
COM-COMREFRIG-61.11 | Com ¦ Walk-in Anti Sweat Heat Controls - Hot-Dry ¦ SCE ¦ Hot-Dry | Com ¦ Walk-in Anti Sweat Heat Controls - Hot-Dry | SCE ¦ Hot-Dry | SCE | All | Electric | Display Case With anti-sweat water heater Controls | Efficient |  |  | 0 | Conventional | ComRefrig | Com - Restaurant | Com | RET Only | 0 | 1000 sqft2 of floor space | Linear Ft. | 4 | DEER:HVAC_Chillers | -305 | 0 | 2.175 | SWCR001-04 | 51.775 | 2021 | 31.265 | 2021 | 0 | 0 | SWCR001-04 | ComRefrig - Anti Sweat Heat Controls - Hot-Dry ¦ SCE ¦ Hot-Dry | ComRefrig - Anti Sweat Heat Controls - Hot-Dry | 0.48845 | 1 | 0.64795 | CBSA 2014 | 3.7862 | 2012 | 0.6 | SWCR001-04
COM-COMREFRIG-60.12 | Com ¦ No Walk-in Anti Sweat Heat Controls - Cold ¦ SCE ¦ Cold | Com ¦ No Walk-in Anti Sweat Heat Controls - Cold | SCE ¦ Cold | SCE | All | Electric | Display Case With No anti-sweat water heater Controls | Average Existing |  |  | 0 | Conventional | ComRefrig | Com - Restaurant | Com | RET Only | 0 | 1000 sqft2 of floor space | Linear Ft. | 4 | DEER:HVAC_Chillers | 0 | 0 | 0 | SWCR001-04 | 0 | 2021 | 0 | 2021 | 0 | 0 | SWCR001-04 | ComRefrig - Anti Sweat Heat Controls - Cold ¦ SCE ¦ Cold | ComRefrig - Anti Sweat Heat Controls - Cold | 0.48845 | 1 | 0.35205 | CBSA 2014 | 0 | 2012 | 0.6 | SWCR001-04
COM-COMREFRIG-61.12 | Com ¦ Walk-in Anti Sweat Heat Controls - Cold ¦ SCE ¦ Cold | Com ¦ Walk-in Anti Sweat Heat Controls - Cold | SCE ¦ Cold | SCE | All | Electric | Display Case With anti-sweat water heater Controls | Efficient |  |  | 0 | Conventional | ComRefrig | Com - Restaurant | Com | RET Only | 0 | 1000 sqft2 of floor space | Linear Ft. | 4 | DEER:HVAC_Chillers | -393.5 | 0 | 4.415 | SWCR001-04 | 51.775 | 2021 | 31.265 | 2021 | 0 | 0 | SWCR001-04 | ComRefrig - Anti Sweat Heat Controls - Cold ¦ SCE ¦ Cold | ComRefrig - Anti Sweat Heat Controls - Cold | 0.48845 | 1 | 0.64795 | CBSA 2014 | 3.6762 | 2012 | 0.6 | SWCR001-04
COM-COMREFRIG-60.13 | Com ¦ No Walk-in Anti Sweat Heat Controls - Marine ¦ SCE ¦ Marine | Com ¦ No Walk-in Anti Sweat Heat Controls - Marine | SCE ¦ Marine | SCE | All | Electric | Display Case With No anti-sweat water heater Controls | Average Existing |  |  | 0 | Conventional | ComRefrig | Com - Retail | Com | RET Only | 0 | 1000 sqft2 of floor space | Linear Ft. | 4 | DEER:HVAC_Chillers | 0 | 0 | 0 | SWCR001-04 | 0 | 2021 | 0 | 2021 | 0 | 0 | SWCR001-04 | ComRefrig - Anti Sweat Heat Controls - Marine ¦ SCE ¦ Marine | ComRefrig - Anti Sweat Heat Controls - Marine | 0.7978 | 1 | 0.35205 | CBSA 2014 | 0 | 2012 | 0.6 | SWCR001-04
COM-COMREFRIG-61.13 | Com ¦ Walk-in Anti Sweat Heat Controls - Marine ¦ SCE ¦ Marine | Com ¦ Walk-in Anti Sweat Heat Controls - Marine | SCE ¦ Marine | SCE | All | Electric | Display Case With anti-sweat water heater Controls | Efficient |  |  | 0 | Conventional | ComRefrig | Com - Retail | Com | RET Only | 0 | 1000 sqft2 of floor space | Linear Ft. | 4 | DEER:HVAC_Chillers | -312 | 0 | 3.66 | SWCR001-04 | 51.775 | 2021 | 31.265 | 2021 | 0 | 0 | SWCR001-04 | ComRefrig - Anti Sweat Heat Controls - Marine ¦ SCE ¦ Marine | ComRefrig - Anti Sweat Heat Controls - Marine | 0.7978 | 1 | 0.64795 | CBSA 2014 | 91.5265 | 2012 | 0.6 | SWCR001-04
COM-COMREFRIG-60.14 | Com ¦ No Walk-in Anti Sweat Heat Controls - Hot-Dry ¦ SCE ¦ Hot-Dry | Com ¦ No Walk-in Anti Sweat Heat Controls - Hot-Dry | SCE ¦ Hot-Dry | SCE | All | Electric | Display Case With No anti-sweat water heater Controls | Average Existing |  |  | 0 | Conventional | ComRefrig | Com - Retail | Com | RET Only | 0 | 1000 sqft2 of floor space | Linear Ft. | 4 | DEER:HVAC_Chillers | 0 | 0 | 0 | SWCR001-04 | 0 | 2021 | 0 | 2021 | 0 | 0 | SWCR001-04 | ComRefrig - Anti Sweat Heat Controls - Hot-Dry ¦ SCE ¦ Hot-Dry | ComRefrig - Anti Sweat Heat Controls - Hot-Dry | 0.7978 | 1 | 0.35205 | CBSA 2014 | 0 | 2012 | 0.6 | SWCR001-04
COM-COMREFRIG-61.14 | Com ¦ Walk-in Anti Sweat Heat Controls - Hot-Dry ¦ SCE ¦ Hot-Dry | Com ¦ Walk-in Anti Sweat Heat Controls - Hot-Dry | SCE ¦ Hot-Dry | SCE | All | Electric | Display Case With anti-sweat water heater Controls | Efficient |  |  | 0 | Conventional | ComRefrig | Com - Retail | Com | RET Only | 0 | 1000 sqft2 of floor space | Linear Ft. | 4 | DEER:HVAC_Chillers | -305 | 0 | 2.175 | SWCR001-04 | 51.775 | 2021 | 31.265 | 2021 | 0 | 0 | SWCR001-04 | ComRefrig - Anti Sweat Heat Controls - Hot-Dry ¦ SCE ¦ Hot-Dry | ComRefrig - Anti Sweat Heat Controls - Hot-Dry | 0.7978 | 1 | 0.64795 | CBSA 2014 | 96.4048 | 2012 | 0.6 | SWCR001-04
COM-COMREFRIG-60.15 | Com ¦ No Walk-in Anti Sweat Heat Controls - Cold ¦ SCE ¦ Cold | Com ¦ No Walk-in Anti Sweat Heat Controls - Cold | SCE ¦ Cold | SCE | All | Electric | Display Case With No anti-sweat water heater Controls | Average Existing |  |  | 0 | Conventional | ComRefrig | Com - Retail | Com | RET Only | 0 | 1000 sqft2 of floor space | Linear Ft. | 4 | DEER:HVAC_Chillers | 0 | 0 | 0 | SWCR001-04 | 0 | 2021 | 0 | 2021 | 0 | 0 | SWCR001-04 | ComRefrig - Anti Sweat Heat Controls - Cold ¦ SCE ¦ Cold | ComRefrig - Anti Sweat Heat Controls - Cold | 0.7978 | 1 | 0.35205 | CBSA 2014 | 0 | 2012 | 0.6 | SWCR001-04
COM-COMREFRIG-61.15 | Com ¦ Walk-in Anti Sweat Heat Controls - Cold ¦ SCE ¦ Cold | Com ¦ Walk-in Anti Sweat Heat Controls - Cold | SCE ¦ Cold | SCE | All | Electric | Display Case With anti-sweat water heater Controls | Efficient |  |  | 0 | Conventional | ComRefrig | Com - Retail | Com | RET Only | 0 | 1000 sqft2 of floor space | Linear Ft. | 4 | DEER:HVAC_Chillers | -393.5 | 0 | 4.415 | SWCR001-04 | 51.775 | 2021 | 31.265 | 2021 | 0 | 0 | SWCR001-04 | ComRefrig - Anti Sweat Heat Controls - Cold ¦ SCE ¦ Cold | ComRefrig - Anti Sweat Heat Controls - Cold | 0.7978 | 1 | 0.64795 | CBSA 2014 | 116.4283 | 2012 | 0.6 | SWCR001-04
COM-COMREFRIG-60.16 | Com ¦ No Walk-in Anti Sweat Heat Controls - Marine ¦ SCE ¦ Marine | Com ¦ No Walk-in Anti Sweat Heat Controls - Marine | SCE ¦ Marine | SCE | All | Electric | Display Case With No anti-sweat water heater Controls | Average Existing |  |  | 0 | Conventional | ComRefrig | Com - School | Com | RET Only | 0 | 1000 sqft2 of floor space | Linear Ft. | 4 | DEER:HVAC_Chillers | 0 | 0 | 0 | SWCR001-04 | 0 | 2021 | 0 | 2021 | 0 | 0 | SWCR001-04 | ComRefrig - Anti Sweat Heat Controls - Marine ¦ SCE ¦ Marine | ComRefrig - Anti Sweat Heat Controls - Marine | 0.0047519 | 1 | 0.35205 | CBSA 2014 | 0 | 2012 | 0.6 | SWCR001-04
COM-COMREFRIG-61.16 | Com ¦ Walk-in Anti Sweat Heat Controls - Marine ¦ SCE ¦ Marine | Com ¦ Walk-in Anti Sweat Heat Controls - Marine | SCE ¦ Marine | SCE | All | Electric | Display Case With anti-sweat water heater Controls | Efficient |  |  | 0 | Conventional | ComRefrig | Com - School | Com | RET Only | 0 | 1000 sqft2 of floor space | Linear Ft. | 4 | DEER:HVAC_Chillers | -312 | 0 | 3.66 | SWCR001-04 | 51.775 | 2021 | 31.265 | 2021 | 0 | 0 | SWCR001-04 | ComRefrig - Anti Sweat Heat Controls - Marine ¦ SCE ¦ Marine | ComRefrig - Anti Sweat Heat Controls - Marine | 0.0047519 | 1 | 0.64795 | CBSA 2014 | 43.0074 | 2012 | 0.6 | SWCR001-04
COM-COMREFRIG-60.17 | Com ¦ No Walk-in Anti Sweat Heat Controls - Hot-Dry ¦ SCE ¦ Hot-Dry | Com ¦ No Walk-in Anti Sweat Heat Controls - Hot-Dry | SCE ¦ Hot-Dry | SCE | All | Electric | Display Case With No anti-sweat water heater Controls | Average Existing |  |  | 0 | Conventional | ComRefrig | Com - School | Com | RET Only | 0 | 1000 sqft2 of floor space | Linear Ft. | 4 | DEER:HVAC_Chillers | 0 | 0 | 0 | SWCR001-04 | 0 | 2021 | 0 | 2021 | 0 | 0 | SWCR001-04 | ComRefrig - Anti Sweat Heat Controls - Hot-Dry ¦ SCE ¦ Hot-Dry | ComRefrig - Anti Sweat Heat Controls - Hot-Dry | 0.0047519 | 1 | 0.35205 | CBSA 2014 | 0 | 2012 | 0.6 | SWCR001-04
COM-COMREFRIG-61.17 | Com ¦ Walk-in Anti Sweat Heat Controls - Hot-Dry ¦ SCE ¦ Hot-Dry | Com ¦ Walk-in Anti Sweat Heat Controls - Hot-Dry | SCE ¦ Hot-Dry | SCE | All | Electric | Display Case With anti-sweat water heater Controls | Efficient |  |  | 0 | Conventional | ComRefrig | Com - School | Com | RET Only | 0 | 1000 sqft2 of floor space | Linear Ft. | 4 | DEER:HVAC_Chillers | -305 | 0 | 2.175 | SWCR001-04 | 51.775 | 2021 | 31.265 | 2021 | 0 | 0 | SWCR001-04 | ComRefrig - Anti Sweat Heat Controls - Hot-Dry ¦ SCE ¦ Hot-Dry | ComRefrig - Anti Sweat Heat Controls - Hot-Dry | 0.0047519 | 1 | 0.64795 | CBSA 2014 | 45.2477 | 2012 | 0.6 | SWCR001-04
COM-COMREFRIG-60.18 | Com ¦ No Walk-in Anti Sweat Heat Controls - Cold ¦ SCE ¦ Cold | Com ¦ No Walk-in Anti Sweat Heat Controls - Cold | SCE ¦ Cold | SCE | All | Electric | Display Case With No anti-sweat water heater Controls | Average Existing |  |  | 0 | Conventional | ComRefrig | Com - School | Com | RET Only | 0 | 1000 sqft2 of floor space | Linear Ft. | 4 | DEER:HVAC_Chillers | 0 | 0 | 0 | SWCR001-04 | 0 | 2021 | 0 | 2021 | 0 | 0 | SWCR001-04 | ComRefrig - Anti Sweat Heat Controls - Cold ¦ SCE ¦ Cold | ComRefrig - Anti Sweat Heat Controls - Cold | 0.0047519 | 1 | 0.35205 | CBSA 2014 | 0 | 2012 | 0.6 | SWCR001-04
COM-COMREFRIG-61.18 | Com ¦ Walk-in Anti Sweat Heat Controls - Cold ¦ SCE ¦ Cold | Com ¦ Walk-in Anti Sweat Heat Controls - Cold | SCE ¦ Cold | SCE | All | Electric | Display Case With anti-sweat water heater Controls | Efficient |  |  | 0 | Conventional | ComRefrig | Com - School | Com | RET Only | 0 | 1000 sqft2 of floor space | Linear Ft. | 4 | DEER:HVAC_Chillers | -393.5 | 0 | 4.415 | SWCR001-04 | 51.775 | 2021 | 31.265 | 2021 | 0 | 0 | SWCR001-04 | ComRefrig - Anti Sweat Heat Controls - Cold ¦ SCE ¦ Cold | ComRefrig - Anti Sweat Heat Controls - Cold | 0.0047519 | 1 | 0.64795 | CBSA 2014 | 54.7011 | 2012 | 0.6 | SWCR001-04
COM-COMREFRIG-60.1 | Com ¦ No Walk-in Anti Sweat Heat Controls - Marine ¦ SDG&E ¦ Marine | Com ¦ No Walk-in Anti Sweat Heat Controls - Marine | SDG&E ¦ Marine | SDG&E | All | Electric | Display Case With No anti-sweat water heater Controls | Average Existing |  |  | 0 | Conventional | ComRefrig | Com - College | Com | RET Only | 0 | 1000 sqft2 of floor space | Linear Ft. | 4 | DEER:HVAC_Chillers | 0 | 0 | 0 | SWCR001-04 | 0 | 2021 | 0 | 2021 | 0 | 0 | SWCR001-04 | ComRefrig - Anti Sweat Heat Controls - Marine ¦ SDG&E ¦ Marine | ComRefrig - Anti Sweat Heat Controls - Marine | 0.0047519 | 1 | 0.35205 | CBSA 2014 | 0 | 2012 | 0.6 | SWCR001-04
COM-COMREFRIG-61.1 | Com ¦ Walk-in Anti Sweat Heat Controls - Marine ¦ SDG&E ¦ Marine | Com ¦ Walk-in Anti Sweat Heat Controls - Marine | SDG&E ¦ Marine | SDG&E | All | Electric | Display Case With anti-sweat water heater Controls | Efficient |  |  | 0 | Conventional | ComRefrig | Com - College | Com | RET Only | 0 | 1000 sqft2 of floor space | Linear Ft. | 4 | DEER:HVAC_Chillers | -312 | 0 | 3.66 | SWCR001-04 | 51.775 | 2021 | 31.265 | 2021 | 0 | 0 | SWCR001-04 | ComRefrig - Anti Sweat Heat Controls - Marine ¦ SDG&E ¦ Marine | ComRefrig - Anti Sweat Heat Controls - Marine | 0.0047519 | 1 | 0.64795 | CBSA 2014 | 11.4823 | 2012 | 0.6 | SWCR001-04
COM-COMREFRIG-60.2 | Com ¦ No Walk-in Anti Sweat Heat Controls - Hot-Dry ¦ SDG&E ¦ Hot-Dry | Com ¦ No Walk-in Anti Sweat Heat Controls - Hot-Dry | SDG&E ¦ Hot-Dry | SDG&E | All | Electric | Display Case With No anti-sweat water heater Controls | Average Existing |  |  | 0 | Conventional | ComRefrig | Com - College | Com | RET Only | 0 | 1000 sqft2 of floor space | Linear Ft. | 4 | DEER:HVAC_Chillers | 0 | 0 | 0 | SWCR001-04 | 0 | 2021 | 0 | 2021 | 0 | 0 | SWCR001-04 | ComRefrig - Anti Sweat Heat Controls - Hot-Dry ¦ SDG&E ¦ Hot-Dry | ComRefrig - Anti Sweat Heat Controls - Hot-Dry | 0.0047519 | 1 | 0.35205 | CBSA 2014 | 0 | 2012 | 0.6 | SWCR001-04
COM-COMREFRIG-61.2 | Com ¦ Walk-in Anti Sweat Heat Controls - Hot-Dry ¦ SDG&E ¦ Hot-Dry | Com ¦ Walk-in Anti Sweat Heat Controls - Hot-Dry | SDG&E ¦ Hot-Dry | SDG&E | All | Electric | Display Case With anti-sweat water heater Controls | Efficient |  |  | 0 | Conventional | ComRefrig | Com - College | Com | RET Only | 0 | 1000 sqft2 of floor space | Linear Ft. | 4 | DEER:HVAC_Chillers | -328.5 | 0 | 3.035 | SWCR001-04 | 51.775 | 2021 | 31.265 | 2021 | 0 | 0 | SWCR001-04 | ComRefrig - Anti Sweat Heat Controls - Hot-Dry ¦ SDG&E ¦ Hot-Dry | ComRefrig - Anti Sweat Heat Controls - Hot-Dry | 0.0047519 | 1 | 0.64795 | CBSA 2014 | 14.7897 | 2012 | 0.6 | SWCR001-04
COM-COMREFRIG-60.3 | Com ¦ No Walk-in Anti Sweat Heat Controls - Marine ¦ SDG&E ¦ Marine | Com ¦ No Walk-in Anti Sweat Heat Controls - Marine | SDG&E ¦ Marine | SDG&E | All | Electric | Display Case With No anti-sweat water heater Controls | Average Existing |  |  | 0 | Conventional | ComRefrig | Com - Grocery | Com | RET Only | 0 | 1000 sqft2 of floor space | Linear Ft. | 4 | DEER:HVAC_Chillers | 0 | 0 | 0 | SWCR001-04 | 0 | 2021 | 0 | 2021 | 0 | 0 | SWCR001-04 | ComRefrig - Anti Sweat Heat Controls - Marine ¦ SDG&E ¦ Marine | ComRefrig - Anti Sweat Heat Controls - Marine | 6.7048 | 1 | 0.35205 | CBSA 2014 | 0 | 2012 | 0.6 | SWCR001-04
COM-COMREFRIG-61.3 | Com ¦ Walk-in Anti Sweat Heat Controls - Marine ¦ SDG&E ¦ Marine | Com ¦ Walk-in Anti Sweat Heat Controls - Marine | SDG&E ¦ Marine | SDG&E | All | Electric | Display Case With anti-sweat water heater Controls | Efficient |  |  | 0 | Conventional | ComRefrig | Com - Grocery | Com | RET Only | 0 | 1000 sqft2 of floor space | Linear Ft. | 4 | DEER:HVAC_Chillers | -312 | 0 | 3.66 | SWCR001-04 | 51.775 | 2021 | 31.265 | 2021 | 0 | 0 | SWCR001-04 | ComRefrig - Anti Sweat Heat Controls - Marine ¦ SDG&E ¦ Marine | ComRefrig - Anti Sweat Heat Controls - Marine | 6.7048 | 1 | 0.64795 | CBSA 2014 | 8.9553 | 2012 | 0.6 | SWCR001-04
COM-COMREFRIG-60.4 | Com ¦ No Walk-in Anti Sweat Heat Controls - Hot-Dry ¦ SDG&E ¦ Hot-Dry | Com ¦ No Walk-in Anti Sweat Heat Controls - Hot-Dry | SDG&E ¦ Hot-Dry | SDG&E | All | Electric | Display Case With No anti-sweat water heater Controls | Average Existing |  |  | 0 | Conventional | ComRefrig | Com - Grocery | Com | RET Only | 0 | 1000 sqft2 of floor space | Linear Ft. | 4 | DEER:HVAC_Chillers | 0 | 0 | 0 | SWCR001-04 | 0 | 2021 | 0 | 2021 | 0 | 0 | SWCR001-04 | ComRefrig - Anti Sweat Heat Controls - Hot-Dry ¦ SDG&E ¦ Hot-Dry | ComRefrig - Anti Sweat Heat Controls - Hot-Dry | 6.7048 | 1 | 0.35205 | CBSA 2014 | 0 | 2012 | 0.6 | SWCR001-04
COM-COMREFRIG-61.4 | Com ¦ Walk-in Anti Sweat Heat Controls - Hot-Dry ¦ SDG&E ¦ Hot-Dry | Com ¦ Walk-in Anti Sweat Heat Controls - Hot-Dry | SDG&E ¦ Hot-Dry | SDG&E | All | Electric | Display Case With anti-sweat water heater Controls | Efficient |  |  | 0 | Conventional | ComRefrig | Com - Grocery | Com | RET Only | 0 | 1000 sqft2 of floor space | Linear Ft. | 4 | DEER:HVAC_Chillers | -328.5 | 0 | 3.035 | SWCR001-04 | 51.775 | 2021 | 31.265 | 2021 | 0 | 0 | SWCR001-04 | ComRefrig - Anti Sweat Heat Controls - Hot-Dry ¦ SDG&E ¦ Hot-Dry | ComRefrig - Anti Sweat Heat Controls - Hot-Dry | 6.7048 | 1 | 0.64795 | CBSA 2014 | 11.351 | 2012 | 0.6 | SWCR001-04
COM-COMREFRIG-60.5 | Com ¦ No Walk-in Anti Sweat Heat Controls - Marine ¦ SDG&E ¦ Marine | Com ¦ No Walk-in Anti Sweat Heat Controls - Marine | SDG&E ¦ Marine | SDG&E | All | Electric | Display Case With No anti-sweat water heater Controls | Average Existing |  |  | 0 | Conventional | ComRefrig | Com - Refrig. Warehouse | Com | RET Only | 0 | 1000 sqft2 of floor space | Linear Ft. | 4 | DEER:HVAC_Chillers | 0 | 0 | 0 | SWCR001-04 | 0 | 2021 | 0 | 2021 | 0 | 0 | SWCR001-04 | ComRefrig - Anti Sweat Heat Controls - Marine ¦ SDG&E ¦ Marine | ComRefrig - Anti Sweat Heat Controls - Marine | 0.044734 | 1 | 0.35205 | CBSA 2014 | 0 | 2012 | 0.6 | SWCR001-04
COM-COMREFRIG-61.5 | Com ¦ Walk-in Anti Sweat Heat Controls - Marine ¦ SDG&E ¦ Marine | Com ¦ Walk-in Anti Sweat Heat Controls - Marine | SDG&E ¦ Marine | SDG&E | All | Electric | Display Case With anti-sweat water heater Controls | Efficient |  |  | 0 | Conventional | ComRefrig | Com - Refrig. Warehouse | Com | RET Only | 0 | 1000 sqft2 of floor space | Linear Ft. | 4 | DEER:HVAC_Chillers | -312 | 0 | 3.66 | SWCR001-04 | 51.775 | 2021 | 31.265 | 2021 | 0 | 0 | SWCR001-04 | ComRefrig - Anti Sweat Heat Controls - Marine ¦ SDG&E ¦ Marine | ComRefrig - Anti Sweat Heat Controls - Marine | 0.044734 | 1 | 0.64795 | CBSA 2014 | 2.827 | 2012 | 0.6 | SWCR001-04
COM-COMREFRIG-60.6 | Com ¦ No Walk-in Anti Sweat Heat Controls - Hot-Dry ¦ SDG&E ¦ Hot-Dry | Com ¦ No Walk-in Anti Sweat Heat Controls - Hot-Dry | SDG&E ¦ Hot-Dry | SDG&E | All | Electric | Display Case With No anti-sweat water heater Controls | Average Existing |  |  | 0 | Conventional | ComRefrig | Com - Refrig. Warehouse | Com | RET Only | 0 | 1000 sqft2 of floor space | Linear Ft. | 4 | DEER:HVAC_Chillers | 0 | 0 | 0 | SWCR001-04 | 0 | 2021 | 0 | 2021 | 0 | 0 | SWCR001-04 | ComRefrig - Anti Sweat Heat Controls - Hot-Dry ¦ SDG&E ¦ Hot-Dry | ComRefrig - Anti Sweat Heat Controls - Hot-Dry | 0.044734 | 1 | 0.35205 | CBSA 2014 | 0 | 2012 | 0.6 | SWCR001-04
COM-COMREFRIG-61.6 | Com ¦ Walk-in Anti Sweat Heat Controls - Hot-Dry ¦ SDG&E ¦ Hot-Dry | Com ¦ Walk-in Anti Sweat Heat Controls - Hot-Dry | SDG&E ¦ Hot-Dry | SDG&E | All | Electric | Display Case With anti-sweat water heater Controls | Efficient |  |  | 0 | Conventional | ComRefrig | Com - Refrig. Warehouse | Com | RET Only | 0 | 1000 sqft2 of floor space | Linear Ft. | 4 | DEER:HVAC_Chillers | -328.5 | 0 | 3.035 | SWCR001-04 | 51.775 | 2021 | 31.265 | 2021 | 0 | 0 | SWCR001-04 | ComRefrig - Anti Sweat Heat Controls - Hot-Dry ¦ SDG&E ¦ Hot-Dry | ComRefrig - Anti Sweat Heat Controls - Hot-Dry | 0.044734 | 1 | 0.64795 | CBSA 2014 | 3.5911 | 2012 | 0.6 | SWCR001-04
COM-COMREFRIG-60.7 | Com ¦ No Walk-in Anti Sweat Heat Controls - Marine ¦ SDG&E ¦ Marine | Com ¦ No Walk-in Anti Sweat Heat Controls - Marine | SDG&E ¦ Marine | SDG&E | All | Electric | Display Case With No anti-sweat water heater Controls | Average Existing |  |  | 0 | Conventional | ComRefrig | Com - Restaurant | Com | RET Only | 0 | 1000 sqft2 of floor space | Linear Ft. | 4 | DEER:HVAC_Chillers | 0 | 0 | 0 | SWCR001-04 | 0 | 2021 | 0 | 2021 | 0 | 0 | SWCR001-04 | ComRefrig - Anti Sweat Heat Controls - Marine ¦ SDG&E ¦ Marine | ComRefrig - Anti Sweat Heat Controls - Marine | 0.48845 | 1 | 0.35205 | CBSA 2014 | 0 | 2012 | 0.6 | SWCR001-04
COM-COMREFRIG-61.7 | Com ¦ Walk-in Anti Sweat Heat Controls - Marine ¦ SDG&E ¦ Marine | Com ¦ Walk-in Anti Sweat Heat Controls - Marine | SDG&E ¦ Marine | SDG&E | All | Electric | Display Case With anti-sweat water heater Controls | Efficient |  |  | 0 | Conventional | ComRefrig | Com - Restaurant | Com | RET Only | 0 | 1000 sqft2 of floor space | Linear Ft. | 4 | DEER:HVAC_Chillers | -312 | 0 | 3.66 | SWCR001-04 | 51.775 | 2021 | 31.265 | 2021 | 0 | 0 | SWCR001-04 | ComRefrig - Anti Sweat Heat Controls - Marine ¦ SDG&E ¦ Marine | ComRefrig - Anti Sweat Heat Controls - Marine | 0.48845 | 1 | 0.64795 | CBSA 2014 | 2.795 | 2012 | 0.6 | SWCR001-04
COM-COMREFRIG-60.8 | Com ¦ No Walk-in Anti Sweat Heat Controls - Hot-Dry ¦ SDG&E ¦ Hot-Dry | Com ¦ No Walk-in Anti Sweat Heat Controls - Hot-Dry | SDG&E ¦ Hot-Dry | SDG&E | All | Electric | Display Case With No anti-sweat water heater Controls | Average Existing |  |  | 0 | Conventional | ComRefrig | Com - Restaurant | Com | RET Only | 0 | 1000 sqft2 of floor space | Linear Ft. | 4 | DEER:HVAC_Chillers | 0 | 0 | 0 | SWCR001-04 | 0 | 2021 | 0 | 2021 | 0 | 0 | SWCR001-04 | ComRefrig - Anti Sweat Heat Controls - Hot-Dry ¦ SDG&E ¦ Hot-Dry | ComRefrig - Anti Sweat Heat Controls - Hot-Dry | 0.48845 | 1 | 0.35205 | CBSA 2014 | 0 | 2012 | 0.6 | SWCR001-04
COM-COMREFRIG-61.8 | Com ¦ Walk-in Anti Sweat Heat Controls - Hot-Dry ¦ SDG&E ¦ Hot-Dry | Com ¦ Walk-in Anti Sweat Heat Controls - Hot-Dry | SDG&E ¦ Hot-Dry | SDG&E | All | Electric | Display Case With anti-sweat water heater Controls | Efficient |  |  | 0 | Conventional | ComRefrig | Com - Restaurant | Com | RET Only | 0 | 1000 sqft2 of floor space | Linear Ft. | 4 | DEER:HVAC_Chillers | -328.5 | 0 | 3.035 | SWCR001-04 | 51.775 | 2021 | 31.265 | 2021 | 0 | 0 | SWCR001-04 | ComRefrig - Anti Sweat Heat Controls - Hot-Dry ¦ SDG&E ¦ Hot-Dry | ComRefrig - Anti Sweat Heat Controls - Hot-Dry | 0.48845 | 1 | 0.64795 | CBSA 2014 | 3.5578 | 2012 | 0.6 | SWCR001-04
COM-COMREFRIG-60.9 | Com ¦ No Walk-in Anti Sweat Heat Controls - Marine ¦ SDG&E ¦ Marine | Com ¦ No Walk-in Anti Sweat Heat Controls - Marine | SDG&E ¦ Marine | SDG&E | All | Electric | Display Case With No anti-sweat water heater Controls | Average Existing |  |  | 0 | Conventional | ComRefrig | Com - Retail | Com | RET Only | 0 | 1000 sqft2 of floor space | Linear Ft. | 4 | DEER:HVAC_Chillers | 0 | 0 | 0 | SWCR001-04 | 0 | 2021 | 0 | 2021 | 0 | 0 | SWCR001-04 | ComRefrig - Anti Sweat Heat Controls - Marine ¦ SDG&E ¦ Marine | ComRefrig - Anti Sweat Heat Controls - Marine | 0.7978 | 1 | 0.35205 | CBSA 2014 | 0 | 2012 | 0.6 | SWCR001-04
COM-COMREFRIG-61.9 | Com ¦ Walk-in Anti Sweat Heat Controls - Marine ¦ SDG&E ¦ Marine | Com ¦ Walk-in Anti Sweat Heat Controls - Marine | SDG&E ¦ Marine | SDG&E | All | Electric | Display Case With anti-sweat water heater Controls | Efficient |  |  | 0 | Conventional | ComRefrig | Com - Retail | Com | RET Only | 0 | 1000 sqft2 of floor space | Linear Ft. | 4 | DEER:HVAC_Chillers | -312 | 0 | 3.66 | SWCR001-04 | 51.775 | 2021 | 31.265 | 2021 | 0 | 0 | SWCR001-04 | ComRefrig - Anti Sweat Heat Controls - Marine ¦ SDG&E ¦ Marine | ComRefrig - Anti Sweat Heat Controls - Marine | 0.7978 | 1 | 0.64795 | CBSA 2014 | 91.5265 | 2012 | 0.6 | SWCR001-04
COM-COMREFRIG-60.10 | Com ¦ No Walk-in Anti Sweat Heat Controls - Hot-Dry ¦ SDG&E ¦ Hot-Dry | Com ¦ No Walk-in Anti Sweat Heat Controls - Hot-Dry | SDG&E ¦ Hot-Dry | SDG&E | All | Electric | Display Case With No anti-sweat water heater Controls | Average Existing |  |  | 0 | Conventional | ComRefrig | Com - Retail | Com | RET Only | 0 | 1000 sqft2 of floor space | Linear Ft. | 4 | DEER:HVAC_Chillers | 0 | 0 | 0 | SWCR001-04 | 0 | 2021 | 0 | 2021 | 0 | 0 | SWCR001-04 | ComRefrig - Anti Sweat Heat Controls - Hot-Dry ¦ SDG&E ¦ Hot-Dry | ComRefrig - Anti Sweat Heat Controls - Hot-Dry | 0.7978 | 1 | 0.35205 | CBSA 2014 | 0 | 2012 | 0.6 | SWCR001-04
COM-COMREFRIG-61.10 | Com ¦ Walk-in Anti Sweat Heat Controls - Hot-Dry ¦ SDG&E ¦ Hot-Dry | Com ¦ Walk-in Anti Sweat Heat Controls - Hot-Dry | SDG&E ¦ Hot-Dry | SDG&E | All | Electric | Display Case With anti-sweat water heater Controls | Efficient |  |  | 0 | Conventional | ComRefrig | Com - Retail | Com | RET Only | 0 | 1000 sqft2 of floor space | Linear Ft. | 4 | DEER:HVAC_Chillers | -328.5 | 0 | 3.035 | SWCR001-04 | 51.775 | 2021 | 31.265 | 2021 | 0 | 0 | SWCR001-04 | ComRefrig - Anti Sweat Heat Controls - Hot-Dry ¦ SDG&E ¦ Hot-Dry | ComRefrig - Anti Sweat Heat Controls - Hot-Dry | 0.7978 | 1 | 0.64795 | CBSA 2014 | 100.4114 | 2012 | 0.6 | SWCR001-04
COM-COMREFRIG-60.11 | Com ¦ No Walk-in Anti Sweat Heat Controls - Marine ¦ SDG&E ¦ Marine | Com ¦ No Walk-in Anti Sweat Heat Controls - Marine | SDG&E ¦ Marine | SDG&E | All | Electric | Display Case With No anti-sweat water heater Controls | Average Existing |  |  | 0 | Conventional | ComRefrig | Com - School | Com | RET Only | 0 | 1000 sqft2 of floor space | Linear Ft. | 4 | DEER:HVAC_Chillers | 0 | 0 | 0 | SWCR001-04 | 0 | 2021 | 0 | 2021 | 0 | 0 | SWCR001-04 | ComRefrig - Anti Sweat Heat Controls - Marine ¦ SDG&E ¦ Marine | ComRefrig - Anti Sweat Heat Controls - Marine | 0.0047519 | 1 | 0.35205 | CBSA 2014 | 0 | 2012 | 0.6 | SWCR001-04
COM-COMREFRIG-61.11 | Com ¦ Walk-in Anti Sweat Heat Controls - Marine ¦ SDG&E ¦ Marine | Com ¦ Walk-in Anti Sweat Heat Controls - Marine | SDG&E ¦ Marine | SDG&E | All | Electric | Display Case With anti-sweat water heater Controls | Efficient |  |  | 0 | Conventional | ComRefrig | Com - School | Com | RET Only | 0 | 1000 sqft2 of floor space | Linear Ft. | 4 | DEER:HVAC_Chillers | -312 | 0 | 3.66 | SWCR001-04 | 51.775 | 2021 | 31.265 | 2021 | 0 | 0 | SWCR001-04 | ComRefrig - Anti Sweat Heat Controls - Marine ¦ SDG&E ¦ Marine | ComRefrig - Anti Sweat Heat Controls - Marine | 0.0047519 | 1 | 0.64795 | CBSA 2014 | 43.0074 | 2012 | 0.6 | SWCR001-04
COM-COMREFRIG-60.12 | Com ¦ No Walk-in Anti Sweat Heat Controls - Hot-Dry ¦ SDG&E ¦ Hot-Dry | Com ¦ No Walk-in Anti Sweat Heat Controls - Hot-Dry | SDG&E ¦ Hot-Dry | SDG&E | All | Electric | Display Case With No anti-sweat water heater Controls | Average Existing |  |  | 0 | Conventional | ComRefrig | Com - School | Com | RET Only | 0 | 1000 sqft2 of floor space | Linear Ft. | 4 | DEER:HVAC_Chillers | 0 | 0 | 0 | SWCR001-04 | 0 | 2021 | 0 | 2021 | 0 | 0 | SWCR001-04 | ComRefrig - Anti Sweat Heat Controls - Hot-Dry ¦ SDG&E ¦ Hot-Dry | ComRefrig - Anti Sweat Heat Controls - Hot-Dry | 0.0047519 | 1 | 0.35205 | CBSA 2014 | 0 | 2012 | 0.6 | SWCR001-04
COM-COMREFRIG-61.12 | Com ¦ Walk-in Anti Sweat Heat Controls - Hot-Dry ¦ SDG&E ¦ Hot-Dry | Com ¦ Walk-in Anti Sweat Heat Controls - Hot-Dry | SDG&E ¦ Hot-Dry | SDG&E | All | Electric | Display Case With anti-sweat water heater Controls | Efficient |  |  | 0 | Conventional | ComRefrig | Com - School | Com | RET Only | 0 | 1000 sqft2 of floor space | Linear Ft. | 4 | DEER:HVAC_Chillers | -328.5 | 0 | 3.035 | SWCR001-04 | 51.775 | 2021 | 31.265 | 2021 | 0 | 0 | SWCR001-04 | ComRefrig - Anti Sweat Heat Controls - Hot-Dry ¦ SDG&E ¦ Hot-Dry | ComRefrig - Anti Sweat Heat Controls - Hot-Dry | 0.0047519 | 1 | 0.64795 | CBSA 2014 | 47.152 | 2012 | 0.6 | SWCR001-04
COM-COMREFRIG-70.1 | Com ¦ Average Existing Refrigeration Compressor - Marine ¦ PG&E ¦ Marine | Com ¦ Average Existing Refrigeration Compressor - Marine | PG&E ¦ Marine | PG&E | All | Electric | Single Compressor, Air-Cooled Cond | Average Existing |  |  | 0 | Conventional | ComRefrig | Com - College | Com | RET Only | 0 | 1000 sqft2 of floor space | Cap-Tons | 15 | DEER:HVAC_Chillers | 0 | 0 | 0 | SWCR012-03 | 2826.84 | 2021 | 1445.72 | 2021 | 0 | 0 | SWCR012-03 | ComRefrig - Compressor Retrofit - Marine ¦ PG&E ¦ Marine | ComRefrig - Compressor Retrofit - Marine | 0.0012323 | 1 | 0.666 | CBSA 2014 | 0 | 2012 | 0.6 | SWCR012-03
COM-COMREFRIG-71.1 | Com ¦ Efficient Refrigeration Compressor - Marine ¦ PG&E ¦ Marine | Com ¦ Efficient Refrigeration Compressor - Marine | PG&E ¦ Marine | PG&E | All | Electric | Multiplex Compressor, Air-cooled | Efficient |  |  | 0 | Conventional | ComRefrig | Com - College | Com | RET Only | 0 | 1000 sqft2 of floor space | Cap-Tons | 15 | DEER:HVAC_Chillers | -269 | -0.0557 | 0.0652 | SWCR012-03 | 3454.84 | 2021 | 1445.72 | 2021 | 0 | 0 | SWCR012-03 | ComRefrig - Compressor Retrofit - Marine ¦ PG&E ¦ Marine | ComRefrig - Compressor Retrofit - Marine | 0.0012323 | 1 | 0.334 | CBSA 2014 | 20.0939 | 2012 | 0.6 | SWCR012-03
COM-COMREFRIG-70.2 | Com ¦ Average Existing Refrigeration Compressor - Hot-Dry ¦ PG&E ¦ Hot-Dry | Com ¦ Average Existing Refrigeration Compressor - Hot-Dry | PG&E ¦ Hot-Dry | PG&E | All | Electric | Single Compressor, Air-Cooled Cond | Average Existing |  |  | 0 | Conventional | ComRefrig | Com - College | Com | RET Only | 0 | 1000 sqft2 of floor space | Cap-Tons | 15 | DEER:HVAC_Chillers | 0 | 0 | 0 | SWCR012-03 | 2826.84 | 2021 | 1445.72 | 2021 | 0 | 0 | SWCR012-03 | ComRefrig - Compressor Retrofit - Hot-Dry ¦ PG&E ¦ Hot-Dry | ComRefrig - Compressor Retrofit - Hot-Dry | 0.0012323 | 1 | 0.666 | CBSA 2014 | 0 | 2012 | 0.6 | SWCR012-03
COM-COMREFRIG-71.2 | Com ¦ Efficient Refrigeration Compressor - Hot-Dry ¦ PG&E ¦ Hot-Dry | Com ¦ Efficient Refrigeration Compressor - Hot-Dry | PG&E ¦ Hot-Dry | PG&E | All | Electric | Multiplex Compressor, Air-cooled | Efficient |  |  | 0 | Conventional | ComRefrig | Com - College | Com | RET Only | 0 | 1000 sqft2 of floor space | Cap-Tons | 15 | DEER:HVAC_Chillers | -363 | -0.109 | 0.0587 | SWCR012-03 | 3454.84 | 2021 | 1445.72 | 2021 | 0 | 0 | SWCR012-03 | ComRefrig - Compressor Retrofit - Hot-Dry ¦ PG&E ¦ Hot-Dry | ComRefrig - Compressor Retrofit - Hot-Dry | 0.0012323 | 1 | 0.334 | CBSA 2014 | 27.2122 | 2012 | 0.6 | SWCR012-03
COM-COMREFRIG-70.3 | Com ¦ Average Existing Refrigeration Compressor - Cold ¦ PG&E ¦ Cold | Com ¦ Average Existing Refrigeration Compressor - Cold | PG&E ¦ Cold | PG&E | All | Electric | Single Compressor, Air-Cooled Cond | Average Existing |  |  | 0 | Conventional | ComRefrig | Com - College | Com | RET Only | 0 | 1000 sqft2 of floor space | Cap-Tons | 15 | DEER:HVAC_Chillers | 0 | 0 | 0 | SWCR012-03 | 2826.84 | 2021 | 1445.72 | 2021 | 0 | 0 | SWCR012-03 | ComRefrig - Compressor Retrofit - Cold ¦ PG&E ¦ Cold | ComRefrig - Compressor Retrofit - Cold | 0.0012323 | 1 | 0.666 | CBSA 2014 | 0 | 2012 | 0.6 | SWCR012-03
COM-COMREFRIG-71.3 | Com ¦ Efficient Refrigeration Compressor - Cold ¦ PG&E ¦ Cold | Com ¦ Efficient Refrigeration Compressor - Cold | PG&E ¦ Cold | PG&E | All | Electric | Multiplex Compressor, Air-cooled | Efficient |  |  | 0 | Conventional | ComRefrig | Com - College | Com | RET Only | 0 | 1000 sqft2 of floor space | Cap-Tons | 15 | DEER:HVAC_Chillers | -360 | -0.071 | 0.0452 | SWCR012-03 | 3454.84 | 2021 | 1445.72 | 2021 | 0 | 0 | SWCR012-03 | ComRefrig - Compressor Retrofit - Cold ¦ PG&E ¦ Cold | ComRefrig - Compressor Retrofit - Cold | 0.0012323 | 1 | 0.334 | CBSA 2014 | 27.0302 | 2012 | 0.6 | SWCR012-03
COM-COMREFRIG-70.4 | Com ¦ Average Existing Refrigeration Compressor - Marine ¦ PG&E ¦ Marine | Com ¦ Average Existing Refrigeration Compressor - Marine | PG&E ¦ Marine | PG&E | All | Electric | Single Compressor, Air-Cooled Cond | Average Existing |  |  | 0 | Conventional | ComRefrig | Com - Grocery | Com | RET Only | 0 | 1000 sqft2 of floor space | Cap-Tons | 15 | DEER:HVAC_Chillers | 0 | 0 | 0 | SWCR012-03 | 2826.84 | 2021 | 1445.72 | 2021 | 0 | 0 | SWCR012-03 | ComRefrig - Compressor Retrofit - Marine ¦ PG&E ¦ Marine | ComRefrig - Compressor Retrofit - Marine | 0.29565 | 1 | 0.6 | CBSA 2014 | 0 | 2012 | 0.6 | SWCR012-03
COM-COMREFRIG-71.4 | Com ¦ Efficient Refrigeration Compressor - Marine ¦ PG&E ¦ Marine | Com ¦ Efficient Refrigeration Compressor - Marine | PG&E ¦ Marine | PG&E | All | Electric | Multiplex Compressor, Air-cooled | Efficient |  |  | 0 | Conventional | ComRefrig | Com - Grocery | Com | RET Only | 0 | 1000 sqft2 of floor space | Cap-Tons | 15 | DEER:HVAC_Chillers | -269 | -0.0557 | 0.0652 | SWCR012-03 | 3454.84 | 2021 | 1445.72 | 2021 | 0 | 0 | SWCR012-03 | ComRefrig - Compressor Retrofit - Marine ¦ PG&E ¦ Marine | ComRefrig - Compressor Retrofit - Marine | 0.29565 | 1 | 0.4 | CBSA 2014 | 14.9778 | 2012 | 0.6 | SWCR012-03
COM-COMREFRIG-70.5 | Com ¦ Average Existing Refrigeration Compressor - Hot-Dry ¦ PG&E ¦ Hot-Dry | Com ¦ Average Existing Refrigeration Compressor - Hot-Dry | PG&E ¦ Hot-Dry | PG&E | All | Electric | Single Compressor, Air-Cooled Cond | Average Existing |  |  | 0 | Conventional | ComRefrig | Com - Grocery | Com | RET Only | 0 | 1000 sqft2 of floor space | Cap-Tons | 15 | DEER:HVAC_Chillers | 0 | 0 | 0 | SWCR012-03 | 2826.84 | 2021 | 1445.72 | 2021 | 0 | 0 | SWCR012-03 | ComRefrig - Compressor Retrofit - Hot-Dry ¦ PG&E ¦ Hot-Dry | ComRefrig - Compressor Retrofit - Hot-Dry | 0.29565 | 1 | 0.6 | CBSA 2014 | 0 | 2012 | 0.6 | SWCR012-03
COM-COMREFRIG-71.5 | Com ¦ Efficient Refrigeration Compressor - Hot-Dry ¦ PG&E ¦ Hot-Dry | Com ¦ Efficient Refrigeration Compressor - Hot-Dry | PG&E ¦ Hot-Dry | PG&E | All | Electric | Multiplex Compressor, Air-cooled | Efficient |  |  | 0 | Conventional | ComRefrig | Com - Grocery | Com | RET Only | 0 | 1000 sqft2 of floor space | Cap-Tons | 15 | DEER:HVAC_Chillers | -363 | -0.109 | 0.0587 | SWCR012-03 | 3454.84 | 2021 | 1445.72 | 2021 | 0 | 0 | SWCR012-03 | ComRefrig - Compressor Retrofit - Hot-Dry ¦ PG&E ¦ Hot-Dry | ComRefrig - Compressor Retrofit - Hot-Dry | 0.29565 | 1 | 0.4 | CBSA 2014 | 20.2805 | 2012 | 0.6 | SWCR012-03
COM-COMREFRIG-70.6 | Com ¦ Average Existing Refrigeration Compressor - Cold ¦ PG&E ¦ Cold | Com ¦ Average Existing Refrigeration Compressor - Cold | PG&E ¦ Cold | PG&E | All | Electric | Single Compressor, Air-Cooled Cond | Average Existing |  |  | 0 | Conventional | ComRefrig | Com - Grocery | Com | RET Only | 0 | 1000 sqft2 of floor space | Cap-Tons | 15 | DEER:HVAC_Chillers | 0 | 0 | 0 | SWCR012-03 | 2826.84 | 2021 | 1445.72 | 2021 | 0 | 0 | SWCR012-03 | ComRefrig - Compressor Retrofit - Cold ¦ PG&E ¦ Cold | ComRefrig - Compressor Retrofit - Cold | 0.29565 | 1 | 0.6 | CBSA 2014 | 0 | 2012 | 0.6 | SWCR012-03
COM-COMREFRIG-71.6 | Com ¦ Efficient Refrigeration Compressor - Cold ¦ PG&E ¦ Cold | Com ¦ Efficient Refrigeration Compressor - Cold | PG&E ¦ Cold | PG&E | All | Electric | Multiplex Compressor, Air-cooled | Efficient |  |  | 0 | Conventional | ComRefrig | Com - Grocery | Com | RET Only | 0 | 1000 sqft2 of floor space | Cap-Tons | 15 | DEER:HVAC_Chillers | -360 | -0.071 | 0.0452 | SWCR012-03 | 3454.84 | 2021 | 1445.72 | 2021 | 0 | 0 | SWCR012-03 | ComRefrig - Compressor Retrofit - Cold ¦ PG&E ¦ Cold | ComRefrig - Compressor Retrofit - Cold | 0.29565 | 1 | 0.4 | CBSA 2014 | 20.1434 | 2012 | 0.6 | SWCR012-03
COM-COMREFRIG-70.7 | Com ¦ Average Existing Refrigeration Compressor - Marine ¦ PG&E ¦ Marine | Com ¦ Average Existing Refrigeration Compressor - Marine | PG&E ¦ Marine | PG&E | All | Electric | Single Compressor, Air-Cooled Cond | Average Existing |  |  | 0 | Conventional | ComRefrig | Com - Refrig. Warehouse | Com | RET Only | 0 | 1000 sqft2 of floor space | Cap-Tons | 15 | DEER:HVAC_Chillers | 0 | 0 | 0 | SWCR012-03 | 2826.84 | 2021 | 1445.72 | 2021 | 0 | 0 | SWCR012-03 | ComRefrig - Compressor Retrofit - Marine ¦ PG&E ¦ Marine | ComRefrig - Compressor Retrofit - Marine | 0.14015 | 1 | 0.666 | CBSA 2014 | 0 | 2012 | 0.6 | SWCR012-03
COM-COMREFRIG-71.7 | Com ¦ Efficient Refrigeration Compressor - Marine ¦ PG&E ¦ Marine | Com ¦ Efficient Refrigeration Compressor - Marine | PG&E ¦ Marine | PG&E | All | Electric | Multiplex Compressor, Air-cooled | Efficient |  |  | 0 | Conventional | ComRefrig | Com - Refrig. Warehouse | Com | RET Only | 0 | 1000 sqft2 of floor space | Cap-Tons | 15 | DEER:HVAC_Chillers | -269 | -0.0557 | 0.0652 | SWCR012-03 | 3454.84 | 2021 | 1445.72 | 2021 | 0 | 0 | SWCR012-03 | ComRefrig - Compressor Retrofit - Marine ¦ PG&E ¦ Marine | ComRefrig - Compressor Retrofit - Marine | 0.14015 | 1 | 0.334 | CBSA 2014 | 4.7576 | 2012 | 0.6 | SWCR012-03
COM-COMREFRIG-70.8 | Com ¦ Average Existing Refrigeration Compressor - Hot-Dry ¦ PG&E ¦ Hot-Dry | Com ¦ Average Existing Refrigeration Compressor - Hot-Dry | PG&E ¦ Hot-Dry | PG&E | All | Electric | Single Compressor, Air-Cooled Cond | Average Existing |  |  | 0 | Conventional | ComRefrig | Com - Refrig. Warehouse | Com | RET Only | 0 | 1000 sqft2 of floor space | Cap-Tons | 15 | DEER:HVAC_Chillers | 0 | 0 | 0 | SWCR012-03 | 2826.84 | 2021 | 1445.72 | 2021 | 0 | 0 | SWCR012-03 | ComRefrig - Compressor Retrofit - Hot-Dry ¦ PG&E ¦ Hot-Dry | ComRefrig - Compressor Retrofit - Hot-Dry | 0.14015 | 1 | 0.666 | CBSA 2014 | 0 | 2012 | 0.6 | SWCR012-03
COM-COMREFRIG-71.8 | Com ¦ Efficient Refrigeration Compressor - Hot-Dry ¦ PG&E ¦ Hot-Dry | Com ¦ Efficient Refrigeration Compressor - Hot-Dry | PG&E ¦ Hot-Dry | PG&E | All | Electric | Multiplex Compressor, Air-cooled | Efficient |  |  | 0 | Conventional | ComRefrig | Com - Refrig. Warehouse | Com | RET Only | 0 | 1000 sqft2 of floor space | Cap-Tons | 15 | DEER:HVAC_Chillers | -363 | -0.109 | 0.0587 | SWCR012-03 | 3454.84 | 2021 | 1445.72 | 2021 | 0 | 0 | SWCR012-03 | ComRefrig - Compressor Retrofit - Hot-Dry ¦ PG&E ¦ Hot-Dry | ComRefrig - Compressor Retrofit - Hot-Dry | 0.14015 | 1 | 0.334 | CBSA 2014 | 6.4422 | 2012 | 0.6 | SWCR012-03
COM-COMREFRIG-70.9 | Com ¦ Average Existing Refrigeration Compressor - Cold ¦ PG&E ¦ Cold | Com ¦ Average Existing Refrigeration Compressor - Cold | PG&E ¦ Cold | PG&E | All | Electric | Single Compressor, Air-Cooled Cond | Average Existing |  |  | 0 | Conventional | ComRefrig | Com - Refrig. Warehouse | Com | RET Only | 0 | 1000 sqft2 of floor space | Cap-Tons | 15 | DEER:HVAC_Chillers | 0 | 0 | 0 | SWCR012-03 | 2826.84 | 2021 | 1445.72 | 2021 | 0 | 0 | SWCR012-03 | ComRefrig - Compressor Retrofit - Cold ¦ PG&E ¦ Cold | ComRefrig - Compressor Retrofit - Cold | 0.14015 | 1 | 0.666 | CBSA 2014 | 0 | 2012 | 0.6 | SWCR012-03
COM-COMREFRIG-71.9 | Com ¦ Efficient Refrigeration Compressor - Cold ¦ PG&E ¦ Cold | Com ¦ Efficient Refrigeration Compressor - Cold | PG&E ¦ Cold | PG&E | All | Electric | Multiplex Compressor, Air-cooled | Efficient |  |  | 0 | Conventional | ComRefrig | Com - Refrig. Warehouse | Com | RET Only | 0 | 1000 sqft2 of floor space | Cap-Tons | 15 | DEER:HVAC_Chillers | -360 | -0.071 | 0.0452 | SWCR012-03 | 3454.84 | 2021 | 1445.72 | 2021 | 0 | 0 | SWCR012-03 | ComRefrig - Compressor Retrofit - Cold ¦ PG&E ¦ Cold | ComRefrig - Compressor Retrofit - Cold | 0.14015 | 1 | 0.334 | CBSA 2014 | 6.3987 | 2012 | 0.6 | SWCR012-03
COM-COMREFRIG-70.10 | Com ¦ Average Existing Refrigeration Compressor - Marine ¦ PG&E ¦ Marine | Com ¦ Average Existing Refrigeration Compressor - Marine | PG&E ¦ Marine | PG&E | All | Electric | Single Compressor, Air-Cooled Cond | Average Existing |  |  | 0 | Conventional | ComRefrig | Com - Restaurant | Com | RET Only | 0 | 1000 sqft2 of floor space | Cap-Tons | 15 | DEER:HVAC_Chillers | 0 | 0 | 0 | SWCR012-03 | 2826.84 | 2021 | 1445.72 | 2021 | 0 | 0 | SWCR012-03 | ComRefrig - Compressor Retrofit - Marine ¦ PG&E ¦ Marine | ComRefrig - Compressor Retrofit - Marine | 0.045926 | 1 | 0.666 | CBSA 2014 | 0 | 2012 | 0.6 | SWCR012-03
COM-COMREFRIG-71.10 | Com ¦ Efficient Refrigeration Compressor - Marine ¦ PG&E ¦ Marine | Com ¦ Efficient Refrigeration Compressor - Marine | PG&E ¦ Marine | PG&E | All | Electric | Multiplex Compressor, Air-cooled | Efficient |  |  | 0 | Conventional | ComRefrig | Com - Restaurant | Com | RET Only | 0 | 1000 sqft2 of floor space | Cap-Tons | 15 | DEER:HVAC_Chillers | -269 | -0.0557 | 0.0652 | SWCR012-03 | 3454.84 | 2021 | 1445.72 | 2021 | 0 | 0 | SWCR012-03 | ComRefrig - Compressor Retrofit - Marine ¦ PG&E ¦ Marine | ComRefrig - Compressor Retrofit - Marine | 0.045926 | 1 | 0.334 | CBSA 2014 | 4.7314 | 2012 | 0.6 | SWCR012-03
COM-COMREFRIG-70.11 | Com ¦ Average Existing Refrigeration Compressor - Hot-Dry ¦ PG&E ¦ Hot-Dry | Com ¦ Average Existing Refrigeration Compressor - Hot-Dry | PG&E ¦ Hot-Dry | PG&E | All | Electric | Single Compressor, Air-Cooled Cond | Average Existing |  |  | 0 | Conventional | ComRefrig | Com - Restaurant | Com | RET Only | 0 | 1000 sqft2 of floor space | Cap-Tons | 15 | DEER:HVAC_Chillers | 0 | 0 | 0 | SWCR012-03 | 2826.84 | 2021 | 1445.72 | 2021 | 0 | 0 | SWCR012-03 | ComRefrig - Compressor Retrofit - Hot-Dry ¦ PG&E ¦ Hot-Dry | ComRefrig - Compressor Retrofit - Hot-Dry | 0.045926 | 1 | 0.666 | CBSA 2014 | 0 | 2012 | 0.6 | SWCR012-03
COM-COMREFRIG-71.11 | Com ¦ Efficient Refrigeration Compressor - Hot-Dry ¦ PG&E ¦ Hot-Dry | Com ¦ Efficient Refrigeration Compressor - Hot-Dry | PG&E ¦ Hot-Dry | PG&E | All | Electric | Multiplex Compressor, Air-cooled | Efficient |  |  | 0 | Conventional | ComRefrig | Com - Restaurant | Com | RET Only | 0 | 1000 sqft2 of floor space | Cap-Tons | 15 | DEER:HVAC_Chillers | -363 | -0.109 | 0.0587 | SWCR012-03 | 3454.84 | 2021 | 1445.72 | 2021 | 0 | 0 | SWCR012-03 | ComRefrig - Compressor Retrofit - Hot-Dry ¦ PG&E ¦ Hot-Dry | ComRefrig - Compressor Retrofit - Hot-Dry | 0.045926 | 1 | 0.334 | CBSA 2014 | 6.4068 | 2012 | 0.6 | SWCR012-03
COM-COMREFRIG-70.12 | Com ¦ Average Existing Refrigeration Compressor - Cold ¦ PG&E ¦ Cold | Com ¦ Average Existing Refrigeration Compressor - Cold | PG&E ¦ Cold | PG&E | All | Electric | Single Compressor, Air-Cooled Cond | Average Existing |  |  | 0 | Conventional | ComRefrig | Com - Restaurant | Com | RET Only | 0 | 1000 sqft2 of floor space | Cap-Tons | 15 | DEER:HVAC_Chillers | 0 | 0 | 0 | SWCR012-03 | 2826.84 | 2021 | 1445.72 | 2021 | 0 | 0 | SWCR012-03 | ComRefrig - Compressor Retrofit - Cold ¦ PG&E ¦ Cold | ComRefrig - Compressor Retrofit - Cold | 0.045926 | 1 | 0.666 | CBSA 2014 | 0 | 2012 | 0.6 | SWCR012-03
COM-COMREFRIG-71.12 | Com ¦ Efficient Refrigeration Compressor - Cold ¦ PG&E ¦ Cold | Com ¦ Efficient Refrigeration Compressor - Cold | PG&E ¦ Cold | PG&E | All | Electric | Multiplex Compressor, Air-cooled | Efficient |  |  | 0 | Conventional | ComRefrig | Com - Restaurant | Com | RET Only | 0 | 1000 sqft2 of floor space | Cap-Tons | 15 | DEER:HVAC_Chillers | -360 | -0.071 | 0.0452 | SWCR012-03 | 3454.84 | 2021 | 1445.72 | 2021 | 0 | 0 | SWCR012-03 | ComRefrig - Compressor Retrofit - Cold ¦ PG&E ¦ Cold | ComRefrig - Compressor Retrofit - Cold | 0.045926 | 1 | 0.334 | CBSA 2014 | 6.3636 | 2012 | 0.6 | SWCR012-03
COM-COMREFRIG-70.13 | Com ¦ Average Existing Refrigeration Compressor - Marine ¦ PG&E ¦ Marine | Com ¦ Average Existing Refrigeration Compressor - Marine | PG&E ¦ Marine | PG&E | All | Electric | Single Compressor, Air-Cooled Cond | Average Existing |  |  | 0 | Conventional | ComRefrig | Com - Retail | Com | RET Only | 0 | 1000 sqft2 of floor space | Cap-Tons | 15 | DEER:HVAC_Chillers | 0 | 0 | 0 | SWCR012-03 | 2826.84 | 2021 | 1445.72 | 2021 | 0 | 0 | SWCR012-03 | ComRefrig - Compressor Retrofit - Marine ¦ PG&E ¦ Marine | ComRefrig - Compressor Retrofit - Marine | 0.028244 | 1 | 0.666 | CBSA 2014 | 0 | 2012 | 0.6 | SWCR012-03
COM-COMREFRIG-71.13 | Com ¦ Efficient Refrigeration Compressor - Marine ¦ PG&E ¦ Marine | Com ¦ Efficient Refrigeration Compressor - Marine | PG&E ¦ Marine | PG&E | All | Electric | Multiplex Compressor, Air-cooled | Efficient |  |  | 0 | Conventional | ComRefrig | Com - Retail | Com | RET Only | 0 | 1000 sqft2 of floor space | Cap-Tons | 15 | DEER:HVAC_Chillers | -269 | -0.0557 | 0.0652 | SWCR012-03 | 3454.84 | 2021 | 1445.72 | 2021 | 0 | 0 | SWCR012-03 | ComRefrig - Compressor Retrofit - Marine ¦ PG&E ¦ Marine | ComRefrig - Compressor Retrofit - Marine | 0.028244 | 1 | 0.334 | CBSA 2014 | 94.1822 | 2012 | 0.6 | SWCR012-03
COM-COMREFRIG-70.14 | Com ¦ Average Existing Refrigeration Compressor - Hot-Dry ¦ PG&E ¦ Hot-Dry | Com ¦ Average Existing Refrigeration Compressor - Hot-Dry | PG&E ¦ Hot-Dry | PG&E | All | Electric | Single Compressor, Air-Cooled Cond | Average Existing |  |  | 0 | Conventional | ComRefrig | Com - Retail | Com | RET Only | 0 | 1000 sqft2 of floor space | Cap-Tons | 15 | DEER:HVAC_Chillers | 0 | 0 | 0 | SWCR012-03 | 2826.84 | 2021 | 1445.72 | 2021 | 0 | 0 | SWCR012-03 | ComRefrig - Compressor Retrofit - Hot-Dry ¦ PG&E ¦ Hot-Dry | ComRefrig - Compressor Retrofit - Hot-Dry | 0.028244 | 1 | 0.666 | CBSA 2014 | 0 | 2012 | 0.6 | SWCR012-03
COM-COMREFRIG-71.14 | Com ¦ Efficient Refrigeration Compressor - Hot-Dry ¦ PG&E ¦ Hot-Dry | Com ¦ Efficient Refrigeration Compressor - Hot-Dry | PG&E ¦ Hot-Dry | PG&E | All | Electric | Multiplex Compressor, Air-cooled | Efficient |  |  | 0 | Conventional | ComRefrig | Com - Retail | Com | RET Only | 0 | 1000 sqft2 of floor space | Cap-Tons | 15 | DEER:HVAC_Chillers | -363 | -0.109 | 0.0587 | SWCR012-03 | 3454.84 | 2021 | 1445.72 | 2021 | 0 | 0 | SWCR012-03 | ComRefrig - Compressor Retrofit - Hot-Dry ¦ PG&E ¦ Hot-Dry | ComRefrig - Compressor Retrofit - Hot-Dry | 0.028244 | 1 | 0.334 | CBSA 2014 | 127.2381 | 2012 | 0.6 | SWCR012-03
COM-COMREFRIG-70.15 | Com ¦ Average Existing Refrigeration Compressor - Cold ¦ PG&E ¦ Cold | Com ¦ Average Existing Refrigeration Compressor - Cold | PG&E ¦ Cold | PG&E | All | Electric | Single Compressor, Air-Cooled Cond | Average Existing |  |  | 0 | Conventional | ComRefrig | Com - Retail | Com | RET Only | 0 | 1000 sqft2 of floor space | Cap-Tons | 15 | DEER:HVAC_Chillers | 0 | 0 | 0 | SWCR012-03 | 2826.84 | 2021 | 1445.72 | 2021 | 0 | 0 | SWCR012-03 | ComRefrig - Compressor Retrofit - Cold ¦ PG&E ¦ Cold | ComRefrig - Compressor Retrofit - Cold | 0.028244 | 1 | 0.666 | CBSA 2014 | 0 | 2012 | 0.6 | SWCR012-03
COM-COMREFRIG-71.15 | Com ¦ Efficient Refrigeration Compressor - Cold ¦ PG&E ¦ Cold | Com ¦ Efficient Refrigeration Compressor - Cold | PG&E ¦ Cold | PG&E | All | Electric | Multiplex Compressor, Air-cooled | Efficient |  |  | 0 | Conventional | ComRefrig | Com - Retail | Com | RET Only | 0 | 1000 sqft2 of floor space | Cap-Tons | 15 | DEER:HVAC_Chillers | -360 | -0.071 | 0.0452 | SWCR012-03 | 3454.84 | 2021 | 1445.72 | 2021 | 0 | 0 | SWCR012-03 | ComRefrig - Compressor Retrofit - Cold ¦ PG&E ¦ Cold | ComRefrig - Compressor Retrofit - Cold | 0.028244 | 1 | 0.334 | CBSA 2014 | 126.2509 | 2012 | 0.6 | SWCR012-03
COM-COMREFRIG-70.16 | Com ¦ Average Existing Refrigeration Compressor - Marine ¦ PG&E ¦ Marine | Com ¦ Average Existing Refrigeration Compressor - Marine | PG&E ¦ Marine | PG&E | All | Electric | Single Compressor, Air-Cooled Cond | Average Existing |  |  | 0 | Conventional | ComRefrig | Com - School | Com | RET Only | 0 | 1000 sqft2 of floor space | Cap-Tons | 15 | DEER:HVAC_Chillers | 0 | 0 | 0 | SWCR012-03 | 2826.84 | 2021 | 1445.72 | 2021 | 0 | 0 | SWCR012-03 | ComRefrig - Compressor Retrofit - Marine ¦ PG&E ¦ Marine | ComRefrig - Compressor Retrofit - Marine | 0.0012323 | 1 | 0.666 | CBSA 2014 | 0 | 2012 | 0.6 | SWCR012-03
COM-COMREFRIG-71.16 | Com ¦ Efficient Refrigeration Compressor - Marine ¦ PG&E ¦ Marine | Com ¦ Efficient Refrigeration Compressor - Marine | PG&E ¦ Marine | PG&E | All | Electric | Multiplex Compressor, Air-cooled | Efficient |  |  | 0 | Conventional | ComRefrig | Com - School | Com | RET Only | 0 | 1000 sqft2 of floor space | Cap-Tons | 15 | DEER:HVAC_Chillers | -269 | -0.0557 | 0.0652 | SWCR012-03 | 3454.84 | 2021 | 1445.72 | 2021 | 0 | 0 | SWCR012-03 | ComRefrig - Compressor Retrofit - Marine ¦ PG&E ¦ Marine | ComRefrig - Compressor Retrofit - Marine | 0.0012323 | 1 | 0.334 | CBSA 2014 | 44.1408 | 2012 | 0.6 | SWCR012-03
COM-COMREFRIG-70.17 | Com ¦ Average Existing Refrigeration Compressor - Hot-Dry ¦ PG&E ¦ Hot-Dry | Com ¦ Average Existing Refrigeration Compressor - Hot-Dry | PG&E ¦ Hot-Dry | PG&E | All | Electric | Single Compressor, Air-Cooled Cond | Average Existing |  |  | 0 | Conventional | ComRefrig | Com - School | Com | RET Only | 0 | 1000 sqft2 of floor space | Cap-Tons | 15 | DEER:HVAC_Chillers | 0 | 0 | 0 | SWCR012-03 | 2826.84 | 2021 | 1445.72 | 2021 | 0 | 0 | SWCR012-03 | ComRefrig - Compressor Retrofit - Hot-Dry ¦ PG&E ¦ Hot-Dry | ComRefrig - Compressor Retrofit - Hot-Dry | 0.0012323 | 1 | 0.666 | CBSA 2014 | 0 | 2012 | 0.6 | SWCR012-03
COM-COMREFRIG-71.17 | Com ¦ Efficient Refrigeration Compressor - Hot-Dry ¦ PG&E ¦ Hot-Dry | Com ¦ Efficient Refrigeration Compressor - Hot-Dry | PG&E ¦ Hot-Dry | PG&E | All | Electric | Multiplex Compressor, Air-cooled | Efficient |  |  | 0 | Conventional | ComRefrig | Com - School | Com | RET Only | 0 | 1000 sqft2 of floor space | Cap-Tons | 15 | DEER:HVAC_Chillers | -363 | -0.109 | 0.0587 | SWCR012-03 | 3454.84 | 2021 | 1445.72 | 2021 | 0 | 0 | SWCR012-03 | ComRefrig - Compressor Retrofit - Hot-Dry ¦ PG&E ¦ Hot-Dry | ComRefrig - Compressor Retrofit - Hot-Dry | 0.0012323 | 1 | 0.334 | CBSA 2014 | 59.6324 | 2012 | 0.6 | SWCR012-03
COM-COMREFRIG-70.18 | Com ¦ Average Existing Refrigeration Compressor - Cold ¦ PG&E ¦ Cold | Com ¦ Average Existing Refrigeration Compressor - Cold | PG&E ¦ Cold | PG&E | All | Electric | Single Compressor, Air-Cooled Cond | Average Existing |  |  | 0 | Conventional | ComRefrig | Com - School | Com | RET Only | 0 | 1000 sqft2 of floor space | Cap-Tons | 15 | DEER:HVAC_Chillers | 0 | 0 | 0 | SWCR012-03 | 2826.84 | 2021 | 1445.72 | 2021 | 0 | 0 | SWCR012-03 | ComRefrig - Compressor Retrofit - Cold ¦ PG&E ¦ Cold | ComRefrig - Compressor Retrofit - Cold | 0.0012323 | 1 | 0.666 | CBSA 2014 | 0 | 2012 | 0.6 | SWCR012-03
COM-COMREFRIG-71.18 | Com ¦ Efficient Refrigeration Compressor - Cold ¦ PG&E ¦ Cold | Com ¦ Efficient Refrigeration Compressor - Cold | PG&E ¦ Cold | PG&E | All | Electric | Multiplex Compressor, Air-cooled | Efficient |  |  | 0 | Conventional | ComRefrig | Com - School | Com | RET Only | 0 | 1000 sqft2 of floor space | Cap-Tons | 15 | DEER:HVAC_Chillers | -360 | -0.071 | 0.0452 | SWCR012-03 | 3454.84 | 2021 | 1445.72 | 2021 | 0 | 0 | SWCR012-03 | ComRefrig - Compressor Retrofit - Cold ¦ PG&E ¦ Cold | ComRefrig - Compressor Retrofit - Cold | 0.0012323 | 1 | 0.334 | CBSA 2014 | 59.1693 | 2012 | 0.6 | SWCR012-03
COM-COMREFRIG-70.1 | Com ¦ Average Existing Refrigeration Compressor - Marine ¦ SCE ¦ Marine | Com ¦ Average Existing Refrigeration Compressor - Marine | SCE ¦ Marine | SCE | All | Electric | Single Compressor, Air-Cooled Cond | Average Existing |  |  | 0 | Conventional | ComRefrig | Com - College | Com | RET Only | 0 | 1000 sqft2 of floor space | Cap-Tons | 15 | DEER:HVAC_Chillers | 0 | 0 | 0 | SWCR012-03 | 2826.84 | 2021 | 1445.72 | 2021 | 0 | 0 | SWCR012-03 | ComRefrig - Compressor Retrofit - Marine ¦ SCE ¦ Marine | ComRefrig - Compressor Retrofit - Marine | 0.0012323 | 1 | 0.666 | CBSA 2014 | 0 | 2012 | 0.6 | SWCR012-03
COM-COMREFRIG-71.1 | Com ¦ Efficient Refrigeration Compressor - Marine ¦ SCE ¦ Marine | Com ¦ Efficient Refrigeration Compressor - Marine | SCE ¦ Marine | SCE | All | Electric | Multiplex Compressor, Air-cooled | Efficient |  |  | 0 | Conventional | ComRefrig | Com - College | Com | RET Only | 0 | 1000 sqft2 of floor space | Cap-Tons | 15 | DEER:HVAC_Chillers | -298 | -0.066 | 0.0901 | SWCR012-03 | 3454.84 | 2021 | 1445.72 | 2021 | 0 | 0 | SWCR012-03 | ComRefrig - Compressor Retrofit - Marine ¦ SCE ¦ Marine | ComRefrig - Compressor Retrofit - Marine | 0.0012323 | 1 | 0.334 | CBSA 2014 | 22.2012 | 2012 | 0.6 | SWCR012-03
COM-COMREFRIG-70.2 | Com ¦ Average Existing Refrigeration Compressor - Hot-Dry ¦ SCE ¦ Hot-Dry | Com ¦ Average Existing Refrigeration Compressor - Hot-Dry | SCE ¦ Hot-Dry | SCE | All | Electric | Single Compressor, Air-Cooled Cond | Average Existing |  |  | 0 | Conventional | ComRefrig | Com - College | Com | RET Only | 0 | 1000 sqft2 of floor space | Cap-Tons | 15 | DEER:HVAC_Chillers | 0 | 0 | 0 | SWCR012-03 | 2826.84 | 2021 | 1445.72 | 2021 | 0 | 0 | SWCR012-03 | ComRefrig - Compressor Retrofit - Hot-Dry ¦ SCE ¦ Hot-Dry | ComRefrig - Compressor Retrofit - Hot-Dry | 0.0012323 | 1 | 0.666 | CBSA 2014 | 0 | 2012 | 0.6 | SWCR012-03
COM-COMREFRIG-71.2 | Com ¦ Efficient Refrigeration Compressor - Hot-Dry ¦ SCE ¦ Hot-Dry | Com ¦ Efficient Refrigeration Compressor - Hot-Dry | SCE ¦ Hot-Dry | SCE | All | Electric | Multiplex Compressor, Air-cooled | Efficient |  |  | 0 | Conventional | ComRefrig | Com - College | Com | RET Only | 0 | 1000 sqft2 of floor space | Cap-Tons | 15 | DEER:HVAC_Chillers | -360 | -0.071 | 0.0452 | SWCR012-03 | 3454.84 | 2021 | 1445.72 | 2021 | 0 | 0 | SWCR012-03 | ComRefrig - Compressor Retrofit - Hot-Dry ¦ SCE ¦ Hot-Dry | ComRefrig - Compressor Retrofit - Hot-Dry | 0.0012323 | 1 | 0.334 | CBSA 2014 | 27.0302 | 2012 | 0.6 | SWCR012-03
COM-COMREFRIG-70.3 | Com ¦ Average Existing Refrigeration Compressor - Cold ¦ SCE ¦ Cold | Com ¦ Average Existing Refrigeration Compressor - Cold | SCE ¦ Cold | SCE | All | Electric | Single Compressor, Air-Cooled Cond | Average Existing |  |  | 0 | Conventional | ComRefrig | Com - College | Com | RET Only | 0 | 1000 sqft2 of floor space | Cap-Tons | 15 | DEER:HVAC_Chillers | 0 | 0 | 0 | SWCR012-03 | 2826.84 | 2021 | 1445.72 | 2021 | 0 | 0 | SWCR012-03 | ComRefrig - Compressor Retrofit - Cold ¦ SCE ¦ Cold | ComRefrig - Compressor Retrofit - Cold | 0.0012323 | 1 | 0.666 | CBSA 2014 | 0 | 2012 | 0.6 | SWCR012-03
COM-COMREFRIG-71.3 | Com ¦ Efficient Refrigeration Compressor - Cold ¦ SCE ¦ Cold | Com ¦ Efficient Refrigeration Compressor - Cold | SCE ¦ Cold | SCE | All | Electric | Multiplex Compressor, Air-cooled | Efficient |  |  | 0 | Conventional | ComRefrig | Com - College | Com | RET Only | 0 | 1000 sqft2 of floor space | Cap-Tons | 15 | DEER:HVAC_Chillers | -380 | -0.0985 | 0.0603 | SWCR012-03 | 3454.84 | 2021 | 1445.72 | 2021 | 0 | 0 | SWCR012-03 | ComRefrig - Compressor Retrofit - Cold ¦ SCE ¦ Cold | ComRefrig - Compressor Retrofit - Cold | 0.0012323 | 1 | 0.334 | CBSA 2014 | 28.4903 | 2012 | 0.6 | SWCR012-03
COM-COMREFRIG-70.4 | Com ¦ Average Existing Refrigeration Compressor - Marine ¦ SCE ¦ Marine | Com ¦ Average Existing Refrigeration Compressor - Marine | SCE ¦ Marine | SCE | All | Electric | Single Compressor, Air-Cooled Cond | Average Existing |  |  | 0 | Conventional | ComRefrig | Com - Grocery | Com | RET Only | 0 | 1000 sqft2 of floor space | Cap-Tons | 15 | DEER:HVAC_Chillers | 0 | 0 | 0 | SWCR012-03 | 2826.84 | 2021 | 1445.72 | 2021 | 0 | 0 | SWCR012-03 | ComRefrig - Compressor Retrofit - Marine ¦ SCE ¦ Marine | ComRefrig - Compressor Retrofit - Marine | 0.29565 | 1 | 0.6 | CBSA 2014 | 0 | 2012 | 0.6 | SWCR012-03
COM-COMREFRIG-71.4 | Com ¦ Efficient Refrigeration Compressor - Marine ¦ SCE ¦ Marine | Com ¦ Efficient Refrigeration Compressor - Marine | SCE ¦ Marine | SCE | All | Electric | Multiplex Compressor, Air-cooled | Efficient |  |  | 0 | Conventional | ComRefrig | Com - Grocery | Com | RET Only | 0 | 1000 sqft2 of floor space | Cap-Tons | 15 | DEER:HVAC_Chillers | -298 | -0.066 | 0.0901 | SWCR012-03 | 3454.84 | 2021 | 1445.72 | 2021 | 0 | 0 | SWCR012-03 | ComRefrig - Compressor Retrofit - Marine ¦ SCE ¦ Marine | ComRefrig - Compressor Retrofit - Marine | 0.29565 | 1 | 0.4 | CBSA 2014 | 16.5506 | 2012 | 0.6 | SWCR012-03
COM-COMREFRIG-70.5 | Com ¦ Average Existing Refrigeration Compressor - Hot-Dry ¦ SCE ¦ Hot-Dry | Com ¦ Average Existing Refrigeration Compressor - Hot-Dry | SCE ¦ Hot-Dry | SCE | All | Electric | Single Compressor, Air-Cooled Cond | Average Existing |  |  | 0 | Conventional | ComRefrig | Com - Grocery | Com | RET Only | 0 | 1000 sqft2 of floor space | Cap-Tons | 15 | DEER:HVAC_Chillers | 0 | 0 | 0 | SWCR012-03 | 2826.84 | 2021 | 1445.72 | 2021 | 0 | 0 | SWCR012-03 | ComRefrig - Compressor Retrofit - Hot-Dry ¦ SCE ¦ Hot-Dry | ComRefrig - Compressor Retrofit - Hot-Dry | 0.29565 | 1 | 0.6 | CBSA 2014 | 0 | 2012 | 0.6 | SWCR012-03
COM-COMREFRIG-71.5 | Com ¦ Efficient Refrigeration Compressor - Hot-Dry ¦ SCE ¦ Hot-Dry | Com ¦ Efficient Refrigeration Compressor - Hot-Dry | SCE ¦ Hot-Dry | SCE | All | Electric | Multiplex Compressor, Air-cooled | Efficient |  |  | 0 | Conventional | ComRefrig | Com - Grocery | Com | RET Only | 0 | 1000 sqft2 of floor space | Cap-Tons | 15 | DEER:HVAC_Chillers | -360 | -0.071 | 0.0452 | SWCR012-03 | 3454.84 | 2021 | 1445.72 | 2021 | 0 | 0 | SWCR012-03 | ComRefrig - Compressor Retrofit - Hot-Dry ¦ SCE ¦ Hot-Dry | ComRefrig - Compressor Retrofit - Hot-Dry | 0.29565 | 1 | 0.4 | CBSA 2014 | 20.1434 | 2012 | 0.6 | SWCR012-03
COM-COMREFRIG-70.6 | Com ¦ Average Existing Refrigeration Compressor - Cold ¦ SCE ¦ Cold | Com ¦ Average Existing Refrigeration Compressor - Cold | SCE ¦ Cold | SCE | All | Electric | Single Compressor, Air-Cooled Cond | Average Existing |  |  | 0 | Conventional | ComRefrig | Com - Grocery | Com | RET Only | 0 | 1000 sqft2 of floor space | Cap-Tons | 15 | DEER:HVAC_Chillers | 0 | 0 | 0 | SWCR012-03 | 2826.84 | 2021 | 1445.72 | 2021 | 0 | 0 | SWCR012-03 | ComRefrig - Compressor Retrofit - Cold ¦ SCE ¦ Cold | ComRefrig - Compressor Retrofit - Cold | 0.29565 | 1 | 0.6 | CBSA 2014 | 0 | 2012 | 0.6 | SWCR012-03
COM-COMREFRIG-71.6 | Com ¦ Efficient Refrigeration Compressor - Cold ¦ SCE ¦ Cold | Com ¦ Efficient Refrigeration Compressor - Cold | SCE ¦ Cold | SCE | All | Electric | Multiplex Compressor, Air-cooled | Efficient |  |  | 0 | Conventional | ComRefrig | Com - Grocery | Com | RET Only | 0 | 1000 sqft2 of floor space | Cap-Tons | 15 | DEER:HVAC_Chillers | -380 | -0.0985 | 0.0603 | SWCR012-03 | 3454.84 | 2021 | 1445.72 | 2021 | 0 | 0 | SWCR012-03 | ComRefrig - Compressor Retrofit - Cold ¦ SCE ¦ Cold | ComRefrig - Compressor Retrofit - Cold | 0.29565 | 1 | 0.4 | CBSA 2014 | 21.233 | 2012 | 0.6 | SWCR012-03
COM-COMREFRIG-70.7 | Com ¦ Average Existing Refrigeration Compressor - Marine ¦ SCE ¦ Marine | Com ¦ Average Existing Refrigeration Compressor - Marine | SCE ¦ Marine | SCE | All | Electric | Single Compressor, Air-Cooled Cond | Average Existing |  |  | 0 | Conventional | ComRefrig | Com - Refrig. Warehouse | Com | RET Only | 0 | 1000 sqft2 of floor space | Cap-Tons | 15 | DEER:HVAC_Chillers | 0 | 0 | 0 | SWCR012-03 | 2826.84 | 2021 | 1445.72 | 2021 | 0 | 0 | SWCR012-03 | ComRefrig - Compressor Retrofit - Marine ¦ SCE ¦ Marine | ComRefrig - Compressor Retrofit - Marine | 0.14015 | 1 | 0.666 | CBSA 2014 | 0 | 2012 | 0.6 | SWCR012-03
COM-COMREFRIG-71.7 | Com ¦ Efficient Refrigeration Compressor - Marine ¦ SCE ¦ Marine | Com ¦ Efficient Refrigeration Compressor - Marine | SCE ¦ Marine | SCE | All | Electric | Multiplex Compressor, Air-cooled | Efficient |  |  | 0 | Conventional | ComRefrig | Com - Refrig. Warehouse | Com | RET Only | 0 | 1000 sqft2 of floor space | Cap-Tons | 15 | DEER:HVAC_Chillers | -298 | -0.066 | 0.0901 | SWCR012-03 | 3454.84 | 2021 | 1445.72 | 2021 | 0 | 0 | SWCR012-03 | ComRefrig - Compressor Retrofit - Marine ¦ SCE ¦ Marine | ComRefrig - Compressor Retrofit - Marine | 0.14015 | 1 | 0.334 | CBSA 2014 | 5.2571 | 2012 | 0.6 | SWCR012-03
COM-COMREFRIG-70.8 | Com ¦ Average Existing Refrigeration Compressor - Hot-Dry ¦ SCE ¦ Hot-Dry | Com ¦ Average Existing Refrigeration Compressor - Hot-Dry | SCE ¦ Hot-Dry | SCE | All | Electric | Single Compressor, Air-Cooled Cond | Average Existing |  |  | 0 | Conventional | ComRefrig | Com - Refrig. Warehouse | Com | RET Only | 0 | 1000 sqft2 of floor space | Cap-Tons | 15 | DEER:HVAC_Chillers | 0 | 0 | 0 | SWCR012-03 | 2826.84 | 2021 | 1445.72 | 2021 | 0 | 0 | SWCR012-03 | ComRefrig - Compressor Retrofit - Hot-Dry ¦ SCE ¦ Hot-Dry | ComRefrig - Compressor Retrofit - Hot-Dry | 0.14015 | 1 | 0.666 | CBSA 2014 | 0 | 2012 | 0.6 | SWCR012-03
COM-COMREFRIG-71.8 | Com ¦ Efficient Refrigeration Compressor - Hot-Dry ¦ SCE ¦ Hot-Dry | Com ¦ Efficient Refrigeration Compressor - Hot-Dry | SCE ¦ Hot-Dry | SCE | All | Electric | Multiplex Compressor, Air-cooled | Efficient |  |  | 0 | Conventional | ComRefrig | Com - Refrig. Warehouse | Com | RET Only | 0 | 1000 sqft2 of floor space | Cap-Tons | 15 | DEER:HVAC_Chillers | -360 | -0.071 | 0.0452 | SWCR012-03 | 3454.84 | 2021 | 1445.72 | 2021 | 0 | 0 | SWCR012-03 | ComRefrig - Compressor Retrofit - Hot-Dry ¦ SCE ¦ Hot-Dry | ComRefrig - Compressor Retrofit - Hot-Dry | 0.14015 | 1 | 0.334 | CBSA 2014 | 6.3987 | 2012 | 0.6 | SWCR012-03
COM-COMREFRIG-70.9 | Com ¦ Average Existing Refrigeration Compressor - Cold ¦ SCE ¦ Cold | Com ¦ Average Existing Refrigeration Compressor - Cold | SCE ¦ Cold | SCE | All | Electric | Single Compressor, Air-Cooled Cond | Average Existing |  |  | 0 | Conventional | ComRefrig | Com - Refrig. Warehouse | Com | RET Only | 0 | 1000 sqft2 of floor space | Cap-Tons | 15 | DEER:HVAC_Chillers | 0 | 0 | 0 | SWCR012-03 | 2826.84 | 2021 | 1445.72 | 2021 | 0 | 0 | SWCR012-03 | ComRefrig - Compressor Retrofit - Cold ¦ SCE ¦ Cold | ComRefrig - Compressor Retrofit - Cold | 0.14015 | 1 | 0.666 | CBSA 2014 | 0 | 2012 | 0.6 | SWCR012-03
COM-COMREFRIG-71.9 | Com ¦ Efficient Refrigeration Compressor - Cold ¦ SCE ¦ Cold | Com ¦ Efficient Refrigeration Compressor - Cold | SCE ¦ Cold | SCE | All | Electric | Multiplex Compressor, Air-cooled | Efficient |  |  | 0 | Conventional | ComRefrig | Com - Refrig. Warehouse | Com | RET Only | 0 | 1000 sqft2 of floor space | Cap-Tons | 15 | DEER:HVAC_Chillers | -380 | -0.0985 | 0.0603 | SWCR012-03 | 3454.84 | 2021 | 1445.72 | 2021 | 0 | 0 | SWCR012-03 | ComRefrig - Compressor Retrofit - Cold ¦ SCE ¦ Cold | ComRefrig - Compressor Retrofit - Cold | 0.14015 | 1 | 0.334 | CBSA 2014 | 6.7447 | 2012 | 0.6 | SWCR012-03
COM-COMREFRIG-70.10 | Com ¦ Average Existing Refrigeration Compressor - Marine ¦ SCE ¦ Marine | Com ¦ Average Existing Refrigeration Compressor - Marine | SCE ¦ Marine | SCE | All | Electric | Single Compressor, Air-Cooled Cond | Average Existing |  |  | 0 | Conventional | ComRefrig | Com - Restaurant | Com | RET Only | 0 | 1000 sqft2 of floor space | Cap-Tons | 15 | DEER:HVAC_Chillers | 0 | 0 | 0 | SWCR012-03 | 2826.84 | 2021 | 1445.72 | 2021 | 0 | 0 | SWCR012-03 | ComRefrig - Compressor Retrofit - Marine ¦ SCE ¦ Marine | ComRefrig - Compressor Retrofit - Marine | 0.045926 | 1 | 0.666 | CBSA 2014 | 0 | 2012 | 0.6 | SWCR012-03
COM-COMREFRIG-71.10 | Com ¦ Efficient Refrigeration Compressor - Marine ¦ SCE ¦ Marine | Com ¦ Efficient Refrigeration Compressor - Marine | SCE ¦ Marine | SCE | All | Electric | Multiplex Compressor, Air-cooled | Efficient |  |  | 0 | Conventional | ComRefrig | Com - Restaurant | Com | RET Only | 0 | 1000 sqft2 of floor space | Cap-Tons | 15 | DEER:HVAC_Chillers | -298 | -0.066 | 0.0901 | SWCR012-03 | 3454.84 | 2021 | 1445.72 | 2021 | 0 | 0 | SWCR012-03 | ComRefrig - Compressor Retrofit - Marine ¦ SCE ¦ Marine | ComRefrig - Compressor Retrofit - Marine | 0.045926 | 1 | 0.334 | CBSA 2014 | 5.2281 | 2012 | 0.6 | SWCR012-03
COM-COMREFRIG-70.11 | Com ¦ Average Existing Refrigeration Compressor - Hot-Dry ¦ SCE ¦ Hot-Dry | Com ¦ Average Existing Refrigeration Compressor - Hot-Dry | SCE ¦ Hot-Dry | SCE | All | Electric | Single Compressor, Air-Cooled Cond | Average Existing |  |  | 0 | Conventional | ComRefrig | Com - Restaurant | Com | RET Only | 0 | 1000 sqft2 of floor space | Cap-Tons | 15 | DEER:HVAC_Chillers | 0 | 0 | 0 | SWCR012-03 | 2826.84 | 2021 | 1445.72 | 2021 | 0 | 0 | SWCR012-03 | ComRefrig - Compressor Retrofit - Hot-Dry ¦ SCE ¦ Hot-Dry | ComRefrig - Compressor Retrofit - Hot-Dry | 0.045926 | 1 | 0.666 | CBSA 2014 | 0 | 2012 | 0.6 | SWCR012-03
COM-COMREFRIG-71.11 | Com ¦ Efficient Refrigeration Compressor - Hot-Dry ¦ SCE ¦ Hot-Dry | Com ¦ Efficient Refrigeration Compressor - Hot-Dry | SCE ¦ Hot-Dry | SCE | All | Electric | Multiplex Compressor, Air-cooled | Efficient |  |  | 0 | Conventional | ComRefrig | Com - Restaurant | Com | RET Only | 0 | 1000 sqft2 of floor space | Cap-Tons | 15 | DEER:HVAC_Chillers | -360 | -0.071 | 0.0452 | SWCR012-03 | 3454.84 | 2021 | 1445.72 | 2021 | 0 | 0 | SWCR012-03 | ComRefrig - Compressor Retrofit - Hot-Dry ¦ SCE ¦ Hot-Dry | ComRefrig - Compressor Retrofit - Hot-Dry | 0.045926 | 1 | 0.334 | CBSA 2014 | 6.3636 | 2012 | 0.6 | SWCR012-03
COM-COMREFRIG-70.12 | Com ¦ Average Existing Refrigeration Compressor - Cold ¦ SCE ¦ Cold | Com ¦ Average Existing Refrigeration Compressor - Cold | SCE ¦ Cold | SCE | All | Electric | Single Compressor, Air-Cooled Cond | Average Existing |  |  | 0 | Conventional | ComRefrig | Com - Restaurant | Com | RET Only | 0 | 1000 sqft2 of floor space | Cap-Tons | 15 | DEER:HVAC_Chillers | 0 | 0 | 0 | SWCR012-03 | 2826.84 | 2021 | 1445.72 | 2021 | 0 | 0 | SWCR012-03 | ComRefrig - Compressor Retrofit - Cold ¦ SCE ¦ Cold | ComRefrig - Compressor Retrofit - Cold | 0.045926 | 1 | 0.666 | CBSA 2014 | 0 | 2012 | 0.6 | SWCR012-03
COM-COMREFRIG-71.12 | Com ¦ Efficient Refrigeration Compressor - Cold ¦ SCE ¦ Cold | Com ¦ Efficient Refrigeration Compressor - Cold | SCE ¦ Cold | SCE | All | Electric | Multiplex Compressor, Air-cooled | Efficient |  |  | 0 | Conventional | ComRefrig | Com - Restaurant | Com | RET Only | 0 | 1000 sqft2 of floor space | Cap-Tons | 15 | DEER:HVAC_Chillers | -380 | -0.0985 | 0.0603 | SWCR012-03 | 3454.84 | 2021 | 1445.72 | 2021 | 0 | 0 | SWCR012-03 | ComRefrig - Compressor Retrofit - Cold ¦ SCE ¦ Cold | ComRefrig - Compressor Retrofit - Cold | 0.045926 | 1 | 0.334 | CBSA 2014 | 6.7077 | 2012 | 0.6 | SWCR012-03
COM-COMREFRIG-70.13 | Com ¦ Average Existing Refrigeration Compressor - Marine ¦ SCE ¦ Marine | Com ¦ Average Existing Refrigeration Compressor - Marine | SCE ¦ Marine | SCE | All | Electric | Single Compressor, Air-Cooled Cond | Average Existing |  |  | 0 | Conventional | ComRefrig | Com - Retail | Com | RET Only | 0 | 1000 sqft2 of floor space | Cap-Tons | 15 | DEER:HVAC_Chillers | 0 | 0 | 0 | SWCR012-03 | 2826.84 | 2021 | 1445.72 | 2021 | 0 | 0 | SWCR012-03 | ComRefrig - Compressor Retrofit - Marine ¦ SCE ¦ Marine | ComRefrig - Compressor Retrofit - Marine | 0.028244 | 1 | 0.666 | CBSA 2014 | 0 | 2012 | 0.6 | SWCR012-03
COM-COMREFRIG-71.13 | Com ¦ Efficient Refrigeration Compressor - Marine ¦ SCE ¦ Marine | Com ¦ Efficient Refrigeration Compressor - Marine | SCE ¦ Marine | SCE | All | Electric | Multiplex Compressor, Air-cooled | Efficient |  |  | 0 | Conventional | ComRefrig | Com - Retail | Com | RET Only | 0 | 1000 sqft2 of floor space | Cap-Tons | 15 | DEER:HVAC_Chillers | -298 | -0.066 | 0.0901 | SWCR012-03 | 3454.84 | 2021 | 1445.72 | 2021 | 0 | 0 | SWCR012-03 | ComRefrig - Compressor Retrofit - Marine ¦ SCE ¦ Marine | ComRefrig - Compressor Retrofit - Marine | 0.028244 | 1 | 0.334 | CBSA 2014 | 104.2474 | 2012 | 0.6 | SWCR012-03
COM-COMREFRIG-70.14 | Com ¦ Average Existing Refrigeration Compressor - Hot-Dry ¦ SCE ¦ Hot-Dry | Com ¦ Average Existing Refrigeration Compressor - Hot-Dry | SCE ¦ Hot-Dry | SCE | All | Electric | Single Compressor, Air-Cooled Cond | Average Existing |  |  | 0 | Conventional | ComRefrig | Com - Retail | Com | RET Only | 0 | 1000 sqft2 of floor space | Cap-Tons | 15 | DEER:HVAC_Chillers | 0 | 0 | 0 | SWCR012-03 | 2826.84 | 2021 | 1445.72 | 2021 | 0 | 0 | SWCR012-03 | ComRefrig - Compressor Retrofit - Hot-Dry ¦ SCE ¦ Hot-Dry | ComRefrig - Compressor Retrofit - Hot-Dry | 0.028244 | 1 | 0.666 | CBSA 2014 | 0 | 2012 | 0.6 | SWCR012-03
COM-COMREFRIG-71.14 | Com ¦ Efficient Refrigeration Compressor - Hot-Dry ¦ SCE ¦ Hot-Dry | Com ¦ Efficient Refrigeration Compressor - Hot-Dry | SCE ¦ Hot-Dry | SCE | All | Electric | Multiplex Compressor, Air-cooled | Efficient |  |  | 0 | Conventional | ComRefrig | Com - Retail | Com | RET Only | 0 | 1000 sqft2 of floor space | Cap-Tons | 15 | DEER:HVAC_Chillers | -360 | -0.071 | 0.0452 | SWCR012-03 | 3454.84 | 2021 | 1445.72 | 2021 | 0 | 0 | SWCR012-03 | ComRefrig - Compressor Retrofit - Hot-Dry ¦ SCE ¦ Hot-Dry | ComRefrig - Compressor Retrofit - Hot-Dry | 0.028244 | 1 | 0.334 | CBSA 2014 | 126.2509 | 2012 | 0.6 | SWCR012-03
COM-COMREFRIG-70.15 | Com ¦ Average Existing Refrigeration Compressor - Cold ¦ SCE ¦ Cold | Com ¦ Average Existing Refrigeration Compressor - Cold | SCE ¦ Cold | SCE | All | Electric | Single Compressor, Air-Cooled Cond | Average Existing |  |  | 0 | Conventional | ComRefrig | Com - Retail | Com | RET Only | 0 | 1000 sqft2 of floor space | Cap-Tons | 15 | DEER:HVAC_Chillers | 0 | 0 | 0 | SWCR012-03 | 2826.84 | 2021 | 1445.72 | 2021 | 0 | 0 | SWCR012-03 | ComRefrig - Compressor Retrofit - Cold ¦ SCE ¦ Cold | ComRefrig - Compressor Retrofit - Cold | 0.028244 | 1 | 0.666 | CBSA 2014 | 0 | 2012 | 0.6 | SWCR012-03
COM-COMREFRIG-71.15 | Com ¦ Efficient Refrigeration Compressor - Cold ¦ SCE ¦ Cold | Com ¦ Efficient Refrigeration Compressor - Cold | SCE ¦ Cold | SCE | All | Electric | Multiplex Compressor, Air-cooled | Efficient |  |  | 0 | Conventional | ComRefrig | Com - Retail | Com | RET Only | 0 | 1000 sqft2 of floor space | Cap-Tons | 15 | DEER:HVAC_Chillers | -380 | -0.0985 | 0.0603 | SWCR012-03 | 3454.84 | 2021 | 1445.72 | 2021 | 0 | 0 | SWCR012-03 | ComRefrig - Compressor Retrofit - Cold ¦ SCE ¦ Cold | ComRefrig - Compressor Retrofit - Cold | 0.028244 | 1 | 0.334 | CBSA 2014 | 133.2026 | 2012 | 0.6 | SWCR012-03
COM-COMREFRIG-70.16 | Com ¦ Average Existing Refrigeration Compressor - Marine ¦ SCE ¦ Marine | Com ¦ Average Existing Refrigeration Compressor - Marine | SCE ¦ Marine | SCE | All | Electric | Single Compressor, Air-Cooled Cond | Average Existing |  |  | 0 | Conventional | ComRefrig | Com - School | Com | RET Only | 0 | 1000 sqft2 of floor space | Cap-Tons | 15 | DEER:HVAC_Chillers | 0 | 0 | 0 | SWCR012-03 | 2826.84 | 2021 | 1445.72 | 2021 | 0 | 0 | SWCR012-03 | ComRefrig - Compressor Retrofit - Marine ¦ SCE ¦ Marine | ComRefrig - Compressor Retrofit - Marine | 0.0012323 | 1 | 0.666 | CBSA 2014 | 0 | 2012 | 0.6 | SWCR012-03
COM-COMREFRIG-71.16 | Com ¦ Efficient Refrigeration Compressor - Marine ¦ SCE ¦ Marine | Com ¦ Efficient Refrigeration Compressor - Marine | SCE ¦ Marine | SCE | All | Electric | Multiplex Compressor, Air-cooled | Efficient |  |  | 0 | Conventional | ComRefrig | Com - School | Com | RET Only | 0 | 1000 sqft2 of floor space | Cap-Tons | 15 | DEER:HVAC_Chillers | -298 | -0.066 | 0.0901 | SWCR012-03 | 3454.84 | 2021 | 1445.72 | 2021 | 0 | 0 | SWCR012-03 | ComRefrig - Compressor Retrofit - Marine ¦ SCE ¦ Marine | ComRefrig - Compressor Retrofit - Marine | 0.0012323 | 1 | 0.334 | CBSA 2014 | 48.8587 | 2012 | 0.6 | SWCR012-03
COM-COMREFRIG-70.17 | Com ¦ Average Existing Refrigeration Compressor - Hot-Dry ¦ SCE ¦ Hot-Dry | Com ¦ Average Existing Refrigeration Compressor - Hot-Dry | SCE ¦ Hot-Dry | SCE | All | Electric | Single Compressor, Air-Cooled Cond | Average Existing |  |  | 0 | Conventional | ComRefrig | Com - School | Com | RET Only | 0 | 1000 sqft2 of floor space | Cap-Tons | 15 | DEER:HVAC_Chillers | 0 | 0 | 0 | SWCR012-03 | 2826.84 | 2021 | 1445.72 | 2021 | 0 | 0 | SWCR012-03 | ComRefrig - Compressor Retrofit - Hot-Dry ¦ SCE ¦ Hot-Dry | ComRefrig - Compressor Retrofit - Hot-Dry | 0.0012323 | 1 | 0.666 | CBSA 2014 | 0 | 2012 | 0.6 | SWCR012-03
COM-COMREFRIG-71.17 | Com ¦ Efficient Refrigeration Compressor - Hot-Dry ¦ SCE ¦ Hot-Dry | Com ¦ Efficient Refrigeration Compressor - Hot-Dry | SCE ¦ Hot-Dry | SCE | All | Electric | Multiplex Compressor, Air-cooled | Efficient |  |  | 0 | Conventional | ComRefrig | Com - School | Com | RET Only | 0 | 1000 sqft2 of floor space | Cap-Tons | 15 | DEER:HVAC_Chillers | -360 | -0.071 | 0.0452 | SWCR012-03 | 3454.84 | 2021 | 1445.72 | 2021 | 0 | 0 | SWCR012-03 | ComRefrig - Compressor Retrofit - Hot-Dry ¦ SCE ¦ Hot-Dry | ComRefrig - Compressor Retrofit - Hot-Dry | 0.0012323 | 1 | 0.334 | CBSA 2014 | 59.1693 | 2012 | 0.6 | SWCR012-03
COM-COMREFRIG-70.18 | Com ¦ Average Existing Refrigeration Compressor - Cold ¦ SCE ¦ Cold | Com ¦ Average Existing Refrigeration Compressor - Cold | SCE ¦ Cold | SCE | All | Electric | Single Compressor, Air-Cooled Cond | Average Existing |  |  | 0 | Conventional | ComRefrig | Com - School | Com | RET Only | 0 | 1000 sqft2 of floor space | Cap-Tons | 15 | DEER:HVAC_Chillers | 0 | 0 | 0 | SWCR012-03 | 2826.84 | 2021 | 1445.72 | 2021 | 0 | 0 | SWCR012-03 | ComRefrig - Compressor Retrofit - Cold ¦ SCE ¦ Cold | ComRefrig - Compressor Retrofit - Cold | 0.0012323 | 1 | 0.666 | CBSA 2014 | 0 | 2012 | 0.6 | SWCR012-03
COM-COMREFRIG-71.18 | Com ¦ Efficient Refrigeration Compressor - Cold ¦ SCE ¦ Cold | Com ¦ Efficient Refrigeration Compressor - Cold | SCE ¦ Cold | SCE | All | Electric | Multiplex Compressor, Air-cooled | Efficient |  |  | 0 | Conventional | ComRefrig | Com - School | Com | RET Only | 0 | 1000 sqft2 of floor space | Cap-Tons | 15 | DEER:HVAC_Chillers | -380 | -0.0985 | 0.0603 | SWCR012-03 | 3454.84 | 2021 | 1445.72 | 2021 | 0 | 0 | SWCR012-03 | ComRefrig - Compressor Retrofit - Cold ¦ SCE ¦ Cold | ComRefrig - Compressor Retrofit - Cold | 0.0012323 | 1 | 0.334 | CBSA 2014 | 62.4277 | 2012 | 0.6 | SWCR012-03
COM-COMREFRIG-70.1 | Com ¦ Average Existing Refrigeration Compressor - Marine ¦ SDG&E ¦ Marine | Com ¦ Average Existing Refrigeration Compressor - Marine | SDG&E ¦ Marine | SDG&E | All | Electric | Single Compressor, Air-Cooled Cond | Average Existing |  |  | 0 | Conventional | ComRefrig | Com - College | Com | RET Only | 0 | 1000 sqft2 of floor space | Cap-Tons | 15 | DEER:HVAC_Chillers | 0 | 0 | 0 | SWCR012-03 | 2826.84 | 2021 | 1445.72 | 2021 | 0 | 0 | SWCR012-03 | ComRefrig - Compressor Retrofit - Marine ¦ SDG&E ¦ Marine | ComRefrig - Compressor Retrofit - Marine | 0.0012323 | 1 | 0.666 | CBSA 2014 | 0 | 2012 | 0.6 | SWCR012-03
COM-COMREFRIG-71.1 | Com ¦ Efficient Refrigeration Compressor - Marine ¦ SDG&E ¦ Marine | Com ¦ Efficient Refrigeration Compressor - Marine | SDG&E ¦ Marine | SDG&E | All | Electric | Multiplex Compressor, Air-cooled | Efficient |  |  | 0 | Conventional | ComRefrig | Com - College | Com | RET Only | 0 | 1000 sqft2 of floor space | Cap-Tons | 15 | DEER:HVAC_Chillers | -298 | -0.066 | 0.0901 | SWCR012-03 | 3454.84 | 2021 | 1445.72 | 2021 | 0 | 0 | SWCR012-03 | ComRefrig - Compressor Retrofit - Marine ¦ SDG&E ¦ Marine | ComRefrig - Compressor Retrofit - Marine | 0.0012323 | 1 | 0.334 | CBSA 2014 | 22.2012 | 2012 | 0.6 | SWCR012-03
COM-COMREFRIG-70.2 | Com ¦ Average Existing Refrigeration Compressor - Hot-Dry ¦ SDG&E ¦ Hot-Dry | Com ¦ Average Existing Refrigeration Compressor - Hot-Dry | SDG&E ¦ Hot-Dry | SDG&E | All | Electric | Single Compressor, Air-Cooled Cond | Average Existing |  |  | 0 | Conventional | ComRefrig | Com - College | Com | RET Only | 0 | 1000 sqft2 of floor space | Cap-Tons | 15 | DEER:HVAC_Chillers | 0 | 0 | 0 | SWCR012-03 | 2826.84 | 2021 | 1445.72 | 2021 | 0 | 0 | SWCR012-03 | ComRefrig - Compressor Retrofit - Hot-Dry ¦ SDG&E ¦ Hot-Dry | ComRefrig - Compressor Retrofit - Hot-Dry | 0.0012323 | 1 | 0.666 | CBSA 2014 | 0 | 2012 | 0.6 | SWCR012-03
COM-COMREFRIG-71.2 | Com ¦ Efficient Refrigeration Compressor - Hot-Dry ¦ SDG&E ¦ Hot-Dry | Com ¦ Efficient Refrigeration Compressor - Hot-Dry | SDG&E ¦ Hot-Dry | SDG&E | All | Electric | Multiplex Compressor, Air-cooled | Efficient |  |  | 0 | Conventional | ComRefrig | Com - College | Com | RET Only | 0 | 1000 sqft2 of floor space | Cap-Tons | 15 | DEER:HVAC_Chillers | -298 | -0.066 | 0.0901 | SWCR012-03 | 3454.84 | 2021 | 1445.72 | 2021 | 0 | 0 | SWCR012-03 | ComRefrig - Compressor Retrofit - Hot-Dry ¦ SDG&E ¦ Hot-Dry | ComRefrig - Compressor Retrofit - Hot-Dry | 0.0012323 | 1 | 0.334 | CBSA 2014 | 22.2012 | 2012 | 0.6 | SWCR012-03
COM-COMREFRIG-70.3 | Com ¦ Average Existing Refrigeration Compressor - Marine ¦ SDG&E ¦ Marine | Com ¦ Average Existing Refrigeration Compressor - Marine | SDG&E ¦ Marine | SDG&E | All | Electric | Single Compressor, Air-Cooled Cond | Average Existing |  |  | 0 | Conventional | ComRefrig | Com - Grocery | Com | RET Only | 0 | 1000 sqft2 of floor space | Cap-Tons | 15 | DEER:HVAC_Chillers | 0 | 0 | 0 | SWCR012-03 | 2826.84 | 2021 | 1445.72 | 2021 | 0 | 0 | SWCR012-03 | ComRefrig - Compressor Retrofit - Marine ¦ SDG&E ¦ Marine | ComRefrig - Compressor Retrofit - Marine | 0.29565 | 1 | 0.6 | CBSA 2014 | 0 | 2012 | 0.6 | SWCR012-03
COM-COMREFRIG-71.3 | Com ¦ Efficient Refrigeration Compressor - Marine ¦ SDG&E ¦ Marine | Com ¦ Efficient Refrigeration Compressor - Marine | SDG&E ¦ Marine | SDG&E | All | Electric | Multiplex Compressor, Air-cooled | Efficient |  |  | 0 | Conventional | ComRefrig | Com - Grocery | Com | RET Only | 0 | 1000 sqft2 of floor space | Cap-Tons | 15 | DEER:HVAC_Chillers | -298 | -0.066 | 0.0901 | SWCR012-03 | 3454.84 | 2021 | 1445.72 | 2021 | 0 | 0 | SWCR012-03 | ComRefrig - Compressor Retrofit - Marine ¦ SDG&E ¦ Marine | ComRefrig - Compressor Retrofit - Marine | 0.29565 | 1 | 0.4 | CBSA 2014 | 16.5506 | 2012 | 0.6 | SWCR012-03
COM-COMREFRIG-70.4 | Com ¦ Average Existing Refrigeration Compressor - Hot-Dry ¦ SDG&E ¦ Hot-Dry | Com ¦ Average Existing Refrigeration Compressor - Hot-Dry | SDG&E ¦ Hot-Dry | SDG&E | All | Electric | Single Compressor, Air-Cooled Cond | Average Existing |  |  | 0 | Conventional | ComRefrig | Com - Grocery | Com | RET Only | 0 | 1000 sqft2 of floor space | Cap-Tons | 15 | DEER:HVAC_Chillers | 0 | 0 | 0 | SWCR012-03 | 2826.84 | 2021 | 1445.72 | 2021 | 0 | 0 | SWCR012-03 | ComRefrig - Compressor Retrofit - Hot-Dry ¦ SDG&E ¦ Hot-Dry | ComRefrig - Compressor Retrofit - Hot-Dry | 0.29565 | 1 | 0.6 | CBSA 2014 | 0 | 2012 | 0.6 | SWCR012-03
COM-COMREFRIG-71.4 | Com ¦ Efficient Refrigeration Compressor - Hot-Dry ¦ SDG&E ¦ Hot-Dry | Com ¦ Efficient Refrigeration Compressor - Hot-Dry | SDG&E ¦ Hot-Dry | SDG&E | All | Electric | Multiplex Compressor, Air-cooled | Efficient |  |  | 0 | Conventional | ComRefrig | Com - Grocery | Com | RET Only | 0 | 1000 sqft2 of floor space | Cap-Tons | 15 | DEER:HVAC_Chillers | -298 | -0.066 | 0.0901 | SWCR012-03 | 3454.84 | 2021 | 1445.72 | 2021 | 0 | 0 | SWCR012-03 | ComRefrig - Compressor Retrofit - Hot-Dry ¦ SDG&E ¦ Hot-Dry | ComRefrig - Compressor Retrofit - Hot-Dry | 0.29565 | 1 | 0.4 | CBSA 2014 | 16.5506 | 2012 | 0.6 | SWCR012-03
COM-COMREFRIG-70.5 | Com ¦ Average Existing Refrigeration Compressor - Marine ¦ SDG&E ¦ Marine | Com ¦ Average Existing Refrigeration Compressor - Marine | SDG&E ¦ Marine | SDG&E | All | Electric | Single Compressor, Air-Cooled Cond | Average Existing |  |  | 0 | Conventional | ComRefrig | Com - Refrig. Warehouse | Com | RET Only | 0 | 1000 sqft2 of floor space | Cap-Tons | 15 | DEER:HVAC_Chillers | 0 | 0 | 0 | SWCR012-03 | 2826.84 | 2021 | 1445.72 | 2021 | 0 | 0 | SWCR012-03 | ComRefrig - Compressor Retrofit - Marine ¦ SDG&E ¦ Marine | ComRefrig - Compressor Retrofit - Marine | 0.14015 | 1 | 0.666 | CBSA 2014 | 0 | 2012 | 0.6 | SWCR012-03
COM-COMREFRIG-71.5 | Com ¦ Efficient Refrigeration Compressor - Marine ¦ SDG&E ¦ Marine | Com ¦ Efficient Refrigeration Compressor - Marine | SDG&E ¦ Marine | SDG&E | All | Electric | Multiplex Compressor, Air-cooled | Efficient |  |  | 0 | Conventional | ComRefrig | Com - Refrig. Warehouse | Com | RET Only | 0 | 1000 sqft2 of floor space | Cap-Tons | 15 | DEER:HVAC_Chillers | -298 | -0.066 | 0.0901 | SWCR012-03 | 3454.84 | 2021 | 1445.72 | 2021 | 0 | 0 | SWCR012-03 | ComRefrig - Compressor Retrofit - Marine ¦ SDG&E ¦ Marine | ComRefrig - Compressor Retrofit - Marine | 0.14015 | 1 | 0.334 | CBSA 2014 | 5.2571 | 2012 | 0.6 | SWCR012-03
COM-COMREFRIG-70.6 | Com ¦ Average Existing Refrigeration Compressor - Hot-Dry ¦ SDG&E ¦ Hot-Dry | Com ¦ Average Existing Refrigeration Compressor - Hot-Dry | SDG&E ¦ Hot-Dry | SDG&E | All | Electric | Single Compressor, Air-Cooled Cond | Average Existing |  |  | 0 | Conventional | ComRefrig | Com - Refrig. Warehouse | Com | RET Only | 0 | 1000 sqft2 of floor space | Cap-Tons | 15 | DEER:HVAC_Chillers | 0 | 0 | 0 | SWCR012-03 | 2826.84 | 2021 | 1445.72 | 2021 | 0 | 0 | SWCR012-03 | ComRefrig - Compressor Retrofit - Hot-Dry ¦ SDG&E ¦ Hot-Dry | ComRefrig - Compressor Retrofit - Hot-Dry | 0.14015 | 1 | 0.666 | CBSA 2014 | 0 | 2012 | 0.6 | SWCR012-03
COM-COMREFRIG-71.6 | Com ¦ Efficient Refrigeration Compressor - Hot-Dry ¦ SDG&E ¦ Hot-Dry | Com ¦ Efficient Refrigeration Compressor - Hot-Dry | SDG&E ¦ Hot-Dry | SDG&E | All | Electric | Multiplex Compressor, Air-cooled | Efficient |  |  | 0 | Conventional | ComRefrig | Com - Refrig. Warehouse | Com | RET Only | 0 | 1000 sqft2 of floor space | Cap-Tons | 15 | DEER:HVAC_Chillers | -298 | -0.066 | 0.0901 | SWCR012-03 | 3454.84 | 2021 | 1445.72 | 2021 | 0 | 0 | SWCR012-03 | ComRefrig - Compressor Retrofit - Hot-Dry ¦ SDG&E ¦ Hot-Dry | ComRefrig - Compressor Retrofit - Hot-Dry | 0.14015 | 1 | 0.334 | CBSA 2014 | 5.2571 | 2012 | 0.6 | SWCR012-03
COM-COMREFRIG-70.7 | Com ¦ Average Existing Refrigeration Compressor - Marine ¦ SDG&E ¦ Marine | Com ¦ Average Existing Refrigeration Compressor - Marine | SDG&E ¦ Marine | SDG&E | All | Electric | Single Compressor, Air-Cooled Cond | Average Existing |  |  | 0 | Conventional | ComRefrig | Com - Restaurant | Com | RET Only | 0 | 1000 sqft2 of floor space | Cap-Tons | 15 | DEER:HVAC_Chillers | 0 | 0 | 0 | SWCR012-03 | 2826.84 | 2021 | 1445.72 | 2021 | 0 | 0 | SWCR012-03 | ComRefrig - Compressor Retrofit - Marine ¦ SDG&E ¦ Marine | ComRefrig - Compressor Retrofit - Marine | 0.045926 | 1 | 0.666 | CBSA 2014 | 0 | 2012 | 0.6 | SWCR012-03
COM-COMREFRIG-71.7 | Com ¦ Efficient Refrigeration Compressor - Marine ¦ SDG&E ¦ Marine | Com ¦ Efficient Refrigeration Compressor - Marine | SDG&E ¦ Marine | SDG&E | All | Electric | Multiplex Compressor, Air-cooled | Efficient |  |  | 0 | Conventional | ComRefrig | Com - Restaurant | Com | RET Only | 0 | 1000 sqft2 of floor space | Cap-Tons | 15 | DEER:HVAC_Chillers | -298 | -0.066 | 0.0901 | SWCR012-03 | 3454.84 | 2021 | 1445.72 | 2021 | 0 | 0 | SWCR012-03 | ComRefrig - Compressor Retrofit - Marine ¦ SDG&E ¦ Marine | ComRefrig - Compressor Retrofit - Marine | 0.045926 | 1 | 0.334 | CBSA 2014 | 5.2281 | 2012 | 0.6 | SWCR012-03
COM-COMREFRIG-70.8 | Com ¦ Average Existing Refrigeration Compressor - Hot-Dry ¦ SDG&E ¦ Hot-Dry | Com ¦ Average Existing Refrigeration Compressor - Hot-Dry | SDG&E ¦ Hot-Dry | SDG&E | All | Electric | Single Compressor, Air-Cooled Cond | Average Existing |  |  | 0 | Conventional | ComRefrig | Com - Restaurant | Com | RET Only | 0 | 1000 sqft2 of floor space | Cap-Tons | 15 | DEER:HVAC_Chillers | 0 | 0 | 0 | SWCR012-03 | 2826.84 | 2021 | 1445.72 | 2021 | 0 | 0 | SWCR012-03 | ComRefrig - Compressor Retrofit - Hot-Dry ¦ SDG&E ¦ Hot-Dry | ComRefrig - Compressor Retrofit - Hot-Dry | 0.045926 | 1 | 0.666 | CBSA 2014 | 0 | 2012 | 0.6 | SWCR012-03
COM-COMREFRIG-71.8 | Com ¦ Efficient Refrigeration Compressor - Hot-Dry ¦ SDG&E ¦ Hot-Dry | Com ¦ Efficient Refrigeration Compressor - Hot-Dry | SDG&E ¦ Hot-Dry | SDG&E | All | Electric | Multiplex Compressor, Air-cooled | Efficient |  |  | 0 | Conventional | ComRefrig | Com - Restaurant | Com | RET Only | 0 | 1000 sqft2 of floor space | Cap-Tons | 15 | DEER:HVAC_Chillers | -298 | -0.066 | 0.0901 | SWCR012-03 | 3454.84 | 2021 | 1445.72 | 2021 | 0 | 0 | SWCR012-03 | ComRefrig - Compressor Retrofit - Hot-Dry ¦ SDG&E ¦ Hot-Dry | ComRefrig - Compressor Retrofit - Hot-Dry | 0.045926 | 1 | 0.334 | CBSA 2014 | 5.2281 | 2012 | 0.6 | SWCR012-03
COM-COMREFRIG-70.9 | Com ¦ Average Existing Refrigeration Compressor - Marine ¦ SDG&E ¦ Marine | Com ¦ Average Existing Refrigeration Compressor - Marine | SDG&E ¦ Marine | SDG&E | All | Electric | Single Compressor, Air-Cooled Cond | Average Existing |  |  | 0 | Conventional | ComRefrig | Com - Retail | Com | RET Only | 0 | 1000 sqft2 of floor space | Cap-Tons | 15 | DEER:HVAC_Chillers | 0 | 0 | 0 | SWCR012-03 | 2826.84 | 2021 | 1445.72 | 2021 | 0 | 0 | SWCR012-03 | ComRefrig - Compressor Retrofit - Marine ¦ SDG&E ¦ Marine | ComRefrig - Compressor Retrofit - Marine | 0.028244 | 1 | 0.666 | CBSA 2014 | 0 | 2012 | 0.6 | SWCR012-03
COM-COMREFRIG-71.9 | Com ¦ Efficient Refrigeration Compressor - Marine ¦ SDG&E ¦ Marine | Com ¦ Efficient Refrigeration Compressor - Marine | SDG&E ¦ Marine | SDG&E | All | Electric | Multiplex Compressor, Air-cooled | Efficient |  |  | 0 | Conventional | ComRefrig | Com - Retail | Com | RET Only | 0 | 1000 sqft2 of floor space | Cap-Tons | 15 | DEER:HVAC_Chillers | -298 | -0.066 | 0.0901 | SWCR012-03 | 3454.84 | 2021 | 1445.72 | 2021 | 0 | 0 | SWCR012-03 | ComRefrig - Compressor Retrofit - Marine ¦ SDG&E ¦ Marine | ComRefrig - Compressor Retrofit - Marine | 0.028244 | 1 | 0.334 | CBSA 2014 | 104.2474 | 2012 | 0.6 | SWCR012-03
COM-COMREFRIG-70.10 | Com ¦ Average Existing Refrigeration Compressor - Hot-Dry ¦ SDG&E ¦ Hot-Dry | Com ¦ Average Existing Refrigeration Compressor - Hot-Dry | SDG&E ¦ Hot-Dry | SDG&E | All | Electric | Single Compressor, Air-Cooled Cond | Average Existing |  |  | 0 | Conventional | ComRefrig | Com - Retail | Com | RET Only | 0 | 1000 sqft2 of floor space | Cap-Tons | 15 | DEER:HVAC_Chillers | 0 | 0 | 0 | SWCR012-03 | 2826.84 | 2021 | 1445.72 | 2021 | 0 | 0 | SWCR012-03 | ComRefrig - Compressor Retrofit - Hot-Dry ¦ SDG&E ¦ Hot-Dry | ComRefrig - Compressor Retrofit - Hot-Dry | 0.028244 | 1 | 0.666 | CBSA 2014 | 0 | 2012 | 0.6 | SWCR012-03
COM-COMREFRIG-71.10 | Com ¦ Efficient Refrigeration Compressor - Hot-Dry ¦ SDG&E ¦ Hot-Dry | Com ¦ Efficient Refrigeration Compressor - Hot-Dry | SDG&E ¦ Hot-Dry | SDG&E | All | Electric | Multiplex Compressor, Air-cooled | Efficient |  |  | 0 | Conventional | ComRefrig | Com - Retail | Com | RET Only | 0 | 1000 sqft2 of floor space | Cap-Tons | 15 | DEER:HVAC_Chillers | -298 | -0.066 | 0.0901 | SWCR012-03 | 3454.84 | 2021 | 1445.72 | 2021 | 0 | 0 | SWCR012-03 | ComRefrig - Compressor Retrofit - Hot-Dry ¦ SDG&E ¦ Hot-Dry | ComRefrig - Compressor Retrofit - Hot-Dry | 0.028244 | 1 | 0.334 | CBSA 2014 | 104.2474 | 2012 | 0.6 | SWCR012-03
COM-COMREFRIG-70.11 | Com ¦ Average Existing Refrigeration Compressor - Marine ¦ SDG&E ¦ Marine | Com ¦ Average Existing Refrigeration Compressor - Marine | SDG&E ¦ Marine | SDG&E | All | Electric | Single Compressor, Air-Cooled Cond | Average Existing |  |  | 0 | Conventional | ComRefrig | Com - School | Com | RET Only | 0 | 1000 sqft2 of floor space | Cap-Tons | 15 | DEER:HVAC_Chillers | 0 | 0 | 0 | SWCR012-03 | 2826.84 | 2021 | 1445.72 | 2021 | 0 | 0 | SWCR012-03 | ComRefrig - Compressor Retrofit - Marine ¦ SDG&E ¦ Marine | ComRefrig - Compressor Retrofit - Marine | 0.0012323 | 1 | 0.666 | CBSA 2014 | 0 | 2012 | 0.6 | SWCR012-03
COM-COMREFRIG-71.11 | Com ¦ Efficient Refrigeration Compressor - Marine ¦ SDG&E ¦ Marine | Com ¦ Efficient Refrigeration Compressor - Marine | SDG&E ¦ Marine | SDG&E | All | Electric | Multiplex Compressor, Air-cooled | Efficient |  |  | 0 | Conventional | ComRefrig | Com - School | Com | RET Only | 0 | 1000 sqft2 of floor space | Cap-Tons | 15 | DEER:HVAC_Chillers | -298 | -0.066 | 0.0901 | SWCR012-03 | 3454.84 | 2021 | 1445.72 | 2021 | 0 | 0 | SWCR012-03 | ComRefrig - Compressor Retrofit - Marine ¦ SDG&E ¦ Marine | ComRefrig - Compressor Retrofit - Marine | 0.0012323 | 1 | 0.334 | CBSA 2014 | 48.8587 | 2012 | 0.6 | SWCR012-03
COM-COMREFRIG-70.12 | Com ¦ Average Existing Refrigeration Compressor - Hot-Dry ¦ SDG&E ¦ Hot-Dry | Com ¦ Average Existing Refrigeration Compressor - Hot-Dry | SDG&E ¦ Hot-Dry | SDG&E | All | Electric | Single Compressor, Air-Cooled Cond | Average Existing |  |  | 0 | Conventional | ComRefrig | Com - School | Com | RET Only | 0 | 1000 sqft2 of floor space | Cap-Tons | 15 | DEER:HVAC_Chillers | 0 | 0 | 0 | SWCR012-03 | 2826.84 | 2021 | 1445.72 | 2021 | 0 | 0 | SWCR012-03 | ComRefrig - Compressor Retrofit - Hot-Dry ¦ SDG&E ¦ Hot-Dry | ComRefrig - Compressor Retrofit - Hot-Dry | 0.0012323 | 1 | 0.666 | CBSA 2014 | 0 | 2012 | 0.6 | SWCR012-03
COM-COMREFRIG-71.12 | Com ¦ Efficient Refrigeration Compressor - Hot-Dry ¦ SDG&E ¦ Hot-Dry | Com ¦ Efficient Refrigeration Compressor - Hot-Dry | SDG&E ¦ Hot-Dry | SDG&E | All | Electric | Multiplex Compressor, Air-cooled | Efficient |  |  | 0 | Conventional | ComRefrig | Com - School | Com | RET Only | 0 | 1000 sqft2 of floor space | Cap-Tons | 15 | DEER:HVAC_Chillers | -298 | -0.066 | 0.0901 | SWCR012-03 | 3454.84 | 2021 | 1445.72 | 2021 | 0 | 0 | SWCR012-03 | ComRefrig - Compressor Retrofit - Hot-Dry ¦ SDG&E ¦ Hot-Dry | ComRefrig - Compressor Retrofit - Hot-Dry | 0.0012323 | 1 | 0.334 | CBSA 2014 | 48.8587 | 2012 | 0.6 | SWCR012-03
COM-COMREFRIG-80.1 | Com ¦ No Floating Head Pressure Controls - Marine ¦ PG&E ¦ Marine | Com ¦ No Floating Head Pressure Controls - Marine | PG&E ¦ Marine | PG&E | All | Electric | Fixed head pressure controls | Average Existing |  |  | 0 | Conventional | ComRefrig | Com - College | Com | RET Only | 0 | 1000 sqft2 of floor space | Capacity-tons | 5 | DEER:HVAC_Chillers | 0 | 0 | 0 | SWCR007-04 | 0 | 2021 | 0 | 2021 | 0 | 0 | SWCR007-04 | ComRefrig - Floating Head Pressure Controls - Marine ¦ PG&E ¦ Marine | ComRefrig - Floating Head Pressure Controls - Marine | 0.0012323 | 1 | 0.78565 | CBSA 2014 | 0 | 2012 | 0.6 | SWCR007-04
COM-COMREFRIG-81.1 | Com ¦ Floating Head Pressure Controls - Marine ¦ PG&E ¦ Marine | Com ¦ Floating Head Pressure Controls - Marine | PG&E ¦ Marine | PG&E | All | Electric | Efficient, Floating Head Pressure Controls, Air-cooled, Cycling | Efficient |  |  | 0 | Conventional | ComRefrig | Com - College | Com | RET Only | 0 | 1000 sqft2 of floor space | Capacity-tons | 5 | DEER:HVAC_Chillers | -1120 | -0.0156 | -0.57 | SWCR007-04 | 157.3 | 2021 | 84.59 | 2021 | 0 | 0 | SWCR007-04 | ComRefrig - Floating Head Pressure Controls - Marine ¦ PG&E ¦ Marine | ComRefrig - Floating Head Pressure Controls - Marine | 0.0012323 | 1 | 0.21435 | CBSA 2014 | 86.438 | 2012 | 0.6 | SWCR007-04
COM-COMREFRIG-80.2 | Com ¦ No Floating Head Pressure Controls - Hot-Dry ¦ PG&E ¦ Hot-Dry | Com ¦ No Floating Head Pressure Controls - Hot-Dry | PG&E ¦ Hot-Dry | PG&E | All | Electric | Fixed head pressure controls | Average Existing |  |  | 0 | Conventional | ComRefrig | Com - College | Com | RET Only | 0 | 1000 sqft2 of floor space | Capacity-tons | 5 | DEER:HVAC_Chillers | 0 | 0 | 0 | SWCR007-04 | 0 | 2021 | 0 | 2021 | 0 | 0 | SWCR007-04 | ComRefrig - Floating Head Pressure Controls - Hot-Dry ¦ PG&E ¦ Hot-Dry | ComRefrig - Floating Head Pressure Controls - Hot-Dry | 0.0012323 | 1 | 0.78565 | CBSA 2014 | 0 | 2012 | 0.6 | SWCR007-04
COM-COMREFRIG-81.2 | Com ¦ Floating Head Pressure Controls - Hot-Dry ¦ PG&E ¦ Hot-Dry | Com ¦ Floating Head Pressure Controls - Hot-Dry | PG&E ¦ Hot-Dry | PG&E | All | Electric | Efficient, Floating Head Pressure Controls, Air-cooled, Cycling | Efficient |  |  | 0 | Conventional | ComRefrig | Com - College | Com | RET Only | 0 | 1000 sqft2 of floor space | Capacity-tons | 5 | DEER:HVAC_Chillers | -898 | -0.0172 | -0.43 | SWCR007-04 | 157.3 | 2021 | 84.59 | 2021 | 0 | 0 | SWCR007-04 | ComRefrig - Floating Head Pressure Controls - Hot-Dry ¦ PG&E ¦ Hot-Dry | ComRefrig - Floating Head Pressure Controls - Hot-Dry | 0.0012323 | 1 | 0.21435 | CBSA 2014 | 69.2157 | 2012 | 0.6 | SWCR007-04
COM-COMREFRIG-80.3 | Com ¦ No Floating Head Pressure Controls - Cold ¦ PG&E ¦ Cold | Com ¦ No Floating Head Pressure Controls - Cold | PG&E ¦ Cold | PG&E | All | Electric | Fixed head pressure controls | Average Existing |  |  | 0 | Conventional | ComRefrig | Com - College | Com | RET Only | 0 | 1000 sqft2 of floor space | Capacity-tons | 5 | DEER:HVAC_Chillers | 0 | 0 | 0 | SWCR007-04 | 0 | 2021 | 0 | 2021 | 0 | 0 | SWCR007-04 | ComRefrig - Floating Head Pressure Controls - Cold ¦ PG&E ¦ Cold | ComRefrig - Floating Head Pressure Controls - Cold | 0.0012323 | 1 | 0.78565 | CBSA 2014 | 0 | 2012 | 0.6 | SWCR007-04
COM-COMREFRIG-81.3 | Com ¦ Floating Head Pressure Controls - Cold ¦ PG&E ¦ Cold | Com ¦ Floating Head Pressure Controls - Cold | PG&E ¦ Cold | PG&E | All | Electric | Efficient, Floating Head Pressure Controls, Air-cooled, Cycling | Efficient |  |  | 0 | Conventional | ComRefrig | Com - College | Com | RET Only | 0 | 1000 sqft2 of floor space | Capacity-tons | 5 | DEER:HVAC_Chillers | -1040 | -0.0198 | -0.467 | SWCR007-04 | 157.3 | 2021 | 84.59 | 2021 | 0 | 0 | SWCR007-04 | ComRefrig - Floating Head Pressure Controls - Cold ¦ PG&E ¦ Cold | ComRefrig - Floating Head Pressure Controls - Cold | 0.0012323 | 1 | 0.21435 | CBSA 2014 | 80.0584 | 2012 | 0.6 | SWCR007-04
COM-COMREFRIG-80.4 | Com ¦ No Floating Head Pressure Controls - Marine ¦ PG&E ¦ Marine | Com ¦ No Floating Head Pressure Controls - Marine | PG&E ¦ Marine | PG&E | All | Electric | Fixed head pressure controls | Average Existing |  |  | 0 | Conventional | ComRefrig | Com - Grocery | Com | RET Only | 0 | 1000 sqft2 of floor space | Capacity-tons | 5 | DEER:HVAC_Chillers | 0 | 0 | 0 | SWCR007-04 | 0 | 2021 | 0 | 2021 | 0 | 0 | SWCR007-04 | ComRefrig - Floating Head Pressure Controls - Marine ¦ PG&E ¦ Marine | ComRefrig - Floating Head Pressure Controls - Marine | 0.29565 | 1 | 0.78565 | CBSA 2014 | 0 | 2012 | 0.6 | SWCR007-04
COM-COMREFRIG-81.4 | Com ¦ Floating Head Pressure Controls - Marine ¦ PG&E ¦ Marine | Com ¦ Floating Head Pressure Controls - Marine | PG&E ¦ Marine | PG&E | All | Electric | Efficient, Floating Head Pressure Controls, Air-cooled, Cycling | Efficient |  |  | 0 | Conventional | ComRefrig | Com - Grocery | Com | RET Only | 0 | 1000 sqft2 of floor space | Capacity-tons | 5 | DEER:HVAC_Chillers | -1120 | -0.0156 | -0.57 | SWCR007-04 | 157.3 | 2021 | 84.59 | 2021 | 0 | 0 | SWCR007-04 | ComRefrig - Floating Head Pressure Controls - Marine ¦ PG&E ¦ Marine | ComRefrig - Floating Head Pressure Controls - Marine | 0.29565 | 1 | 0.21435 | CBSA 2014 | 64.3371 | 2012 | 0.6 | SWCR007-04
COM-COMREFRIG-80.5 | Com ¦ No Floating Head Pressure Controls - Hot-Dry ¦ PG&E ¦ Hot-Dry | Com ¦ No Floating Head Pressure Controls - Hot-Dry | PG&E ¦ Hot-Dry | PG&E | All | Electric | Fixed head pressure controls | Average Existing |  |  | 0 | Conventional | ComRefrig | Com - Grocery | Com | RET Only | 0 | 1000 sqft2 of floor space | Capacity-tons | 5 | DEER:HVAC_Chillers | 0 | 0 | 0 | SWCR007-04 | 0 | 2021 | 0 | 2021 | 0 | 0 | SWCR007-04 | ComRefrig - Floating Head Pressure Controls - Hot-Dry ¦ PG&E ¦ Hot-Dry | ComRefrig - Floating Head Pressure Controls - Hot-Dry | 0.29565 | 1 | 0.78565 | CBSA 2014 | 0 | 2012 | 0.6 | SWCR007-04
COM-COMREFRIG-81.5 | Com ¦ Floating Head Pressure Controls - Hot-Dry ¦ PG&E ¦ Hot-Dry | Com ¦ Floating Head Pressure Controls - Hot-Dry | PG&E ¦ Hot-Dry | PG&E | All | Electric | Efficient, Floating Head Pressure Controls, Air-cooled, Cycling | Efficient |  |  | 0 | Conventional | ComRefrig | Com - Grocery | Com | RET Only | 0 | 1000 sqft2 of floor space | Capacity-tons | 5 | DEER:HVAC_Chillers | -898 | -0.0172 | -0.43 | SWCR007-04 | 157.3 | 2021 | 84.59 | 2021 | 0 | 0 | SWCR007-04 | ComRefrig - Floating Head Pressure Controls - Hot-Dry ¦ PG&E ¦ Hot-Dry | ComRefrig - Floating Head Pressure Controls - Hot-Dry | 0.29565 | 1 | 0.21435 | CBSA 2014 | 51.5212 | 2012 | 0.6 | SWCR007-04
COM-COMREFRIG-80.6 | Com ¦ No Floating Head Pressure Controls - Cold ¦ PG&E ¦ Cold | Com ¦ No Floating Head Pressure Controls - Cold | PG&E ¦ Cold | PG&E | All | Electric | Fixed head pressure controls | Average Existing |  |  | 0 | Conventional | ComRefrig | Com - Grocery | Com | RET Only | 0 | 1000 sqft2 of floor space | Capacity-tons | 5 | DEER:HVAC_Chillers | 0 | 0 | 0 | SWCR007-04 | 0 | 2021 | 0 | 2021 | 0 | 0 | SWCR007-04 | ComRefrig - Floating Head Pressure Controls - Cold ¦ PG&E ¦ Cold | ComRefrig - Floating Head Pressure Controls - Cold | 0.29565 | 1 | 0.78565 | CBSA 2014 | 0 | 2012 | 0.6 | SWCR007-04
COM-COMREFRIG-81.6 | Com ¦ Floating Head Pressure Controls - Cold ¦ PG&E ¦ Cold | Com ¦ Floating Head Pressure Controls - Cold | PG&E ¦ Cold | PG&E | All | Electric | Efficient, Floating Head Pressure Controls, Air-cooled, Cycling | Efficient |  |  | 0 | Conventional | ComRefrig | Com - Grocery | Com | RET Only | 0 | 1000 sqft2 of floor space | Capacity-tons | 5 | DEER:HVAC_Chillers | -1040 | -0.0198 | -0.467 | SWCR007-04 | 157.3 | 2021 | 84.59 | 2021 | 0 | 0 | SWCR007-04 | ComRefrig - Floating Head Pressure Controls - Cold ¦ PG&E ¦ Cold | ComRefrig - Floating Head Pressure Controls - Cold | 0.29565 | 1 | 0.21435 | CBSA 2014 | 59.5954 | 2012 | 0.6 | SWCR007-04
COM-COMREFRIG-80.7 | Com ¦ No Floating Head Pressure Controls - Marine ¦ PG&E ¦ Marine | Com ¦ No Floating Head Pressure Controls - Marine | PG&E ¦ Marine | PG&E | All | Electric | Fixed head pressure controls | Average Existing |  |  | 0 | Conventional | ComRefrig | Com - Refrig. Warehouse | Com | RET Only | 0 | 1000 sqft2 of floor space | Capacity-tons | 5 | DEER:HVAC_Chillers | 0 | 0 | 0 | SWCR007-04 | 0 | 2021 | 0 | 2021 | 0 | 0 | SWCR007-04 | ComRefrig - Floating Head Pressure Controls - Marine ¦ PG&E ¦ Marine | ComRefrig - Floating Head Pressure Controls - Marine | 0.14015 | 1 | 0.78565 | CBSA 2014 | 0 | 2012 | 0.6 | SWCR007-04
COM-COMREFRIG-81.7 | Com ¦ Floating Head Pressure Controls - Marine ¦ PG&E ¦ Marine | Com ¦ Floating Head Pressure Controls - Marine | PG&E ¦ Marine | PG&E | All | Electric | Efficient, Floating Head Pressure Controls, Air-cooled, Cycling | Efficient |  |  | 0 | Conventional | ComRefrig | Com - Refrig. Warehouse | Com | RET Only | 0 | 1000 sqft2 of floor space | Capacity-tons | 5 | DEER:HVAC_Chillers | -1120 | -0.0156 | -0.57 | SWCR007-04 | 157.3 | 2021 | 84.59 | 2021 | 0 | 0 | SWCR007-04 | ComRefrig - Floating Head Pressure Controls - Marine ¦ PG&E ¦ Marine | ComRefrig - Floating Head Pressure Controls - Marine | 0.14015 | 1 | 0.21435 | CBSA 2014 | 20.4405 | 2012 | 0.6 | SWCR007-04
COM-COMREFRIG-80.8 | Com ¦ No Floating Head Pressure Controls - Hot-Dry ¦ PG&E ¦ Hot-Dry | Com ¦ No Floating Head Pressure Controls - Hot-Dry | PG&E ¦ Hot-Dry | PG&E | All | Electric | Fixed head pressure controls | Average Existing |  |  | 0 | Conventional | ComRefrig | Com - Refrig. Warehouse | Com | RET Only | 0 | 1000 sqft2 of floor space | Capacity-tons | 5 | DEER:HVAC_Chillers | 0 | 0 | 0 | SWCR007-04 | 0 | 2021 | 0 | 2021 | 0 | 0 | SWCR007-04 | ComRefrig - Floating Head Pressure Controls - Hot-Dry ¦ PG&E ¦ Hot-Dry | ComRefrig - Floating Head Pressure Controls - Hot-Dry | 0.14015 | 1 | 0.78565 | CBSA 2014 | 0 | 2012 | 0.6 | SWCR007-04
COM-COMREFRIG-81.8 | Com ¦ Floating Head Pressure Controls - Hot-Dry ¦ PG&E ¦ Hot-Dry | Com ¦ Floating Head Pressure Controls - Hot-Dry | PG&E ¦ Hot-Dry | PG&E | All | Electric | Efficient, Floating Head Pressure Controls, Air-cooled, Cycling | Efficient |  |  | 0 | Conventional | ComRefrig | Com - Refrig. Warehouse | Com | RET Only | 0 | 1000 sqft2 of floor space | Capacity-tons | 5 | DEER:HVAC_Chillers | -898 | -0.0172 | -0.43 | SWCR007-04 | 157.3 | 2021 | 84.59 | 2021 | 0 | 0 | SWCR007-04 | ComRefrig - Floating Head Pressure Controls - Hot-Dry ¦ PG&E ¦ Hot-Dry | ComRefrig - Floating Head Pressure Controls - Hot-Dry | 0.14015 | 1 | 0.21435 | CBSA 2014 | 16.3687 | 2012 | 0.6 | SWCR007-04
COM-COMREFRIG-80.9 | Com ¦ No Floating Head Pressure Controls - Cold ¦ PG&E ¦ Cold | Com ¦ No Floating Head Pressure Controls - Cold | PG&E ¦ Cold | PG&E | All | Electric | Fixed head pressure controls | Average Existing |  |  | 0 | Conventional | ComRefrig | Com - Refrig. Warehouse | Com | RET Only | 0 | 1000 sqft2 of floor space | Capacity-tons | 5 | DEER:HVAC_Chillers | 0 | 0 | 0 | SWCR007-04 | 0 | 2021 | 0 | 2021 | 0 | 0 | SWCR007-04 | ComRefrig - Floating Head Pressure Controls - Cold ¦ PG&E ¦ Cold | ComRefrig - Floating Head Pressure Controls - Cold | 0.14015 | 1 | 0.78565 | CBSA 2014 | 0 | 2012 | 0.6 | SWCR007-04
COM-COMREFRIG-81.9 | Com ¦ Floating Head Pressure Controls - Cold ¦ PG&E ¦ Cold | Com ¦ Floating Head Pressure Controls - Cold | PG&E ¦ Cold | PG&E | All | Electric | Efficient, Floating Head Pressure Controls, Air-cooled, Cycling | Efficient |  |  | 0 | Conventional | ComRefrig | Com - Refrig. Warehouse | Com | RET Only | 0 | 1000 sqft2 of floor space | Capacity-tons | 5 | DEER:HVAC_Chillers | -1040 | -0.0198 | -0.467 | SWCR007-04 | 157.3 | 2021 | 84.59 | 2021 | 0 | 0 | SWCR007-04 | ComRefrig - Floating Head Pressure Controls - Cold ¦ PG&E ¦ Cold | ComRefrig - Floating Head Pressure Controls - Cold | 0.14015 | 1 | 0.21435 | CBSA 2014 | 18.9337 | 2012 | 0.6 | SWCR007-04
COM-COMREFRIG-80.10 | Com ¦ No Floating Head Pressure Controls - Marine ¦ PG&E ¦ Marine | Com ¦ No Floating Head Pressure Controls - Marine | PG&E ¦ Marine | PG&E | All | Electric | Fixed head pressure controls | Average Existing |  |  | 0 | Conventional | ComRefrig | Com - Restaurant | Com | RET Only | 0 | 1000 sqft2 of floor space | Capacity-tons | 5 | DEER:HVAC_Chillers | 0 | 0 | 0 | SWCR007-04 | 0 | 2021 | 0 | 2021 | 0 | 0 | SWCR007-04 | ComRefrig - Floating Head Pressure Controls - Marine ¦ PG&E ¦ Marine | ComRefrig - Floating Head Pressure Controls - Marine | 0.045926 | 1 | 0.78565 | CBSA 2014 | 0 | 2012 | 0.6 | SWCR007-04
COM-COMREFRIG-81.10 | Com ¦ Floating Head Pressure Controls - Marine ¦ PG&E ¦ Marine | Com ¦ Floating Head Pressure Controls - Marine | PG&E ¦ Marine | PG&E | All | Electric | Efficient, Floating Head Pressure Controls, Air-cooled, Cycling | Efficient |  |  | 0 | Conventional | ComRefrig | Com - Restaurant | Com | RET Only | 0 | 1000 sqft2 of floor space | Capacity-tons | 5 | DEER:HVAC_Chillers | -1120 | -0.0156 | -0.57 | SWCR007-04 | 157.3 | 2021 | 84.59 | 2021 | 0 | 0 | SWCR007-04 | ComRefrig - Floating Head Pressure Controls - Marine ¦ PG&E ¦ Marine | ComRefrig - Floating Head Pressure Controls - Marine | 0.045926 | 1 | 0.21435 | CBSA 2014 | 20.3318 | 2012 | 0.6 | SWCR007-04
COM-COMREFRIG-80.11 | Com ¦ No Floating Head Pressure Controls - Hot-Dry ¦ PG&E ¦ Hot-Dry | Com ¦ No Floating Head Pressure Controls - Hot-Dry | PG&E ¦ Hot-Dry | PG&E | All | Electric | Fixed head pressure controls | Average Existing |  |  | 0 | Conventional | ComRefrig | Com - Restaurant | Com | RET Only | 0 | 1000 sqft2 of floor space | Capacity-tons | 5 | DEER:HVAC_Chillers | 0 | 0 | 0 | SWCR007-04 | 0 | 2021 | 0 | 2021 | 0 | 0 | SWCR007-04 | ComRefrig - Floating Head Pressure Controls - Hot-Dry ¦ PG&E ¦ Hot-Dry | ComRefrig - Floating Head Pressure Controls - Hot-Dry | 0.045926 | 1 | 0.78565 | CBSA 2014 | 0 | 2012 | 0.6 | SWCR007-04
COM-COMREFRIG-81.11 | Com ¦ Floating Head Pressure Controls - Hot-Dry ¦ PG&E ¦ Hot-Dry | Com ¦ Floating Head Pressure Controls - Hot-Dry | PG&E ¦ Hot-Dry | PG&E | All | Electric | Efficient, Floating Head Pressure Controls, Air-cooled, Cycling | Efficient |  |  | 0 | Conventional | ComRefrig | Com - Restaurant | Com | RET Only | 0 | 1000 sqft2 of floor space | Capacity-tons | 5 | DEER:HVAC_Chillers | -898 | -0.0172 | -0.43 | SWCR007-04 | 157.3 | 2021 | 84.59 | 2021 | 0 | 0 | SWCR007-04 | ComRefrig - Floating Head Pressure Controls - Hot-Dry ¦ PG&E ¦ Hot-Dry | ComRefrig - Floating Head Pressure Controls - Hot-Dry | 0.045926 | 1 | 0.21435 | CBSA 2014 | 16.2814 | 2012 | 0.6 | SWCR007-04
COM-COMREFRIG-80.12 | Com ¦ No Floating Head Pressure Controls - Cold ¦ PG&E ¦ Cold | Com ¦ No Floating Head Pressure Controls - Cold | PG&E ¦ Cold | PG&E | All | Electric | Fixed head pressure controls | Average Existing |  |  | 0 | Conventional | ComRefrig | Com - Restaurant | Com | RET Only | 0 | 1000 sqft2 of floor space | Capacity-tons | 5 | DEER:HVAC_Chillers | 0 | 0 | 0 | SWCR007-04 | 0 | 2021 | 0 | 2021 | 0 | 0 | SWCR007-04 | ComRefrig - Floating Head Pressure Controls - Cold ¦ PG&E ¦ Cold | ComRefrig - Floating Head Pressure Controls - Cold | 0.045926 | 1 | 0.78565 | CBSA 2014 | 0 | 2012 | 0.6 | SWCR007-04
COM-COMREFRIG-81.12 | Com ¦ Floating Head Pressure Controls - Cold ¦ PG&E ¦ Cold | Com ¦ Floating Head Pressure Controls - Cold | PG&E ¦ Cold | PG&E | All | Electric | Efficient, Floating Head Pressure Controls, Air-cooled, Cycling | Efficient |  |  | 0 | Conventional | ComRefrig | Com - Restaurant | Com | RET Only | 0 | 1000 sqft2 of floor space | Capacity-tons | 5 | DEER:HVAC_Chillers | -1040 | -0.0198 | -0.467 | SWCR007-04 | 157.3 | 2021 | 84.59 | 2021 | 0 | 0 | SWCR007-04 | ComRefrig - Floating Head Pressure Controls - Cold ¦ PG&E ¦ Cold | ComRefrig - Floating Head Pressure Controls - Cold | 0.045926 | 1 | 0.21435 | CBSA 2014 | 18.8327 | 2012 | 0.6 | SWCR007-04
COM-COMREFRIG-80.13 | Com ¦ No Floating Head Pressure Controls - Marine ¦ PG&E ¦ Marine | Com ¦ No Floating Head Pressure Controls - Marine | PG&E ¦ Marine | PG&E | All | Electric | Fixed head pressure controls | Average Existing |  |  | 0 | Conventional | ComRefrig | Com - Retail | Com | RET Only | 0 | 1000 sqft2 of floor space | Capacity-tons | 5 | DEER:HVAC_Chillers | 0 | 0 | 0 | SWCR007-04 | 0 | 2021 | 0 | 2021 | 0 | 0 | SWCR007-04 | ComRefrig - Floating Head Pressure Controls - Marine ¦ PG&E ¦ Marine | ComRefrig - Floating Head Pressure Controls - Marine | 0.028244 | 1 | 0.78565 | CBSA 2014 | 0 | 2012 | 0.6 | SWCR007-04
COM-COMREFRIG-81.13 | Com ¦ Floating Head Pressure Controls - Marine ¦ PG&E ¦ Marine | Com ¦ Floating Head Pressure Controls - Marine | PG&E ¦ Marine | PG&E | All | Electric | Efficient, Floating Head Pressure Controls, Air-cooled, Cycling | Efficient |  |  | 0 | Conventional | ComRefrig | Com - Retail | Com | RET Only | 0 | 1000 sqft2 of floor space | Capacity-tons | 5 | DEER:HVAC_Chillers | -1120 | -0.0156 | -0.57 | SWCR007-04 | 157.3 | 2021 | 84.59 | 2021 | 0 | 0 | SWCR007-04 | ComRefrig - Floating Head Pressure Controls - Marine ¦ PG&E ¦ Marine | ComRefrig - Floating Head Pressure Controls - Marine | 0.028244 | 1 | 0.21435 | CBSA 2014 | 396.2918 | 2012 | 0.6 | SWCR007-04
COM-COMREFRIG-80.14 | Com ¦ No Floating Head Pressure Controls - Hot-Dry ¦ PG&E ¦ Hot-Dry | Com ¦ No Floating Head Pressure Controls - Hot-Dry | PG&E ¦ Hot-Dry | PG&E | All | Electric | Fixed head pressure controls | Average Existing |  |  | 0 | Conventional | ComRefrig | Com - Retail | Com | RET Only | 0 | 1000 sqft2 of floor space | Capacity-tons | 5 | DEER:HVAC_Chillers | 0 | 0 | 0 | SWCR007-04 | 0 | 2021 | 0 | 2021 | 0 | 0 | SWCR007-04 | ComRefrig - Floating Head Pressure Controls - Hot-Dry ¦ PG&E ¦ Hot-Dry | ComRefrig - Floating Head Pressure Controls - Hot-Dry | 0.028244 | 1 | 0.78565 | CBSA 2014 | 0 | 2012 | 0.6 | SWCR007-04
COM-COMREFRIG-81.14 | Com ¦ Floating Head Pressure Controls - Hot-Dry ¦ PG&E ¦ Hot-Dry | Com ¦ Floating Head Pressure Controls - Hot-Dry | PG&E ¦ Hot-Dry | PG&E | All | Electric | Efficient, Floating Head Pressure Controls, Air-cooled, Cycling | Efficient |  |  | 0 | Conventional | ComRefrig | Com - Retail | Com | RET Only | 0 | 1000 sqft2 of floor space | Capacity-tons | 5 | DEER:HVAC_Chillers | -898 | -0.0172 | -0.43 | SWCR007-04 | 157.3 | 2021 | 84.59 | 2021 | 0 | 0 | SWCR007-04 | ComRefrig - Floating Head Pressure Controls - Hot-Dry ¦ PG&E ¦ Hot-Dry | ComRefrig - Floating Head Pressure Controls - Hot-Dry | 0.028244 | 1 | 0.21435 | CBSA 2014 | 317.6076 | 2012 | 0.6 | SWCR007-04
COM-COMREFRIG-80.15 | Com ¦ No Floating Head Pressure Controls - Cold ¦ PG&E ¦ Cold | Com ¦ No Floating Head Pressure Controls - Cold | PG&E ¦ Cold | PG&E | All | Electric | Fixed head pressure controls | Average Existing |  |  | 0 | Conventional | ComRefrig | Com - Retail | Com | RET Only | 0 | 1000 sqft2 of floor space | Capacity-tons | 5 | DEER:HVAC_Chillers | 0 | 0 | 0 | SWCR007-04 | 0 | 2021 | 0 | 2021 | 0 | 0 | SWCR007-04 | ComRefrig - Floating Head Pressure Controls - Cold ¦ PG&E ¦ Cold | ComRefrig - Floating Head Pressure Controls - Cold | 0.028244 | 1 | 0.78565 | CBSA 2014 | 0 | 2012 | 0.6 | SWCR007-04
COM-COMREFRIG-81.15 | Com ¦ Floating Head Pressure Controls - Cold ¦ PG&E ¦ Cold | Com ¦ Floating Head Pressure Controls - Cold | PG&E ¦ Cold | PG&E | All | Electric | Efficient, Floating Head Pressure Controls, Air-cooled, Cycling | Efficient |  |  | 0 | Conventional | ComRefrig | Com - Retail | Com | RET Only | 0 | 1000 sqft2 of floor space | Capacity-tons | 5 | DEER:HVAC_Chillers | -1040 | -0.0198 | -0.467 | SWCR007-04 | 157.3 | 2021 | 84.59 | 2021 | 0 | 0 | SWCR007-04 | ComRefrig - Floating Head Pressure Controls - Cold ¦ PG&E ¦ Cold | ComRefrig - Floating Head Pressure Controls - Cold | 0.028244 | 1 | 0.21435 | CBSA 2014 | 367.6775 | 2012 | 0.6 | SWCR007-04
COM-COMREFRIG-80.16 | Com ¦ No Floating Head Pressure Controls - Marine ¦ PG&E ¦ Marine | Com ¦ No Floating Head Pressure Controls - Marine | PG&E ¦ Marine | PG&E | All | Electric | Fixed head pressure controls | Average Existing |  |  | 0 | Conventional | ComRefrig | Com - School | Com | RET Only | 0 | 1000 sqft2 of floor space | Capacity-tons | 5 | DEER:HVAC_Chillers | 0 | 0 | 0 | SWCR007-04 | 0 | 2021 | 0 | 2021 | 0 | 0 | SWCR007-04 | ComRefrig - Floating Head Pressure Controls - Marine ¦ PG&E ¦ Marine | ComRefrig - Floating Head Pressure Controls - Marine | 0.0012323 | 1 | 0.78565 | CBSA 2014 | 0 | 2012 | 0.6 | SWCR007-04
COM-COMREFRIG-81.16 | Com ¦ Floating Head Pressure Controls - Marine ¦ PG&E ¦ Marine | Com ¦ Floating Head Pressure Controls - Marine | PG&E ¦ Marine | PG&E | All | Electric | Efficient, Floating Head Pressure Controls, Air-cooled, Cycling | Efficient |  |  | 0 | Conventional | ComRefrig | Com - School | Com | RET Only | 0 | 1000 sqft2 of floor space | Capacity-tons | 5 | DEER:HVAC_Chillers | -1120 | -0.0156 | -0.57 | SWCR007-04 | 157.3 | 2021 | 84.59 | 2021 | 0 | 0 | SWCR007-04 | ComRefrig - Floating Head Pressure Controls - Marine ¦ PG&E ¦ Marine | ComRefrig - Floating Head Pressure Controls - Marine | 0.0012323 | 1 | 0.21435 | CBSA 2014 | 185.7059 | 2012 | 0.6 | SWCR007-04
COM-COMREFRIG-80.17 | Com ¦ No Floating Head Pressure Controls - Hot-Dry ¦ PG&E ¦ Hot-Dry | Com ¦ No Floating Head Pressure Controls - Hot-Dry | PG&E ¦ Hot-Dry | PG&E | All | Electric | Fixed head pressure controls | Average Existing |  |  | 0 | Conventional | ComRefrig | Com - School | Com | RET Only | 0 | 1000 sqft2 of floor space | Capacity-tons | 5 | DEER:HVAC_Chillers | 0 | 0 | 0 | SWCR007-04 | 0 | 2021 | 0 | 2021 | 0 | 0 | SWCR007-04 | ComRefrig - Floating Head Pressure Controls - Hot-Dry ¦ PG&E ¦ Hot-Dry | ComRefrig - Floating Head Pressure Controls - Hot-Dry | 0.0012323 | 1 | 0.78565 | CBSA 2014 | 0 | 2012 | 0.6 | SWCR007-04
COM-COMREFRIG-81.17 | Com ¦ Floating Head Pressure Controls - Hot-Dry ¦ PG&E ¦ Hot-Dry | Com ¦ Floating Head Pressure Controls - Hot-Dry | PG&E ¦ Hot-Dry | PG&E | All | Electric | Efficient, Floating Head Pressure Controls, Air-cooled, Cycling | Efficient |  |  | 0 | Conventional | ComRefrig | Com - School | Com | RET Only | 0 | 1000 sqft2 of floor space | Capacity-tons | 5 | DEER:HVAC_Chillers | -898 | -0.0172 | -0.43 | SWCR007-04 | 157.3 | 2021 | 84.59 | 2021 | 0 | 0 | SWCR007-04 | ComRefrig - Floating Head Pressure Controls - Hot-Dry ¦ PG&E ¦ Hot-Dry | ComRefrig - Floating Head Pressure Controls - Hot-Dry | 0.0012323 | 1 | 0.21435 | CBSA 2014 | 148.8346 | 2012 | 0.6 | SWCR007-04
COM-COMREFRIG-80.18 | Com ¦ No Floating Head Pressure Controls - Cold ¦ PG&E ¦ Cold | Com ¦ No Floating Head Pressure Controls - Cold | PG&E ¦ Cold | PG&E | All | Electric | Fixed head pressure controls | Average Existing |  |  | 0 | Conventional | ComRefrig | Com - School | Com | RET Only | 0 | 1000 sqft2 of floor space | Capacity-tons | 5 | DEER:HVAC_Chillers | 0 | 0 | 0 | SWCR007-04 | 0 | 2021 | 0 | 2021 | 0 | 0 | SWCR007-04 | ComRefrig - Floating Head Pressure Controls - Cold ¦ PG&E ¦ Cold | ComRefrig - Floating Head Pressure Controls - Cold | 0.0012323 | 1 | 0.78565 | CBSA 2014 | 0 | 2012 | 0.6 | SWCR007-04
COM-COMREFRIG-81.18 | Com ¦ Floating Head Pressure Controls - Cold ¦ PG&E ¦ Cold | Com ¦ Floating Head Pressure Controls - Cold | PG&E ¦ Cold | PG&E | All | Electric | Efficient, Floating Head Pressure Controls, Air-cooled, Cycling | Efficient |  |  | 0 | Conventional | ComRefrig | Com - School | Com | RET Only | 0 | 1000 sqft2 of floor space | Capacity-tons | 5 | DEER:HVAC_Chillers | -1040 | -0.0198 | -0.467 | SWCR007-04 | 157.3 | 2021 | 84.59 | 2021 | 0 | 0 | SWCR007-04 | ComRefrig - Floating Head Pressure Controls - Cold ¦ PG&E ¦ Cold | ComRefrig - Floating Head Pressure Controls - Cold | 0.0012323 | 1 | 0.21435 | CBSA 2014 | 172.2989 | 2012 | 0.6 | SWCR007-04
COM-COMREFRIG-80.1 | Com ¦ No Floating Head Pressure Controls - Marine ¦ SCE ¦ Marine | Com ¦ No Floating Head Pressure Controls - Marine | SCE ¦ Marine | SCE | All | Electric | Fixed head pressure controls | Average Existing |  |  | 0 | Conventional | ComRefrig | Com - College | Com | RET Only | 0 | 1000 sqft2 of floor space | Capacity-tons | 5 | DEER:HVAC_Chillers | 0 | 0 | 0 | SWCR007-04 | 0 | 2021 | 0 | 2021 | 0 | 0 | SWCR007-04 | ComRefrig - Floating Head Pressure Controls - Marine ¦ SCE ¦ Marine | ComRefrig - Floating Head Pressure Controls - Marine | 0.0012323 | 1 | 0.78565 | CBSA 2014 | 0 | 2012 | 0.6 | SWCR007-04
COM-COMREFRIG-81.1 | Com ¦ Floating Head Pressure Controls - Marine ¦ SCE ¦ Marine | Com ¦ Floating Head Pressure Controls - Marine | SCE ¦ Marine | SCE | All | Electric | Efficient, Floating Head Pressure Controls, Air-cooled, Cycling | Efficient |  |  | 0 | Conventional | ComRefrig | Com - College | Com | RET Only | 0 | 1000 sqft2 of floor space | Capacity-tons | 5 | DEER:HVAC_Chillers | -707 | -0.013 | -0.365 | SWCR007-04 | 157.3 | 2021 | 84.59 | 2021 | 0 | 0 | SWCR007-04 | ComRefrig - Floating Head Pressure Controls - Marine ¦ SCE ¦ Marine | ComRefrig - Floating Head Pressure Controls - Marine | 0.0012323 | 1 | 0.21435 | CBSA 2014 | 54.5811 | 2012 | 0.6 | SWCR007-04
COM-COMREFRIG-80.2 | Com ¦ No Floating Head Pressure Controls - Hot-Dry ¦ SCE ¦ Hot-Dry | Com ¦ No Floating Head Pressure Controls - Hot-Dry | SCE ¦ Hot-Dry | SCE | All | Electric | Fixed head pressure controls | Average Existing |  |  | 0 | Conventional | ComRefrig | Com - College | Com | RET Only | 0 | 1000 sqft2 of floor space | Capacity-tons | 5 | DEER:HVAC_Chillers | 0 | 0 | 0 | SWCR007-04 | 0 | 2021 | 0 | 2021 | 0 | 0 | SWCR007-04 | ComRefrig - Floating Head Pressure Controls - Hot-Dry ¦ SCE ¦ Hot-Dry | ComRefrig - Floating Head Pressure Controls - Hot-Dry | 0.0012323 | 1 | 0.78565 | CBSA 2014 | 0 | 2012 | 0.6 | SWCR007-04
COM-COMREFRIG-81.2 | Com ¦ Floating Head Pressure Controls - Hot-Dry ¦ SCE ¦ Hot-Dry | Com ¦ Floating Head Pressure Controls - Hot-Dry | SCE ¦ Hot-Dry | SCE | All | Electric | Efficient, Floating Head Pressure Controls, Air-cooled, Cycling | Efficient |  |  | 0 | Conventional | ComRefrig | Com - College | Com | RET Only | 0 | 1000 sqft2 of floor space | Capacity-tons | 5 | DEER:HVAC_Chillers | -685 | -0.0216 | -0.33 | SWCR007-04 | 157.3 | 2021 | 84.59 | 2021 | 0 | 0 | SWCR007-04 | ComRefrig - Floating Head Pressure Controls - Hot-Dry ¦ SCE ¦ Hot-Dry | ComRefrig - Floating Head Pressure Controls - Hot-Dry | 0.0012323 | 1 | 0.21435 | CBSA 2014 | 52.8047 | 2012 | 0.6 | SWCR007-04
COM-COMREFRIG-80.3 | Com ¦ No Floating Head Pressure Controls - Cold ¦ SCE ¦ Cold | Com ¦ No Floating Head Pressure Controls - Cold | SCE ¦ Cold | SCE | All | Electric | Fixed head pressure controls | Average Existing |  |  | 0 | Conventional | ComRefrig | Com - College | Com | RET Only | 0 | 1000 sqft2 of floor space | Capacity-tons | 5 | DEER:HVAC_Chillers | 0 | 0 | 0 | SWCR007-04 | 0 | 2021 | 0 | 2021 | 0 | 0 | SWCR007-04 | ComRefrig - Floating Head Pressure Controls - Cold ¦ SCE ¦ Cold | ComRefrig - Floating Head Pressure Controls - Cold | 0.0012323 | 1 | 0.78565 | CBSA 2014 | 0 | 2012 | 0.6 | SWCR007-04
COM-COMREFRIG-81.3 | Com ¦ Floating Head Pressure Controls - Cold ¦ SCE ¦ Cold | Com ¦ Floating Head Pressure Controls - Cold | SCE ¦ Cold | SCE | All | Electric | Efficient, Floating Head Pressure Controls, Air-cooled, Cycling | Efficient |  |  | 0 | Conventional | ComRefrig | Com - College | Com | RET Only | 0 | 1000 sqft2 of floor space | Capacity-tons | 5 | DEER:HVAC_Chillers | -1040 | -0.0198 | -0.467 | SWCR007-04 | 157.3 | 2021 | 84.59 | 2021 | 0 | 0 | SWCR007-04 | ComRefrig - Floating Head Pressure Controls - Cold ¦ SCE ¦ Cold | ComRefrig - Floating Head Pressure Controls - Cold | 0.0012323 | 1 | 0.21435 | CBSA 2014 | 80.0584 | 2012 | 0.6 | SWCR007-04
COM-COMREFRIG-80.4 | Com ¦ No Floating Head Pressure Controls - Marine ¦ SCE ¦ Marine | Com ¦ No Floating Head Pressure Controls - Marine | SCE ¦ Marine | SCE | All | Electric | Fixed head pressure controls | Average Existing |  |  | 0 | Conventional | ComRefrig | Com - Grocery | Com | RET Only | 0 | 1000 sqft2 of floor space | Capacity-tons | 5 | DEER:HVAC_Chillers | 0 | 0 | 0 | SWCR007-04 | 0 | 2021 | 0 | 2021 | 0 | 0 | SWCR007-04 | ComRefrig - Floating Head Pressure Controls - Marine ¦ SCE ¦ Marine | ComRefrig - Floating Head Pressure Controls - Marine | 0.29565 | 1 | 0.78565 | CBSA 2014 | 0 | 2012 | 0.6 | SWCR007-04
COM-COMREFRIG-81.4 | Com ¦ Floating Head Pressure Controls - Marine ¦ SCE ¦ Marine | Com ¦ Floating Head Pressure Controls - Marine | SCE ¦ Marine | SCE | All | Electric | Efficient, Floating Head Pressure Controls, Air-cooled, Cycling | Efficient |  |  | 0 | Conventional | ComRefrig | Com - Grocery | Com | RET Only | 0 | 1000 sqft2 of floor space | Capacity-tons | 5 | DEER:HVAC_Chillers | -707 | -0.013 | -0.365 | SWCR007-04 | 157.3 | 2021 | 84.59 | 2021 | 0 | 0 | SWCR007-04 | ComRefrig - Floating Head Pressure Controls - Marine ¦ SCE ¦ Marine | ComRefrig - Floating Head Pressure Controls - Marine | 0.29565 | 1 | 0.21435 | CBSA 2014 | 40.625 | 2012 | 0.6 | SWCR007-04
COM-COMREFRIG-80.5 | Com ¦ No Floating Head Pressure Controls - Hot-Dry ¦ SCE ¦ Hot-Dry | Com ¦ No Floating Head Pressure Controls - Hot-Dry | SCE ¦ Hot-Dry | SCE | All | Electric | Fixed head pressure controls | Average Existing |  |  | 0 | Conventional | ComRefrig | Com - Grocery | Com | RET Only | 0 | 1000 sqft2 of floor space | Capacity-tons | 5 | DEER:HVAC_Chillers | 0 | 0 | 0 | SWCR007-04 | 0 | 2021 | 0 | 2021 | 0 | 0 | SWCR007-04 | ComRefrig - Floating Head Pressure Controls - Hot-Dry ¦ SCE ¦ Hot-Dry | ComRefrig - Floating Head Pressure Controls - Hot-Dry | 0.29565 | 1 | 0.78565 | CBSA 2014 | 0 | 2012 | 0.6 | SWCR007-04
COM-COMREFRIG-81.5 | Com ¦ Floating Head Pressure Controls - Hot-Dry ¦ SCE ¦ Hot-Dry | Com ¦ Floating Head Pressure Controls - Hot-Dry | SCE ¦ Hot-Dry | SCE | All | Electric | Efficient, Floating Head Pressure Controls, Air-cooled, Cycling | Efficient |  |  | 0 | Conventional | ComRefrig | Com - Grocery | Com | RET Only | 0 | 1000 sqft2 of floor space | Capacity-tons | 5 | DEER:HVAC_Chillers | -685 | -0.0216 | -0.33 | SWCR007-04 | 157.3 | 2021 | 84.59 | 2021 | 0 | 0 | SWCR007-04 | ComRefrig - Floating Head Pressure Controls - Hot-Dry ¦ SCE ¦ Hot-Dry | ComRefrig - Floating Head Pressure Controls - Hot-Dry | 0.29565 | 1 | 0.21435 | CBSA 2014 | 39.3053 | 2012 | 0.6 | SWCR007-04
COM-COMREFRIG-80.6 | Com ¦ No Floating Head Pressure Controls - Cold ¦ SCE ¦ Cold | Com ¦ No Floating Head Pressure Controls - Cold | SCE ¦ Cold | SCE | All | Electric | Fixed head pressure controls | Average Existing |  |  | 0 | Conventional | ComRefrig | Com - Grocery | Com | RET Only | 0 | 1000 sqft2 of floor space | Capacity-tons | 5 | DEER:HVAC_Chillers | 0 | 0 | 0 | SWCR007-04 | 0 | 2021 | 0 | 2021 | 0 | 0 | SWCR007-04 | ComRefrig - Floating Head Pressure Controls - Cold ¦ SCE ¦ Cold | ComRefrig - Floating Head Pressure Controls - Cold | 0.29565 | 1 | 0.78565 | CBSA 2014 | 0 | 2012 | 0.6 | SWCR007-04
COM-COMREFRIG-81.6 | Com ¦ Floating Head Pressure Controls - Cold ¦ SCE ¦ Cold | Com ¦ Floating Head Pressure Controls - Cold | SCE ¦ Cold | SCE | All | Electric | Efficient, Floating Head Pressure Controls, Air-cooled, Cycling | Efficient |  |  | 0 | Conventional | ComRefrig | Com - Grocery | Com | RET Only | 0 | 1000 sqft2 of floor space | Capacity-tons | 5 | DEER:HVAC_Chillers | -1040 | -0.0198 | -0.467 | SWCR007-04 | 157.3 | 2021 | 84.59 | 2021 | 0 | 0 | SWCR007-04 | ComRefrig - Floating Head Pressure Controls - Cold ¦ SCE ¦ Cold | ComRefrig - Floating Head Pressure Controls - Cold | 0.29565 | 1 | 0.21435 | CBSA 2014 | 59.5954 | 2012 | 0.6 | SWCR007-04
COM-COMREFRIG-80.7 | Com ¦ No Floating Head Pressure Controls - Marine ¦ SCE ¦ Marine | Com ¦ No Floating Head Pressure Controls - Marine | SCE ¦ Marine | SCE | All | Electric | Fixed head pressure controls | Average Existing |  |  | 0 | Conventional | ComRefrig | Com - Refrig. Warehouse | Com | RET Only | 0 | 1000 sqft2 of floor space | Capacity-tons | 5 | DEER:HVAC_Chillers | 0 | 0 | 0 | SWCR007-04 | 0 | 2021 | 0 | 2021 | 0 | 0 | SWCR007-04 | ComRefrig - Floating Head Pressure Controls - Marine ¦ SCE ¦ Marine | ComRefrig - Floating Head Pressure Controls - Marine | 0.14015 | 1 | 0.78565 | CBSA 2014 | 0 | 2012 | 0.6 | SWCR007-04
COM-COMREFRIG-81.7 | Com ¦ Floating Head Pressure Controls - Marine ¦ SCE ¦ Marine | Com ¦ Floating Head Pressure Controls - Marine | SCE ¦ Marine | SCE | All | Electric | Efficient, Floating Head Pressure Controls, Air-cooled, Cycling | Efficient |  |  | 0 | Conventional | ComRefrig | Com - Refrig. Warehouse | Com | RET Only | 0 | 1000 sqft2 of floor space | Capacity-tons | 5 | DEER:HVAC_Chillers | -707 | -0.013 | -0.365 | SWCR007-04 | 157.3 | 2021 | 84.59 | 2021 | 0 | 0 | SWCR007-04 | ComRefrig - Floating Head Pressure Controls - Marine ¦ SCE ¦ Marine | ComRefrig - Floating Head Pressure Controls - Marine | 0.14015 | 1 | 0.21435 | CBSA 2014 | 12.907 | 2012 | 0.6 | SWCR007-04
COM-COMREFRIG-80.8 | Com ¦ No Floating Head Pressure Controls - Hot-Dry ¦ SCE ¦ Hot-Dry | Com ¦ No Floating Head Pressure Controls - Hot-Dry | SCE ¦ Hot-Dry | SCE | All | Electric | Fixed head pressure controls | Average Existing |  |  | 0 | Conventional | ComRefrig | Com - Refrig. Warehouse | Com | RET Only | 0 | 1000 sqft2 of floor space | Capacity-tons | 5 | DEER:HVAC_Chillers | 0 | 0 | 0 | SWCR007-04 | 0 | 2021 | 0 | 2021 | 0 | 0 | SWCR007-04 | ComRefrig - Floating Head Pressure Controls - Hot-Dry ¦ SCE ¦ Hot-Dry | ComRefrig - Floating Head Pressure Controls - Hot-Dry | 0.14015 | 1 | 0.78565 | CBSA 2014 | 0 | 2012 | 0.6 | SWCR007-04
COM-COMREFRIG-81.8 | Com ¦ Floating Head Pressure Controls - Hot-Dry ¦ SCE ¦ Hot-Dry | Com ¦ Floating Head Pressure Controls - Hot-Dry | SCE ¦ Hot-Dry | SCE | All | Electric | Efficient, Floating Head Pressure Controls, Air-cooled, Cycling | Efficient |  |  | 0 | Conventional | ComRefrig | Com - Refrig. Warehouse | Com | RET Only | 0 | 1000 sqft2 of floor space | Capacity-tons | 5 | DEER:HVAC_Chillers | -685 | -0.0216 | -0.33 | SWCR007-04 | 157.3 | 2021 | 84.59 | 2021 | 0 | 0 | SWCR007-04 | ComRefrig - Floating Head Pressure Controls - Hot-Dry ¦ SCE ¦ Hot-Dry | ComRefrig - Floating Head Pressure Controls - Hot-Dry | 0.14015 | 1 | 0.21435 | CBSA 2014 | 12.4876 | 2012 | 0.6 | SWCR007-04
COM-COMREFRIG-80.9 | Com ¦ No Floating Head Pressure Controls - Cold ¦ SCE ¦ Cold | Com ¦ No Floating Head Pressure Controls - Cold | SCE ¦ Cold | SCE | All | Electric | Fixed head pressure controls | Average Existing |  |  | 0 | Conventional | ComRefrig | Com - Refrig. Warehouse | Com | RET Only | 0 | 1000 sqft2 of floor space | Capacity-tons | 5 | DEER:HVAC_Chillers | 0 | 0 | 0 | SWCR007-04 | 0 | 2021 | 0 | 2021 | 0 | 0 | SWCR007-04 | ComRefrig - Floating Head Pressure Controls - Cold ¦ SCE ¦ Cold | ComRefrig - Floating Head Pressure Controls - Cold | 0.14015 | 1 | 0.78565 | CBSA 2014 | 0 | 2012 | 0.6 | SWCR007-04
COM-COMREFRIG-81.9 | Com ¦ Floating Head Pressure Controls - Cold ¦ SCE ¦ Cold | Com ¦ Floating Head Pressure Controls - Cold | SCE ¦ Cold | SCE | All | Electric | Efficient, Floating Head Pressure Controls, Air-cooled, Cycling | Efficient |  |  | 0 | Conventional | ComRefrig | Com - Refrig. Warehouse | Com | RET Only | 0 | 1000 sqft2 of floor space | Capacity-tons | 5 | DEER:HVAC_Chillers | -1040 | -0.0198 | -0.467 | SWCR007-04 | 157.3 | 2021 | 84.59 | 2021 | 0 | 0 | SWCR007-04 | ComRefrig - Floating Head Pressure Controls - Cold ¦ SCE ¦ Cold | ComRefrig - Floating Head Pressure Controls - Cold | 0.14015 | 1 | 0.21435 | CBSA 2014 | 18.9337 | 2012 | 0.6 | SWCR007-04
COM-COMREFRIG-80.10 | Com ¦ No Floating Head Pressure Controls - Marine ¦ SCE ¦ Marine | Com ¦ No Floating Head Pressure Controls - Marine | SCE ¦ Marine | SCE | All | Electric | Fixed head pressure controls | Average Existing |  |  | 0 | Conventional | ComRefrig | Com - Restaurant | Com | RET Only | 0 | 1000 sqft2 of floor space | Capacity-tons | 5 | DEER:HVAC_Chillers | 0 | 0 | 0 | SWCR007-04 | 0 | 2021 | 0 | 2021 | 0 | 0 | SWCR007-04 | ComRefrig - Floating Head Pressure Controls - Marine ¦ SCE ¦ Marine | ComRefrig - Floating Head Pressure Controls - Marine | 0.045926 | 1 | 0.78565 | CBSA 2014 | 0 | 2012 | 0.6 | SWCR007-04
COM-COMREFRIG-81.10 | Com ¦ Floating Head Pressure Controls - Marine ¦ SCE ¦ Marine | Com ¦ Floating Head Pressure Controls - Marine | SCE ¦ Marine | SCE | All | Electric | Efficient, Floating Head Pressure Controls, Air-cooled, Cycling | Efficient |  |  | 0 | Conventional | ComRefrig | Com - Restaurant | Com | RET Only | 0 | 1000 sqft2 of floor space | Capacity-tons | 5 | DEER:HVAC_Chillers | -707 | -0.013 | -0.365 | SWCR007-04 | 157.3 | 2021 | 84.59 | 2021 | 0 | 0 | SWCR007-04 | ComRefrig - Floating Head Pressure Controls - Marine ¦ SCE ¦ Marine | ComRefrig - Floating Head Pressure Controls - Marine | 0.045926 | 1 | 0.21435 | CBSA 2014 | 12.8383 | 2012 | 0.6 | SWCR007-04
COM-COMREFRIG-80.11 | Com ¦ No Floating Head Pressure Controls - Hot-Dry ¦ SCE ¦ Hot-Dry | Com ¦ No Floating Head Pressure Controls - Hot-Dry | SCE ¦ Hot-Dry | SCE | All | Electric | Fixed head pressure controls | Average Existing |  |  | 0 | Conventional | ComRefrig | Com - Restaurant | Com | RET Only | 0 | 1000 sqft2 of floor space | Capacity-tons | 5 | DEER:HVAC_Chillers | 0 | 0 | 0 | SWCR007-04 | 0 | 2021 | 0 | 2021 | 0 | 0 | SWCR007-04 | ComRefrig - Floating Head Pressure Controls - Hot-Dry ¦ SCE ¦ Hot-Dry | ComRefrig - Floating Head Pressure Controls - Hot-Dry | 0.045926 | 1 | 0.78565 | CBSA 2014 | 0 | 2012 | 0.6 | SWCR007-04
COM-COMREFRIG-81.11 | Com ¦ Floating Head Pressure Controls - Hot-Dry ¦ SCE ¦ Hot-Dry | Com ¦ Floating Head Pressure Controls - Hot-Dry | SCE ¦ Hot-Dry | SCE | All | Electric | Efficient, Floating Head Pressure Controls, Air-cooled, Cycling | Efficient |  |  | 0 | Conventional | ComRefrig | Com - Restaurant | Com | RET Only | 0 | 1000 sqft2 of floor space | Capacity-tons | 5 | DEER:HVAC_Chillers | -685 | -0.0216 | -0.33 | SWCR007-04 | 157.3 | 2021 | 84.59 | 2021 | 0 | 0 | SWCR007-04 | ComRefrig - Floating Head Pressure Controls - Hot-Dry ¦ SCE ¦ Hot-Dry | ComRefrig - Floating Head Pressure Controls - Hot-Dry | 0.045926 | 1 | 0.21435 | CBSA 2014 | 12.4211 | 2012 | 0.6 | SWCR007-04
COM-COMREFRIG-80.12 | Com ¦ No Floating Head Pressure Controls - Cold ¦ SCE ¦ Cold | Com ¦ No Floating Head Pressure Controls - Cold | SCE ¦ Cold | SCE | All | Electric | Fixed head pressure controls | Average Existing |  |  | 0 | Conventional | ComRefrig | Com - Restaurant | Com | RET Only | 0 | 1000 sqft2 of floor space | Capacity-tons | 5 | DEER:HVAC_Chillers | 0 | 0 | 0 | SWCR007-04 | 0 | 2021 | 0 | 2021 | 0 | 0 | SWCR007-04 | ComRefrig - Floating Head Pressure Controls - Cold ¦ SCE ¦ Cold | ComRefrig - Floating Head Pressure Controls - Cold | 0.045926 | 1 | 0.78565 | CBSA 2014 | 0 | 2012 | 0.6 | SWCR007-04
COM-COMREFRIG-81.12 | Com ¦ Floating Head Pressure Controls - Cold ¦ SCE ¦ Cold | Com ¦ Floating Head Pressure Controls - Cold | SCE ¦ Cold | SCE | All | Electric | Efficient, Floating Head Pressure Controls, Air-cooled, Cycling | Efficient |  |  | 0 | Conventional | ComRefrig | Com - Restaurant | Com | RET Only | 0 | 1000 sqft2 of floor space | Capacity-tons | 5 | DEER:HVAC_Chillers | -1040 | -0.0198 | -0.467 | SWCR007-04 | 157.3 | 2021 | 84.59 | 2021 | 0 | 0 | SWCR007-04 | ComRefrig - Floating Head Pressure Controls - Cold ¦ SCE ¦ Cold | ComRefrig - Floating Head Pressure Controls - Cold | 0.045926 | 1 | 0.21435 | CBSA 2014 | 18.8327 | 2012 | 0.6 | SWCR007-04
COM-COMREFRIG-80.13 | Com ¦ No Floating Head Pressure Controls - Marine ¦ SCE ¦ Marine | Com ¦ No Floating Head Pressure Controls - Marine | SCE ¦ Marine | SCE | All | Electric | Fixed head pressure controls | Average Existing |  |  | 0 | Conventional | ComRefrig | Com - Retail | Com | RET Only | 0 | 1000 sqft2 of floor space | Capacity-tons | 5 | DEER:HVAC_Chillers | 0 | 0 | 0 | SWCR007-04 | 0 | 2021 | 0 | 2021 | 0 | 0 | SWCR007-04 | ComRefrig - Floating Head Pressure Controls - Marine ¦ SCE ¦ Marine | ComRefrig - Floating Head Pressure Controls - Marine | 0.028244 | 1 | 0.78565 | CBSA 2014 | 0 | 2012 | 0.6 | SWCR007-04
COM-COMREFRIG-81.13 | Com ¦ Floating Head Pressure Controls - Marine ¦ SCE ¦ Marine | Com ¦ Floating Head Pressure Controls - Marine | SCE ¦ Marine | SCE | All | Electric | Efficient, Floating Head Pressure Controls, Air-cooled, Cycling | Efficient |  |  | 0 | Conventional | ComRefrig | Com - Retail | Com | RET Only | 0 | 1000 sqft2 of floor space | Capacity-tons | 5 | DEER:HVAC_Chillers | -707 | -0.013 | -0.365 | SWCR007-04 | 157.3 | 2021 | 84.59 | 2021 | 0 | 0 | SWCR007-04 | ComRefrig - Floating Head Pressure Controls - Marine ¦ SCE ¦ Marine | ComRefrig - Floating Head Pressure Controls - Marine | 0.028244 | 1 | 0.21435 | CBSA 2014 | 250.1848 | 2012 | 0.6 | SWCR007-04
COM-COMREFRIG-80.14 | Com ¦ No Floating Head Pressure Controls - Hot-Dry ¦ SCE ¦ Hot-Dry | Com ¦ No Floating Head Pressure Controls - Hot-Dry | SCE ¦ Hot-Dry | SCE | All | Electric | Fixed head pressure controls | Average Existing |  |  | 0 | Conventional | ComRefrig | Com - Retail | Com | RET Only | 0 | 1000 sqft2 of floor space | Capacity-tons | 5 | DEER:HVAC_Chillers | 0 | 0 | 0 | SWCR007-04 | 0 | 2021 | 0 | 2021 | 0 | 0 | SWCR007-04 | ComRefrig - Floating Head Pressure Controls - Hot-Dry ¦ SCE ¦ Hot-Dry | ComRefrig - Floating Head Pressure Controls - Hot-Dry | 0.028244 | 1 | 0.78565 | CBSA 2014 | 0 | 2012 | 0.6 | SWCR007-04
COM-COMREFRIG-81.14 | Com ¦ Floating Head Pressure Controls - Hot-Dry ¦ SCE ¦ Hot-Dry | Com ¦ Floating Head Pressure Controls - Hot-Dry | SCE ¦ Hot-Dry | SCE | All | Electric | Efficient, Floating Head Pressure Controls, Air-cooled, Cycling | Efficient |  |  | 0 | Conventional | ComRefrig | Com - Retail | Com | RET Only | 0 | 1000 sqft2 of floor space | Capacity-tons | 5 | DEER:HVAC_Chillers | -685 | -0.0216 | -0.33 | SWCR007-04 | 157.3 | 2021 | 84.59 | 2021 | 0 | 0 | SWCR007-04 | ComRefrig - Floating Head Pressure Controls - Hot-Dry ¦ SCE ¦ Hot-Dry | ComRefrig - Floating Head Pressure Controls - Hot-Dry | 0.028244 | 1 | 0.21435 | CBSA 2014 | 242.2829 | 2012 | 0.6 | SWCR007-04
COM-COMREFRIG-80.15 | Com ¦ No Floating Head Pressure Controls - Cold ¦ SCE ¦ Cold | Com ¦ No Floating Head Pressure Controls - Cold | SCE ¦ Cold | SCE | All | Electric | Fixed head pressure controls | Average Existing |  |  | 0 | Conventional | ComRefrig | Com - Retail | Com | RET Only | 0 | 1000 sqft2 of floor space | Capacity-tons | 5 | DEER:HVAC_Chillers | 0 | 0 | 0 | SWCR007-04 | 0 | 2021 | 0 | 2021 | 0 | 0 | SWCR007-04 | ComRefrig - Floating Head Pressure Controls - Cold ¦ SCE ¦ Cold | ComRefrig - Floating Head Pressure Controls - Cold | 0.028244 | 1 | 0.78565 | CBSA 2014 | 0 | 2012 | 0.6 | SWCR007-04
COM-COMREFRIG-81.15 | Com ¦ Floating Head Pressure Controls - Cold ¦ SCE ¦ Cold | Com ¦ Floating Head Pressure Controls - Cold | SCE ¦ Cold | SCE | All | Electric | Efficient, Floating Head Pressure Controls, Air-cooled, Cycling | Efficient |  |  | 0 | Conventional | ComRefrig | Com - Retail | Com | RET Only | 0 | 1000 sqft2 of floor space | Capacity-tons | 5 | DEER:HVAC_Chillers | -1040 | -0.0198 | -0.467 | SWCR007-04 | 157.3 | 2021 | 84.59 | 2021 | 0 | 0 | SWCR007-04 | ComRefrig - Floating Head Pressure Controls - Cold ¦ SCE ¦ Cold | ComRefrig - Floating Head Pressure Controls - Cold | 0.028244 | 1 | 0.21435 | CBSA 2014 | 367.6775 | 2012 | 0.6 | SWCR007-04
COM-COMREFRIG-80.16 | Com ¦ No Floating Head Pressure Controls - Marine ¦ SCE ¦ Marine | Com ¦ No Floating Head Pressure Controls - Marine | SCE ¦ Marine | SCE | All | Electric | Fixed head pressure controls | Average Existing |  |  | 0 | Conventional | ComRefrig | Com - School | Com | RET Only | 0 | 1000 sqft2 of floor space | Capacity-tons | 5 | DEER:HVAC_Chillers | 0 | 0 | 0 | SWCR007-04 | 0 | 2021 | 0 | 2021 | 0 | 0 | SWCR007-04 | ComRefrig - Floating Head Pressure Controls - Marine ¦ SCE ¦ Marine | ComRefrig - Floating Head Pressure Controls - Marine | 0.0012323 | 1 | 0.78565 | CBSA 2014 | 0 | 2012 | 0.6 | SWCR007-04
COM-COMREFRIG-81.16 | Com ¦ Floating Head Pressure Controls - Marine ¦ SCE ¦ Marine | Com ¦ Floating Head Pressure Controls - Marine | SCE ¦ Marine | SCE | All | Electric | Efficient, Floating Head Pressure Controls, Air-cooled, Cycling | Efficient |  |  | 0 | Conventional | ComRefrig | Com - School | Com | RET Only | 0 | 1000 sqft2 of floor space | Capacity-tons | 5 | DEER:HVAC_Chillers | -707 | -0.013 | -0.365 | SWCR007-04 | 157.3 | 2021 | 84.59 | 2021 | 0 | 0 | SWCR007-04 | ComRefrig - Floating Head Pressure Controls - Marine ¦ SCE ¦ Marine | ComRefrig - Floating Head Pressure Controls - Marine | 0.0012323 | 1 | 0.21435 | CBSA 2014 | 117.2387 | 2012 | 0.6 | SWCR007-04
COM-COMREFRIG-80.17 | Com ¦ No Floating Head Pressure Controls - Hot-Dry ¦ SCE ¦ Hot-Dry | Com ¦ No Floating Head Pressure Controls - Hot-Dry | SCE ¦ Hot-Dry | SCE | All | Electric | Fixed head pressure controls | Average Existing |  |  | 0 | Conventional | ComRefrig | Com - School | Com | RET Only | 0 | 1000 sqft2 of floor space | Capacity-tons | 5 | DEER:HVAC_Chillers | 0 | 0 | 0 | SWCR007-04 | 0 | 2021 | 0 | 2021 | 0 | 0 | SWCR007-04 | ComRefrig - Floating Head Pressure Controls - Hot-Dry ¦ SCE ¦ Hot-Dry | ComRefrig - Floating Head Pressure Controls - Hot-Dry | 0.0012323 | 1 | 0.78565 | CBSA 2014 | 0 | 2012 | 0.6 | SWCR007-04
COM-COMREFRIG-81.17 | Com ¦ Floating Head Pressure Controls - Hot-Dry ¦ SCE ¦ Hot-Dry | Com ¦ Floating Head Pressure Controls - Hot-Dry | SCE ¦ Hot-Dry | SCE | All | Electric | Efficient, Floating Head Pressure Controls, Air-cooled, Cycling | Efficient |  |  | 0 | Conventional | ComRefrig | Com - School | Com | RET Only | 0 | 1000 sqft2 of floor space | Capacity-tons | 5 | DEER:HVAC_Chillers | -685 | -0.0216 | -0.33 | SWCR007-04 | 157.3 | 2021 | 84.59 | 2021 | 0 | 0 | SWCR007-04 | ComRefrig - Floating Head Pressure Controls - Hot-Dry ¦ SCE ¦ Hot-Dry | ComRefrig - Floating Head Pressure Controls - Hot-Dry | 0.0012323 | 1 | 0.21435 | CBSA 2014 | 113.5365 | 2012 | 0.6 | SWCR007-04
COM-COMREFRIG-80.18 | Com ¦ No Floating Head Pressure Controls - Cold ¦ SCE ¦ Cold | Com ¦ No Floating Head Pressure Controls - Cold | SCE ¦ Cold | SCE | All | Electric | Fixed head pressure controls | Average Existing |  |  | 0 | Conventional | ComRefrig | Com - School | Com | RET Only | 0 | 1000 sqft2 of floor space | Capacity-tons | 5 | DEER:HVAC_Chillers | 0 | 0 | 0 | SWCR007-04 | 0 | 2021 | 0 | 2021 | 0 | 0 | SWCR007-04 | ComRefrig - Floating Head Pressure Controls - Cold ¦ SCE ¦ Cold | ComRefrig - Floating Head Pressure Controls - Cold | 0.0012323 | 1 | 0.78565 | CBSA 2014 | 0 | 2012 | 0.6 | SWCR007-04
COM-COMREFRIG-81.18 | Com ¦ Floating Head Pressure Controls - Cold ¦ SCE ¦ Cold | Com ¦ Floating Head Pressure Controls - Cold | SCE ¦ Cold | SCE | All | Electric | Efficient, Floating Head Pressure Controls, Air-cooled, Cycling | Efficient |  |  | 0 | Conventional | ComRefrig | Com - School | Com | RET Only | 0 | 1000 sqft2 of floor space | Capacity-tons | 5 | DEER:HVAC_Chillers | -1040 | -0.0198 | -0.467 | SWCR007-04 | 157.3 | 2021 | 84.59 | 2021 | 0 | 0 | SWCR007-04 | ComRefrig - Floating Head Pressure Controls - Cold ¦ SCE ¦ Cold | ComRefrig - Floating Head Pressure Controls - Cold | 0.0012323 | 1 | 0.21435 | CBSA 2014 | 172.2989 | 2012 | 0.6 | SWCR007-04
COM-COMREFRIG-80.1 | Com ¦ No Floating Head Pressure Controls - Marine ¦ SDG&E ¦ Marine | Com ¦ No Floating Head Pressure Controls - Marine | SDG&E ¦ Marine | SDG&E | All | Electric | Fixed head pressure controls | Average Existing |  |  | 0 | Conventional | ComRefrig | Com - College | Com | RET Only | 0 | 1000 sqft2 of floor space | Capacity-tons | 5 | DEER:HVAC_Chillers | 0 | 0 | 0 | SWCR007-04 | 0 | 2021 | 0 | 2021 | 0 | 0 | SWCR007-04 | ComRefrig - Floating Head Pressure Controls - Marine ¦ SDG&E ¦ Marine | ComRefrig - Floating Head Pressure Controls - Marine | 0.0012323 | 1 | 0.78565 | CBSA 2014 | 0 | 2012 | 0.6 | SWCR007-04
COM-COMREFRIG-81.1 | Com ¦ Floating Head Pressure Controls - Marine ¦ SDG&E ¦ Marine | Com ¦ Floating Head Pressure Controls - Marine | SDG&E ¦ Marine | SDG&E | All | Electric | Efficient, Floating Head Pressure Controls, Air-cooled, Cycling | Efficient |  |  | 0 | Conventional | ComRefrig | Com - College | Com | RET Only | 0 | 1000 sqft2 of floor space | Capacity-tons | 5 | DEER:HVAC_Chillers | -707 | -0.013 | -0.365 | SWCR007-04 | 157.3 | 2021 | 84.59 | 2021 | 0 | 0 | SWCR007-04 | ComRefrig - Floating Head Pressure Controls - Marine ¦ SDG&E ¦ Marine | ComRefrig - Floating Head Pressure Controls - Marine | 0.0012323 | 1 | 0.21435 | CBSA 2014 | 54.5811 | 2012 | 0.6 | SWCR007-04
COM-COMREFRIG-80.2 | Com ¦ No Floating Head Pressure Controls - Hot-Dry ¦ SDG&E ¦ Hot-Dry | Com ¦ No Floating Head Pressure Controls - Hot-Dry | SDG&E ¦ Hot-Dry | SDG&E | All | Electric | Fixed head pressure controls | Average Existing |  |  | 0 | Conventional | ComRefrig | Com - College | Com | RET Only | 0 | 1000 sqft2 of floor space | Capacity-tons | 5 | DEER:HVAC_Chillers | 0 | 0 | 0 | SWCR007-04 | 0 | 2021 | 0 | 2021 | 0 | 0 | SWCR007-04 | ComRefrig - Floating Head Pressure Controls - Hot-Dry ¦ SDG&E ¦ Hot-Dry | ComRefrig - Floating Head Pressure Controls - Hot-Dry | 0.0012323 | 1 | 0.78565 | CBSA 2014 | 0 | 2012 | 0.6 | SWCR007-04
COM-COMREFRIG-81.2 | Com ¦ Floating Head Pressure Controls - Hot-Dry ¦ SDG&E ¦ Hot-Dry | Com ¦ Floating Head Pressure Controls - Hot-Dry | SDG&E ¦ Hot-Dry | SDG&E | All | Electric | Efficient, Floating Head Pressure Controls, Air-cooled, Cycling | Efficient |  |  | 0 | Conventional | ComRefrig | Com - College | Com | RET Only | 0 | 1000 sqft2 of floor space | Capacity-tons | 5 | DEER:HVAC_Chillers | -608 | -0.00961 | -0.354 | SWCR007-04 | 157.3 | 2021 | 84.59 | 2021 | 0 | 0 | SWCR007-04 | ComRefrig - Floating Head Pressure Controls - Hot-Dry ¦ SDG&E ¦ Hot-Dry | ComRefrig - Floating Head Pressure Controls - Hot-Dry | 0.0012323 | 1 | 0.21435 | CBSA 2014 | 47.0705 | 2012 | 0.6 | SWCR007-04
COM-COMREFRIG-80.3 | Com ¦ No Floating Head Pressure Controls - Marine ¦ SDG&E ¦ Marine | Com ¦ No Floating Head Pressure Controls - Marine | SDG&E ¦ Marine | SDG&E | All | Electric | Fixed head pressure controls | Average Existing |  |  | 0 | Conventional | ComRefrig | Com - Grocery | Com | RET Only | 0 | 1000 sqft2 of floor space | Capacity-tons | 5 | DEER:HVAC_Chillers | 0 | 0 | 0 | SWCR007-04 | 0 | 2021 | 0 | 2021 | 0 | 0 | SWCR007-04 | ComRefrig - Floating Head Pressure Controls - Marine ¦ SDG&E ¦ Marine | ComRefrig - Floating Head Pressure Controls - Marine | 0.29565 | 1 | 0.78565 | CBSA 2014 | 0 | 2012 | 0.6 | SWCR007-04
COM-COMREFRIG-81.3 | Com ¦ Floating Head Pressure Controls - Marine ¦ SDG&E ¦ Marine | Com ¦ Floating Head Pressure Controls - Marine | SDG&E ¦ Marine | SDG&E | All | Electric | Efficient, Floating Head Pressure Controls, Air-cooled, Cycling | Efficient |  |  | 0 | Conventional | ComRefrig | Com - Grocery | Com | RET Only | 0 | 1000 sqft2 of floor space | Capacity-tons | 5 | DEER:HVAC_Chillers | -707 | -0.013 | -0.365 | SWCR007-04 | 157.3 | 2021 | 84.59 | 2021 | 0 | 0 | SWCR007-04 | ComRefrig - Floating Head Pressure Controls - Marine ¦ SDG&E ¦ Marine | ComRefrig - Floating Head Pressure Controls - Marine | 0.29565 | 1 | 0.21435 | CBSA 2014 | 40.625 | 2012 | 0.6 | SWCR007-04
COM-COMREFRIG-80.4 | Com ¦ No Floating Head Pressure Controls - Hot-Dry ¦ SDG&E ¦ Hot-Dry | Com ¦ No Floating Head Pressure Controls - Hot-Dry | SDG&E ¦ Hot-Dry | SDG&E | All | Electric | Fixed head pressure controls | Average Existing |  |  | 0 | Conventional | ComRefrig | Com - Grocery | Com | RET Only | 0 | 1000 sqft2 of floor space | Capacity-tons | 5 | DEER:HVAC_Chillers | 0 | 0 | 0 | SWCR007-04 | 0 | 2021 | 0 | 2021 | 0 | 0 | SWCR007-04 | ComRefrig - Floating Head Pressure Controls - Hot-Dry ¦ SDG&E ¦ Hot-Dry | ComRefrig - Floating Head Pressure Controls - Hot-Dry | 0.29565 | 1 | 0.78565 | CBSA 2014 | 0 | 2012 | 0.6 | SWCR007-04
COM-COMREFRIG-81.4 | Com ¦ Floating Head Pressure Controls - Hot-Dry ¦ SDG&E ¦ Hot-Dry | Com ¦ Floating Head Pressure Controls - Hot-Dry | SDG&E ¦ Hot-Dry | SDG&E | All | Electric | Efficient, Floating Head Pressure Controls, Air-cooled, Cycling | Efficient |  |  | 0 | Conventional | ComRefrig | Com - Grocery | Com | RET Only | 0 | 1000 sqft2 of floor space | Capacity-tons | 5 | DEER:HVAC_Chillers | -608 | -0.00961 | -0.354 | SWCR007-04 | 157.3 | 2021 | 84.59 | 2021 | 0 | 0 | SWCR007-04 | ComRefrig - Floating Head Pressure Controls - Hot-Dry ¦ SDG&E ¦ Hot-Dry | ComRefrig - Floating Head Pressure Controls - Hot-Dry | 0.29565 | 1 | 0.21435 | CBSA 2014 | 35.0305 | 2012 | 0.6 | SWCR007-04
COM-COMREFRIG-80.5 | Com ¦ No Floating Head Pressure Controls - Marine ¦ SDG&E ¦ Marine | Com ¦ No Floating Head Pressure Controls - Marine | SDG&E ¦ Marine | SDG&E | All | Electric | Fixed head pressure controls | Average Existing |  |  | 0 | Conventional | ComRefrig | Com - Refrig. Warehouse | Com | RET Only | 0 | 1000 sqft2 of floor space | Capacity-tons | 5 | DEER:HVAC_Chillers | 0 | 0 | 0 | SWCR007-04 | 0 | 2021 | 0 | 2021 | 0 | 0 | SWCR007-04 | ComRefrig - Floating Head Pressure Controls - Marine ¦ SDG&E ¦ Marine | ComRefrig - Floating Head Pressure Controls - Marine | 0.14015 | 1 | 0.78565 | CBSA 2014 | 0 | 2012 | 0.6 | SWCR007-04
COM-COMREFRIG-81.5 | Com ¦ Floating Head Pressure Controls - Marine ¦ SDG&E ¦ Marine | Com ¦ Floating Head Pressure Controls - Marine | SDG&E ¦ Marine | SDG&E | All | Electric | Efficient, Floating Head Pressure Controls, Air-cooled, Cycling | Efficient |  |  | 0 | Conventional | ComRefrig | Com - Refrig. Warehouse | Com | RET Only | 0 | 1000 sqft2 of floor space | Capacity-tons | 5 | DEER:HVAC_Chillers | -707 | -0.013 | -0.365 | SWCR007-04 | 157.3 | 2021 | 84.59 | 2021 | 0 | 0 | SWCR007-04 | ComRefrig - Floating Head Pressure Controls - Marine ¦ SDG&E ¦ Marine | ComRefrig - Floating Head Pressure Controls - Marine | 0.14015 | 1 | 0.21435 | CBSA 2014 | 12.907 | 2012 | 0.6 | SWCR007-04
COM-COMREFRIG-80.6 | Com ¦ No Floating Head Pressure Controls - Hot-Dry ¦ SDG&E ¦ Hot-Dry | Com ¦ No Floating Head Pressure Controls - Hot-Dry | SDG&E ¦ Hot-Dry | SDG&E | All | Electric | Fixed head pressure controls | Average Existing |  |  | 0 | Conventional | ComRefrig | Com - Refrig. Warehouse | Com | RET Only | 0 | 1000 sqft2 of floor space | Capacity-tons | 5 | DEER:HVAC_Chillers | 0 | 0 | 0 | SWCR007-04 | 0 | 2021 | 0 | 2021 | 0 | 0 | SWCR007-04 | ComRefrig - Floating Head Pressure Controls - Hot-Dry ¦ SDG&E ¦ Hot-Dry | ComRefrig - Floating Head Pressure Controls - Hot-Dry | 0.14015 | 1 | 0.78565 | CBSA 2014 | 0 | 2012 | 0.6 | SWCR007-04
COM-COMREFRIG-81.6 | Com ¦ Floating Head Pressure Controls - Hot-Dry ¦ SDG&E ¦ Hot-Dry | Com ¦ Floating Head Pressure Controls - Hot-Dry | SDG&E ¦ Hot-Dry | SDG&E | All | Electric | Efficient, Floating Head Pressure Controls, Air-cooled, Cycling | Efficient |  |  | 0 | Conventional | ComRefrig | Com - Refrig. Warehouse | Com | RET Only | 0 | 1000 sqft2 of floor space | Capacity-tons | 5 | DEER:HVAC_Chillers | -608 | -0.00961 | -0.354 | SWCR007-04 | 157.3 | 2021 | 84.59 | 2021 | 0 | 0 | SWCR007-04 | ComRefrig - Floating Head Pressure Controls - Hot-Dry ¦ SDG&E ¦ Hot-Dry | ComRefrig - Floating Head Pressure Controls - Hot-Dry | 0.14015 | 1 | 0.21435 | CBSA 2014 | 11.1298 | 2012 | 0.6 | SWCR007-04
COM-COMREFRIG-80.7 | Com ¦ No Floating Head Pressure Controls - Marine ¦ SDG&E ¦ Marine | Com ¦ No Floating Head Pressure Controls - Marine | SDG&E ¦ Marine | SDG&E | All | Electric | Fixed head pressure controls | Average Existing |  |  | 0 | Conventional | ComRefrig | Com - Restaurant | Com | RET Only | 0 | 1000 sqft2 of floor space | Capacity-tons | 5 | DEER:HVAC_Chillers | 0 | 0 | 0 | SWCR007-04 | 0 | 2021 | 0 | 2021 | 0 | 0 | SWCR007-04 | ComRefrig - Floating Head Pressure Controls - Marine ¦ SDG&E ¦ Marine | ComRefrig - Floating Head Pressure Controls - Marine | 0.045926 | 1 | 0.78565 | CBSA 2014 | 0 | 2012 | 0.6 | SWCR007-04
COM-COMREFRIG-81.7 | Com ¦ Floating Head Pressure Controls - Marine ¦ SDG&E ¦ Marine | Com ¦ Floating Head Pressure Controls - Marine | SDG&E ¦ Marine | SDG&E | All | Electric | Efficient, Floating Head Pressure Controls, Air-cooled, Cycling | Efficient |  |  | 0 | Conventional | ComRefrig | Com - Restaurant | Com | RET Only | 0 | 1000 sqft2 of floor space | Capacity-tons | 5 | DEER:HVAC_Chillers | -707 | -0.013 | -0.365 | SWCR007-04 | 157.3 | 2021 | 84.59 | 2021 | 0 | 0 | SWCR007-04 | ComRefrig - Floating Head Pressure Controls - Marine ¦ SDG&E ¦ Marine | ComRefrig - Floating Head Pressure Controls - Marine | 0.045926 | 1 | 0.21435 | CBSA 2014 | 12.8383 | 2012 | 0.6 | SWCR007-04
COM-COMREFRIG-80.8 | Com ¦ No Floating Head Pressure Controls - Hot-Dry ¦ SDG&E ¦ Hot-Dry | Com ¦ No Floating Head Pressure Controls - Hot-Dry | SDG&E ¦ Hot-Dry | SDG&E | All | Electric | Fixed head pressure controls | Average Existing |  |  | 0 | Conventional | ComRefrig | Com - Restaurant | Com | RET Only | 0 | 1000 sqft2 of floor space | Capacity-tons | 5 | DEER:HVAC_Chillers | 0 | 0 | 0 | SWCR007-04 | 0 | 2021 | 0 | 2021 | 0 | 0 | SWCR007-04 | ComRefrig - Floating Head Pressure Controls - Hot-Dry ¦ SDG&E ¦ Hot-Dry | ComRefrig - Floating Head Pressure Controls - Hot-Dry | 0.045926 | 1 | 0.78565 | CBSA 2014 | 0 | 2012 | 0.6 | SWCR007-04
COM-COMREFRIG-81.8 | Com ¦ Floating Head Pressure Controls - Hot-Dry ¦ SDG&E ¦ Hot-Dry | Com ¦ Floating Head Pressure Controls - Hot-Dry | SDG&E ¦ Hot-Dry | SDG&E | All | Electric | Efficient, Floating Head Pressure Controls, Air-cooled, Cycling | Efficient |  |  | 0 | Conventional | ComRefrig | Com - Restaurant | Com | RET Only | 0 | 1000 sqft2 of floor space | Capacity-tons | 5 | DEER:HVAC_Chillers | -608 | -0.00961 | -0.354 | SWCR007-04 | 157.3 | 2021 | 84.59 | 2021 | 0 | 0 | SWCR007-04 | ComRefrig - Floating Head Pressure Controls - Hot-Dry ¦ SDG&E ¦ Hot-Dry | ComRefrig - Floating Head Pressure Controls - Hot-Dry | 0.045926 | 1 | 0.21435 | CBSA 2014 | 11.0707 | 2012 | 0.6 | SWCR007-04
COM-COMREFRIG-80.9 | Com ¦ No Floating Head Pressure Controls - Marine ¦ SDG&E ¦ Marine | Com ¦ No Floating Head Pressure Controls - Marine | SDG&E ¦ Marine | SDG&E | All | Electric | Fixed head pressure controls | Average Existing |  |  | 0 | Conventional | ComRefrig | Com - Retail | Com | RET Only | 0 | 1000 sqft2 of floor space | Capacity-tons | 5 | DEER:HVAC_Chillers | 0 | 0 | 0 | SWCR007-04 | 0 | 2021 | 0 | 2021 | 0 | 0 | SWCR007-04 | ComRefrig - Floating Head Pressure Controls - Marine ¦ SDG&E ¦ Marine | ComRefrig - Floating Head Pressure Controls - Marine | 0.028244 | 1 | 0.78565 | CBSA 2014 | 0 | 2012 | 0.6 | SWCR007-04
COM-COMREFRIG-81.9 | Com ¦ Floating Head Pressure Controls - Marine ¦ SDG&E ¦ Marine | Com ¦ Floating Head Pressure Controls - Marine | SDG&E ¦ Marine | SDG&E | All | Electric | Efficient, Floating Head Pressure Controls, Air-cooled, Cycling | Efficient |  |  | 0 | Conventional | ComRefrig | Com - Retail | Com | RET Only | 0 | 1000 sqft2 of floor space | Capacity-tons | 5 | DEER:HVAC_Chillers | -707 | -0.013 | -0.365 | SWCR007-04 | 157.3 | 2021 | 84.59 | 2021 | 0 | 0 | SWCR007-04 | ComRefrig - Floating Head Pressure Controls - Marine ¦ SDG&E ¦ Marine | ComRefrig - Floating Head Pressure Controls - Marine | 0.028244 | 1 | 0.21435 | CBSA 2014 | 250.1848 | 2012 | 0.6 | SWCR007-04
COM-COMREFRIG-80.10 | Com ¦ No Floating Head Pressure Controls - Hot-Dry ¦ SDG&E ¦ Hot-Dry | Com ¦ No Floating Head Pressure Controls - Hot-Dry | SDG&E ¦ Hot-Dry | SDG&E | All | Electric | Fixed head pressure controls | Average Existing |  |  | 0 | Conventional | ComRefrig | Com - Retail | Com | RET Only | 0 | 1000 sqft2 of floor space | Capacity-tons | 5 | DEER:HVAC_Chillers | 0 | 0 | 0 | SWCR007-04 | 0 | 2021 | 0 | 2021 | 0 | 0 | SWCR007-04 | ComRefrig - Floating Head Pressure Controls - Hot-Dry ¦ SDG&E ¦ Hot-Dry | ComRefrig - Floating Head Pressure Controls - Hot-Dry | 0.028244 | 1 | 0.78565 | CBSA 2014 | 0 | 2012 | 0.6 | SWCR007-04
COM-COMREFRIG-81.10 | Com ¦ Floating Head Pressure Controls - Hot-Dry ¦ SDG&E ¦ Hot-Dry | Com ¦ Floating Head Pressure Controls - Hot-Dry | SDG&E ¦ Hot-Dry | SDG&E | All | Electric | Efficient, Floating Head Pressure Controls, Air-cooled, Cycling | Efficient |  |  | 0 | Conventional | ComRefrig | Com - Retail | Com | RET Only | 0 | 1000 sqft2 of floor space | Capacity-tons | 5 | DEER:HVAC_Chillers | -608 | -0.00961 | -0.354 | SWCR007-04 | 157.3 | 2021 | 84.59 | 2021 | 0 | 0 | SWCR007-04 | ComRefrig - Floating Head Pressure Controls - Hot-Dry ¦ SDG&E ¦ Hot-Dry | ComRefrig - Floating Head Pressure Controls - Hot-Dry | 0.028244 | 1 | 0.21435 | CBSA 2014 | 215.3501 | 2012 | 0.6 | SWCR007-04
COM-COMREFRIG-80.11 | Com ¦ No Floating Head Pressure Controls - Marine ¦ SDG&E ¦ Marine | Com ¦ No Floating Head Pressure Controls - Marine | SDG&E ¦ Marine | SDG&E | All | Electric | Fixed head pressure controls | Average Existing |  |  | 0 | Conventional | ComRefrig | Com - School | Com | RET Only | 0 | 1000 sqft2 of floor space | Capacity-tons | 5 | DEER:HVAC_Chillers | 0 | 0 | 0 | SWCR007-04 | 0 | 2021 | 0 | 2021 | 0 | 0 | SWCR007-04 | ComRefrig - Floating Head Pressure Controls - Marine ¦ SDG&E ¦ Marine | ComRefrig - Floating Head Pressure Controls - Marine | 0.0012323 | 1 | 0.78565 | CBSA 2014 | 0 | 2012 | 0.6 | SWCR007-04
COM-COMREFRIG-81.11 | Com ¦ Floating Head Pressure Controls - Marine ¦ SDG&E ¦ Marine | Com ¦ Floating Head Pressure Controls - Marine | SDG&E ¦ Marine | SDG&E | All | Electric | Efficient, Floating Head Pressure Controls, Air-cooled, Cycling | Efficient |  |  | 0 | Conventional | ComRefrig | Com - School | Com | RET Only | 0 | 1000 sqft2 of floor space | Capacity-tons | 5 | DEER:HVAC_Chillers | -707 | -0.013 | -0.365 | SWCR007-04 | 157.3 | 2021 | 84.59 | 2021 | 0 | 0 | SWCR007-04 | ComRefrig - Floating Head Pressure Controls - Marine ¦ SDG&E ¦ Marine | ComRefrig - Floating Head Pressure Controls - Marine | 0.0012323 | 1 | 0.21435 | CBSA 2014 | 117.2387 | 2012 | 0.6 | SWCR007-04
COM-COMREFRIG-80.12 | Com ¦ No Floating Head Pressure Controls - Hot-Dry ¦ SDG&E ¦ Hot-Dry | Com ¦ No Floating Head Pressure Controls - Hot-Dry | SDG&E ¦ Hot-Dry | SDG&E | All | Electric | Fixed head pressure controls | Average Existing |  |  | 0 | Conventional | ComRefrig | Com - School | Com | RET Only | 0 | 1000 sqft2 of floor space | Capacity-tons | 5 | DEER:HVAC_Chillers | 0 | 0 | 0 | SWCR007-04 | 0 | 2021 | 0 | 2021 | 0 | 0 | SWCR007-04 | ComRefrig - Floating Head Pressure Controls - Hot-Dry ¦ SDG&E ¦ Hot-Dry | ComRefrig - Floating Head Pressure Controls - Hot-Dry | 0.0012323 | 1 | 0.78565 | CBSA 2014 | 0 | 2012 | 0.6 | SWCR007-04
COM-COMREFRIG-81.12 | Com ¦ Floating Head Pressure Controls - Hot-Dry ¦ SDG&E ¦ Hot-Dry | Com ¦ Floating Head Pressure Controls - Hot-Dry | SDG&E ¦ Hot-Dry | SDG&E | All | Electric | Efficient, Floating Head Pressure Controls, Air-cooled, Cycling | Efficient |  |  | 0 | Conventional | ComRefrig | Com - School | Com | RET Only | 0 | 1000 sqft2 of floor space | Capacity-tons | 5 | DEER:HVAC_Chillers | -608 | -0.00961 | -0.354 | SWCR007-04 | 157.3 | 2021 | 84.59 | 2021 | 0 | 0 | SWCR007-04 | ComRefrig - Floating Head Pressure Controls - Hot-Dry ¦ SDG&E ¦ Hot-Dry | ComRefrig - Floating Head Pressure Controls - Hot-Dry | 0.0012323 | 1 | 0.21435 | CBSA 2014 | 100.9136 | 2012 | 0.6 | SWCR007-04
COM-FOODSERV-10.1 | Com ¦ Standard Dishwasher ¦ PG&E ¦ All | Com ¦ Standard Dishwasher | PG&E ¦ All | PG&E | All | Electric & Gas | Standard, Commercial Dishwasher, Avg High/Low Temp | Average Existing and Code |  |  | 0 | Conventional | FoodServ | Com - College | Com | ROB and NEW | 0 | 1000 sqft2 of floor space | Dishwasher | 15 | DEER:Indoor_Non-CFL_Ltg | 4765 | 1.03 | 574.5 | SWFS002-05 | 6123.86 | 2022 | 0 | 2022 | 0 | 0 | SWFS002-05 | Com Dishwashers ¦ PG&E ¦ All | Com Dishwashers | 0.0019124 | 1 | 0.41 | CBSA 2019 | -2254.8238 | 2012 | 0.6 | SWFS002-05
COM-FOODSERV-10.2 | Com ¦ Standard Dishwasher ¦ PG&E ¦ All | Com ¦ Standard Dishwasher | PG&E ¦ All | PG&E | All | Electric & Gas | Standard, Commercial Dishwasher, Avg High/Low Temp | Average Existing and Code |  |  | 0 | Conventional | FoodServ | Com - Grocery | Com | ROB and NEW | 0 | 1000 sqft2 of floor space | Dishwasher | 15 | DEER:Indoor_Non-CFL_Ltg | 4765 | 1.03 | 574.5 | SWFS002-05 | 6123.86 | 2022 | 0 | 2022 | 0 | 0 | SWFS002-05 | Com Dishwashers ¦ PG&E ¦ All | Com Dishwashers | 0.01356 | 1 | 0.41 | CBSA 2019 | -1617.0613 | 2012 | 0.6 | SWFS002-05
COM-FOODSERV-10.3 | Com ¦ Standard Dishwasher ¦ PG&E ¦ All | Com ¦ Standard Dishwasher | PG&E ¦ All | PG&E | All | Electric & Gas | Standard, Commercial Dishwasher, Avg High/Low Temp | Average Existing and Code |  |  | 0 | Conventional | FoodServ | Com - Health | Com | ROB and NEW | 0 | 1000 sqft2 of floor space | Dishwasher | 15 | DEER:Indoor_Non-CFL_Ltg | 4765 | 1.03 | 574.5 | SWFS002-05 | 6123.86 | 2022 | 0 | 2022 | 0 | 0 | SWFS002-05 | Com Dishwashers ¦ PG&E ¦ All | Com Dishwashers | 0.0037081 | 1 | 0.41 | CBSA 2019 | -1934.5276 | 2012 | 0.6 | SWFS002-05
COM-FOODSERV-10.4 | Com ¦ Standard Dishwasher ¦ PG&E ¦ All | Com ¦ Standard Dishwasher | PG&E ¦ All | PG&E | All | Electric & Gas | Standard, Commercial Dishwasher, Avg High/Low Temp | Average Existing and Code |  |  | 0 | Conventional | FoodServ | Com - Lodging | Com | ROB and NEW | 0 | 1000 sqft2 of floor space | Dishwasher | 15 | DEER:Indoor_Non-CFL_Ltg | 4765 | 1.03 | 574.5 | SWFS002-05 | 6123.86 | 2022 | 0 | 2022 | 0 | 0 | SWFS002-05 | Com Dishwashers ¦ PG&E ¦ All | Com Dishwashers | 0.0058029 | 1 | 0.41 | CBSA 2019 | -6426.4702 | 2012 | 0.6 | SWFS002-05
COM-FOODSERV-10.5 | Com ¦ Standard Dishwasher ¦ PG&E ¦ All | Com ¦ Standard Dishwasher | PG&E ¦ All | PG&E | All | Electric & Gas | Standard, Commercial Dishwasher, Avg High/Low Temp | Average Existing and Code |  |  | 0 | Conventional | FoodServ | Com - Other | Com | ROB and NEW | 0 | 1000 sqft2 of floor space | Dishwasher | 15 | DEER:Indoor_Non-CFL_Ltg | 4765 | 1.03 | 574.5 | SWFS002-05 | 6123.86 | 2022 | 0 | 2022 | 0 | 0 | SWFS002-05 | Com Dishwashers ¦ PG&E ¦ All | Com Dishwashers | 0.012894 | 1 | 0.41 | CBSA 2019 | -3128.6613 | 2012 | 0.6 | SWFS002-05
COM-FOODSERV-10.6 | Com ¦ Standard Dishwasher ¦ PG&E ¦ All | Com ¦ Standard Dishwasher | PG&E ¦ All | PG&E | All | Electric & Gas | Standard, Commercial Dishwasher, Avg High/Low Temp | Average Existing and Code |  |  | 0 | Conventional | FoodServ | Com - Restaurant | Com | ROB and NEW | 0 | 1000 sqft2 of floor space | Dishwasher | 15 | DEER:Indoor_Non-CFL_Ltg | 4765 | 1.03 | 574.5 | SWFS002-05 | 6123.86 | 2022 | 0 | 2022 | 0 | 0 | SWFS002-05 | Com Dishwashers ¦ PG&E ¦ All | Com Dishwashers | 0.15641 | 1 | 0.41 | CBSA 2019 | -516.2648 | 2012 | 0.6 | SWFS002-05
COM-FOODSERV-10.7 | Com ¦ Standard Dishwasher ¦ PG&E ¦ All | Com ¦ Standard Dishwasher | PG&E ¦ All | PG&E | All | Electric & Gas | Standard, Commercial Dishwasher, Avg High/Low Temp | Average Existing and Code |  |  | 0 | Conventional | FoodServ | Com - School | Com | ROB and NEW | 0 | 1000 sqft2 of floor space | Dishwasher | 15 | DEER:Indoor_Non-CFL_Ltg | 4765 | 1.03 | 574.5 | SWFS002-05 | 6123.86 | 2022 | 0 | 2022 | 0 | 0 | SWFS002-05 | Com Dishwashers ¦ PG&E ¦ All | Com Dishwashers | 0.007874 | 1 | 0.41 | CBSA 2019 | -2097.1226 | 2012 | 0.6 | SWFS002-05
COM-FOODSERV-10.8 | Com ¦ Standard Dishwasher ¦ SCE ¦ All | Com ¦ Standard Dishwasher | SCE ¦ All | SCE | All | Electric & Gas | Standard, Commercial Dishwasher, Avg High/Low Temp | Average Existing and Code |  |  | 0 | Conventional | FoodServ | Com - College | Com | ROB and NEW | 0 | 1000 sqft2 of floor space | Dishwasher | 15 | DEER:Indoor_Non-CFL_Ltg | 4735 | 1.021 | 531 | SWFS002-05 | 6123.86 | 2022 | 0 | 2022 | 0 | 0 | SWFS002-05 | Com Dishwashers ¦ SCE ¦ All | Com Dishwashers | 0.0019124 | 1 | 0.41 | CBSA 2019 | -2109.0675 | 2012 | 0.7 | SWFS002-05
COM-FOODSERV-10.9 | Com ¦ Standard Dishwasher ¦ SCE ¦ All | Com ¦ Standard Dishwasher | SCE ¦ All | SCE | All | Electric & Gas | Standard, Commercial Dishwasher, Avg High/Low Temp | Average Existing and Code |  |  | 0 | Conventional | FoodServ | Com - Grocery | Com | ROB and NEW | 0 | 1000 sqft2 of floor space | Dishwasher | 15 | DEER:Indoor_Non-CFL_Ltg | 4735 | 1.021 | 531 | SWFS002-05 | 6123.86 | 2022 | 0 | 2022 | 0 | 0 | SWFS002-05 | Com Dishwashers ¦ SCE ¦ All | Com Dishwashers | 0.01356 | 1 | 0.41 | CBSA 2019 | -1513.2276 | 2012 | 0.7 | SWFS002-05
COM-FOODSERV-10.10 | Com ¦ Standard Dishwasher ¦ SCE ¦ All | Com ¦ Standard Dishwasher | SCE ¦ All | SCE | All | Electric & Gas | Standard, Commercial Dishwasher, Avg High/Low Temp | Average Existing and Code |  |  | 0 | Conventional | FoodServ | Com - Health | Com | ROB and NEW | 0 | 1000 sqft2 of floor space | Dishwasher | 15 | DEER:Indoor_Non-CFL_Ltg | 4735 | 1.021 | 531 | SWFS002-05 | 6123.86 | 2022 | 0 | 2022 | 0 | 0 | SWFS002-05 | Com Dishwashers ¦ SCE ¦ All | Com Dishwashers | 0.0037081 | 1 | 0.41 | CBSA 2019 | -1809.6952 | 2012 | 0.7 | SWFS002-05
COM-FOODSERV-10.11 | Com ¦ Standard Dishwasher ¦ SCE ¦ All | Com ¦ Standard Dishwasher | SCE ¦ All | SCE | All | Electric & Gas | Standard, Commercial Dishwasher, Avg High/Low Temp | Average Existing and Code |  |  | 0 | Conventional | FoodServ | Com - Lodging | Com | ROB and NEW | 0 | 1000 sqft2 of floor space | Dishwasher | 15 | DEER:Indoor_Non-CFL_Ltg | 4735 | 1.021 | 531 | SWFS002-05 | 6123.86 | 2022 | 0 | 2022 | 0 | 0 | SWFS002-05 | Com Dishwashers ¦ SCE ¦ All | Com Dishwashers | 0.0058029 | 1 | 0.41 | CBSA 2019 | -5992.0315 | 2012 | 0.7 | SWFS002-05
COM-FOODSERV-10.12 | Com ¦ Standard Dishwasher ¦ SCE ¦ All | Com ¦ Standard Dishwasher | SCE ¦ All | SCE | All | Electric & Gas | Standard, Commercial Dishwasher, Avg High/Low Temp | Average Existing and Code |  |  | 0 | Conventional | FoodServ | Com - Other | Com | ROB and NEW | 0 | 1000 sqft2 of floor space | Dishwasher | 15 | DEER:Indoor_Non-CFL_Ltg | 4735 | 1.021 | 531 | SWFS002-05 | 6123.86 | 2022 | 0 | 2022 | 0 | 0 | SWFS002-05 | Com Dishwashers ¦ SCE ¦ All | Com Dishwashers | 0.012894 | 1 | 0.41 | CBSA 2019 | -2928.2933 | 2012 | 0.7 | SWFS002-05
COM-FOODSERV-10.13 | Com ¦ Standard Dishwasher ¦ SCE ¦ All | Com ¦ Standard Dishwasher | SCE ¦ All | SCE | All | Electric & Gas | Standard, Commercial Dishwasher, Avg High/Low Temp | Average Existing and Code |  |  | 0 | Conventional | FoodServ | Com - Restaurant | Com | ROB and NEW | 0 | 1000 sqft2 of floor space | Dishwasher | 15 | DEER:Indoor_Non-CFL_Ltg | 4735 | 1.021 | 531 | SWFS002-05 | 6123.86 | 2022 | 0 | 2022 | 0 | 0 | SWFS002-05 | Com Dishwashers ¦ SCE ¦ All | Com Dishwashers | 0.15641 | 1 | 0.41 | CBSA 2019 | -483.0528 | 2012 | 0.7 | SWFS002-05
COM-FOODSERV-10.14 | Com ¦ Standard Dishwasher ¦ SCE ¦ All | Com ¦ Standard Dishwasher | SCE ¦ All | SCE | All | Electric & Gas | Standard, Commercial Dishwasher, Avg High/Low Temp | Average Existing and Code |  |  | 0 | Conventional | FoodServ | Com - School | Com | ROB and NEW | 0 | 1000 sqft2 of floor space | Dishwasher | 15 | DEER:Indoor_Non-CFL_Ltg | 4735 | 1.021 | 531 | SWFS002-05 | 6123.86 | 2022 | 0 | 2022 | 0 | 0 | SWFS002-05 | Com Dishwashers ¦ SCE ¦ All | Com Dishwashers | 0.007874 | 1 | 0.41 | CBSA 2019 | -1992.797 | 2012 | 0.7 | SWFS002-05
COM-FOODSERV-10.15 | Com ¦ Standard Dishwasher ¦ SCG ¦ All | Com ¦ Standard Dishwasher | SCG ¦ All | SCG | All | Electric & Gas | Standard, Commercial Dishwasher, Avg High/Low Temp | Average Existing and Code |  |  | 0 | Conventional | FoodServ | Com - College | Com | ROB and NEW | 0 | 1000 sqft2 of floor space | Dishwasher | 15 | DEER:Indoor_Non-CFL_Ltg | 4735 | 1.021 | 531 | SWFS002-05 | 6123.86 | 2022 | 0 | 2022 | 0 | 0 | SWFS002-05 | Com Dishwashers ¦ SCG ¦ All | Com Dishwashers | 0.0019124 | 1 | 0.41 | CBSA 2019 | -2109.0675 | 2012 | 0.7 | SWFS002-05
COM-FOODSERV-10.16 | Com ¦ Standard Dishwasher ¦ SCG ¦ All | Com ¦ Standard Dishwasher | SCG ¦ All | SCG | All | Electric & Gas | Standard, Commercial Dishwasher, Avg High/Low Temp | Average Existing and Code |  |  | 0 | Conventional | FoodServ | Com - Grocery | Com | ROB and NEW | 0 | 1000 sqft2 of floor space | Dishwasher | 15 | DEER:Indoor_Non-CFL_Ltg | 4735 | 1.021 | 531 | SWFS002-05 | 6123.86 | 2022 | 0 | 2022 | 0 | 0 | SWFS002-05 | Com Dishwashers ¦ SCG ¦ All | Com Dishwashers | 0.01356 | 1 | 0.41 | CBSA 2019 | -1513.2276 | 2012 | 0.7 | SWFS002-05
COM-FOODSERV-10.17 | Com ¦ Standard Dishwasher ¦ SCG ¦ All | Com ¦ Standard Dishwasher | SCG ¦ All | SCG | All | Electric & Gas | Standard, Commercial Dishwasher, Avg High/Low Temp | Average Existing and Code |  |  | 0 | Conventional | FoodServ | Com - Health | Com | ROB and NEW | 0 | 1000 sqft2 of floor space | Dishwasher | 15 | DEER:Indoor_Non-CFL_Ltg | 4735 | 1.021 | 531 | SWFS002-05 | 6123.86 | 2022 | 0 | 2022 | 0 | 0 | SWFS002-05 | Com Dishwashers ¦ SCG ¦ All | Com Dishwashers | 0.0037081 | 1 | 0.41 | CBSA 2019 | -1809.6952 | 2012 | 0.7 | SWFS002-05
COM-FOODSERV-10.18 | Com ¦ Standard Dishwasher ¦ SCG ¦ All | Com ¦ Standard Dishwasher | SCG ¦ All | SCG | All | Electric & Gas | Standard, Commercial Dishwasher, Avg High/Low Temp | Average Existing and Code |  |  | 0 | Conventional | FoodServ | Com - Lodging | Com | ROB and NEW | 0 | 1000 sqft2 of floor space | Dishwasher | 15 | DEER:Indoor_Non-CFL_Ltg | 4735 | 1.021 | 531 | SWFS002-05 | 6123.86 | 2022 | 0 | 2022 | 0 | 0 | SWFS002-05 | Com Dishwashers ¦ SCG ¦ All | Com Dishwashers | 0.0058029 | 1 | 0.41 | CBSA 2019 | -5992.0315 | 2012 | 0.7 | SWFS002-05
COM-FOODSERV-10.19 | Com ¦ Standard Dishwasher ¦ SCG ¦ All | Com ¦ Standard Dishwasher | SCG ¦ All | SCG | All | Electric & Gas | Standard, Commercial Dishwasher, Avg High/Low Temp | Average Existing and Code |  |  | 0 | Conventional | FoodServ | Com - Other | Com | ROB and NEW | 0 | 1000 sqft2 of floor space | Dishwasher | 15 | DEER:Indoor_Non-CFL_Ltg | 4735 | 1.021 | 531 | SWFS002-05 | 6123.86 | 2022 | 0 | 2022 | 0 | 0 | SWFS002-05 | Com Dishwashers ¦ SCG ¦ All | Com Dishwashers | 0.012894 | 1 | 0.41 | CBSA 2019 | -2928.2933 | 2012 | 0.7 | SWFS002-05
COM-FOODSERV-10.20 | Com ¦ Standard Dishwasher ¦ SCG ¦ All | Com ¦ Standard Dishwasher | SCG ¦ All | SCG | All | Electric & Gas | Standard, Commercial Dishwasher, Avg High/Low Temp | Average Existing and Code |  |  | 0 | Conventional | FoodServ | Com - Restaurant | Com | ROB and NEW | 0 | 1000 sqft2 of floor space | Dishwasher | 15 | DEER:Indoor_Non-CFL_Ltg | 4735 | 1.021 | 531 | SWFS002-05 | 6123.86 | 2022 | 0 | 2022 | 0 | 0 | SWFS002-05 | Com Dishwashers ¦ SCG ¦ All | Com Dishwashers | 0.15641 | 1 | 0.41 | CBSA 2019 | -483.0528 | 2012 | 0.7 | SWFS002-05
COM-FOODSERV-10.21 | Com ¦ Standard Dishwasher ¦ SCG ¦ All | Com ¦ Standard Dishwasher | SCG ¦ All | SCG | All | Electric & Gas | Standard, Commercial Dishwasher, Avg High/Low Temp | Average Existing and Code |  |  | 0 | Conventional | FoodServ | Com - School | Com | ROB and NEW | 0 | 1000 sqft2 of floor space | Dishwasher | 15 | DEER:Indoor_Non-CFL_Ltg | 4735 | 1.021 | 531 | SWFS002-05 | 6123.86 | 2022 | 0 | 2022 | 0 | 0 | SWFS002-05 | Com Dishwashers ¦ SCG ¦ All | Com Dishwashers | 0.007874 | 1 | 0.41 | CBSA 2019 | -1992.797 | 2012 | 0.7 | SWFS002-05
COM-FOODSERV-10.22 | Com ¦ Standard Dishwasher ¦ SDG&E ¦ All | Com ¦ Standard Dishwasher | SDG&E ¦ All | SDG&E | All | Electric & Gas | Standard, Commercial Dishwasher, Avg High/Low Temp | Average Existing and Code |  |  | 0 | Conventional | FoodServ | Com - College | Com | ROB and NEW | 0 | 1000 sqft2 of floor space | Dishwasher | 15 | DEER:Indoor_Non-CFL_Ltg | 4735 | 1.021 | 531 | SWFS002-05 | 6123.86 | 2022 | 0 | 2022 | 0 | 0 | SWFS002-05 | Com Dishwashers ¦ SDG&E ¦ All | Com Dishwashers | 0.0019124 | 1 | 0.41 | CBSA 2019 | -2109.0675 | 2012 | 0.7 | SWFS002-05
COM-FOODSERV-10.23 | Com ¦ Standard Dishwasher ¦ SDG&E ¦ All | Com ¦ Standard Dishwasher | SDG&E ¦ All | SDG&E | All | Electric & Gas | Standard, Commercial Dishwasher, Avg High/Low Temp | Average Existing and Code |  |  | 0 | Conventional | FoodServ | Com - Grocery | Com | ROB and NEW | 0 | 1000 sqft2 of floor space | Dishwasher | 15 | DEER:Indoor_Non-CFL_Ltg | 4735 | 1.021 | 531 | SWFS002-05 | 6123.86 | 2022 | 0 | 2022 | 0 | 0 | SWFS002-05 | Com Dishwashers ¦ SDG&E ¦ All | Com Dishwashers | 0.01356 | 1 | 0.41 | CBSA 2019 | -1513.2276 | 2012 | 0.7 | SWFS002-05
COM-FOODSERV-10.24 | Com ¦ Standard Dishwasher ¦ SDG&E ¦ All | Com ¦ Standard Dishwasher | SDG&E ¦ All | SDG&E | All | Electric & Gas | Standard, Commercial Dishwasher, Avg High/Low Temp | Average Existing and Code |  |  | 0 | Conventional | FoodServ | Com - Health | Com | ROB and NEW | 0 | 1000 sqft2 of floor space | Dishwasher | 15 | DEER:Indoor_Non-CFL_Ltg | 4735 | 1.021 | 531 | SWFS002-05 | 6123.86 | 2022 | 0 | 2022 | 0 | 0 | SWFS002-05 | Com Dishwashers ¦ SDG&E ¦ All | Com Dishwashers | 0.0037081 | 1 | 0.41 | CBSA 2019 | -1809.6952 | 2012 | 0.7 | SWFS002-05
COM-FOODSERV-10.25 | Com ¦ Standard Dishwasher ¦ SDG&E ¦ All | Com ¦ Standard Dishwasher | SDG&E ¦ All | SDG&E | All | Electric & Gas | Standard, Commercial Dishwasher, Avg High/Low Temp | Average Existing and Code |  |  | 0 | Conventional | FoodServ | Com - Lodging | Com | ROB and NEW | 0 | 1000 sqft2 of floor space | Dishwasher | 15 | DEER:Indoor_Non-CFL_Ltg | 4735 | 1.021 | 531 | SWFS002-05 | 6123.86 | 2022 | 0 | 2022 | 0 | 0 | SWFS002-05 | Com Dishwashers ¦ SDG&E ¦ All | Com Dishwashers | 0.0058029 | 1 | 0.41 | CBSA 2019 | -5992.0315 | 2012 | 0.7 | SWFS002-05
COM-FOODSERV-10.26 | Com ¦ Standard Dishwasher ¦ SDG&E ¦ All | Com ¦ Standard Dishwasher | SDG&E ¦ All | SDG&E | All | Electric & Gas | Standard, Commercial Dishwasher, Avg High/Low Temp | Average Existing and Code |  |  | 0 | Conventional | FoodServ | Com - Other | Com | ROB and NEW | 0 | 1000 sqft2 of floor space | Dishwasher | 15 | DEER:Indoor_Non-CFL_Ltg | 4735 | 1.021 | 531 | SWFS002-05 | 6123.86 | 2022 | 0 | 2022 | 0 | 0 | SWFS002-05 | Com Dishwashers ¦ SDG&E ¦ All | Com Dishwashers | 0.012894 | 1 | 0.41 | CBSA 2019 | -2928.2933 | 2012 | 0.7 | SWFS002-05
COM-FOODSERV-10.27 | Com ¦ Standard Dishwasher ¦ SDG&E ¦ All | Com ¦ Standard Dishwasher | SDG&E ¦ All | SDG&E | All | Electric & Gas | Standard, Commercial Dishwasher, Avg High/Low Temp | Average Existing and Code |  |  | 0 | Conventional | FoodServ | Com - Restaurant | Com | ROB and NEW | 0 | 1000 sqft2 of floor space | Dishwasher | 15 | DEER:Indoor_Non-CFL_Ltg | 4735 | 1.021 | 531 | SWFS002-05 | 6123.86 | 2022 | 0 | 2022 | 0 | 0 | SWFS002-05 | Com Dishwashers ¦ SDG&E ¦ All | Com Dishwashers | 0.15641 | 1 | 0.41 | CBSA 2019 | -483.0528 | 2012 | 0.7 | SWFS002-05
COM-FOODSERV-10.28 | Com ¦ Standard Dishwasher ¦ SDG&E ¦ All | Com ¦ Standard Dishwasher | SDG&E ¦ All | SDG&E | All | Electric & Gas | Standard, Commercial Dishwasher, Avg High/Low Temp | Average Existing and Code |  |  | 0 | Conventional | FoodServ | Com - School | Com | ROB and NEW | 0 | 1000 sqft2 of floor space | Dishwasher | 15 | DEER:Indoor_Non-CFL_Ltg | 4735 | 1.021 | 531 | SWFS002-05 | 6123.86 | 2022 | 0 | 2022 | 0 | 0 | SWFS002-05 | Com Dishwashers ¦ SDG&E ¦ All | Com Dishwashers | 0.007874 | 1 | 0.41 | CBSA 2019 | -1992.797 | 2012 | 0.7 | SWFS002-05
COM-FOODSERV-11.1 | Com ¦ ENERGY STAR Dishwasher - Tier 1 ¦ PG&E ¦ All | Com ¦ ENERGY STAR Dishwasher - Tier 1 | PG&E ¦ All | PG&E | All | Electric & Gas | Efficient, Commercial Dishwasher, Avg High/Low Temp, Tier 1 | Efficient |  |  | 0 | Conventional | FoodServ | Com - College | Com | ROB and NEW | 0 | 1000 sqft2 of floor space | Dishwasher | 15 | DEER:Indoor_Non-CFL_Ltg | 3705 | 0.7995 | 427.5 | SWFS002-05 | 6992.4309 | 2022 | 0 | 2022 | 0 | 0 | SWFS002-05 | Com Dishwashers ¦ PG&E ¦ All | Com Dishwashers | 0.0019124 | 1 | 0.59 | CBSA 2019 | -1689.894 | 2012 | 0.6 | SWFS002-05
COM-FOODSERV-11.2 | Com ¦ ENERGY STAR Dishwasher - Tier 1 ¦ PG&E ¦ All | Com ¦ ENERGY STAR Dishwasher - Tier 1 | PG&E ¦ All | PG&E | All | Electric & Gas | Efficient, Commercial Dishwasher, Avg High/Low Temp, Tier 1 | Efficient |  |  | 0 | Conventional | FoodServ | Com - Grocery | Com | ROB and NEW | 0 | 1000 sqft2 of floor space | Dishwasher | 15 | DEER:Indoor_Non-CFL_Ltg | 3705 | 0.7995 | 427.5 | SWFS002-05 | 6992.4309 | 2022 | 0 | 2022 | 0 | 0 | SWFS002-05 | Com Dishwashers ¦ PG&E ¦ All | Com Dishwashers | 0.01356 | 1 | 0.59 | CBSA 2019 | -1212.2535 | 2012 | 0.6 | SWFS002-05
COM-FOODSERV-11.3 | Com ¦ ENERGY STAR Dishwasher - Tier 1 ¦ PG&E ¦ All | Com ¦ ENERGY STAR Dishwasher - Tier 1 | PG&E ¦ All | PG&E | All | Electric & Gas | Efficient, Commercial Dishwasher, Avg High/Low Temp, Tier 1 | Efficient |  |  | 0 | Conventional | FoodServ | Com - Health | Com | ROB and NEW | 0 | 1000 sqft2 of floor space | Dishwasher | 15 | DEER:Indoor_Non-CFL_Ltg | 3705 | 0.7995 | 427.5 | SWFS002-05 | 6992.4309 | 2022 | 0 | 2022 | 0 | 0 | SWFS002-05 | Com Dishwashers ¦ PG&E ¦ All | Com Dishwashers | 0.0037081 | 1 | 0.59 | CBSA 2019 | -1449.9513 | 2012 | 0.6 | SWFS002-05
COM-FOODSERV-11.4 | Com ¦ ENERGY STAR Dishwasher - Tier 1 ¦ PG&E ¦ All | Com ¦ ENERGY STAR Dishwasher - Tier 1 | PG&E ¦ All | PG&E | All | Electric & Gas | Efficient, Commercial Dishwasher, Avg High/Low Temp, Tier 1 | Efficient |  |  | 0 | Conventional | FoodServ | Com - Lodging | Com | ROB and NEW | 0 | 1000 sqft2 of floor space | Dishwasher | 15 | DEER:Indoor_Non-CFL_Ltg | 3705 | 0.7995 | 427.5 | SWFS002-05 | 6992.4309 | 2022 | 0 | 2022 | 0 | 0 | SWFS002-05 | Com Dishwashers ¦ PG&E ¦ All | Com Dishwashers | 0.0058029 | 1 | 0.59 | CBSA 2019 | -4807.2091 | 2012 | 0.6 | SWFS002-05
COM-FOODSERV-11.5 | Com ¦ ENERGY STAR Dishwasher - Tier 1 ¦ PG&E ¦ All | Com ¦ ENERGY STAR Dishwasher - Tier 1 | PG&E ¦ All | PG&E | All | Electric & Gas | Efficient, Commercial Dishwasher, Avg High/Low Temp, Tier 1 | Efficient |  |  | 0 | Conventional | FoodServ | Com - Other | Com | ROB and NEW | 0 | 1000 sqft2 of floor space | Dishwasher | 15 | DEER:Indoor_Non-CFL_Ltg | 3705 | 0.7995 | 427.5 | SWFS002-05 | 6992.4309 | 2022 | 0 | 2022 | 0 | 0 | SWFS002-05 | Com Dishwashers ¦ PG&E ¦ All | Com Dishwashers | 0.012894 | 1 | 0.59 | CBSA 2019 | -2345.7004 | 2012 | 0.6 | SWFS002-05
COM-FOODSERV-11.6 | Com ¦ ENERGY STAR Dishwasher - Tier 1 ¦ PG&E ¦ All | Com ¦ ENERGY STAR Dishwasher - Tier 1 | PG&E ¦ All | PG&E | All | Electric & Gas | Efficient, Commercial Dishwasher, Avg High/Low Temp, Tier 1 | Efficient |  |  | 0 | Conventional | FoodServ | Com - Restaurant | Com | ROB and NEW | 0 | 1000 sqft2 of floor space | Dishwasher | 15 | DEER:Indoor_Non-CFL_Ltg | 3705 | 0.7995 | 427.5 | SWFS002-05 | 6992.4309 | 2022 | 0 | 2022 | 0 | 0 | SWFS002-05 | Com Dishwashers ¦ PG&E ¦ All | Com Dishwashers | 0.15641 | 1 | 0.59 | CBSA 2019 | -386.9956 | 2012 | 0.6 | SWFS002-05
COM-FOODSERV-11.7 | Com ¦ ENERGY STAR Dishwasher - Tier 1 ¦ PG&E ¦ All | Com ¦ ENERGY STAR Dishwasher - Tier 1 | PG&E ¦ All | PG&E | All | Electric & Gas | Efficient, Commercial Dishwasher, Avg High/Low Temp, Tier 1 | Efficient |  |  | 0 | Conventional | FoodServ | Com - School | Com | ROB and NEW | 0 | 1000 sqft2 of floor space | Dishwasher | 15 | DEER:Indoor_Non-CFL_Ltg | 3705 | 0.7995 | 427.5 | SWFS002-05 | 6992.4309 | 2022 | 0 | 2022 | 0 | 0 | SWFS002-05 | Com Dishwashers ¦ PG&E ¦ All | Com Dishwashers | 0.007874 | 1 | 0.59 | CBSA 2019 | -1586.7407 | 2012 | 0.6 | SWFS002-05
COM-FOODSERV-11.8 | Com ¦ ENERGY STAR Dishwasher - Tier 1 ¦ SCE ¦ All | Com ¦ ENERGY STAR Dishwasher - Tier 1 | SCE ¦ All | SCE | All | Electric & Gas | Efficient, Commercial Dishwasher, Avg High/Low Temp, Tier 1 | Efficient |  |  | 0 | Conventional | FoodServ | Com - College | Com | ROB and NEW | 0 | 1000 sqft2 of floor space | Dishwasher | 15 | DEER:Indoor_Non-CFL_Ltg | 3675 | 0.7915 | 388.5 | SWFS002-05 | 6992.4309 | 2022 | 0 | 2022 | 0 | 0 | SWFS002-05 | Com Dishwashers ¦ SCE ¦ All | Com Dishwashers | 0.0019124 | 1 | 0.59 | CBSA 2019 | -1558.9816 | 2012 | 0.7 | SWFS002-05
COM-FOODSERV-11.9 | Com ¦ ENERGY STAR Dishwasher - Tier 1 ¦ SCE ¦ All | Com ¦ ENERGY STAR Dishwasher - Tier 1 | SCE ¦ All | SCE | All | Electric & Gas | Efficient, Commercial Dishwasher, Avg High/Low Temp, Tier 1 | Efficient |  |  | 0 | Conventional | FoodServ | Com - Grocery | Com | ROB and NEW | 0 | 1000 sqft2 of floor space | Dishwasher | 15 | DEER:Indoor_Non-CFL_Ltg | 3675 | 0.7915 | 388.5 | SWFS002-05 | 6992.4309 | 2022 | 0 | 2022 | 0 | 0 | SWFS002-05 | Com Dishwashers ¦ SCE ¦ All | Com Dishwashers | 0.01356 | 1 | 0.59 | CBSA 2019 | -1118.9866 | 2012 | 0.7 | SWFS002-05
COM-FOODSERV-11.10 | Com ¦ ENERGY STAR Dishwasher - Tier 1 ¦ SCE ¦ All | Com ¦ ENERGY STAR Dishwasher - Tier 1 | SCE ¦ All | SCE | All | Electric & Gas | Efficient, Commercial Dishwasher, Avg High/Low Temp, Tier 1 | Efficient |  |  | 0 | Conventional | FoodServ | Com - Health | Com | ROB and NEW | 0 | 1000 sqft2 of floor space | Dishwasher | 15 | DEER:Indoor_Non-CFL_Ltg | 3675 | 0.7915 | 388.5 | SWFS002-05 | 6992.4309 | 2022 | 0 | 2022 | 0 | 0 | SWFS002-05 | Com Dishwashers ¦ SCE ¦ All | Com Dishwashers | 0.0037081 | 1 | 0.59 | CBSA 2019 | -1337.8295 | 2012 | 0.7 | SWFS002-05
COM-FOODSERV-11.11 | Com ¦ ENERGY STAR Dishwasher - Tier 1 ¦ SCE ¦ All | Com ¦ ENERGY STAR Dishwasher - Tier 1 | SCE ¦ All | SCE | All | Electric & Gas | Efficient, Commercial Dishwasher, Avg High/Low Temp, Tier 1 | Efficient |  |  | 0 | Conventional | FoodServ | Com - Lodging | Com | ROB and NEW | 0 | 1000 sqft2 of floor space | Dishwasher | 15 | DEER:Indoor_Non-CFL_Ltg | 3675 | 0.7915 | 388.5 | SWFS002-05 | 6992.4309 | 2022 | 0 | 2022 | 0 | 0 | SWFS002-05 | Com Dishwashers ¦ SCE ¦ All | Com Dishwashers | 0.0058029 | 1 | 0.59 | CBSA 2019 | -4417.2229 | 2012 | 0.7 | SWFS002-05
COM-FOODSERV-11.12 | Com ¦ ENERGY STAR Dishwasher - Tier 1 ¦ SCE ¦ All | Com ¦ ENERGY STAR Dishwasher - Tier 1 | SCE ¦ All | SCE | All | Electric & Gas | Efficient, Commercial Dishwasher, Avg High/Low Temp, Tier 1 | Efficient |  |  | 0 | Conventional | FoodServ | Com - Other | Com | ROB and NEW | 0 | 1000 sqft2 of floor space | Dishwasher | 15 | DEER:Indoor_Non-CFL_Ltg | 3675 | 0.7915 | 388.5 | SWFS002-05 | 6992.4309 | 2022 | 0 | 2022 | 0 | 0 | SWFS002-05 | Com Dishwashers ¦ SCE ¦ All | Com Dishwashers | 0.012894 | 1 | 0.59 | CBSA 2019 | -2165.7175 | 2012 | 0.7 | SWFS002-05
COM-FOODSERV-11.13 | Com ¦ ENERGY STAR Dishwasher - Tier 1 ¦ SCE ¦ All | Com ¦ ENERGY STAR Dishwasher - Tier 1 | SCE ¦ All | SCE | All | Electric & Gas | Efficient, Commercial Dishwasher, Avg High/Low Temp, Tier 1 | Efficient |  |  | 0 | Conventional | FoodServ | Com - Restaurant | Com | ROB and NEW | 0 | 1000 sqft2 of floor space | Dishwasher | 15 | DEER:Indoor_Non-CFL_Ltg | 3675 | 0.7915 | 388.5 | SWFS002-05 | 6992.4309 | 2022 | 0 | 2022 | 0 | 0 | SWFS002-05 | Com Dishwashers ¦ SCE ¦ All | Com Dishwashers | 0.15641 | 1 | 0.59 | CBSA 2019 | -357.1642 | 2012 | 0.7 | SWFS002-05
COM-FOODSERV-11.14 | Com ¦ ENERGY STAR Dishwasher - Tier 1 ¦ SCE ¦ All | Com ¦ ENERGY STAR Dishwasher - Tier 1 | SCE ¦ All | SCE | All | Electric & Gas | Efficient, Commercial Dishwasher, Avg High/Low Temp, Tier 1 | Efficient |  |  | 0 | Conventional | FoodServ | Com - School | Com | ROB and NEW | 0 | 1000 sqft2 of floor space | Dishwasher | 15 | DEER:Indoor_Non-CFL_Ltg | 3675 | 0.7915 | 388.5 | SWFS002-05 | 6992.4309 | 2022 | 0 | 2022 | 0 | 0 | SWFS002-05 | Com Dishwashers ¦ SCE ¦ All | Com Dishwashers | 0.007874 | 1 | 0.59 | CBSA 2019 | -1492.6964 | 2012 | 0.7 | SWFS002-05
COM-FOODSERV-11.15 | Com ¦ ENERGY STAR Dishwasher - Tier 1 ¦ SCG ¦ All | Com ¦ ENERGY STAR Dishwasher - Tier 1 | SCG ¦ All | SCG | All | Electric & Gas | Efficient, Commercial Dishwasher, Avg High/Low Temp, Tier 1 | Efficient |  |  | 0 | Conventional | FoodServ | Com - College | Com | ROB and NEW | 0 | 1000 sqft2 of floor space | Dishwasher | 15 | DEER:Indoor_Non-CFL_Ltg | 3675 | 0.7915 | 388.5 | SWFS002-05 | 6992.4309 | 2022 | 0 | 2022 | 0 | 0 | SWFS002-05 | Com Dishwashers ¦ SCG ¦ All | Com Dishwashers | 0.0019124 | 1 | 0.59 | CBSA 2019 | -1558.9816 | 2012 | 0.7 | SWFS002-05
COM-FOODSERV-11.16 | Com ¦ ENERGY STAR Dishwasher - Tier 1 ¦ SCG ¦ All | Com ¦ ENERGY STAR Dishwasher - Tier 1 | SCG ¦ All | SCG | All | Electric & Gas | Efficient, Commercial Dishwasher, Avg High/Low Temp, Tier 1 | Efficient |  |  | 0 | Conventional | FoodServ | Com - Grocery | Com | ROB and NEW | 0 | 1000 sqft2 of floor space | Dishwasher | 15 | DEER:Indoor_Non-CFL_Ltg | 3675 | 0.7915 | 388.5 | SWFS002-05 | 6992.4309 | 2022 | 0 | 2022 | 0 | 0 | SWFS002-05 | Com Dishwashers ¦ SCG ¦ All | Com Dishwashers | 0.01356 | 1 | 0.59 | CBSA 2019 | -1118.9866 | 2012 | 0.7 | SWFS002-05
COM-FOODSERV-11.17 | Com ¦ ENERGY STAR Dishwasher - Tier 1 ¦ SCG ¦ All | Com ¦ ENERGY STAR Dishwasher - Tier 1 | SCG ¦ All | SCG | All | Electric & Gas | Efficient, Commercial Dishwasher, Avg High/Low Temp, Tier 1 | Efficient |  |  | 0 | Conventional | FoodServ | Com - Health | Com | ROB and NEW | 0 | 1000 sqft2 of floor space | Dishwasher | 15 | DEER:Indoor_Non-CFL_Ltg | 3675 | 0.7915 | 388.5 | SWFS002-05 | 6992.4309 | 2022 | 0 | 2022 | 0 | 0 | SWFS002-05 | Com Dishwashers ¦ SCG ¦ All | Com Dishwashers | 0.0037081 | 1 | 0.59 | CBSA 2019 | -1337.8295 | 2012 | 0.7 | SWFS002-05
COM-FOODSERV-11.18 | Com ¦ ENERGY STAR Dishwasher - Tier 1 ¦ SCG ¦ All | Com ¦ ENERGY STAR Dishwasher - Tier 1 | SCG ¦ All | SCG | All | Electric & Gas | Efficient, Commercial Dishwasher, Avg High/Low Temp, Tier 1 | Efficient |  |  | 0 | Conventional | FoodServ | Com - Lodging | Com | ROB and NEW | 0 | 1000 sqft2 of floor space | Dishwasher | 15 | DEER:Indoor_Non-CFL_Ltg | 3675 | 0.7915 | 388.5 | SWFS002-05 | 6992.4309 | 2022 | 0 | 2022 | 0 | 0 | SWFS002-05 | Com Dishwashers ¦ SCG ¦ All | Com Dishwashers | 0.0058029 | 1 | 0.59 | CBSA 2019 | -4417.2229 | 2012 | 0.7 | SWFS002-05
COM-FOODSERV-11.19 | Com ¦ ENERGY STAR Dishwasher - Tier 1 ¦ SCG ¦ All | Com ¦ ENERGY STAR Dishwasher - Tier 1 | SCG ¦ All | SCG | All | Electric & Gas | Efficient, Commercial Dishwasher, Avg High/Low Temp, Tier 1 | Efficient |  |  | 0 | Conventional | FoodServ | Com - Other | Com | ROB and NEW | 0 | 1000 sqft2 of floor space | Dishwasher | 15 | DEER:Indoor_Non-CFL_Ltg | 3675 | 0.7915 | 388.5 | SWFS002-05 | 6992.4309 | 2022 | 0 | 2022 | 0 | 0 | SWFS002-05 | Com Dishwashers ¦ SCG ¦ All | Com Dishwashers | 0.012894 | 1 | 0.59 | CBSA 2019 | -2165.7175 | 2012 | 0.7 | SWFS002-05
COM-FOODSERV-11.20 | Com ¦ ENERGY STAR Dishwasher - Tier 1 ¦ SCG ¦ All | Com ¦ ENERGY STAR Dishwasher - Tier 1 | SCG ¦ All | SCG | All | Electric & Gas | Efficient, Commercial Dishwasher, Avg High/Low Temp, Tier 1 | Efficient |  |  | 0 | Conventional | FoodServ | Com - Restaurant | Com | ROB and NEW | 0 | 1000 sqft2 of floor space | Dishwasher | 15 | DEER:Indoor_Non-CFL_Ltg | 3675 | 0.7915 | 388.5 | SWFS002-05 | 6992.4309 | 2022 | 0 | 2022 | 0 | 0 | SWFS002-05 | Com Dishwashers ¦ SCG ¦ All | Com Dishwashers | 0.15641 | 1 | 0.59 | CBSA 2019 | -357.1642 | 2012 | 0.7 | SWFS002-05
COM-FOODSERV-11.21 | Com ¦ ENERGY STAR Dishwasher - Tier 1 ¦ SCG ¦ All | Com ¦ ENERGY STAR Dishwasher - Tier 1 | SCG ¦ All | SCG | All | Electric & Gas | Efficient, Commercial Dishwasher, Avg High/Low Temp, Tier 1 | Efficient |  |  | 0 | Conventional | FoodServ | Com - School | Com | ROB and NEW | 0 | 1000 sqft2 of floor space | Dishwasher | 15 | DEER:Indoor_Non-CFL_Ltg | 3675 | 0.7915 | 388.5 | SWFS002-05 | 6992.4309 | 2022 | 0 | 2022 | 0 | 0 | SWFS002-05 | Com Dishwashers ¦ SCG ¦ All | Com Dishwashers | 0.007874 | 1 | 0.59 | CBSA 2019 | -1492.6964 | 2012 | 0.7 | SWFS002-05
COM-FOODSERV-11.22 | Com ¦ ENERGY STAR Dishwasher - Tier 1 ¦ SDG&E ¦ All | Com ¦ ENERGY STAR Dishwasher - Tier 1 | SDG&E ¦ All | SDG&E | All | Electric & Gas | Efficient, Commercial Dishwasher, Avg High/Low Temp, Tier 1 | Efficient |  |  | 0 | Conventional | FoodServ | Com - College | Com | ROB and NEW | 0 | 1000 sqft2 of floor space | Dishwasher | 15 | DEER:Indoor_Non-CFL_Ltg | 3680 | 0.792 | 395 | SWFS002-05 | 6992.4309 | 2022 | 0 | 2022 | 0 | 0 | SWFS002-05 | Com Dishwashers ¦ SDG&E ¦ All | Com Dishwashers | 0.0019124 | 1 | 0.59 | CBSA 2019 | -1580.8003 | 2012 | 0.7 | SWFS002-05
COM-FOODSERV-11.23 | Com ¦ ENERGY STAR Dishwasher - Tier 1 ¦ SDG&E ¦ All | Com ¦ ENERGY STAR Dishwasher - Tier 1 | SDG&E ¦ All | SDG&E | All | Electric & Gas | Efficient, Commercial Dishwasher, Avg High/Low Temp, Tier 1 | Efficient |  |  | 0 | Conventional | FoodServ | Com - Grocery | Com | ROB and NEW | 0 | 1000 sqft2 of floor space | Dishwasher | 15 | DEER:Indoor_Non-CFL_Ltg | 3680 | 0.792 | 395 | SWFS002-05 | 6992.4309 | 2022 | 0 | 2022 | 0 | 0 | SWFS002-05 | Com Dishwashers ¦ SDG&E ¦ All | Com Dishwashers | 0.01356 | 1 | 0.59 | CBSA 2019 | -1134.5311 | 2012 | 0.7 | SWFS002-05
COM-FOODSERV-11.24 | Com ¦ ENERGY STAR Dishwasher - Tier 1 ¦ SDG&E ¦ All | Com ¦ ENERGY STAR Dishwasher - Tier 1 | SDG&E ¦ All | SDG&E | All | Electric & Gas | Efficient, Commercial Dishwasher, Avg High/Low Temp, Tier 1 | Efficient |  |  | 0 | Conventional | FoodServ | Com - Health | Com | ROB and NEW | 0 | 1000 sqft2 of floor space | Dishwasher | 15 | DEER:Indoor_Non-CFL_Ltg | 3680 | 0.792 | 395 | SWFS002-05 | 6992.4309 | 2022 | 0 | 2022 | 0 | 0 | SWFS002-05 | Com Dishwashers ¦ SDG&E ¦ All | Com Dishwashers | 0.0037081 | 1 | 0.59 | CBSA 2019 | -1356.5165 | 2012 | 0.7 | SWFS002-05
COM-FOODSERV-11.25 | Com ¦ ENERGY STAR Dishwasher - Tier 1 ¦ SDG&E ¦ All | Com ¦ ENERGY STAR Dishwasher - Tier 1 | SDG&E ¦ All | SDG&E | All | Electric & Gas | Efficient, Commercial Dishwasher, Avg High/Low Temp, Tier 1 | Efficient |  |  | 0 | Conventional | FoodServ | Com - Lodging | Com | ROB and NEW | 0 | 1000 sqft2 of floor space | Dishwasher | 15 | DEER:Indoor_Non-CFL_Ltg | 3680 | 0.792 | 395 | SWFS002-05 | 6992.4309 | 2022 | 0 | 2022 | 0 | 0 | SWFS002-05 | Com Dishwashers ¦ SDG&E ¦ All | Com Dishwashers | 0.0058029 | 1 | 0.59 | CBSA 2019 | -4482.2206 | 2012 | 0.7 | SWFS002-05
COM-FOODSERV-11.26 | Com ¦ ENERGY STAR Dishwasher - Tier 1 ¦ SDG&E ¦ All | Com ¦ ENERGY STAR Dishwasher - Tier 1 | SDG&E ¦ All | SDG&E | All | Electric & Gas | Efficient, Commercial Dishwasher, Avg High/Low Temp, Tier 1 | Efficient |  |  | 0 | Conventional | FoodServ | Com - Other | Com | ROB and NEW | 0 | 1000 sqft2 of floor space | Dishwasher | 15 | DEER:Indoor_Non-CFL_Ltg | 3680 | 0.792 | 395 | SWFS002-05 | 6992.4309 | 2022 | 0 | 2022 | 0 | 0 | SWFS002-05 | Com Dishwashers ¦ SDG&E ¦ All | Com Dishwashers | 0.012894 | 1 | 0.59 | CBSA 2019 | -2195.7146 | 2012 | 0.7 | SWFS002-05
COM-FOODSERV-11.27 | Com ¦ ENERGY STAR Dishwasher - Tier 1 ¦ SDG&E ¦ All | Com ¦ ENERGY STAR Dishwasher - Tier 1 | SDG&E ¦ All | SDG&E | All | Electric & Gas | Efficient, Commercial Dishwasher, Avg High/Low Temp, Tier 1 | Efficient |  |  | 0 | Conventional | FoodServ | Com - Restaurant | Com | ROB and NEW | 0 | 1000 sqft2 of floor space | Dishwasher | 15 | DEER:Indoor_Non-CFL_Ltg | 3680 | 0.792 | 395 | SWFS002-05 | 6992.4309 | 2022 | 0 | 2022 | 0 | 0 | SWFS002-05 | Com Dishwashers ¦ SDG&E ¦ All | Com Dishwashers | 0.15641 | 1 | 0.59 | CBSA 2019 | -362.1361 | 2012 | 0.7 | SWFS002-05
COM-FOODSERV-11.28 | Com ¦ ENERGY STAR Dishwasher - Tier 1 ¦ SDG&E ¦ All | Com ¦ ENERGY STAR Dishwasher - Tier 1 | SDG&E ¦ All | SDG&E | All | Electric & Gas | Efficient, Commercial Dishwasher, Avg High/Low Temp, Tier 1 | Efficient |  |  | 0 | Conventional | FoodServ | Com - School | Com | ROB and NEW | 0 | 1000 sqft2 of floor space | Dishwasher | 15 | DEER:Indoor_Non-CFL_Ltg | 3680 | 0.792 | 395 | SWFS002-05 | 6992.4309 | 2022 | 0 | 2022 | 0 | 0 | SWFS002-05 | Com Dishwashers ¦ SDG&E ¦ All | Com Dishwashers | 0.007874 | 1 | 0.59 | CBSA 2019 | -1508.3705 | 2012 | 0.7 | SWFS002-05
COM-FOODSERV-12.1 | Com ¦ ENERGY STAR Dishwasher - Tier 2 ¦ PG&E ¦ All | Com ¦ ENERGY STAR Dishwasher - Tier 2 | PG&E ¦ All | PG&E | All | Electric & Gas | Efficient, Commercial Dishwasher, Avg High/Low Temp, Tier 2 | Efficient |  |  | 0 | Conventional | FoodServ | Com - College | Com | ROB and NEW | 0 | 1000 sqft2 of floor space | Dishwasher | 15 | DEER:Indoor_Non-CFL_Ltg | 3080 | 0.664 | 337.5 | SWFS002-05 | 10083.3375 | 2022 | 0 | 2022 | 0 | 0 | SWFS002-05 | Com Dishwashers ¦ PG&E ¦ All | Com Dishwashers | 0.0019124 | 1 | 0 | CBSA 2019 | -1345.829 | 2012 | 0.6 | SWFS002-05
COM-FOODSERV-12.2 | Com ¦ ENERGY STAR Dishwasher - Tier 2 ¦ PG&E ¦ All | Com ¦ ENERGY STAR Dishwasher - Tier 2 | PG&E ¦ All | PG&E | All | Electric & Gas | Efficient, Commercial Dishwasher, Avg High/Low Temp, Tier 2 | Efficient |  |  | 0 | Conventional | FoodServ | Com - Grocery | Com | ROB and NEW | 0 | 1000 sqft2 of floor space | Dishwasher | 15 | DEER:Indoor_Non-CFL_Ltg | 3080 | 0.664 | 337.5 | SWFS002-05 | 10083.3375 | 2022 | 0 | 2022 | 0 | 0 | SWFS002-05 | Com Dishwashers ¦ PG&E ¦ All | Com Dishwashers | 0.01356 | 1 | 0 | CBSA 2019 | -965.7608 | 2012 | 0.6 | SWFS002-05
COM-FOODSERV-12.3 | Com ¦ ENERGY STAR Dishwasher - Tier 2 ¦ PG&E ¦ All | Com ¦ ENERGY STAR Dishwasher - Tier 2 | PG&E ¦ All | PG&E | All | Electric & Gas | Efficient, Commercial Dishwasher, Avg High/Low Temp, Tier 2 | Efficient |  |  | 0 | Conventional | FoodServ | Com - Health | Com | ROB and NEW | 0 | 1000 sqft2 of floor space | Dishwasher | 15 | DEER:Indoor_Non-CFL_Ltg | 3080 | 0.664 | 337.5 | SWFS002-05 | 10083.3375 | 2022 | 0 | 2022 | 0 | 0 | SWFS002-05 | Com Dishwashers ¦ PG&E ¦ All | Com Dishwashers | 0.0037081 | 1 | 0 | CBSA 2019 | -1154.8411 | 2012 | 0.6 | SWFS002-05
COM-FOODSERV-12.4 | Com ¦ ENERGY STAR Dishwasher - Tier 2 ¦ PG&E ¦ All | Com ¦ ENERGY STAR Dishwasher - Tier 2 | PG&E ¦ All | PG&E | All | Electric & Gas | Efficient, Commercial Dishwasher, Avg High/Low Temp, Tier 2 | Efficient |  |  | 0 | Conventional | FoodServ | Com - Lodging | Com | ROB and NEW | 0 | 1000 sqft2 of floor space | Dishwasher | 15 | DEER:Indoor_Non-CFL_Ltg | 3080 | 0.664 | 337.5 | SWFS002-05 | 10083.3375 | 2022 | 0 | 2022 | 0 | 0 | SWFS002-05 | Com Dishwashers ¦ PG&E ¦ All | Com Dishwashers | 0.0058029 | 1 | 0 | CBSA 2019 | -3819.6059 | 2012 | 0.6 | SWFS002-05
COM-FOODSERV-12.5 | Com ¦ ENERGY STAR Dishwasher - Tier 2 ¦ PG&E ¦ All | Com ¦ ENERGY STAR Dishwasher - Tier 2 | PG&E ¦ All | PG&E | All | Electric & Gas | Efficient, Commercial Dishwasher, Avg High/Low Temp, Tier 2 | Efficient |  |  | 0 | Conventional | FoodServ | Com - Other | Com | ROB and NEW | 0 | 1000 sqft2 of floor space | Dishwasher | 15 | DEER:Indoor_Non-CFL_Ltg | 3080 | 0.664 | 337.5 | SWFS002-05 | 10083.3375 | 2022 | 0 | 2022 | 0 | 0 | SWFS002-05 | Com Dishwashers ¦ PG&E ¦ All | Com Dishwashers | 0.012894 | 1 | 0 | CBSA 2019 | -1868.9846 | 2012 | 0.6 | SWFS002-05
COM-FOODSERV-12.6 | Com ¦ ENERGY STAR Dishwasher - Tier 2 ¦ PG&E ¦ All | Com ¦ ENERGY STAR Dishwasher - Tier 2 | PG&E ¦ All | PG&E | All | Electric & Gas | Efficient, Commercial Dishwasher, Avg High/Low Temp, Tier 2 | Efficient |  |  | 0 | Conventional | FoodServ | Com - Restaurant | Com | ROB and NEW | 0 | 1000 sqft2 of floor space | Dishwasher | 15 | DEER:Indoor_Non-CFL_Ltg | 3080 | 0.664 | 337.5 | SWFS002-05 | 10083.3375 | 2022 | 0 | 2022 | 0 | 0 | SWFS002-05 | Com Dishwashers ¦ PG&E ¦ All | Com Dishwashers | 0.15641 | 1 | 0 | CBSA 2019 | -308.2773 | 2012 | 0.6 | SWFS002-05
COM-FOODSERV-12.7 | Com ¦ ENERGY STAR Dishwasher - Tier 2 ¦ PG&E ¦ All | Com ¦ ENERGY STAR Dishwasher - Tier 2 | PG&E ¦ All | PG&E | All | Electric & Gas | Efficient, Commercial Dishwasher, Avg High/Low Temp, Tier 2 | Efficient |  |  | 0 | Conventional | FoodServ | Com - School | Com | ROB and NEW | 0 | 1000 sqft2 of floor space | Dishwasher | 15 | DEER:Indoor_Non-CFL_Ltg | 3080 | 0.664 | 337.5 | SWFS002-05 | 10083.3375 | 2022 | 0 | 2022 | 0 | 0 | SWFS002-05 | Com Dishwashers ¦ PG&E ¦ All | Com Dishwashers | 0.007874 | 1 | 0 | CBSA 2019 | -1278.2102 | 2012 | 0.6 | SWFS002-05
COM-FOODSERV-12.8 | Com ¦ ENERGY STAR Dishwasher - Tier 2 ¦ SCE ¦ All | Com ¦ ENERGY STAR Dishwasher - Tier 2 | SCE ¦ All | SCE | All | Electric & Gas | Efficient, Commercial Dishwasher, Avg High/Low Temp, Tier 2 | Efficient |  |  | 0 | Conventional | FoodServ | Com - College | Com | ROB and NEW | 0 | 1000 sqft2 of floor space | Dishwasher | 15 | DEER:Indoor_Non-CFL_Ltg | 3060 | 0.661 | 307 | SWFS002-05 | 10083.3375 | 2022 | 0 | 2022 | 0 | 0 | SWFS002-05 | Com Dishwashers ¦ SCE ¦ All | Com Dishwashers | 0.0019124 | 1 | 0 | CBSA 2019 | -1243.7102 | 2012 | 0.7 | SWFS002-05
COM-FOODSERV-12.9 | Com ¦ ENERGY STAR Dishwasher - Tier 2 ¦ SCE ¦ All | Com ¦ ENERGY STAR Dishwasher - Tier 2 | SCE ¦ All | SCE | All | Electric & Gas | Efficient, Commercial Dishwasher, Avg High/Low Temp, Tier 2 | Efficient |  |  | 0 | Conventional | FoodServ | Com - Grocery | Com | ROB and NEW | 0 | 1000 sqft2 of floor space | Dishwasher | 15 | DEER:Indoor_Non-CFL_Ltg | 3060 | 0.661 | 307 | SWFS002-05 | 10083.3375 | 2022 | 0 | 2022 | 0 | 0 | SWFS002-05 | Com Dishwashers ¦ SCE ¦ All | Com Dishwashers | 0.01356 | 1 | 0 | CBSA 2019 | -893.016 | 2012 | 0.7 | SWFS002-05
COM-FOODSERV-12.10 | Com ¦ ENERGY STAR Dishwasher - Tier 2 ¦ SCE ¦ All | Com ¦ ENERGY STAR Dishwasher - Tier 2 | SCE ¦ All | SCE | All | Electric & Gas | Efficient, Commercial Dishwasher, Avg High/Low Temp, Tier 2 | Efficient |  |  | 0 | Conventional | FoodServ | Com - Health | Com | ROB and NEW | 0 | 1000 sqft2 of floor space | Dishwasher | 15 | DEER:Indoor_Non-CFL_Ltg | 3060 | 0.661 | 307 | SWFS002-05 | 10083.3375 | 2022 | 0 | 2022 | 0 | 0 | SWFS002-05 | Com Dishwashers ¦ SCE ¦ All | Com Dishwashers | 0.0037081 | 1 | 0 | CBSA 2019 | -1067.3826 | 2012 | 0.7 | SWFS002-05
COM-FOODSERV-12.11 | Com ¦ ENERGY STAR Dishwasher - Tier 2 ¦ SCE ¦ All | Com ¦ ENERGY STAR Dishwasher - Tier 2 | SCE ¦ All | SCE | All | Electric & Gas | Efficient, Commercial Dishwasher, Avg High/Low Temp, Tier 2 | Efficient |  |  | 0 | Conventional | FoodServ | Com - Lodging | Com | ROB and NEW | 0 | 1000 sqft2 of floor space | Dishwasher | 15 | DEER:Indoor_Non-CFL_Ltg | 3060 | 0.661 | 307 | SWFS002-05 | 10083.3375 | 2022 | 0 | 2022 | 0 | 0 | SWFS002-05 | Com Dishwashers ¦ SCE ¦ All | Com Dishwashers | 0.0058029 | 1 | 0 | CBSA 2019 | -3515.1625 | 2012 | 0.7 | SWFS002-05
COM-FOODSERV-12.12 | Com ¦ ENERGY STAR Dishwasher - Tier 2 ¦ SCE ¦ All | Com ¦ ENERGY STAR Dishwasher - Tier 2 | SCE ¦ All | SCE | All | Electric & Gas | Efficient, Commercial Dishwasher, Avg High/Low Temp, Tier 2 | Efficient |  |  | 0 | Conventional | FoodServ | Com - Other | Com | ROB and NEW | 0 | 1000 sqft2 of floor space | Dishwasher | 15 | DEER:Indoor_Non-CFL_Ltg | 3060 | 0.661 | 307 | SWFS002-05 | 10083.3375 | 2022 | 0 | 2022 | 0 | 0 | SWFS002-05 | Com Dishwashers ¦ SCE ¦ All | Com Dishwashers | 0.012894 | 1 | 0 | CBSA 2019 | -1728.6109 | 2012 | 0.7 | SWFS002-05
COM-FOODSERV-12.13 | Com ¦ ENERGY STAR Dishwasher - Tier 2 ¦ SCE ¦ All | Com ¦ ENERGY STAR Dishwasher - Tier 2 | SCE ¦ All | SCE | All | Electric & Gas | Efficient, Commercial Dishwasher, Avg High/Low Temp, Tier 2 | Efficient |  |  | 0 | Conventional | FoodServ | Com - Restaurant | Com | ROB and NEW | 0 | 1000 sqft2 of floor space | Dishwasher | 15 | DEER:Indoor_Non-CFL_Ltg | 3060 | 0.661 | 307 | SWFS002-05 | 10083.3375 | 2022 | 0 | 2022 | 0 | 0 | SWFS002-05 | Com Dishwashers ¦ SCE ¦ All | Com Dishwashers | 0.15641 | 1 | 0 | CBSA 2019 | -285.0092 | 2012 | 0.7 | SWFS002-05
COM-FOODSERV-12.14 | Com ¦ ENERGY STAR Dishwasher - Tier 2 ¦ SCE ¦ All | Com ¦ ENERGY STAR Dishwasher - Tier 2 | SCE ¦ All | SCE | All | Electric & Gas | Efficient, Commercial Dishwasher, Avg High/Low Temp, Tier 2 | Efficient |  |  | 0 | Conventional | FoodServ | Com - School | Com | ROB and NEW | 0 | 1000 sqft2 of floor space | Dishwasher | 15 | DEER:Indoor_Non-CFL_Ltg | 3060 | 0.661 | 307 | SWFS002-05 | 10083.3375 | 2022 | 0 | 2022 | 0 | 0 | SWFS002-05 | Com Dishwashers ¦ SCE ¦ All | Com Dishwashers | 0.007874 | 1 | 0 | CBSA 2019 | -1205.2327 | 2012 | 0.7 | SWFS002-05
COM-FOODSERV-12.15 | Com ¦ ENERGY STAR Dishwasher - Tier 2 ¦ SCG ¦ All | Com ¦ ENERGY STAR Dishwasher - Tier 2 | SCG ¦ All | SCG | All | Electric & Gas | Efficient, Commercial Dishwasher, Avg High/Low Temp, Tier 2 | Efficient |  |  | 0 | Conventional | FoodServ | Com - College | Com | ROB and NEW | 0 | 1000 sqft2 of floor space | Dishwasher | 15 | DEER:Indoor_Non-CFL_Ltg | 3060 | 0.661 | 307 | SWFS002-05 | 10083.3375 | 2022 | 0 | 2022 | 0 | 0 | SWFS002-05 | Com Dishwashers ¦ SCG ¦ All | Com Dishwashers | 0.0019124 | 1 | 0 | CBSA 2019 | -1243.7102 | 2012 | 0.7 | SWFS002-05
COM-FOODSERV-12.16 | Com ¦ ENERGY STAR Dishwasher - Tier 2 ¦ SCG ¦ All | Com ¦ ENERGY STAR Dishwasher - Tier 2 | SCG ¦ All | SCG | All | Electric & Gas | Efficient, Commercial Dishwasher, Avg High/Low Temp, Tier 2 | Efficient |  |  | 0 | Conventional | FoodServ | Com - Grocery | Com | ROB and NEW | 0 | 1000 sqft2 of floor space | Dishwasher | 15 | DEER:Indoor_Non-CFL_Ltg | 3060 | 0.661 | 307 | SWFS002-05 | 10083.3375 | 2022 | 0 | 2022 | 0 | 0 | SWFS002-05 | Com Dishwashers ¦ SCG ¦ All | Com Dishwashers | 0.01356 | 1 | 0 | CBSA 2019 | -893.016 | 2012 | 0.7 | SWFS002-05
COM-FOODSERV-12.17 | Com ¦ ENERGY STAR Dishwasher - Tier 2 ¦ SCG ¦ All | Com ¦ ENERGY STAR Dishwasher - Tier 2 | SCG ¦ All | SCG | All | Electric & Gas | Efficient, Commercial Dishwasher, Avg High/Low Temp, Tier 2 | Efficient |  |  | 0 | Conventional | FoodServ | Com - Health | Com | ROB and NEW | 0 | 1000 sqft2 of floor space | Dishwasher | 15 | DEER:Indoor_Non-CFL_Ltg | 3060 | 0.661 | 307 | SWFS002-05 | 10083.3375 | 2022 | 0 | 2022 | 0 | 0 | SWFS002-05 | Com Dishwashers ¦ SCG ¦ All | Com Dishwashers | 0.0037081 | 1 | 0 | CBSA 2019 | -1067.3826 | 2012 | 0.7 | SWFS002-05
COM-FOODSERV-12.18 | Com ¦ ENERGY STAR Dishwasher - Tier 2 ¦ SCG ¦ All | Com ¦ ENERGY STAR Dishwasher - Tier 2 | SCG ¦ All | SCG | All | Electric & Gas | Efficient, Commercial Dishwasher, Avg High/Low Temp, Tier 2 | Efficient |  |  | 0 | Conventional | FoodServ | Com - Lodging | Com | ROB and NEW | 0 | 1000 sqft2 of floor space | Dishwasher | 15 | DEER:Indoor_Non-CFL_Ltg | 3060 | 0.661 | 307 | SWFS002-05 | 10083.3375 | 2022 | 0 | 2022 | 0 | 0 | SWFS002-05 | Com Dishwashers ¦ SCG ¦ All | Com Dishwashers | 0.0058029 | 1 | 0 | CBSA 2019 | -3515.1625 | 2012 | 0.7 | SWFS002-05
COM-FOODSERV-12.19 | Com ¦ ENERGY STAR Dishwasher - Tier 2 ¦ SCG ¦ All | Com ¦ ENERGY STAR Dishwasher - Tier 2 | SCG ¦ All | SCG | All | Electric & Gas | Efficient, Commercial Dishwasher, Avg High/Low Temp, Tier 2 | Efficient |  |  | 0 | Conventional | FoodServ | Com - Other | Com | ROB and NEW | 0 | 1000 sqft2 of floor space | Dishwasher | 15 | DEER:Indoor_Non-CFL_Ltg | 3060 | 0.661 | 307 | SWFS002-05 | 10083.3375 | 2022 | 0 | 2022 | 0 | 0 | SWFS002-05 | Com Dishwashers ¦ SCG ¦ All | Com Dishwashers | 0.012894 | 1 | 0 | CBSA 2019 | -1728.6109 | 2012 | 0.7 | SWFS002-05
COM-FOODSERV-12.20 | Com ¦ ENERGY STAR Dishwasher - Tier 2 ¦ SCG ¦ All | Com ¦ ENERGY STAR Dishwasher - Tier 2 | SCG ¦ All | SCG | All | Electric & Gas | Efficient, Commercial Dishwasher, Avg High/Low Temp, Tier 2 | Efficient |  |  | 0 | Conventional | FoodServ | Com - Restaurant | Com | ROB and NEW | 0 | 1000 sqft2 of floor space | Dishwasher | 15 | DEER:Indoor_Non-CFL_Ltg | 3060 | 0.661 | 307 | SWFS002-05 | 10083.3375 | 2022 | 0 | 2022 | 0 | 0 | SWFS002-05 | Com Dishwashers ¦ SCG ¦ All | Com Dishwashers | 0.15641 | 1 | 0 | CBSA 2019 | -285.0092 | 2012 | 0.7 | SWFS002-05
COM-FOODSERV-12.21 | Com ¦ ENERGY STAR Dishwasher - Tier 2 ¦ SCG ¦ All | Com ¦ ENERGY STAR Dishwasher - Tier 2 | SCG ¦ All | SCG | All | Electric & Gas | Efficient, Commercial Dishwasher, Avg High/Low Temp, Tier 2 | Efficient |  |  | 0 | Conventional | FoodServ | Com - School | Com | ROB and NEW | 0 | 1000 sqft2 of floor space | Dishwasher | 15 | DEER:Indoor_Non-CFL_Ltg | 3060 | 0.661 | 307 | SWFS002-05 | 10083.3375 | 2022 | 0 | 2022 | 0 | 0 | SWFS002-05 | Com Dishwashers ¦ SCG ¦ All | Com Dishwashers | 0.007874 | 1 | 0 | CBSA 2019 | -1205.2327 | 2012 | 0.7 | SWFS002-05
COM-FOODSERV-12.22 | Com ¦ ENERGY STAR Dishwasher - Tier 2 ¦ SDG&E ¦ All | Com ¦ ENERGY STAR Dishwasher - Tier 2 | SDG&E ¦ All | SDG&E | All | Electric & Gas | Efficient, Commercial Dishwasher, Avg High/Low Temp, Tier 2 | Efficient |  |  | 0 | Conventional | FoodServ | Com - College | Com | ROB and NEW | 0 | 1000 sqft2 of floor space | Dishwasher | 15 | DEER:Indoor_Non-CFL_Ltg | 3060 | 0.6615 | 312 | SWFS002-05 | 10083.3375 | 2022 | 0 | 2022 | 0 | 0 | SWFS002-05 | Com Dishwashers ¦ SDG&E ¦ All | Com Dishwashers | 0.0019124 | 1 | 0 | CBSA 2019 | -1260.2034 | 2012 | 0.7 | SWFS002-05
COM-FOODSERV-12.23 | Com ¦ ENERGY STAR Dishwasher - Tier 2 ¦ SDG&E ¦ All | Com ¦ ENERGY STAR Dishwasher - Tier 2 | SDG&E ¦ All | SDG&E | All | Electric & Gas | Efficient, Commercial Dishwasher, Avg High/Low Temp, Tier 2 | Efficient |  |  | 0 | Conventional | FoodServ | Com - Grocery | Com | ROB and NEW | 0 | 1000 sqft2 of floor space | Dishwasher | 15 | DEER:Indoor_Non-CFL_Ltg | 3060 | 0.6615 | 312 | SWFS002-05 | 10083.3375 | 2022 | 0 | 2022 | 0 | 0 | SWFS002-05 | Com Dishwashers ¦ SDG&E ¦ All | Com Dishwashers | 0.01356 | 1 | 0 | CBSA 2019 | -904.757 | 2012 | 0.7 | SWFS002-05
COM-FOODSERV-12.24 | Com ¦ ENERGY STAR Dishwasher - Tier 2 ¦ SDG&E ¦ All | Com ¦ ENERGY STAR Dishwasher - Tier 2 | SDG&E ¦ All | SDG&E | All | Electric & Gas | Efficient, Commercial Dishwasher, Avg High/Low Temp, Tier 2 | Efficient |  |  | 0 | Conventional | FoodServ | Com - Health | Com | ROB and NEW | 0 | 1000 sqft2 of floor space | Dishwasher | 15 | DEER:Indoor_Non-CFL_Ltg | 3060 | 0.6615 | 312 | SWFS002-05 | 10083.3375 | 2022 | 0 | 2022 | 0 | 0 | SWFS002-05 | Com Dishwashers ¦ SDG&E ¦ All | Com Dishwashers | 0.0037081 | 1 | 0 | CBSA 2019 | -1081.5055 | 2012 | 0.7 | SWFS002-05
COM-FOODSERV-12.25 | Com ¦ ENERGY STAR Dishwasher - Tier 2 ¦ SDG&E ¦ All | Com ¦ ENERGY STAR Dishwasher - Tier 2 | SDG&E ¦ All | SDG&E | All | Electric & Gas | Efficient, Commercial Dishwasher, Avg High/Low Temp, Tier 2 | Efficient |  |  | 0 | Conventional | FoodServ | Com - Lodging | Com | ROB and NEW | 0 | 1000 sqft2 of floor space | Dishwasher | 15 | DEER:Indoor_Non-CFL_Ltg | 3060 | 0.6615 | 312 | SWFS002-05 | 10083.3375 | 2022 | 0 | 2022 | 0 | 0 | SWFS002-05 | Com Dishwashers ¦ SDG&E ¦ All | Com Dishwashers | 0.0058029 | 1 | 0 | CBSA 2019 | -3564.5542 | 2012 | 0.7 | SWFS002-05
COM-FOODSERV-12.26 | Com ¦ ENERGY STAR Dishwasher - Tier 2 ¦ SDG&E ¦ All | Com ¦ ENERGY STAR Dishwasher - Tier 2 | SDG&E ¦ All | SDG&E | All | Electric & Gas | Efficient, Commercial Dishwasher, Avg High/Low Temp, Tier 2 | Efficient |  |  | 0 | Conventional | FoodServ | Com - Other | Com | ROB and NEW | 0 | 1000 sqft2 of floor space | Dishwasher | 15 | DEER:Indoor_Non-CFL_Ltg | 3060 | 0.6615 | 312 | SWFS002-05 | 10083.3375 | 2022 | 0 | 2022 | 0 | 0 | SWFS002-05 | Com Dishwashers ¦ SDG&E ¦ All | Com Dishwashers | 0.012894 | 1 | 0 | CBSA 2019 | -1751.2609 | 2012 | 0.7 | SWFS002-05
COM-FOODSERV-12.27 | Com ¦ ENERGY STAR Dishwasher - Tier 2 ¦ SDG&E ¦ All | Com ¦ ENERGY STAR Dishwasher - Tier 2 | SDG&E ¦ All | SDG&E | All | Electric & Gas | Efficient, Commercial Dishwasher, Avg High/Low Temp, Tier 2 | Efficient |  |  | 0 | Conventional | FoodServ | Com - Restaurant | Com | ROB and NEW | 0 | 1000 sqft2 of floor space | Dishwasher | 15 | DEER:Indoor_Non-CFL_Ltg | 3060 | 0.6615 | 312 | SWFS002-05 | 10083.3375 | 2022 | 0 | 2022 | 0 | 0 | SWFS002-05 | Com Dishwashers ¦ SDG&E ¦ All | Com Dishwashers | 0.15641 | 1 | 0 | CBSA 2019 | -288.7654 | 2012 | 0.7 | SWFS002-05
COM-FOODSERV-12.28 | Com ¦ ENERGY STAR Dishwasher - Tier 2 ¦ SDG&E ¦ All | Com ¦ ENERGY STAR Dishwasher - Tier 2 | SDG&E ¦ All | SDG&E | All | Electric & Gas | Efficient, Commercial Dishwasher, Avg High/Low Temp, Tier 2 | Efficient |  |  | 0 | Conventional | FoodServ | Com - School | Com | ROB and NEW | 0 | 1000 sqft2 of floor space | Dishwasher | 15 | DEER:Indoor_Non-CFL_Ltg | 3060 | 0.6615 | 312 | SWFS002-05 | 10083.3375 | 2022 | 0 | 2022 | 0 | 0 | SWFS002-05 | Com Dishwashers ¦ SDG&E ¦ All | Com Dishwashers | 0.007874 | 1 | 0 | CBSA 2019 | -1216.6564 | 2012 | 0.7 | SWFS002-05
COM-FOODSERV-20.1 | Com ¦ Standard Combination Oven - Electric ¦ PG&E ¦ All | Com ¦ Standard Combination Oven - Electric | PG&E ¦ All | PG&E | All | Electric | Standard, Commercial Combination Oven, <15, Electric | Average Existing and Code |  |  | 0 | Conventional | FoodServ | Com - College | Com | ROB and NEW | 0 | 1000 sqft2 of floor space | Oven | 12 | DEER:Indoor_Non-CFL_Ltg | 12600 | 2.92 | 0 | eTRM | 14992.6 | 2023 | 0 | 2023 | 0 | 0 | SWFS003-05 | Com Electric Combination Ovens ¦ PG&E ¦ All | Com Electric Combination Ovens | 0.0021248 | 1 | 0.75 | CBSA 2019 | -951.2753 | 2012 | 0.6 | SWFS003-05
COM-FOODSERV-20.2 | Com ¦ Standard Combination Oven - Electric ¦ PG&E ¦ All | Com ¦ Standard Combination Oven - Electric | PG&E ¦ All | PG&E | All | Electric | Standard, Commercial Combination Oven, <15, Electric | Average Existing and Code |  |  | 0 | Conventional | FoodServ | Com - Grocery | Com | ROB and NEW | 0 | 1000 sqft2 of floor space | Oven | 12 | DEER:Indoor_Non-CFL_Ltg | 12600 | 2.92 | 0 | eTRM | 14992.6 | 2023 | 0 | 2023 | 0 | 0 | SWFS003-05 | Com Electric Combination Ovens ¦ PG&E ¦ All | Com Electric Combination Ovens | 0.015067 | 1 | 0.75 | CBSA 2019 | -708.7351 | 2012 | 0.6 | SWFS003-05
COM-FOODSERV-20.3 | Com ¦ Standard Combination Oven - Electric ¦ PG&E ¦ All | Com ¦ Standard Combination Oven - Electric | PG&E ¦ All | PG&E | All | Electric | Standard, Commercial Combination Oven, <15, Electric | Average Existing and Code |  |  | 0 | Conventional | FoodServ | Com - Health | Com | ROB and NEW | 0 | 1000 sqft2 of floor space | Oven | 12 | DEER:Indoor_Non-CFL_Ltg | 12600 | 2.92 | 0 | eTRM | 14992.6 | 2023 | 0 | 2023 | 0 | 0 | SWFS003-05 | Com Electric Combination Ovens ¦ PG&E ¦ All | Com Electric Combination Ovens | 0.0028182 | 1 | 0.75 | CBSA 2019 | -824.5021 | 2012 | 0.6 | SWFS003-05
COM-FOODSERV-20.4 | Com ¦ Standard Combination Oven - Electric ¦ PG&E ¦ All | Com ¦ Standard Combination Oven - Electric | PG&E ¦ All | PG&E | All | Electric | Standard, Commercial Combination Oven, <15, Electric | Average Existing and Code |  |  | 0 | Conventional | FoodServ | Com - Lodging | Com | ROB and NEW | 0 | 1000 sqft2 of floor space | Oven | 12 | DEER:Indoor_Non-CFL_Ltg | 12600 | 2.92 | 0 | eTRM | 14992.6 | 2023 | 0 | 2023 | 0 | 0 | SWFS003-05 | Com Electric Combination Ovens ¦ PG&E ¦ All | Com Electric Combination Ovens | 0.0027633 | 1 | 0.75 | CBSA 2019 | -1986.8003 | 2012 | 0.6 | SWFS003-05
COM-FOODSERV-20.5 | Com ¦ Standard Combination Oven - Electric ¦ PG&E ¦ All | Com ¦ Standard Combination Oven - Electric | PG&E ¦ All | PG&E | All | Electric | Standard, Commercial Combination Oven, <15, Electric | Average Existing and Code |  |  | 0 | Conventional | FoodServ | Com - Other | Com | ROB and NEW | 0 | 1000 sqft2 of floor space | Oven | 12 | DEER:Indoor_Non-CFL_Ltg | 12600 | 2.92 | 0 | eTRM | 14992.6 | 2023 | 0 | 2023 | 0 | 0 | SWFS003-05 | Com Electric Combination Ovens ¦ PG&E ¦ All | Com Electric Combination Ovens | 0.0047834 | 1 | 0.75 | CBSA 2019 | -1391.3482 | 2012 | 0.6 | SWFS003-05
COM-FOODSERV-20.6 | Com ¦ Standard Combination Oven - Electric ¦ PG&E ¦ All | Com ¦ Standard Combination Oven - Electric | PG&E ¦ All | PG&E | All | Electric | Standard, Commercial Combination Oven, <15, Electric | Average Existing and Code |  |  | 0 | Conventional | FoodServ | Com - Restaurant | Com | ROB and NEW | 0 | 1000 sqft2 of floor space | Oven | 12 | DEER:Indoor_Non-CFL_Ltg | 12600 | 2.92 | 0 | eTRM | 14992.6 | 2023 | 0 | 2023 | 0 | 0 | SWFS003-05 | Com Electric Combination Ovens ¦ PG&E ¦ All | Com Electric Combination Ovens | 0.050454 | 1 | 0.75 | CBSA 2019 | -223.9152 | 2012 | 0.6 | SWFS003-05
COM-FOODSERV-20.7 | Com ¦ Standard Combination Oven - Electric ¦ PG&E ¦ All | Com ¦ Standard Combination Oven - Electric | PG&E ¦ All | PG&E | All | Electric | Standard, Commercial Combination Oven, <15, Electric | Average Existing and Code |  |  | 0 | Conventional | FoodServ | Com - School | Com | ROB and NEW | 0 | 1000 sqft2 of floor space | Oven | 12 | DEER:Indoor_Non-CFL_Ltg | 12600 | 2.92 | 0 | eTRM | 14992.6 | 2023 | 0 | 2023 | 0 | 0 | SWFS003-05 | Com Electric Combination Ovens ¦ PG&E ¦ All | Com Electric Combination Ovens | 0.0057019 | 1 | 0.75 | CBSA 2019 | -2074.5406 | 2012 | 0.6 | SWFS003-05
COM-FOODSERV-20.8 | Com ¦ Standard Combination Oven - Electric ¦ SCE ¦ All | Com ¦ Standard Combination Oven - Electric | SCE ¦ All | SCE | All | Electric | Standard, Commercial Combination Oven, <15, Electric | Average Existing and Code |  |  | 0 | Conventional | FoodServ | Com - College | Com | ROB and NEW | 0 | 1000 sqft2 of floor space | Oven | 12 | DEER:Indoor_Non-CFL_Ltg | 12600 | 2.92 | 0 | eTRM | 14992.6 | 2023 | 0 | 2023 | 0 | 0 | SWFS003-05 | Com Electric Combination Ovens ¦ SCE ¦ All | Com Electric Combination Ovens | 0.0021248 | 1 | 0.75 | CBSA 2019 | -951.2753 | 2012 | 0.6 | SWFS003-05
COM-FOODSERV-20.9 | Com ¦ Standard Combination Oven - Electric ¦ SCE ¦ All | Com ¦ Standard Combination Oven - Electric | SCE ¦ All | SCE | All | Electric | Standard, Commercial Combination Oven, <15, Electric | Average Existing and Code |  |  | 0 | Conventional | FoodServ | Com - Grocery | Com | ROB and NEW | 0 | 1000 sqft2 of floor space | Oven | 12 | DEER:Indoor_Non-CFL_Ltg | 12600 | 2.92 | 0 | eTRM | 14992.6 | 2023 | 0 | 2023 | 0 | 0 | SWFS003-05 | Com Electric Combination Ovens ¦ SCE ¦ All | Com Electric Combination Ovens | 0.015067 | 1 | 0.75 | CBSA 2019 | -708.7351 | 2012 | 0.6 | SWFS003-05
COM-FOODSERV-20.10 | Com ¦ Standard Combination Oven - Electric ¦ SCE ¦ All | Com ¦ Standard Combination Oven - Electric | SCE ¦ All | SCE | All | Electric | Standard, Commercial Combination Oven, <15, Electric | Average Existing and Code |  |  | 0 | Conventional | FoodServ | Com - Health | Com | ROB and NEW | 0 | 1000 sqft2 of floor space | Oven | 12 | DEER:Indoor_Non-CFL_Ltg | 12600 | 2.92 | 0 | eTRM | 14992.6 | 2023 | 0 | 2023 | 0 | 0 | SWFS003-05 | Com Electric Combination Ovens ¦ SCE ¦ All | Com Electric Combination Ovens | 0.0028182 | 1 | 0.75 | CBSA 2019 | -824.5021 | 2012 | 0.6 | SWFS003-05
COM-FOODSERV-20.11 | Com ¦ Standard Combination Oven - Electric ¦ SCE ¦ All | Com ¦ Standard Combination Oven - Electric | SCE ¦ All | SCE | All | Electric | Standard, Commercial Combination Oven, <15, Electric | Average Existing and Code |  |  | 0 | Conventional | FoodServ | Com - Lodging | Com | ROB and NEW | 0 | 1000 sqft2 of floor space | Oven | 12 | DEER:Indoor_Non-CFL_Ltg | 12600 | 2.92 | 0 | eTRM | 14992.6 | 2023 | 0 | 2023 | 0 | 0 | SWFS003-05 | Com Electric Combination Ovens ¦ SCE ¦ All | Com Electric Combination Ovens | 0.0027633 | 1 | 0.75 | CBSA 2019 | -1986.8003 | 2012 | 0.6 | SWFS003-05
COM-FOODSERV-20.12 | Com ¦ Standard Combination Oven - Electric ¦ SCE ¦ All | Com ¦ Standard Combination Oven - Electric | SCE ¦ All | SCE | All | Electric | Standard, Commercial Combination Oven, <15, Electric | Average Existing and Code |  |  | 0 | Conventional | FoodServ | Com - Other | Com | ROB and NEW | 0 | 1000 sqft2 of floor space | Oven | 12 | DEER:Indoor_Non-CFL_Ltg | 12600 | 2.92 | 0 | eTRM | 14992.6 | 2023 | 0 | 2023 | 0 | 0 | SWFS003-05 | Com Electric Combination Ovens ¦ SCE ¦ All | Com Electric Combination Ovens | 0.0047834 | 1 | 0.75 | CBSA 2019 | -1391.3482 | 2012 | 0.6 | SWFS003-05
COM-FOODSERV-20.13 | Com ¦ Standard Combination Oven - Electric ¦ SCE ¦ All | Com ¦ Standard Combination Oven - Electric | SCE ¦ All | SCE | All | Electric | Standard, Commercial Combination Oven, <15, Electric | Average Existing and Code |  |  | 0 | Conventional | FoodServ | Com - Restaurant | Com | ROB and NEW | 0 | 1000 sqft2 of floor space | Oven | 12 | DEER:Indoor_Non-CFL_Ltg | 12600 | 2.92 | 0 | eTRM | 14992.6 | 2023 | 0 | 2023 | 0 | 0 | SWFS003-05 | Com Electric Combination Ovens ¦ SCE ¦ All | Com Electric Combination Ovens | 0.050454 | 1 | 0.75 | CBSA 2019 | -223.9152 | 2012 | 0.6 | SWFS003-05
COM-FOODSERV-20.14 | Com ¦ Standard Combination Oven - Electric ¦ SCE ¦ All | Com ¦ Standard Combination Oven - Electric | SCE ¦ All | SCE | All | Electric | Standard, Commercial Combination Oven, <15, Electric | Average Existing and Code |  |  | 0 | Conventional | FoodServ | Com - School | Com | ROB and NEW | 0 | 1000 sqft2 of floor space | Oven | 12 | DEER:Indoor_Non-CFL_Ltg | 12600 | 2.92 | 0 | eTRM | 14992.6 | 2023 | 0 | 2023 | 0 | 0 | SWFS003-05 | Com Electric Combination Ovens ¦ SCE ¦ All | Com Electric Combination Ovens | 0.0057019 | 1 | 0.75 | CBSA 2019 | -2074.5406 | 2012 | 0.6 | SWFS003-05
COM-FOODSERV-20.15 | Com ¦ Standard Combination Oven - Electric ¦ SDG&E ¦ All | Com ¦ Standard Combination Oven - Electric | SDG&E ¦ All | SDG&E | All | Electric | Standard, Commercial Combination Oven, <15, Electric | Average Existing and Code |  |  | 0 | Conventional | FoodServ | Com - College | Com | ROB and NEW | 0 | 1000 sqft2 of floor space | Oven | 12 | DEER:Indoor_Non-CFL_Ltg | 12600 | 2.92 | 0 | eTRM | 14992.6 | 2023 | 0 | 2023 | 0 | 0 | SWFS003-05 | Com Electric Combination Ovens ¦ SDG&E ¦ All | Com Electric Combination Ovens | 0.0021248 | 1 | 0.75 | CBSA 2019 | -951.2753 | 2012 | 0.6 | SWFS003-05
COM-FOODSERV-20.16 | Com ¦ Standard Combination Oven - Electric ¦ SDG&E ¦ All | Com ¦ Standard Combination Oven - Electric | SDG&E ¦ All | SDG&E | All | Electric | Standard, Commercial Combination Oven, <15, Electric | Average Existing and Code |  |  | 0 | Conventional | FoodServ | Com - Grocery | Com | ROB and NEW | 0 | 1000 sqft2 of floor space | Oven | 12 | DEER:Indoor_Non-CFL_Ltg | 12600 | 2.92 | 0 | eTRM | 14992.6 | 2023 | 0 | 2023 | 0 | 0 | SWFS003-05 | Com Electric Combination Ovens ¦ SDG&E ¦ All | Com Electric Combination Ovens | 0.015067 | 1 | 0.75 | CBSA 2019 | -708.7351 | 2012 | 0.6 | SWFS003-05
COM-FOODSERV-20.17 | Com ¦ Standard Combination Oven - Electric ¦ SDG&E ¦ All | Com ¦ Standard Combination Oven - Electric | SDG&E ¦ All | SDG&E | All | Electric | Standard, Commercial Combination Oven, <15, Electric | Average Existing and Code |  |  | 0 | Conventional | FoodServ | Com - Health | Com | ROB and NEW | 0 | 1000 sqft2 of floor space | Oven | 12 | DEER:Indoor_Non-CFL_Ltg | 12600 | 2.92 | 0 | eTRM | 14992.6 | 2023 | 0 | 2023 | 0 | 0 | SWFS003-05 | Com Electric Combination Ovens ¦ SDG&E ¦ All | Com Electric Combination Ovens | 0.0028182 | 1 | 0.75 | CBSA 2019 | -824.5021 | 2012 | 0.6 | SWFS003-05
COM-FOODSERV-20.18 | Com ¦ Standard Combination Oven - Electric ¦ SDG&E ¦ All | Com ¦ Standard Combination Oven - Electric | SDG&E ¦ All | SDG&E | All | Electric | Standard, Commercial Combination Oven, <15, Electric | Average Existing and Code |  |  | 0 | Conventional | FoodServ | Com - Lodging | Com | ROB and NEW | 0 | 1000 sqft2 of floor space | Oven | 12 | DEER:Indoor_Non-CFL_Ltg | 12600 | 2.92 | 0 | eTRM | 14992.6 | 2023 | 0 | 2023 | 0 | 0 | SWFS003-05 | Com Electric Combination Ovens ¦ SDG&E ¦ All | Com Electric Combination Ovens | 0.0027633 | 1 | 0.75 | CBSA 2019 | -1986.8003 | 2012 | 0.6 | SWFS003-05
COM-FOODSERV-20.19 | Com ¦ Standard Combination Oven - Electric ¦ SDG&E ¦ All | Com ¦ Standard Combination Oven - Electric | SDG&E ¦ All | SDG&E | All | Electric | Standard, Commercial Combination Oven, <15, Electric | Average Existing and Code |  |  | 0 | Conventional | FoodServ | Com - Other | Com | ROB and NEW | 0 | 1000 sqft2 of floor space | Oven | 12 | DEER:Indoor_Non-CFL_Ltg | 12600 | 2.92 | 0 | eTRM | 14992.6 | 2023 | 0 | 2023 | 0 | 0 | SWFS003-05 | Com Electric Combination Ovens ¦ SDG&E ¦ All | Com Electric Combination Ovens | 0.0047834 | 1 | 0.75 | CBSA 2019 | -1391.3482 | 2012 | 0.6 | SWFS003-05
COM-FOODSERV-20.20 | Com ¦ Standard Combination Oven - Electric ¦ SDG&E ¦ All | Com ¦ Standard Combination Oven - Electric | SDG&E ¦ All | SDG&E | All | Electric | Standard, Commercial Combination Oven, <15, Electric | Average Existing and Code |  |  | 0 | Conventional | FoodServ | Com - Restaurant | Com | ROB and NEW | 0 | 1000 sqft2 of floor space | Oven | 12 | DEER:Indoor_Non-CFL_Ltg | 12600 | 2.92 | 0 | eTRM | 14992.6 | 2023 | 0 | 2023 | 0 | 0 | SWFS003-05 | Com Electric Combination Ovens ¦ SDG&E ¦ All | Com Electric Combination Ovens | 0.050454 | 1 | 0.75 | CBSA 2019 | -223.9152 | 2012 | 0.6 | SWFS003-05
COM-FOODSERV-20.21 | Com ¦ Standard Combination Oven - Electric ¦ SDG&E ¦ All | Com ¦ Standard Combination Oven - Electric | SDG&E ¦ All | SDG&E | All | Electric | Standard, Commercial Combination Oven, <15, Electric | Average Existing and Code |  |  | 0 | Conventional | FoodServ | Com - School | Com | ROB and NEW | 0 | 1000 sqft2 of floor space | Oven | 12 | DEER:Indoor_Non-CFL_Ltg | 12600 | 2.92 | 0 | eTRM | 14992.6 | 2023 | 0 | 2023 | 0 | 0 | SWFS003-05 | Com Electric Combination Ovens ¦ SDG&E ¦ All | Com Electric Combination Ovens | 0.0057019 | 1 | 0.75 | CBSA 2019 | -2074.5406 | 2012 | 0.6 | SWFS003-05
COM-FOODSERV-21.1 | Com ¦ ENERGY STAR Combination Oven - Electric ¦ PG&E ¦ All | Com ¦ ENERGY STAR Combination Oven - Electric | PG&E ¦ All | PG&E | All | Electric | Efficient, Commercial Combination Oven, <15, Electric | Efficient |  |  | 0 | Conventional | FoodServ | Com - College | Com | ROB and NEW | 0 | 1000 sqft2 of floor space | Oven | 12 | DEER:Indoor_Non-CFL_Ltg | 9110 | 2.11 | 0 | eTRM | 16620.3 | 2023 | 0 | 2023 | 0 | 0 | SWFS003-05 | Com Electric Combination Ovens ¦ PG&E ¦ All | Com Electric Combination Ovens | 0.0021248 | 1 | 0.25 | CBSA 2019 | -687.7872 | 2012 | 0.6 | SWFS003-05
COM-FOODSERV-21.2 | Com ¦ ENERGY STAR Combination Oven - Electric ¦ PG&E ¦ All | Com ¦ ENERGY STAR Combination Oven - Electric | PG&E ¦ All | PG&E | All | Electric | Efficient, Commercial Combination Oven, <15, Electric | Efficient |  |  | 0 | Conventional | FoodServ | Com - Grocery | Com | ROB and NEW | 0 | 1000 sqft2 of floor space | Oven | 12 | DEER:Indoor_Non-CFL_Ltg | 9110 | 2.11 | 0 | eTRM | 16620.3 | 2023 | 0 | 2023 | 0 | 0 | SWFS003-05 | Com Electric Combination Ovens ¦ PG&E ¦ All | Com Electric Combination Ovens | 0.015067 | 1 | 0.25 | CBSA 2019 | -512.4267 | 2012 | 0.6 | SWFS003-05
COM-FOODSERV-21.3 | Com ¦ ENERGY STAR Combination Oven - Electric ¦ PG&E ¦ All | Com ¦ ENERGY STAR Combination Oven - Electric | PG&E ¦ All | PG&E | All | Electric | Efficient, Commercial Combination Oven, <15, Electric | Efficient |  |  | 0 | Conventional | FoodServ | Com - Health | Com | ROB and NEW | 0 | 1000 sqft2 of floor space | Oven | 12 | DEER:Indoor_Non-CFL_Ltg | 9110 | 2.11 | 0 | eTRM | 16620.3 | 2023 | 0 | 2023 | 0 | 0 | SWFS003-05 | Com Electric Combination Ovens ¦ PG&E ¦ All | Com Electric Combination Ovens | 0.0028182 | 1 | 0.25 | CBSA 2019 | -596.1281 | 2012 | 0.6 | SWFS003-05
COM-FOODSERV-21.4 | Com ¦ ENERGY STAR Combination Oven - Electric ¦ PG&E ¦ All | Com ¦ ENERGY STAR Combination Oven - Electric | PG&E ¦ All | PG&E | All | Electric | Efficient, Commercial Combination Oven, <15, Electric | Efficient |  |  | 0 | Conventional | FoodServ | Com - Lodging | Com | ROB and NEW | 0 | 1000 sqft2 of floor space | Oven | 12 | DEER:Indoor_Non-CFL_Ltg | 9110 | 2.11 | 0 | eTRM | 16620.3 | 2023 | 0 | 2023 | 0 | 0 | SWFS003-05 | Com Electric Combination Ovens ¦ PG&E ¦ All | Com Electric Combination Ovens | 0.0027633 | 1 | 0.25 | CBSA 2019 | -1436.4881 | 2012 | 0.6 | SWFS003-05
COM-FOODSERV-21.5 | Com ¦ ENERGY STAR Combination Oven - Electric ¦ PG&E ¦ All | Com ¦ ENERGY STAR Combination Oven - Electric | PG&E ¦ All | PG&E | All | Electric | Efficient, Commercial Combination Oven, <15, Electric | Efficient |  |  | 0 | Conventional | FoodServ | Com - Other | Com | ROB and NEW | 0 | 1000 sqft2 of floor space | Oven | 12 | DEER:Indoor_Non-CFL_Ltg | 9110 | 2.11 | 0 | eTRM | 16620.3 | 2023 | 0 | 2023 | 0 | 0 | SWFS003-05 | Com Electric Combination Ovens ¦ PG&E ¦ All | Com Electric Combination Ovens | 0.0047834 | 1 | 0.25 | CBSA 2019 | -1005.9668 | 2012 | 0.6 | SWFS003-05
COM-FOODSERV-21.6 | Com ¦ ENERGY STAR Combination Oven - Electric ¦ PG&E ¦ All | Com ¦ ENERGY STAR Combination Oven - Electric | PG&E ¦ All | PG&E | All | Electric | Efficient, Commercial Combination Oven, <15, Electric | Efficient |  |  | 0 | Conventional | FoodServ | Com - Restaurant | Com | ROB and NEW | 0 | 1000 sqft2 of floor space | Oven | 12 | DEER:Indoor_Non-CFL_Ltg | 9110 | 2.11 | 0 | eTRM | 16620.3 | 2023 | 0 | 2023 | 0 | 0 | SWFS003-05 | Com Electric Combination Ovens ¦ PG&E ¦ All | Com Electric Combination Ovens | 0.050454 | 1 | 0.25 | CBSA 2019 | -161.8942 | 2012 | 0.6 | SWFS003-05
COM-FOODSERV-21.7 | Com ¦ ENERGY STAR Combination Oven - Electric ¦ PG&E ¦ All | Com ¦ ENERGY STAR Combination Oven - Electric | PG&E ¦ All | PG&E | All | Electric | Efficient, Commercial Combination Oven, <15, Electric | Efficient |  |  | 0 | Conventional | FoodServ | Com - School | Com | ROB and NEW | 0 | 1000 sqft2 of floor space | Oven | 12 | DEER:Indoor_Non-CFL_Ltg | 9110 | 2.11 | 0 | eTRM | 16620.3 | 2023 | 0 | 2023 | 0 | 0 | SWFS003-05 | Com Electric Combination Ovens ¦ PG&E ¦ All | Com Electric Combination Ovens | 0.0057019 | 1 | 0.25 | CBSA 2019 | -1499.9258 | 2012 | 0.6 | SWFS003-05
COM-FOODSERV-21.8 | Com ¦ ENERGY STAR Combination Oven - Electric ¦ SCE ¦ All | Com ¦ ENERGY STAR Combination Oven - Electric | SCE ¦ All | SCE | All | Electric | Efficient, Commercial Combination Oven, <15, Electric | Efficient |  |  | 0 | Conventional | FoodServ | Com - College | Com | ROB and NEW | 0 | 1000 sqft2 of floor space | Oven | 12 | DEER:Indoor_Non-CFL_Ltg | 9110 | 2.11 | 0 | eTRM | 16620.3 | 2023 | 0 | 2023 | 0 | 0 | SWFS003-05 | Com Electric Combination Ovens ¦ SCE ¦ All | Com Electric Combination Ovens | 0.0021248 | 1 | 0.25 | CBSA 2019 | -687.7872 | 2012 | 0.6 | SWFS003-05
COM-FOODSERV-21.9 | Com ¦ ENERGY STAR Combination Oven - Electric ¦ SCE ¦ All | Com ¦ ENERGY STAR Combination Oven - Electric | SCE ¦ All | SCE | All | Electric | Efficient, Commercial Combination Oven, <15, Electric | Efficient |  |  | 0 | Conventional | FoodServ | Com - Grocery | Com | ROB and NEW | 0 | 1000 sqft2 of floor space | Oven | 12 | DEER:Indoor_Non-CFL_Ltg | 9110 | 2.11 | 0 | eTRM | 16620.3 | 2023 | 0 | 2023 | 0 | 0 | SWFS003-05 | Com Electric Combination Ovens ¦ SCE ¦ All | Com Electric Combination Ovens | 0.015067 | 1 | 0.25 | CBSA 2019 | -512.4267 | 2012 | 0.6 | SWFS003-05
COM-FOODSERV-21.10 | Com ¦ ENERGY STAR Combination Oven - Electric ¦ SCE ¦ All | Com ¦ ENERGY STAR Combination Oven - Electric | SCE ¦ All | SCE | All | Electric | Efficient, Commercial Combination Oven, <15, Electric | Efficient |  |  | 0 | Conventional | FoodServ | Com - Health | Com | ROB and NEW | 0 | 1000 sqft2 of floor space | Oven | 12 | DEER:Indoor_Non-CFL_Ltg | 9110 | 2.11 | 0 | eTRM | 16620.3 | 2023 | 0 | 2023 | 0 | 0 | SWFS003-05 | Com Electric Combination Ovens ¦ SCE ¦ All | Com Electric Combination Ovens | 0.0028182 | 1 | 0.25 | CBSA 2019 | -596.1281 | 2012 | 0.6 | SWFS003-05
COM-FOODSERV-21.11 | Com ¦ ENERGY STAR Combination Oven - Electric ¦ SCE ¦ All | Com ¦ ENERGY STAR Combination Oven - Electric | SCE ¦ All | SCE | All | Electric | Efficient, Commercial Combination Oven, <15, Electric | Efficient |  |  | 0 | Conventional | FoodServ | Com - Lodging | Com | ROB and NEW | 0 | 1000 sqft2 of floor space | Oven | 12 | DEER:Indoor_Non-CFL_Ltg | 9110 | 2.11 | 0 | eTRM | 16620.3 | 2023 | 0 | 2023 | 0 | 0 | SWFS003-05 | Com Electric Combination Ovens ¦ SCE ¦ All | Com Electric Combination Ovens | 0.0027633 | 1 | 0.25 | CBSA 2019 | -1436.4881 | 2012 | 0.6 | SWFS003-05
COM-FOODSERV-21.12 | Com ¦ ENERGY STAR Combination Oven - Electric ¦ SCE ¦ All | Com ¦ ENERGY STAR Combination Oven - Electric | SCE ¦ All | SCE | All | Electric | Efficient, Commercial Combination Oven, <15, Electric | Efficient |  |  | 0 | Conventional | FoodServ | Com - Other | Com | ROB and NEW | 0 | 1000 sqft2 of floor space | Oven | 12 | DEER:Indoor_Non-CFL_Ltg | 9110 | 2.11 | 0 | eTRM | 16620.3 | 2023 | 0 | 2023 | 0 | 0 | SWFS003-05 | Com Electric Combination Ovens ¦ SCE ¦ All | Com Electric Combination Ovens | 0.0047834 | 1 | 0.25 | CBSA 2019 | -1005.9668 | 2012 | 0.6 | SWFS003-05
COM-FOODSERV-21.13 | Com ¦ ENERGY STAR Combination Oven - Electric ¦ SCE ¦ All | Com ¦ ENERGY STAR Combination Oven - Electric | SCE ¦ All | SCE | All | Electric | Efficient, Commercial Combination Oven, <15, Electric | Efficient |  |  | 0 | Conventional | FoodServ | Com - Restaurant | Com | ROB and NEW | 0 | 1000 sqft2 of floor space | Oven | 12 | DEER:Indoor_Non-CFL_Ltg | 9110 | 2.11 | 0 | eTRM | 16620.3 | 2023 | 0 | 2023 | 0 | 0 | SWFS003-05 | Com Electric Combination Ovens ¦ SCE ¦ All | Com Electric Combination Ovens | 0.050454 | 1 | 0.25 | CBSA 2019 | -161.8942 | 2012 | 0.6 | SWFS003-05
COM-FOODSERV-21.14 | Com ¦ ENERGY STAR Combination Oven - Electric ¦ SCE ¦ All | Com ¦ ENERGY STAR Combination Oven - Electric | SCE ¦ All | SCE | All | Electric | Efficient, Commercial Combination Oven, <15, Electric | Efficient |  |  | 0 | Conventional | FoodServ | Com - School | Com | ROB and NEW | 0 | 1000 sqft2 of floor space | Oven | 12 | DEER:Indoor_Non-CFL_Ltg | 9110 | 2.11 | 0 | eTRM | 16620.3 | 2023 | 0 | 2023 | 0 | 0 | SWFS003-05 | Com Electric Combination Ovens ¦ SCE ¦ All | Com Electric Combination Ovens | 0.0057019 | 1 | 0.25 | CBSA 2019 | -1499.9258 | 2012 | 0.6 | SWFS003-05
COM-FOODSERV-21.15 | Com ¦ ENERGY STAR Combination Oven - Electric ¦ SDG&E ¦ All | Com ¦ ENERGY STAR Combination Oven - Electric | SDG&E ¦ All | SDG&E | All | Electric | Efficient, Commercial Combination Oven, <15, Electric | Efficient |  |  | 0 | Conventional | FoodServ | Com - College | Com | ROB and NEW | 0 | 1000 sqft2 of floor space | Oven | 12 | DEER:Indoor_Non-CFL_Ltg | 9110 | 2.11 | 0 | eTRM | 16620.3 | 2023 | 0 | 2023 | 0 | 0 | SWFS003-05 | Com Electric Combination Ovens ¦ SDG&E ¦ All | Com Electric Combination Ovens | 0.0021248 | 1 | 0.25 | CBSA 2019 | -687.7872 | 2012 | 0.6 | SWFS003-05
COM-FOODSERV-21.16 | Com ¦ ENERGY STAR Combination Oven - Electric ¦ SDG&E ¦ All | Com ¦ ENERGY STAR Combination Oven - Electric | SDG&E ¦ All | SDG&E | All | Electric | Efficient, Commercial Combination Oven, <15, Electric | Efficient |  |  | 0 | Conventional | FoodServ | Com - Grocery | Com | ROB and NEW | 0 | 1000 sqft2 of floor space | Oven | 12 | DEER:Indoor_Non-CFL_Ltg | 9110 | 2.11 | 0 | eTRM | 16620.3 | 2023 | 0 | 2023 | 0 | 0 | SWFS003-05 | Com Electric Combination Ovens ¦ SDG&E ¦ All | Com Electric Combination Ovens | 0.015067 | 1 | 0.25 | CBSA 2019 | -512.4267 | 2012 | 0.6 | SWFS003-05
COM-FOODSERV-21.17 | Com ¦ ENERGY STAR Combination Oven - Electric ¦ SDG&E ¦ All | Com ¦ ENERGY STAR Combination Oven - Electric | SDG&E ¦ All | SDG&E | All | Electric | Efficient, Commercial Combination Oven, <15, Electric | Efficient |  |  | 0 | Conventional | FoodServ | Com - Health | Com | ROB and NEW | 0 | 1000 sqft2 of floor space | Oven | 12 | DEER:Indoor_Non-CFL_Ltg | 9110 | 2.11 | 0 | eTRM | 16620.3 | 2023 | 0 | 2023 | 0 | 0 | SWFS003-05 | Com Electric Combination Ovens ¦ SDG&E ¦ All | Com Electric Combination Ovens | 0.0028182 | 1 | 0.25 | CBSA 2019 | -596.1281 | 2012 | 0.6 | SWFS003-05
COM-FOODSERV-21.18 | Com ¦ ENERGY STAR Combination Oven - Electric ¦ SDG&E ¦ All | Com ¦ ENERGY STAR Combination Oven - Electric | SDG&E ¦ All | SDG&E | All | Electric | Efficient, Commercial Combination Oven, <15, Electric | Efficient |  |  | 0 | Conventional | FoodServ | Com - Lodging | Com | ROB and NEW | 0 | 1000 sqft2 of floor space | Oven | 12 | DEER:Indoor_Non-CFL_Ltg | 9110 | 2.11 | 0 | eTRM | 16620.3 | 2023 | 0 | 2023 | 0 | 0 | SWFS003-05 | Com Electric Combination Ovens ¦ SDG&E ¦ All | Com Electric Combination Ovens | 0.0027633 | 1 | 0.25 | CBSA 2019 | -1436.4881 | 2012 | 0.6 | SWFS003-05
COM-FOODSERV-21.19 | Com ¦ ENERGY STAR Combination Oven - Electric ¦ SDG&E ¦ All | Com ¦ ENERGY STAR Combination Oven - Electric | SDG&E ¦ All | SDG&E | All | Electric | Efficient, Commercial Combination Oven, <15, Electric | Efficient |  |  | 0 | Conventional | FoodServ | Com - Other | Com | ROB and NEW | 0 | 1000 sqft2 of floor space | Oven | 12 | DEER:Indoor_Non-CFL_Ltg | 9110 | 2.11 | 0 | eTRM | 16620.3 | 2023 | 0 | 2023 | 0 | 0 | SWFS003-05 | Com Electric Combination Ovens ¦ SDG&E ¦ All | Com Electric Combination Ovens | 0.0047834 | 1 | 0.25 | CBSA 2019 | -1005.9668 | 2012 | 0.6 | SWFS003-05
COM-FOODSERV-21.20 | Com ¦ ENERGY STAR Combination Oven - Electric ¦ SDG&E ¦ All | Com ¦ ENERGY STAR Combination Oven - Electric | SDG&E ¦ All | SDG&E | All | Electric | Efficient, Commercial Combination Oven, <15, Electric | Efficient |  |  | 0 | Conventional | FoodServ | Com - Restaurant | Com | ROB and NEW | 0 | 1000 sqft2 of floor space | Oven | 12 | DEER:Indoor_Non-CFL_Ltg | 9110 | 2.11 | 0 | eTRM | 16620.3 | 2023 | 0 | 2023 | 0 | 0 | SWFS003-05 | Com Electric Combination Ovens ¦ SDG&E ¦ All | Com Electric Combination Ovens | 0.050454 | 1 | 0.25 | CBSA 2019 | -161.8942 | 2012 | 0.6 | SWFS003-05
COM-FOODSERV-21.21 | Com ¦ ENERGY STAR Combination Oven - Electric ¦ SDG&E ¦ All | Com ¦ ENERGY STAR Combination Oven - Electric | SDG&E ¦ All | SDG&E | All | Electric | Efficient, Commercial Combination Oven, <15, Electric | Efficient |  |  | 0 | Conventional | FoodServ | Com - School | Com | ROB and NEW | 0 | 1000 sqft2 of floor space | Oven | 12 | DEER:Indoor_Non-CFL_Ltg | 9110 | 2.11 | 0 | eTRM | 16620.3 | 2023 | 0 | 2023 | 0 | 0 | SWFS003-05 | Com Electric Combination Ovens ¦ SDG&E ¦ All | Com Electric Combination Ovens | 0.0057019 | 1 | 0.25 | CBSA 2019 | -1499.9258 | 2012 | 0.6 | SWFS003-05
COM-FOODSERV-25.1 | Com ¦ Standard Steamer - Electric ¦ PG&E ¦ All | Com ¦ Standard Steamer - Electric | PG&E ¦ All | PG&E | All | Electric | Standard, Commercial Steamer, Electric | Average Existing and Code |  |  | 0 | Conventional | FoodServ | Com - College | Com | ROB and NEW | 0 | 1000 sqft2 of floor space | Steamer | 12 | DEER:Indoor_Non-CFL_Ltg | 13800 | 4.62 | 0 | SWFS005-05 | 5443.79 | 2023 | 0 | 2023 | 0 | 0 | eTRM (SWFS005-05) | Com Electric Steamers ¦ PG&E ¦ All | Com Electric Steamers | 0.0015768 | 1 | 0.59 | CBSA 2014 | -1041.873 | 2012 | 0.6 | SWFS005-05
COM-FOODSERV-25.2 | Com ¦ Standard Steamer - Electric ¦ PG&E ¦ All | Com ¦ Standard Steamer - Electric | PG&E ¦ All | PG&E | All | Electric | Standard, Commercial Steamer, Electric | Average Existing and Code |  |  | 0 | Conventional | FoodServ | Com - Grocery | Com | ROB and NEW | 0 | 1000 sqft2 of floor space | Steamer | 12 | DEER:Indoor_Non-CFL_Ltg | 13800 | 4.62 | 0 | SWFS005-05 | 5443.79 | 2023 | 0 | 2023 | 0 | 0 | eTRM (SWFS005-05) | Com Electric Steamers ¦ PG&E ¦ All | Com Electric Steamers | 0.0071518 | 1 | 0.59 | CBSA 2014 | -776.2337 | 2012 | 0.6 | SWFS005-05
COM-FOODSERV-25.3 | Com ¦ Standard Steamer - Electric ¦ PG&E ¦ All | Com ¦ Standard Steamer - Electric | PG&E ¦ All | PG&E | All | Electric | Standard, Commercial Steamer, Electric | Average Existing and Code |  |  | 0 | Conventional | FoodServ | Com - Health | Com | ROB and NEW | 0 | 1000 sqft2 of floor space | Steamer | 12 | DEER:Indoor_Non-CFL_Ltg | 13800 | 4.62 | 0 | SWFS005-05 | 5443.79 | 2023 | 0 | 2023 | 0 | 0 | eTRM (SWFS005-05) | Com Electric Steamers ¦ PG&E ¦ All | Com Electric Steamers | 0.0047397 | 1 | 0.59 | CBSA 2014 | -903.0261 | 2012 | 0.6 | SWFS005-05
COM-FOODSERV-25.4 | Com ¦ Standard Steamer - Electric ¦ PG&E ¦ All | Com ¦ Standard Steamer - Electric | PG&E ¦ All | PG&E | All | Electric | Standard, Commercial Steamer, Electric | Average Existing and Code |  |  | 0 | Conventional | FoodServ | Com - Lodging | Com | ROB and NEW | 0 | 1000 sqft2 of floor space | Steamer | 12 | DEER:Indoor_Non-CFL_Ltg | 13800 | 4.62 | 0 | SWFS005-05 | 5443.79 | 2023 | 0 | 2023 | 0 | 0 | eTRM (SWFS005-05) | Com Electric Steamers ¦ PG&E ¦ All | Com Electric Steamers | 0.0026579 | 1 | 0.59 | CBSA 2014 | -2176.0194 | 2012 | 0.6 | SWFS005-05
COM-FOODSERV-25.5 | Com ¦ Standard Steamer - Electric ¦ PG&E ¦ All | Com ¦ Standard Steamer - Electric | PG&E ¦ All | PG&E | All | Electric | Standard, Commercial Steamer, Electric | Average Existing and Code |  |  | 0 | Conventional | FoodServ | Com - Other | Com | ROB and NEW | 0 | 1000 sqft2 of floor space | Steamer | 12 | DEER:Indoor_Non-CFL_Ltg | 13800 | 4.62 | 0 | SWFS005-05 | 5443.79 | 2023 | 0 | 2023 | 0 | 0 | eTRM (SWFS005-05) | Com Electric Steamers ¦ PG&E ¦ All | Com Electric Steamers | 0.0014524 | 1 | 0.59 | CBSA 2014 | -1523.8575 | 2012 | 0.6 | SWFS005-05
COM-FOODSERV-25.6 | Com ¦ Standard Steamer - Electric ¦ PG&E ¦ All | Com ¦ Standard Steamer - Electric | PG&E ¦ All | PG&E | All | Electric | Standard, Commercial Steamer, Electric | Average Existing and Code |  |  | 0 | Conventional | FoodServ | Com - Restaurant | Com | ROB and NEW | 0 | 1000 sqft2 of floor space | Steamer | 12 | DEER:Indoor_Non-CFL_Ltg | 13800 | 4.62 | 0 | SWFS005-05 | 5443.79 | 2023 | 0 | 2023 | 0 | 0 | eTRM (SWFS005-05) | Com Electric Steamers ¦ PG&E ¦ All | Com Electric Steamers | 0.032083 | 1 | 0.59 | CBSA 2014 | -245.2404 | 2012 | 0.6 | SWFS005-05
COM-FOODSERV-25.7 | Com ¦ Standard Steamer - Electric ¦ PG&E ¦ All | Com ¦ Standard Steamer - Electric | PG&E ¦ All | PG&E | All | Electric | Standard, Commercial Steamer, Electric | Average Existing and Code |  |  | 0 | Conventional | FoodServ | Com - School | Com | ROB and NEW | 0 | 1000 sqft2 of floor space | Steamer | 12 | DEER:Indoor_Non-CFL_Ltg | 13800 | 4.62 | 0 | SWFS005-05 | 5443.79 | 2023 | 0 | 2023 | 0 | 0 | eTRM (SWFS005-05) | Com Electric Steamers ¦ PG&E ¦ All | Com Electric Steamers | 0.0015768 | 1 | 0.59 | CBSA 2014 | -2272.1158 | 2012 | 0.6 | SWFS005-05
COM-FOODSERV-25.8 | Com ¦ Standard Steamer - Electric ¦ SCE ¦ All | Com ¦ Standard Steamer - Electric | SCE ¦ All | SCE | All | Electric | Standard, Commercial Steamer, Electric | Average Existing and Code |  |  | 0 | Conventional | FoodServ | Com - College | Com | ROB and NEW | 0 | 1000 sqft2 of floor space | Steamer | 12 | DEER:Indoor_Non-CFL_Ltg | 13800 | 4.62 | 0 | SWFS005-05 | 5443.79 | 2023 | 0 | 2023 | 0 | 0 | eTRM (SWFS005-05) | Com Electric Steamers ¦ SCE ¦ All | Com Electric Steamers | 0.0015768 | 1 | 0.59 | CBSA 2014 | -1041.873 | 2012 | 0.6 | SWFS005-05
COM-FOODSERV-25.9 | Com ¦ Standard Steamer - Electric ¦ SCE ¦ All | Com ¦ Standard Steamer - Electric | SCE ¦ All | SCE | All | Electric | Standard, Commercial Steamer, Electric | Average Existing and Code |  |  | 0 | Conventional | FoodServ | Com - Grocery | Com | ROB and NEW | 0 | 1000 sqft2 of floor space | Steamer | 12 | DEER:Indoor_Non-CFL_Ltg | 13800 | 4.62 | 0 | SWFS005-05 | 5443.79 | 2023 | 0 | 2023 | 0 | 0 | eTRM (SWFS005-05) | Com Electric Steamers ¦ SCE ¦ All | Com Electric Steamers | 0.0071518 | 1 | 0.59 | CBSA 2014 | -776.2337 | 2012 | 0.6 | SWFS005-05
COM-FOODSERV-25.10 | Com ¦ Standard Steamer - Electric ¦ SCE ¦ All | Com ¦ Standard Steamer - Electric | SCE ¦ All | SCE | All | Electric | Standard, Commercial Steamer, Electric | Average Existing and Code |  |  | 0 | Conventional | FoodServ | Com - Health | Com | ROB and NEW | 0 | 1000 sqft2 of floor space | Steamer | 12 | DEER:Indoor_Non-CFL_Ltg | 13800 | 4.62 | 0 | SWFS005-05 | 5443.79 | 2023 | 0 | 2023 | 0 | 0 | eTRM (SWFS005-05) | Com Electric Steamers ¦ SCE ¦ All | Com Electric Steamers | 0.0047397 | 1 | 0.59 | CBSA 2014 | -903.0261 | 2012 | 0.6 | SWFS005-05
COM-FOODSERV-25.11 | Com ¦ Standard Steamer - Electric ¦ SCE ¦ All | Com ¦ Standard Steamer - Electric | SCE ¦ All | SCE | All | Electric | Standard, Commercial Steamer, Electric | Average Existing and Code |  |  | 0 | Conventional | FoodServ | Com - Lodging | Com | ROB and NEW | 0 | 1000 sqft2 of floor space | Steamer | 12 | DEER:Indoor_Non-CFL_Ltg | 13800 | 4.62 | 0 | SWFS005-05 | 5443.79 | 2023 | 0 | 2023 | 0 | 0 | eTRM (SWFS005-05) | Com Electric Steamers ¦ SCE ¦ All | Com Electric Steamers | 0.0026579 | 1 | 0.59 | CBSA 2014 | -2176.0194 | 2012 | 0.6 | SWFS005-05
COM-FOODSERV-25.12 | Com ¦ Standard Steamer - Electric ¦ SCE ¦ All | Com ¦ Standard Steamer - Electric | SCE ¦ All | SCE | All | Electric | Standard, Commercial Steamer, Electric | Average Existing and Code |  |  | 0 | Conventional | FoodServ | Com - Other | Com | ROB and NEW | 0 | 1000 sqft2 of floor space | Steamer | 12 | DEER:Indoor_Non-CFL_Ltg | 13800 | 4.62 | 0 | SWFS005-05 | 5443.79 | 2023 | 0 | 2023 | 0 | 0 | eTRM (SWFS005-05) | Com Electric Steamers ¦ SCE ¦ All | Com Electric Steamers | 0.0014524 | 1 | 0.59 | CBSA 2014 | -1523.8575 | 2012 | 0.6 | SWFS005-05
COM-FOODSERV-25.13 | Com ¦ Standard Steamer - Electric ¦ SCE ¦ All | Com ¦ Standard Steamer - Electric | SCE ¦ All | SCE | All | Electric | Standard, Commercial Steamer, Electric | Average Existing and Code |  |  | 0 | Conventional | FoodServ | Com - Restaurant | Com | ROB and NEW | 0 | 1000 sqft2 of floor space | Steamer | 12 | DEER:Indoor_Non-CFL_Ltg | 13800 | 4.62 | 0 | SWFS005-05 | 5443.79 | 2023 | 0 | 2023 | 0 | 0 | eTRM (SWFS005-05) | Com Electric Steamers ¦ SCE ¦ All | Com Electric Steamers | 0.032083 | 1 | 0.59 | CBSA 2014 | -245.2404 | 2012 | 0.6 | SWFS005-05
COM-FOODSERV-25.14 | Com ¦ Standard Steamer - Electric ¦ SCE ¦ All | Com ¦ Standard Steamer - Electric | SCE ¦ All | SCE | All | Electric | Standard, Commercial Steamer, Electric | Average Existing and Code |  |  | 0 | Conventional | FoodServ | Com - School | Com | ROB and NEW | 0 | 1000 sqft2 of floor space | Steamer | 12 | DEER:Indoor_Non-CFL_Ltg | 13800 | 4.62 | 0 | SWFS005-05 | 5443.79 | 2023 | 0 | 2023 | 0 | 0 | eTRM (SWFS005-05) | Com Electric Steamers ¦ SCE ¦ All | Com Electric Steamers | 0.0015768 | 1 | 0.59 | CBSA 2014 | -2272.1158 | 2012 | 0.6 | SWFS005-05
COM-FOODSERV-25.15 | Com ¦ Standard Steamer - Electric ¦ SDG&E ¦ All | Com ¦ Standard Steamer - Electric | SDG&E ¦ All | SDG&E | All | Electric | Standard, Commercial Steamer, Electric | Average Existing and Code |  |  | 0 | Conventional | FoodServ | Com - College | Com | ROB and NEW | 0 | 1000 sqft2 of floor space | Steamer | 12 | DEER:Indoor_Non-CFL_Ltg | 13800 | 4.62 | 0 | SWFS005-05 | 5443.79 | 2023 | 0 | 2023 | 0 | 0 | eTRM (SWFS005-05) | Com Electric Steamers ¦ SDG&E ¦ All | Com Electric Steamers | 0.0015768 | 1 | 0.59 | CBSA 2014 | -1041.873 | 2012 | 0.6 | SWFS005-05
COM-FOODSERV-25.16 | Com ¦ Standard Steamer - Electric ¦ SDG&E ¦ All | Com ¦ Standard Steamer - Electric | SDG&E ¦ All | SDG&E | All | Electric | Standard, Commercial Steamer, Electric | Average Existing and Code |  |  | 0 | Conventional | FoodServ | Com - Grocery | Com | ROB and NEW | 0 | 1000 sqft2 of floor space | Steamer | 12 | DEER:Indoor_Non-CFL_Ltg | 13800 | 4.62 | 0 | SWFS005-05 | 5443.79 | 2023 | 0 | 2023 | 0 | 0 | eTRM (SWFS005-05) | Com Electric Steamers ¦ SDG&E ¦ All | Com Electric Steamers | 0.0071518 | 1 | 0.59 | CBSA 2014 | -776.2337 | 2012 | 0.6 | SWFS005-05
COM-FOODSERV-25.17 | Com ¦ Standard Steamer - Electric ¦ SDG&E ¦ All | Com ¦ Standard Steamer - Electric | SDG&E ¦ All | SDG&E | All | Electric | Standard, Commercial Steamer, Electric | Average Existing and Code |  |  | 0 | Conventional | FoodServ | Com - Health | Com | ROB and NEW | 0 | 1000 sqft2 of floor space | Steamer | 12 | DEER:Indoor_Non-CFL_Ltg | 13800 | 4.62 | 0 | SWFS005-05 | 5443.79 | 2023 | 0 | 2023 | 0 | 0 | eTRM (SWFS005-05) | Com Electric Steamers ¦ SDG&E ¦ All | Com Electric Steamers | 0.0047397 | 1 | 0.59 | CBSA 2014 | -903.0261 | 2012 | 0.6 | SWFS005-05
COM-FOODSERV-25.18 | Com ¦ Standard Steamer - Electric ¦ SDG&E ¦ All | Com ¦ Standard Steamer - Electric | SDG&E ¦ All | SDG&E | All | Electric | Standard, Commercial Steamer, Electric | Average Existing and Code |  |  | 0 | Conventional | FoodServ | Com - Lodging | Com | ROB and NEW | 0 | 1000 sqft2 of floor space | Steamer | 12 | DEER:Indoor_Non-CFL_Ltg | 13800 | 4.62 | 0 | SWFS005-05 | 5443.79 | 2023 | 0 | 2023 | 0 | 0 | eTRM (SWFS005-05) | Com Electric Steamers ¦ SDG&E ¦ All | Com Electric Steamers | 0.0026579 | 1 | 0.59 | CBSA 2014 | -2176.0194 | 2012 | 0.6 | SWFS005-05
COM-FOODSERV-25.19 | Com ¦ Standard Steamer - Electric ¦ SDG&E ¦ All | Com ¦ Standard Steamer - Electric | SDG&E ¦ All | SDG&E | All | Electric | Standard, Commercial Steamer, Electric | Average Existing and Code |  |  | 0 | Conventional | FoodServ | Com - Other | Com | ROB and NEW | 0 | 1000 sqft2 of floor space | Steamer | 12 | DEER:Indoor_Non-CFL_Ltg | 13800 | 4.62 | 0 | SWFS005-05 | 5443.79 | 2023 | 0 | 2023 | 0 | 0 | eTRM (SWFS005-05) | Com Electric Steamers ¦ SDG&E ¦ All | Com Electric Steamers | 0.0014524 | 1 | 0.59 | CBSA 2014 | -1523.8575 | 2012 | 0.6 | SWFS005-05
COM-FOODSERV-25.20 | Com ¦ Standard Steamer - Electric ¦ SDG&E ¦ All | Com ¦ Standard Steamer - Electric | SDG&E ¦ All | SDG&E | All | Electric | Standard, Commercial Steamer, Electric | Average Existing and Code |  |  | 0 | Conventional | FoodServ | Com - Restaurant | Com | ROB and NEW | 0 | 1000 sqft2 of floor space | Steamer | 12 | DEER:Indoor_Non-CFL_Ltg | 13800 | 4.62 | 0 | SWFS005-05 | 5443.79 | 2023 | 0 | 2023 | 0 | 0 | eTRM (SWFS005-05) | Com Electric Steamers ¦ SDG&E ¦ All | Com Electric Steamers | 0.032083 | 1 | 0.59 | CBSA 2014 | -245.2404 | 2012 | 0.6 | SWFS005-05
COM-FOODSERV-25.21 | Com ¦ Standard Steamer - Electric ¦ SDG&E ¦ All | Com ¦ Standard Steamer - Electric | SDG&E ¦ All | SDG&E | All | Electric | Standard, Commercial Steamer, Electric | Average Existing and Code |  |  | 0 | Conventional | FoodServ | Com - School | Com | ROB and NEW | 0 | 1000 sqft2 of floor space | Steamer | 12 | DEER:Indoor_Non-CFL_Ltg | 13800 | 4.62 | 0 | SWFS005-05 | 5443.79 | 2023 | 0 | 2023 | 0 | 0 | eTRM (SWFS005-05) | Com Electric Steamers ¦ SDG&E ¦ All | Com Electric Steamers | 0.0015768 | 1 | 0.59 | CBSA 2014 | -2272.1158 | 2012 | 0.6 | SWFS005-05
COM-FOODSERV-26.1 | Com ¦ ENERGY STAR Steamer - Electric ¦ PG&E ¦ All | Com ¦ ENERGY STAR Steamer - Electric | PG&E ¦ All | PG&E | All | Electric | Efficient, Commercial Steamer, Electric | Efficient |  |  | 0 | Conventional | FoodServ | Com - College | Com | ROB and NEW | 0 | 1000 sqft2 of floor space | Steamer | 12 | DEER:Indoor_Non-CFL_Ltg | 10100 | 3.39 | 0 | SWFS005-05 | 8201.35 | 2023 | 0 | 2023 | 0 | 0 | eTRM (SWFS005-05) | Com Electric Steamers ¦ PG&E ¦ All | Com Electric Steamers | 0.0015768 | 1 | 0.41 | CBSA 2014 | -762.5302 | 2012 | 0.6 | SWFS005-05
COM-FOODSERV-26.2 | Com ¦ ENERGY STAR Steamer - Electric ¦ PG&E ¦ All | Com ¦ ENERGY STAR Steamer - Electric | PG&E ¦ All | PG&E | All | Electric | Efficient, Commercial Steamer, Electric | Efficient |  |  | 0 | Conventional | FoodServ | Com - Grocery | Com | ROB and NEW | 0 | 1000 sqft2 of floor space | Steamer | 12 | DEER:Indoor_Non-CFL_Ltg | 10100 | 3.39 | 0 | SWFS005-05 | 8201.35 | 2023 | 0 | 2023 | 0 | 0 | eTRM (SWFS005-05) | Com Electric Steamers ¦ PG&E ¦ All | Com Electric Steamers | 0.0071518 | 1 | 0.41 | CBSA 2014 | -568.1131 | 2012 | 0.6 | SWFS005-05
COM-FOODSERV-26.3 | Com ¦ ENERGY STAR Steamer - Electric ¦ PG&E ¦ All | Com ¦ ENERGY STAR Steamer - Electric | PG&E ¦ All | PG&E | All | Electric | Efficient, Commercial Steamer, Electric | Efficient |  |  | 0 | Conventional | FoodServ | Com - Health | Com | ROB and NEW | 0 | 1000 sqft2 of floor space | Steamer | 12 | DEER:Indoor_Non-CFL_Ltg | 10100 | 3.39 | 0 | SWFS005-05 | 8201.35 | 2023 | 0 | 2023 | 0 | 0 | eTRM (SWFS005-05) | Com Electric Steamers ¦ PG&E ¦ All | Com Electric Steamers | 0.0047397 | 1 | 0.41 | CBSA 2014 | -660.9104 | 2012 | 0.6 | SWFS005-05
COM-FOODSERV-26.4 | Com ¦ ENERGY STAR Steamer - Electric ¦ PG&E ¦ All | Com ¦ ENERGY STAR Steamer - Electric | PG&E ¦ All | PG&E | All | Electric | Efficient, Commercial Steamer, Electric | Efficient |  |  | 0 | Conventional | FoodServ | Com - Lodging | Com | ROB and NEW | 0 | 1000 sqft2 of floor space | Steamer | 12 | DEER:Indoor_Non-CFL_Ltg | 10100 | 3.39 | 0 | SWFS005-05 | 8201.35 | 2023 | 0 | 2023 | 0 | 0 | eTRM (SWFS005-05) | Com Electric Steamers ¦ PG&E ¦ All | Com Electric Steamers | 0.0026579 | 1 | 0.41 | CBSA 2014 | -1592.5939 | 2012 | 0.6 | SWFS005-05
COM-FOODSERV-26.5 | Com ¦ ENERGY STAR Steamer - Electric ¦ PG&E ¦ All | Com ¦ ENERGY STAR Steamer - Electric | PG&E ¦ All | PG&E | All | Electric | Efficient, Commercial Steamer, Electric | Efficient |  |  | 0 | Conventional | FoodServ | Com - Other | Com | ROB and NEW | 0 | 1000 sqft2 of floor space | Steamer | 12 | DEER:Indoor_Non-CFL_Ltg | 10100 | 3.39 | 0 | SWFS005-05 | 8201.35 | 2023 | 0 | 2023 | 0 | 0 | eTRM (SWFS005-05) | Com Electric Steamers ¦ PG&E ¦ All | Com Electric Steamers | 0.0014524 | 1 | 0.41 | CBSA 2014 | -1115.287 | 2012 | 0.6 | SWFS005-05
COM-FOODSERV-26.6 | Com ¦ ENERGY STAR Steamer - Electric ¦ PG&E ¦ All | Com ¦ ENERGY STAR Steamer - Electric | PG&E ¦ All | PG&E | All | Electric | Efficient, Commercial Steamer, Electric | Efficient |  |  | 0 | Conventional | FoodServ | Com - Restaurant | Com | ROB and NEW | 0 | 1000 sqft2 of floor space | Steamer | 12 | DEER:Indoor_Non-CFL_Ltg | 10100 | 3.39 | 0 | SWFS005-05 | 8201.35 | 2023 | 0 | 2023 | 0 | 0 | eTRM (SWFS005-05) | Com Electric Steamers ¦ PG&E ¦ All | Com Electric Steamers | 0.032083 | 1 | 0.41 | CBSA 2014 | -179.4876 | 2012 | 0.6 | SWFS005-05
COM-FOODSERV-26.7 | Com ¦ ENERGY STAR Steamer - Electric ¦ PG&E ¦ All | Com ¦ ENERGY STAR Steamer - Electric | PG&E ¦ All | PG&E | All | Electric | Efficient, Commercial Steamer, Electric | Efficient |  |  | 0 | Conventional | FoodServ | Com - School | Com | ROB and NEW | 0 | 1000 sqft2 of floor space | Steamer | 12 | DEER:Indoor_Non-CFL_Ltg | 10100 | 3.39 | 0 | SWFS005-05 | 8201.35 | 2023 | 0 | 2023 | 0 | 0 | eTRM (SWFS005-05) | Com Electric Steamers ¦ PG&E ¦ All | Com Electric Steamers | 0.0015768 | 1 | 0.41 | CBSA 2014 | -1662.9254 | 2012 | 0.6 | SWFS005-05
COM-FOODSERV-26.8 | Com ¦ ENERGY STAR Steamer - Electric ¦ SCE ¦ All | Com ¦ ENERGY STAR Steamer - Electric | SCE ¦ All | SCE | All | Electric | Efficient, Commercial Steamer, Electric | Efficient |  |  | 0 | Conventional | FoodServ | Com - College | Com | ROB and NEW | 0 | 1000 sqft2 of floor space | Steamer | 12 | DEER:Indoor_Non-CFL_Ltg | 10100 | 3.39 | 0 | SWFS005-05 | 8201.35 | 2023 | 0 | 2023 | 0 | 0 | eTRM (SWFS005-05) | Com Electric Steamers ¦ SCE ¦ All | Com Electric Steamers | 0.0015768 | 1 | 0.41 | CBSA 2014 | -762.5302 | 2012 | 0.6 | SWFS005-05
COM-FOODSERV-26.9 | Com ¦ ENERGY STAR Steamer - Electric ¦ SCE ¦ All | Com ¦ ENERGY STAR Steamer - Electric | SCE ¦ All | SCE | All | Electric | Efficient, Commercial Steamer, Electric | Efficient |  |  | 0 | Conventional | FoodServ | Com - Grocery | Com | ROB and NEW | 0 | 1000 sqft2 of floor space | Steamer | 12 | DEER:Indoor_Non-CFL_Ltg | 10100 | 3.39 | 0 | SWFS005-05 | 8201.35 | 2023 | 0 | 2023 | 0 | 0 | eTRM (SWFS005-05) | Com Electric Steamers ¦ SCE ¦ All | Com Electric Steamers | 0.0071518 | 1 | 0.41 | CBSA 2014 | -568.1131 | 2012 | 0.6 | SWFS005-05
COM-FOODSERV-26.10 | Com ¦ ENERGY STAR Steamer - Electric ¦ SCE ¦ All | Com ¦ ENERGY STAR Steamer - Electric | SCE ¦ All | SCE | All | Electric | Efficient, Commercial Steamer, Electric | Efficient |  |  | 0 | Conventional | FoodServ | Com - Health | Com | ROB and NEW | 0 | 1000 sqft2 of floor space | Steamer | 12 | DEER:Indoor_Non-CFL_Ltg | 10100 | 3.39 | 0 | SWFS005-05 | 8201.35 | 2023 | 0 | 2023 | 0 | 0 | eTRM (SWFS005-05) | Com Electric Steamers ¦ SCE ¦ All | Com Electric Steamers | 0.0047397 | 1 | 0.41 | CBSA 2014 | -660.9104 | 2012 | 0.6 | SWFS005-05
COM-FOODSERV-26.11 | Com ¦ ENERGY STAR Steamer - Electric ¦ SCE ¦ All | Com ¦ ENERGY STAR Steamer - Electric | SCE ¦ All | SCE | All | Electric | Efficient, Commercial Steamer, Electric | Efficient |  |  | 0 | Conventional | FoodServ | Com - Lodging | Com | ROB and NEW | 0 | 1000 sqft2 of floor space | Steamer | 12 | DEER:Indoor_Non-CFL_Ltg | 10100 | 3.39 | 0 | SWFS005-05 | 8201.35 | 2023 | 0 | 2023 | 0 | 0 | eTRM (SWFS005-05) | Com Electric Steamers ¦ SCE ¦ All | Com Electric Steamers | 0.0026579 | 1 | 0.41 | CBSA 2014 | -1592.5939 | 2012 | 0.6 | SWFS005-05
COM-FOODSERV-26.12 | Com ¦ ENERGY STAR Steamer - Electric ¦ SCE ¦ All | Com ¦ ENERGY STAR Steamer - Electric | SCE ¦ All | SCE | All | Electric | Efficient, Commercial Steamer, Electric | Efficient |  |  | 0 | Conventional | FoodServ | Com - Other | Com | ROB and NEW | 0 | 1000 sqft2 of floor space | Steamer | 12 | DEER:Indoor_Non-CFL_Ltg | 10100 | 3.39 | 0 | SWFS005-05 | 8201.35 | 2023 | 0 | 2023 | 0 | 0 | eTRM (SWFS005-05) | Com Electric Steamers ¦ SCE ¦ All | Com Electric Steamers | 0.0014524 | 1 | 0.41 | CBSA 2014 | -1115.287 | 2012 | 0.6 | SWFS005-05
COM-FOODSERV-26.13 | Com ¦ ENERGY STAR Steamer - Electric ¦ SCE ¦ All | Com ¦ ENERGY STAR Steamer - Electric | SCE ¦ All | SCE | All | Electric | Efficient, Commercial Steamer, Electric | Efficient |  |  | 0 | Conventional | FoodServ | Com - Restaurant | Com | ROB and NEW | 0 | 1000 sqft2 of floor space | Steamer | 12 | DEER:Indoor_Non-CFL_Ltg | 10100 | 3.39 | 0 | SWFS005-05 | 8201.35 | 2023 | 0 | 2023 | 0 | 0 | eTRM (SWFS005-05) | Com Electric Steamers ¦ SCE ¦ All | Com Electric Steamers | 0.032083 | 1 | 0.41 | CBSA 2014 | -179.4876 | 2012 | 0.6 | SWFS005-05
COM-FOODSERV-26.14 | Com ¦ ENERGY STAR Steamer - Electric ¦ SCE ¦ All | Com ¦ ENERGY STAR Steamer - Electric | SCE ¦ All | SCE | All | Electric | Efficient, Commercial Steamer, Electric | Efficient |  |  | 0 | Conventional | FoodServ | Com - School | Com | ROB and NEW | 0 | 1000 sqft2 of floor space | Steamer | 12 | DEER:Indoor_Non-CFL_Ltg | 10100 | 3.39 | 0 | SWFS005-05 | 8201.35 | 2023 | 0 | 2023 | 0 | 0 | eTRM (SWFS005-05) | Com Electric Steamers ¦ SCE ¦ All | Com Electric Steamers | 0.0015768 | 1 | 0.41 | CBSA 2014 | -1662.9254 | 2012 | 0.6 | SWFS005-05
COM-FOODSERV-26.15 | Com ¦ ENERGY STAR Steamer - Electric ¦ SDG&E ¦ All | Com ¦ ENERGY STAR Steamer - Electric | SDG&E ¦ All | SDG&E | All | Electric | Efficient, Commercial Steamer, Electric | Efficient |  |  | 0 | Conventional | FoodServ | Com - College | Com | ROB and NEW | 0 | 1000 sqft2 of floor space | Steamer | 12 | DEER:Indoor_Non-CFL_Ltg | 10100 | 3.39 | 0 | SWFS005-05 | 8201.35 | 2023 | 0 | 2023 | 0 | 0 | eTRM (SWFS005-05) | Com Electric Steamers ¦ SDG&E ¦ All | Com Electric Steamers | 0.0015768 | 1 | 0.41 | CBSA 2014 | -762.5302 | 2012 | 0.6 | SWFS005-05
COM-FOODSERV-26.16 | Com ¦ ENERGY STAR Steamer - Electric ¦ SDG&E ¦ All | Com ¦ ENERGY STAR Steamer - Electric | SDG&E ¦ All | SDG&E | All | Electric | Efficient, Commercial Steamer, Electric | Efficient |  |  | 0 | Conventional | FoodServ | Com - Grocery | Com | ROB and NEW | 0 | 1000 sqft2 of floor space | Steamer | 12 | DEER:Indoor_Non-CFL_Ltg | 10100 | 3.39 | 0 | SWFS005-05 | 8201.35 | 2023 | 0 | 2023 | 0 | 0 | eTRM (SWFS005-05) | Com Electric Steamers ¦ SDG&E ¦ All | Com Electric Steamers | 0.0071518 | 1 | 0.41 | CBSA 2014 | -568.1131 | 2012 | 0.6 | SWFS005-05
COM-FOODSERV-26.17 | Com ¦ ENERGY STAR Steamer - Electric ¦ SDG&E ¦ All | Com ¦ ENERGY STAR Steamer - Electric | SDG&E ¦ All | SDG&E | All | Electric | Efficient, Commercial Steamer, Electric | Efficient |  |  | 0 | Conventional | FoodServ | Com - Health | Com | ROB and NEW | 0 | 1000 sqft2 of floor space | Steamer | 12 | DEER:Indoor_Non-CFL_Ltg | 10100 | 3.39 | 0 | SWFS005-05 | 8201.35 | 2023 | 0 | 2023 | 0 | 0 | eTRM (SWFS005-05) | Com Electric Steamers ¦ SDG&E ¦ All | Com Electric Steamers | 0.0047397 | 1 | 0.41 | CBSA 2014 | -660.9104 | 2012 | 0.6 | SWFS005-05
COM-FOODSERV-26.18 | Com ¦ ENERGY STAR Steamer - Electric ¦ SDG&E ¦ All | Com ¦ ENERGY STAR Steamer - Electric | SDG&E ¦ All | SDG&E | All | Electric | Efficient, Commercial Steamer, Electric | Efficient |  |  | 0 | Conventional | FoodServ | Com - Lodging | Com | ROB and NEW | 0 | 1000 sqft2 of floor space | Steamer | 12 | DEER:Indoor_Non-CFL_Ltg | 10100 | 3.39 | 0 | SWFS005-05 | 8201.35 | 2023 | 0 | 2023 | 0 | 0 | eTRM (SWFS005-05) | Com Electric Steamers ¦ SDG&E ¦ All | Com Electric Steamers | 0.0026579 | 1 | 0.41 | CBSA 2014 | -1592.5939 | 2012 | 0.6 | SWFS005-05
COM-FOODSERV-26.19 | Com ¦ ENERGY STAR Steamer - Electric ¦ SDG&E ¦ All | Com ¦ ENERGY STAR Steamer - Electric | SDG&E ¦ All | SDG&E | All | Electric | Efficient, Commercial Steamer, Electric | Efficient |  |  | 0 | Conventional | FoodServ | Com - Other | Com | ROB and NEW | 0 | 1000 sqft2 of floor space | Steamer | 12 | DEER:Indoor_Non-CFL_Ltg | 10100 | 3.39 | 0 | SWFS005-05 | 8201.35 | 2023 | 0 | 2023 | 0 | 0 | eTRM (SWFS005-05) | Com Electric Steamers ¦ SDG&E ¦ All | Com Electric Steamers | 0.0014524 | 1 | 0.41 | CBSA 2014 | -1115.287 | 2012 | 0.6 | SWFS005-05
COM-FOODSERV-26.20 | Com ¦ ENERGY STAR Steamer - Electric ¦ SDG&E ¦ All | Com ¦ ENERGY STAR Steamer - Electric | SDG&E ¦ All | SDG&E | All | Electric | Efficient, Commercial Steamer, Electric | Efficient |  |  | 0 | Conventional | FoodServ | Com - Restaurant | Com | ROB and NEW | 0 | 1000 sqft2 of floor space | Steamer | 12 | DEER:Indoor_Non-CFL_Ltg | 10100 | 3.39 | 0 | SWFS005-05 | 8201.35 | 2023 | 0 | 2023 | 0 | 0 | eTRM (SWFS005-05) | Com Electric Steamers ¦ SDG&E ¦ All | Com Electric Steamers | 0.032083 | 1 | 0.41 | CBSA 2014 | -179.4876 | 2012 | 0.6 | SWFS005-05
COM-FOODSERV-26.21 | Com ¦ ENERGY STAR Steamer - Electric ¦ SDG&E ¦ All | Com ¦ ENERGY STAR Steamer - Electric | SDG&E ¦ All | SDG&E | All | Electric | Efficient, Commercial Steamer, Electric | Efficient |  |  | 0 | Conventional | FoodServ | Com - School | Com | ROB and NEW | 0 | 1000 sqft2 of floor space | Steamer | 12 | DEER:Indoor_Non-CFL_Ltg | 10100 | 3.39 | 0 | SWFS005-05 | 8201.35 | 2023 | 0 | 2023 | 0 | 0 | eTRM (SWFS005-05) | Com Electric Steamers ¦ SDG&E ¦ All | Com Electric Steamers | 0.0015768 | 1 | 0.41 | CBSA 2014 | -1662.9254 | 2012 | 0.6 | SWFS005-05
COM-FOODSERV-30.1 | Com ¦ Standard Conveyor Broiler - Gas ¦ PG&E ¦ All | Com ¦ Standard Conveyor Broiler - Gas | PG&E ¦ All | PG&E | All | Electric & Gas | Standard, Commercial Conveyor Broilers, Automatic Conveyor Broilers | Average Existing and Code |  |  | 0 | Conventional | FoodServ | Com - College | Com | ROB and NEW | 0 | 1000 sqft2 of floor space | Broiler | 12 | DEER:Indoor_Non-CFL_Ltg | 12272.2222 | 2.1156 | 4397.7778 | SWFS017-04 | 20204.0511 | 2024 | 0 | 2024 | 0 | 0 | SWFS017-04 | Com Gas Broilers ¦ PG&E ¦ All | Com Gas Broilers | 8.4994e-05 | 1 | 0.5 | CBSA 2019 | -15433.2674 | 2012 | 0.6 | SWFS017-04
COM-FOODSERV-30.2 | Com ¦ Standard Conveyor Broiler - Gas ¦ PG&E ¦ All | Com ¦ Standard Conveyor Broiler - Gas | PG&E ¦ All | PG&E | All | Electric & Gas | Standard, Commercial Conveyor Broilers, Automatic Conveyor Broilers | Average Existing and Code |  |  | 0 | Conventional | FoodServ | Com - Grocery | Com | ROB and NEW | 0 | 1000 sqft2 of floor space | Broiler | 12 | DEER:Indoor_Non-CFL_Ltg | 12272.2222 | 2.1156 | 4397.7778 | SWFS017-04 | 20204.0511 | 2024 | 0 | 2024 | 0 | 0 | SWFS017-04 | Com Gas Broilers ¦ PG&E ¦ All | Com Gas Broilers | 0.00060268 | 1 | 0.5 | CBSA 2019 | -11017.1201 | 2012 | 0.6 | SWFS017-04
COM-FOODSERV-30.3 | Com ¦ Standard Conveyor Broiler - Gas ¦ PG&E ¦ All | Com ¦ Standard Conveyor Broiler - Gas | PG&E ¦ All | PG&E | All | Electric & Gas | Standard, Commercial Conveyor Broilers, Automatic Conveyor Broilers | Average Existing and Code |  |  | 0 | Conventional | FoodServ | Com - Health | Com | ROB and NEW | 0 | 1000 sqft2 of floor space | Broiler | 12 | DEER:Indoor_Non-CFL_Ltg | 12272.2222 | 2.1156 | 4397.7778 | SWFS017-04 | 20204.0511 | 2024 | 0 | 2024 | 0 | 0 | SWFS017-04 | Com Gas Broilers ¦ PG&E ¦ All | Com Gas Broilers | 0.00011866 | 1 | 0.5 | CBSA 2019 | -13224.9332 | 2012 | 0.6 | SWFS017-04
COM-FOODSERV-30.4 | Com ¦ Standard Conveyor Broiler - Gas ¦ PG&E ¦ All | Com ¦ Standard Conveyor Broiler - Gas | PG&E ¦ All | PG&E | All | Electric & Gas | Standard, Commercial Conveyor Broilers, Automatic Conveyor Broilers | Average Existing and Code |  |  | 0 | Conventional | FoodServ | Com - Lodging | Com | ROB and NEW | 0 | 1000 sqft2 of floor space | Broiler | 12 | DEER:Indoor_Non-CFL_Ltg | 12272.2222 | 2.1156 | 4397.7778 | SWFS017-04 | 20204.0511 | 2024 | 0 | 2024 | 0 | 0 | SWFS017-04 | Com Gas Broilers ¦ PG&E ¦ All | Com Gas Broilers | 0.00024869 | 1 | 0.5 | CBSA 2019 | -45377.9093 | 2012 | 0.6 | SWFS017-04
COM-FOODSERV-30.5 | Com ¦ Standard Conveyor Broiler - Gas ¦ PG&E ¦ All | Com ¦ Standard Conveyor Broiler - Gas | PG&E ¦ All | PG&E | All | Electric & Gas | Standard, Commercial Conveyor Broilers, Automatic Conveyor Broilers | Average Existing and Code |  |  | 0 | Conventional | FoodServ | Com - Other | Com | ROB and NEW | 0 | 1000 sqft2 of floor space | Broiler | 12 | DEER:Indoor_Non-CFL_Ltg | 12272.2222 | 2.1156 | 4397.7778 | SWFS017-04 | 20204.0511 | 2024 | 0 | 2024 | 0 | 0 | SWFS017-04 | Com Gas Broilers ¦ PG&E ¦ All | Com Gas Broilers | 0.00047834 | 1 | 0.5 | CBSA 2019 | -21277.1159 | 2012 | 0.6 | SWFS017-04
COM-FOODSERV-30.6 | Com ¦ Standard Conveyor Broiler - Gas ¦ PG&E ¦ All | Com ¦ Standard Conveyor Broiler - Gas | PG&E ¦ All | PG&E | All | Electric & Gas | Standard, Commercial Conveyor Broilers, Automatic Conveyor Broilers | Average Existing and Code |  |  | 0 | Conventional | FoodServ | Com - Restaurant | Com | ROB and NEW | 0 | 1000 sqft2 of floor space | Broiler | 12 | DEER:Indoor_Non-CFL_Ltg | 12272.2222 | 2.1156 | 4397.7778 | SWFS017-04 | 20204.0511 | 2024 | 0 | 2024 | 0 | 0 | SWFS017-04 | Com Gas Broilers ¦ PG&E ¦ All | Com Gas Broilers | 0.0095863 | 1 | 0.5 | CBSA 2019 | -3521.8641 | 2012 | 0.6 | SWFS017-04
COM-FOODSERV-30.7 | Com ¦ Standard Conveyor Broiler - Gas ¦ PG&E ¦ All | Com ¦ Standard Conveyor Broiler - Gas | PG&E ¦ All | PG&E | All | Electric & Gas | Standard, Commercial Conveyor Broilers, Automatic Conveyor Broilers | Average Existing and Code |  |  | 0 | Conventional | FoodServ | Com - School | Com | ROB and NEW | 0 | 1000 sqft2 of floor space | Broiler | 12 | DEER:Indoor_Non-CFL_Ltg | 12272.2222 | 2.1156 | 4397.7778 | SWFS017-04 | 20204.0511 | 2024 | 0 | 2024 | 0 | 0 | SWFS017-04 | Com Gas Broilers ¦ PG&E ¦ All | Com Gas Broilers | 0.00010861 | 1 | 0.5 | CBSA 2019 | -12068.3591 | 2012 | 0.6 | SWFS017-04
COM-FOODSERV-30.8 | Com ¦ Standard Conveyor Broiler - Gas ¦ SCG ¦ All | Com ¦ Standard Conveyor Broiler - Gas | SCG ¦ All | SCG | All | Electric & Gas | Standard, Commercial Conveyor Broilers, Automatic Conveyor Broilers | Average Existing and Code |  |  | 0 | Conventional | FoodServ | Com - College | Com | ROB and NEW | 0 | 1000 sqft2 of floor space | Broiler | 12 | DEER:Indoor_Non-CFL_Ltg | 12272.2222 | 2.1156 | 4397.7778 | SWFS017-04 | 20204.0511 | 2024 | 0 | 2024 | 0 | 0 | SWFS017-04 | Com Gas Broilers ¦ SCG ¦ All | Com Gas Broilers | 8.4994e-05 | 1 | 0.5 | CBSA 2019 | -15433.2674 | 2012 | 0.6 | SWFS017-04
COM-FOODSERV-30.9 | Com ¦ Standard Conveyor Broiler - Gas ¦ SCG ¦ All | Com ¦ Standard Conveyor Broiler - Gas | SCG ¦ All | SCG | All | Electric & Gas | Standard, Commercial Conveyor Broilers, Automatic Conveyor Broilers | Average Existing and Code |  |  | 0 | Conventional | FoodServ | Com - Grocery | Com | ROB and NEW | 0 | 1000 sqft2 of floor space | Broiler | 12 | DEER:Indoor_Non-CFL_Ltg | 12272.2222 | 2.1156 | 4397.7778 | SWFS017-04 | 20204.0511 | 2024 | 0 | 2024 | 0 | 0 | SWFS017-04 | Com Gas Broilers ¦ SCG ¦ All | Com Gas Broilers | 0.00060268 | 1 | 0.5 | CBSA 2019 | -11017.1201 | 2012 | 0.6 | SWFS017-04
COM-FOODSERV-30.10 | Com ¦ Standard Conveyor Broiler - Gas ¦ SCG ¦ All | Com ¦ Standard Conveyor Broiler - Gas | SCG ¦ All | SCG | All | Electric & Gas | Standard, Commercial Conveyor Broilers, Automatic Conveyor Broilers | Average Existing and Code |  |  | 0 | Conventional | FoodServ | Com - Health | Com | ROB and NEW | 0 | 1000 sqft2 of floor space | Broiler | 12 | DEER:Indoor_Non-CFL_Ltg | 12272.2222 | 2.1156 | 4397.7778 | SWFS017-04 | 20204.0511 | 2024 | 0 | 2024 | 0 | 0 | SWFS017-04 | Com Gas Broilers ¦ SCG ¦ All | Com Gas Broilers | 0.00011866 | 1 | 0.5 | CBSA 2019 | -13224.9332 | 2012 | 0.6 | SWFS017-04
COM-FOODSERV-30.11 | Com ¦ Standard Conveyor Broiler - Gas ¦ SCG ¦ All | Com ¦ Standard Conveyor Broiler - Gas | SCG ¦ All | SCG | All | Electric & Gas | Standard, Commercial Conveyor Broilers, Automatic Conveyor Broilers | Average Existing and Code |  |  | 0 | Conventional | FoodServ | Com - Lodging | Com | ROB and NEW | 0 | 1000 sqft2 of floor space | Broiler | 12 | DEER:Indoor_Non-CFL_Ltg | 12272.2222 | 2.1156 | 4397.7778 | SWFS017-04 | 20204.0511 | 2024 | 0 | 2024 | 0 | 0 | SWFS017-04 | Com Gas Broilers ¦ SCG ¦ All | Com Gas Broilers | 0.00024869 | 1 | 0.5 | CBSA 2019 | -45377.9093 | 2012 | 0.6 | SWFS017-04
COM-FOODSERV-30.12 | Com ¦ Standard Conveyor Broiler - Gas ¦ SCG ¦ All | Com ¦ Standard Conveyor Broiler - Gas | SCG ¦ All | SCG | All | Electric & Gas | Standard, Commercial Conveyor Broilers, Automatic Conveyor Broilers | Average Existing and Code |  |  | 0 | Conventional | FoodServ | Com - Other | Com | ROB and NEW | 0 | 1000 sqft2 of floor space | Broiler | 12 | DEER:Indoor_Non-CFL_Ltg | 12272.2222 | 2.1156 | 4397.7778 | SWFS017-04 | 20204.0511 | 2024 | 0 | 2024 | 0 | 0 | SWFS017-04 | Com Gas Broilers ¦ SCG ¦ All | Com Gas Broilers | 0.00047834 | 1 | 0.5 | CBSA 2019 | -21277.1159 | 2012 | 0.6 | SWFS017-04
COM-FOODSERV-30.13 | Com ¦ Standard Conveyor Broiler - Gas ¦ SCG ¦ All | Com ¦ Standard Conveyor Broiler - Gas | SCG ¦ All | SCG | All | Electric & Gas | Standard, Commercial Conveyor Broilers, Automatic Conveyor Broilers | Average Existing and Code |  |  | 0 | Conventional | FoodServ | Com - Restaurant | Com | ROB and NEW | 0 | 1000 sqft2 of floor space | Broiler | 12 | DEER:Indoor_Non-CFL_Ltg | 12272.2222 | 2.1156 | 4397.7778 | SWFS017-04 | 20204.0511 | 2024 | 0 | 2024 | 0 | 0 | SWFS017-04 | Com Gas Broilers ¦ SCG ¦ All | Com Gas Broilers | 0.0095863 | 1 | 0.5 | CBSA 2019 | -3521.8641 | 2012 | 0.6 | SWFS017-04
COM-FOODSERV-30.14 | Com ¦ Standard Conveyor Broiler - Gas ¦ SCG ¦ All | Com ¦ Standard Conveyor Broiler - Gas | SCG ¦ All | SCG | All | Electric & Gas | Standard, Commercial Conveyor Broilers, Automatic Conveyor Broilers | Average Existing and Code |  |  | 0 | Conventional | FoodServ | Com - School | Com | ROB and NEW | 0 | 1000 sqft2 of floor space | Broiler | 12 | DEER:Indoor_Non-CFL_Ltg | 12272.2222 | 2.1156 | 4397.7778 | SWFS017-04 | 20204.0511 | 2024 | 0 | 2024 | 0 | 0 | SWFS017-04 | Com Gas Broilers ¦ SCG ¦ All | Com Gas Broilers | 0.00010861 | 1 | 0.5 | CBSA 2019 | -12068.3591 | 2012 | 0.6 | SWFS017-04
COM-FOODSERV-30.15 | Com ¦ Standard Conveyor Broiler - Gas ¦ SDG&E ¦ All | Com ¦ Standard Conveyor Broiler - Gas | SDG&E ¦ All | SDG&E | All | Electric & Gas | Standard, Commercial Conveyor Broilers, Automatic Conveyor Broilers | Average Existing and Code |  |  | 0 | Conventional | FoodServ | Com - College | Com | ROB and NEW | 0 | 1000 sqft2 of floor space | Broiler | 12 | DEER:Indoor_Non-CFL_Ltg | 12272.2222 | 2.1156 | 4397.7778 | SWFS017-04 | 20204.0511 | 2024 | 0 | 2024 | 0 | 0 | SWFS017-04 | Com Gas Broilers ¦ SDG&E ¦ All | Com Gas Broilers | 8.4994e-05 | 1 | 0.5 | CBSA 2019 | -15433.2674 | 2012 | 0.6 | SWFS017-04
COM-FOODSERV-30.16 | Com ¦ Standard Conveyor Broiler - Gas ¦ SDG&E ¦ All | Com ¦ Standard Conveyor Broiler - Gas | SDG&E ¦ All | SDG&E | All | Electric & Gas | Standard, Commercial Conveyor Broilers, Automatic Conveyor Broilers | Average Existing and Code |  |  | 0 | Conventional | FoodServ | Com - Grocery | Com | ROB and NEW | 0 | 1000 sqft2 of floor space | Broiler | 12 | DEER:Indoor_Non-CFL_Ltg | 12272.2222 | 2.1156 | 4397.7778 | SWFS017-04 | 20204.0511 | 2024 | 0 | 2024 | 0 | 0 | SWFS017-04 | Com Gas Broilers ¦ SDG&E ¦ All | Com Gas Broilers | 0.00060268 | 1 | 0.5 | CBSA 2019 | -11017.1201 | 2012 | 0.6 | SWFS017-04
COM-FOODSERV-30.17 | Com ¦ Standard Conveyor Broiler - Gas ¦ SDG&E ¦ All | Com ¦ Standard Conveyor Broiler - Gas | SDG&E ¦ All | SDG&E | All | Electric & Gas | Standard, Commercial Conveyor Broilers, Automatic Conveyor Broilers | Average Existing and Code |  |  | 0 | Conventional | FoodServ | Com - Health | Com | ROB and NEW | 0 | 1000 sqft2 of floor space | Broiler | 12 | DEER:Indoor_Non-CFL_Ltg | 12272.2222 | 2.1156 | 4397.7778 | SWFS017-04 | 20204.0511 | 2024 | 0 | 2024 | 0 | 0 | SWFS017-04 | Com Gas Broilers ¦ SDG&E ¦ All | Com Gas Broilers | 0.00011866 | 1 | 0.5 | CBSA 2019 | -13224.9332 | 2012 | 0.6 | SWFS017-04
COM-FOODSERV-30.18 | Com ¦ Standard Conveyor Broiler - Gas ¦ SDG&E ¦ All | Com ¦ Standard Conveyor Broiler - Gas | SDG&E ¦ All | SDG&E | All | Electric & Gas | Standard, Commercial Conveyor Broilers, Automatic Conveyor Broilers | Average Existing and Code |  |  | 0 | Conventional | FoodServ | Com - Lodging | Com | ROB and NEW | 0 | 1000 sqft2 of floor space | Broiler | 12 | DEER:Indoor_Non-CFL_Ltg | 12272.2222 | 2.1156 | 4397.7778 | SWFS017-04 | 20204.0511 | 2024 | 0 | 2024 | 0 | 0 | SWFS017-04 | Com Gas Broilers ¦ SDG&E ¦ All | Com Gas Broilers | 0.00024869 | 1 | 0.5 | CBSA 2019 | -45377.9093 | 2012 | 0.6 | SWFS017-04
COM-FOODSERV-30.19 | Com ¦ Standard Conveyor Broiler - Gas ¦ SDG&E ¦ All | Com ¦ Standard Conveyor Broiler - Gas | SDG&E ¦ All | SDG&E | All | Electric & Gas | Standard, Commercial Conveyor Broilers, Automatic Conveyor Broilers | Average Existing and Code |  |  | 0 | Conventional | FoodServ | Com - Other | Com | ROB and NEW | 0 | 1000 sqft2 of floor space | Broiler | 12 | DEER:Indoor_Non-CFL_Ltg | 12272.2222 | 2.1156 | 4397.7778 | SWFS017-04 | 20204.0511 | 2024 | 0 | 2024 | 0 | 0 | SWFS017-04 | Com Gas Broilers ¦ SDG&E ¦ All | Com Gas Broilers | 0.00047834 | 1 | 0.5 | CBSA 2019 | -21277.1159 | 2012 | 0.6 | SWFS017-04
COM-FOODSERV-30.20 | Com ¦ Standard Conveyor Broiler - Gas ¦ SDG&E ¦ All | Com ¦ Standard Conveyor Broiler - Gas | SDG&E ¦ All | SDG&E | All | Electric & Gas | Standard, Commercial Conveyor Broilers, Automatic Conveyor Broilers | Average Existing and Code |  |  | 0 | Conventional | FoodServ | Com - Restaurant | Com | ROB and NEW | 0 | 1000 sqft2 of floor space | Broiler | 12 | DEER:Indoor_Non-CFL_Ltg | 12272.2222 | 2.1156 | 4397.7778 | SWFS017-04 | 20204.0511 | 2024 | 0 | 2024 | 0 | 0 | SWFS017-04 | Com Gas Broilers ¦ SDG&E ¦ All | Com Gas Broilers | 0.0095863 | 1 | 0.5 | CBSA 2019 | -3521.8641 | 2012 | 0.6 | SWFS017-04
COM-FOODSERV-30.21 | Com ¦ Standard Conveyor Broiler - Gas ¦ SDG&E ¦ All | Com ¦ Standard Conveyor Broiler - Gas | SDG&E ¦ All | SDG&E | All | Electric & Gas | Standard, Commercial Conveyor Broilers, Automatic Conveyor Broilers | Average Existing and Code |  |  | 0 | Conventional | FoodServ | Com - School | Com | ROB and NEW | 0 | 1000 sqft2 of floor space | Broiler | 12 | DEER:Indoor_Non-CFL_Ltg | 12272.2222 | 2.1156 | 4397.7778 | SWFS017-04 | 20204.0511 | 2024 | 0 | 2024 | 0 | 0 | SWFS017-04 | Com Gas Broilers ¦ SDG&E ¦ All | Com Gas Broilers | 0.00010861 | 1 | 0.5 | CBSA 2019 | -12068.3591 | 2012 | 0.6 | SWFS017-04
COM-FOODSERV-30.22 | Com ¦ Standard Conveyor Broiler - Gas ¦ SCE ¦ All | Com ¦ Standard Conveyor Broiler - Gas | SCE ¦ All | SCE | All | Electric & Gas | Standard, Commercial Conveyor Broilers, Automatic Conveyor Broilers | Average Existing and Code |  |  | 0 | Conventional | FoodServ | Com - College | Com | ROB and NEW | 0 | 1000 sqft2 of floor space | Broiler | 12 | DEER:Indoor_Non-CFL_Ltg | 12272.2222 | 2.1156 | 4397.7778 | SWFS017-04 | 20204.0511 | 2024 | 0 | 2024 | 0 | 0 | SWFS017-04 | Com Gas Broilers ¦ SCE ¦ All | Com Gas Broilers | 8.4994e-05 | 1 | 0.5 | CBSA 2019 | -15433.2674 | 2012 | 0.6 | SWFS017-04
COM-FOODSERV-30.23 | Com ¦ Standard Conveyor Broiler - Gas ¦ SCE ¦ All | Com ¦ Standard Conveyor Broiler - Gas | SCE ¦ All | SCE | All | Electric & Gas | Standard, Commercial Conveyor Broilers, Automatic Conveyor Broilers | Average Existing and Code |  |  | 0 | Conventional | FoodServ | Com - Grocery | Com | ROB and NEW | 0 | 1000 sqft2 of floor space | Broiler | 12 | DEER:Indoor_Non-CFL_Ltg | 12272.2222 | 2.1156 | 4397.7778 | SWFS017-04 | 20204.0511 | 2024 | 0 | 2024 | 0 | 0 | SWFS017-04 | Com Gas Broilers ¦ SCE ¦ All | Com Gas Broilers | 0.00060268 | 1 | 0.5 | CBSA 2019 | -11017.1201 | 2012 | 0.6 | SWFS017-04
COM-FOODSERV-30.24 | Com ¦ Standard Conveyor Broiler - Gas ¦ SCE ¦ All | Com ¦ Standard Conveyor Broiler - Gas | SCE ¦ All | SCE | All | Electric & Gas | Standard, Commercial Conveyor Broilers, Automatic Conveyor Broilers | Average Existing and Code |  |  | 0 | Conventional | FoodServ | Com - Health | Com | ROB and NEW | 0 | 1000 sqft2 of floor space | Broiler | 12 | DEER:Indoor_Non-CFL_Ltg | 12272.2222 | 2.1156 | 4397.7778 | SWFS017-04 | 20204.0511 | 2024 | 0 | 2024 | 0 | 0 | SWFS017-04 | Com Gas Broilers ¦ SCE ¦ All | Com Gas Broilers | 0.00011866 | 1 | 0.5 | CBSA 2019 | -13224.9332 | 2012 | 0.6 | SWFS017-04
COM-FOODSERV-30.25 | Com ¦ Standard Conveyor Broiler - Gas ¦ SCE ¦ All | Com ¦ Standard Conveyor Broiler - Gas | SCE ¦ All | SCE | All | Electric & Gas | Standard, Commercial Conveyor Broilers, Automatic Conveyor Broilers | Average Existing and Code |  |  | 0 | Conventional | FoodServ | Com - Lodging | Com | ROB and NEW | 0 | 1000 sqft2 of floor space | Broiler | 12 | DEER:Indoor_Non-CFL_Ltg | 12272.2222 | 2.1156 | 4397.7778 | SWFS017-04 | 20204.0511 | 2024 | 0 | 2024 | 0 | 0 | SWFS017-04 | Com Gas Broilers ¦ SCE ¦ All | Com Gas Broilers | 0.00024869 | 1 | 0.5 | CBSA 2019 | -45377.9093 | 2012 | 0.6 | SWFS017-04
COM-FOODSERV-30.26 | Com ¦ Standard Conveyor Broiler - Gas ¦ SCE ¦ All | Com ¦ Standard Conveyor Broiler - Gas | SCE ¦ All | SCE | All | Electric & Gas | Standard, Commercial Conveyor Broilers, Automatic Conveyor Broilers | Average Existing and Code |  |  | 0 | Conventional | FoodServ | Com - Other | Com | ROB and NEW | 0 | 1000 sqft2 of floor space | Broiler | 12 | DEER:Indoor_Non-CFL_Ltg | 12272.2222 | 2.1156 | 4397.7778 | SWFS017-04 | 20204.0511 | 2024 | 0 | 2024 | 0 | 0 | SWFS017-04 | Com Gas Broilers ¦ SCE ¦ All | Com Gas Broilers | 0.00047834 | 1 | 0.5 | CBSA 2019 | -21277.1159 | 2012 | 0.6 | SWFS017-04
COM-FOODSERV-30.27 | Com ¦ Standard Conveyor Broiler - Gas ¦ SCE ¦ All | Com ¦ Standard Conveyor Broiler - Gas | SCE ¦ All | SCE | All | Electric & Gas | Standard, Commercial Conveyor Broilers, Automatic Conveyor Broilers | Average Existing and Code |  |  | 0 | Conventional | FoodServ | Com - Restaurant | Com | ROB and NEW | 0 | 1000 sqft2 of floor space | Broiler | 12 | DEER:Indoor_Non-CFL_Ltg | 12272.2222 | 2.1156 | 4397.7778 | SWFS017-04 | 20204.0511 | 2024 | 0 | 2024 | 0 | 0 | SWFS017-04 | Com Gas Broilers ¦ SCE ¦ All | Com Gas Broilers | 0.0095863 | 1 | 0.5 | CBSA 2019 | -3521.8641 | 2012 | 0.6 | SWFS017-04
COM-FOODSERV-30.28 | Com ¦ Standard Conveyor Broiler - Gas ¦ SCE ¦ All | Com ¦ Standard Conveyor Broiler - Gas | SCE ¦ All | SCE | All | Electric & Gas | Standard, Commercial Conveyor Broilers, Automatic Conveyor Broilers | Average Existing and Code |  |  | 0 | Conventional | FoodServ | Com - School | Com | ROB and NEW | 0 | 1000 sqft2 of floor space | Broiler | 12 | DEER:Indoor_Non-CFL_Ltg | 12272.2222 | 2.1156 | 4397.7778 | SWFS017-04 | 20204.0511 | 2024 | 0 | 2024 | 0 | 0 | SWFS017-04 | Com Gas Broilers ¦ SCE ¦ All | Com Gas Broilers | 0.00010861 | 1 | 0.5 | CBSA 2019 | -12068.3591 | 2012 | 0.6 | SWFS017-04
COM-FOODSERV-31.1 | Com ¦ ENERGY STAR Conveyor Broiler - Gas ¦ PG&E ¦ All | Com ¦ ENERGY STAR Conveyor Broiler - Gas | PG&E ¦ All | PG&E | All | Electric & Gas | Efficient, Commercial Conveyor Broilers, Automatic Conveyor Broilers | Efficient |  |  | 0 | Conventional | FoodServ | Com - College | Com | ROB and NEW | 0 | 1000 sqft2 of floor space | Broiler | 12 | DEER:Indoor_Non-CFL_Ltg | 2665.9444 | 0.43389 | 2565.5556 | SWFS017-04 | 23555.9289 | 2024 | 0 | 2024 | 0 | 0 | SWFS017-04 | Com Gas Broilers ¦ PG&E ¦ All | Com Gas Broilers | 8.4994e-05 | 1 | 0.5 | CBSA 2019 | -8664.1486 | 2012 | 0.6 | SWFS017-04
COM-FOODSERV-31.2 | Com ¦ ENERGY STAR Conveyor Broiler - Gas ¦ PG&E ¦ All | Com ¦ ENERGY STAR Conveyor Broiler - Gas | PG&E ¦ All | PG&E | All | Electric & Gas | Efficient, Commercial Conveyor Broilers, Automatic Conveyor Broilers | Efficient |  |  | 0 | Conventional | FoodServ | Com - Grocery | Com | ROB and NEW | 0 | 1000 sqft2 of floor space | Broiler | 12 | DEER:Indoor_Non-CFL_Ltg | 2665.9444 | 0.43389 | 2565.5556 | SWFS017-04 | 23555.9289 | 2024 | 0 | 2024 | 0 | 0 | SWFS017-04 | Com Gas Broilers ¦ PG&E ¦ All | Com Gas Broilers | 0.00060268 | 1 | 0.5 | CBSA 2019 | -6174.3706 | 2012 | 0.6 | SWFS017-04
COM-FOODSERV-31.3 | Com ¦ ENERGY STAR Conveyor Broiler - Gas ¦ PG&E ¦ All | Com ¦ ENERGY STAR Conveyor Broiler - Gas | PG&E ¦ All | PG&E | All | Electric & Gas | Efficient, Commercial Conveyor Broilers, Automatic Conveyor Broilers | Efficient |  |  | 0 | Conventional | FoodServ | Com - Health | Com | ROB and NEW | 0 | 1000 sqft2 of floor space | Broiler | 12 | DEER:Indoor_Non-CFL_Ltg | 2665.9444 | 0.43389 | 2565.5556 | SWFS017-04 | 23555.9289 | 2024 | 0 | 2024 | 0 | 0 | SWFS017-04 | Com Gas Broilers ¦ PG&E ¦ All | Com Gas Broilers | 0.00011866 | 1 | 0.5 | CBSA 2019 | -7421.0702 | 2012 | 0.6 | SWFS017-04
COM-FOODSERV-31.4 | Com ¦ ENERGY STAR Conveyor Broiler - Gas ¦ PG&E ¦ All | Com ¦ ENERGY STAR Conveyor Broiler - Gas | PG&E ¦ All | PG&E | All | Electric & Gas | Efficient, Commercial Conveyor Broilers, Automatic Conveyor Broilers | Efficient |  |  | 0 | Conventional | FoodServ | Com - Lodging | Com | ROB and NEW | 0 | 1000 sqft2 of floor space | Broiler | 12 | DEER:Indoor_Non-CFL_Ltg | 2665.9444 | 0.43389 | 2565.5556 | SWFS017-04 | 23555.9289 | 2024 | 0 | 2024 | 0 | 0 | SWFS017-04 | Com Gas Broilers ¦ PG&E ¦ All | Com Gas Broilers | 0.00024869 | 1 | 0.5 | CBSA 2019 | -25763.832 | 2012 | 0.6 | SWFS017-04
COM-FOODSERV-31.5 | Com ¦ ENERGY STAR Conveyor Broiler - Gas ¦ PG&E ¦ All | Com ¦ ENERGY STAR Conveyor Broiler - Gas | PG&E ¦ All | PG&E | All | Electric & Gas | Efficient, Commercial Conveyor Broilers, Automatic Conveyor Broilers | Efficient |  |  | 0 | Conventional | FoodServ | Com - Other | Com | ROB and NEW | 0 | 1000 sqft2 of floor space | Broiler | 12 | DEER:Indoor_Non-CFL_Ltg | 2665.9444 | 0.43389 | 2565.5556 | SWFS017-04 | 23555.9289 | 2024 | 0 | 2024 | 0 | 0 | SWFS017-04 | Com Gas Broilers ¦ PG&E ¦ All | Com Gas Broilers | 0.00047834 | 1 | 0.5 | CBSA 2019 | -11916.3691 | 2012 | 0.6 | SWFS017-04
COM-FOODSERV-31.6 | Com ¦ ENERGY STAR Conveyor Broiler - Gas ¦ PG&E ¦ All | Com ¦ ENERGY STAR Conveyor Broiler - Gas | PG&E ¦ All | PG&E | All | Electric & Gas | Efficient, Commercial Conveyor Broilers, Automatic Conveyor Broilers | Efficient |  |  | 0 | Conventional | FoodServ | Com - Restaurant | Com | ROB and NEW | 0 | 1000 sqft2 of floor space | Broiler | 12 | DEER:Indoor_Non-CFL_Ltg | 2665.9444 | 0.43389 | 2565.5556 | SWFS017-04 | 23555.9289 | 2024 | 0 | 2024 | 0 | 0 | SWFS017-04 | Com Gas Broilers ¦ PG&E ¦ All | Com Gas Broilers | 0.0095863 | 1 | 0.5 | CBSA 2019 | -1974.7172 | 2012 | 0.6 | SWFS017-04
COM-FOODSERV-31.7 | Com ¦ ENERGY STAR Conveyor Broiler - Gas ¦ PG&E ¦ All | Com ¦ ENERGY STAR Conveyor Broiler - Gas | PG&E ¦ All | PG&E | All | Electric & Gas | Efficient, Commercial Conveyor Broilers, Automatic Conveyor Broilers | Efficient |  |  | 0 | Conventional | FoodServ | Com - School | Com | ROB and NEW | 0 | 1000 sqft2 of floor space | Broiler | 12 | DEER:Indoor_Non-CFL_Ltg | 2665.9444 | 0.43389 | 2565.5556 | SWFS017-04 | 23555.9289 | 2024 | 0 | 2024 | 0 | 0 | SWFS017-04 | Com Gas Broilers ¦ PG&E ¦ All | Com Gas Broilers | 0.00010861 | 1 | 0.5 | CBSA 2019 | -6300.5688 | 2012 | 0.6 | SWFS017-04
COM-FOODSERV-31.8 | Com ¦ ENERGY STAR Conveyor Broiler - Gas ¦ SCG ¦ All | Com ¦ ENERGY STAR Conveyor Broiler - Gas | SCG ¦ All | SCG | All | Electric & Gas | Efficient, Commercial Conveyor Broilers, Automatic Conveyor Broilers | Efficient |  |  | 0 | Conventional | FoodServ | Com - College | Com | ROB and NEW | 0 | 1000 sqft2 of floor space | Broiler | 12 | DEER:Indoor_Non-CFL_Ltg | 2665.9444 | 0.43389 | 2565.5556 | SWFS017-04 | 23555.9289 | 2024 | 0 | 2024 | 0 | 0 | SWFS017-04 | Com Gas Broilers ¦ SCG ¦ All | Com Gas Broilers | 8.4994e-05 | 1 | 0.5 | CBSA 2019 | -8664.1486 | 2012 | 0.6 | SWFS017-04
COM-FOODSERV-31.9 | Com ¦ ENERGY STAR Conveyor Broiler - Gas ¦ SCG ¦ All | Com ¦ ENERGY STAR Conveyor Broiler - Gas | SCG ¦ All | SCG | All | Electric & Gas | Efficient, Commercial Conveyor Broilers, Automatic Conveyor Broilers | Efficient |  |  | 0 | Conventional | FoodServ | Com - Grocery | Com | ROB and NEW | 0 | 1000 sqft2 of floor space | Broiler | 12 | DEER:Indoor_Non-CFL_Ltg | 2665.9444 | 0.43389 | 2565.5556 | SWFS017-04 | 23555.9289 | 2024 | 0 | 2024 | 0 | 0 | SWFS017-04 | Com Gas Broilers ¦ SCG ¦ All | Com Gas Broilers | 0.00060268 | 1 | 0.5 | CBSA 2019 | -6174.3706 | 2012 | 0.6 | SWFS017-04
COM-FOODSERV-31.10 | Com ¦ ENERGY STAR Conveyor Broiler - Gas ¦ SCG ¦ All | Com ¦ ENERGY STAR Conveyor Broiler - Gas | SCG ¦ All | SCG | All | Electric & Gas | Efficient, Commercial Conveyor Broilers, Automatic Conveyor Broilers | Efficient |  |  | 0 | Conventional | FoodServ | Com - Health | Com | ROB and NEW | 0 | 1000 sqft2 of floor space | Broiler | 12 | DEER:Indoor_Non-CFL_Ltg | 2665.9444 | 0.43389 | 2565.5556 | SWFS017-04 | 23555.9289 | 2024 | 0 | 2024 | 0 | 0 | SWFS017-04 | Com Gas Broilers ¦ SCG ¦ All | Com Gas Broilers | 0.00011866 | 1 | 0.5 | CBSA 2019 | -7421.0702 | 2012 | 0.6 | SWFS017-04
COM-FOODSERV-31.11 | Com ¦ ENERGY STAR Conveyor Broiler - Gas ¦ SCG ¦ All | Com ¦ ENERGY STAR Conveyor Broiler - Gas | SCG ¦ All | SCG | All | Electric & Gas | Efficient, Commercial Conveyor Broilers, Automatic Conveyor Broilers | Efficient |  |  | 0 | Conventional | FoodServ | Com - Lodging | Com | ROB and NEW | 0 | 1000 sqft2 of floor space | Broiler | 12 | DEER:Indoor_Non-CFL_Ltg | 2665.9444 | 0.43389 | 2565.5556 | SWFS017-04 | 23555.9289 | 2024 | 0 | 2024 | 0 | 0 | SWFS017-04 | Com Gas Broilers ¦ SCG ¦ All | Com Gas Broilers | 0.00024869 | 1 | 0.5 | CBSA 2019 | -25763.832 | 2012 | 0.6 | SWFS017-04
COM-FOODSERV-31.12 | Com ¦ ENERGY STAR Conveyor Broiler - Gas ¦ SCG ¦ All | Com ¦ ENERGY STAR Conveyor Broiler - Gas | SCG ¦ All | SCG | All | Electric & Gas | Efficient, Commercial Conveyor Broilers, Automatic Conveyor Broilers | Efficient |  |  | 0 | Conventional | FoodServ | Com - Other | Com | ROB and NEW | 0 | 1000 sqft2 of floor space | Broiler | 12 | DEER:Indoor_Non-CFL_Ltg | 2665.9444 | 0.43389 | 2565.5556 | SWFS017-04 | 23555.9289 | 2024 | 0 | 2024 | 0 | 0 | SWFS017-04 | Com Gas Broilers ¦ SCG ¦ All | Com Gas Broilers | 0.00047834 | 1 | 0.5 | CBSA 2019 | -11916.3691 | 2012 | 0.6 | SWFS017-04
COM-FOODSERV-31.13 | Com ¦ ENERGY STAR Conveyor Broiler - Gas ¦ SCG ¦ All | Com ¦ ENERGY STAR Conveyor Broiler - Gas | SCG ¦ All | SCG | All | Electric & Gas | Efficient, Commercial Conveyor Broilers, Automatic Conveyor Broilers | Efficient |  |  | 0 | Conventional | FoodServ | Com - Restaurant | Com | ROB and NEW | 0 | 1000 sqft2 of floor space | Broiler | 12 | DEER:Indoor_Non-CFL_Ltg | 2665.9444 | 0.43389 | 2565.5556 | SWFS017-04 | 23555.9289 | 2024 | 0 | 2024 | 0 | 0 | SWFS017-04 | Com Gas Broilers ¦ SCG ¦ All | Com Gas Broilers | 0.0095863 | 1 | 0.5 | CBSA 2019 | -1974.7172 | 2012 | 0.6 | SWFS017-04
COM-FOODSERV-31.14 | Com ¦ ENERGY STAR Conveyor Broiler - Gas ¦ SCG ¦ All | Com ¦ ENERGY STAR Conveyor Broiler - Gas | SCG ¦ All | SCG | All | Electric & Gas | Efficient, Commercial Conveyor Broilers, Automatic Conveyor Broilers | Efficient |  |  | 0 | Conventional | FoodServ | Com - School | Com | ROB and NEW | 0 | 1000 sqft2 of floor space | Broiler | 12 | DEER:Indoor_Non-CFL_Ltg | 2665.9444 | 0.43389 | 2565.5556 | SWFS017-04 | 23555.9289 | 2024 | 0 | 2024 | 0 | 0 | SWFS017-04 | Com Gas Broilers ¦ SCG ¦ All | Com Gas Broilers | 0.00010861 | 1 | 0.5 | CBSA 2019 | -6300.5688 | 2012 | 0.6 | SWFS017-04
COM-FOODSERV-31.15 | Com ¦ ENERGY STAR Conveyor Broiler - Gas ¦ SDG&E ¦ All | Com ¦ ENERGY STAR Conveyor Broiler - Gas | SDG&E ¦ All | SDG&E | All | Electric & Gas | Efficient, Commercial Conveyor Broilers, Automatic Conveyor Broilers | Efficient |  |  | 0 | Conventional | FoodServ | Com - College | Com | ROB and NEW | 0 | 1000 sqft2 of floor space | Broiler | 12 | DEER:Indoor_Non-CFL_Ltg | 2665.9444 | 0.43389 | 2565.5556 | SWFS017-04 | 23555.9289 | 2024 | 0 | 2024 | 0 | 0 | SWFS017-04 | Com Gas Broilers ¦ SDG&E ¦ All | Com Gas Broilers | 8.4994e-05 | 1 | 0.5 | CBSA 2019 | -8664.1486 | 2012 | 0.6 | SWFS017-04
COM-FOODSERV-31.16 | Com ¦ ENERGY STAR Conveyor Broiler - Gas ¦ SDG&E ¦ All | Com ¦ ENERGY STAR Conveyor Broiler - Gas | SDG&E ¦ All | SDG&E | All | Electric & Gas | Efficient, Commercial Conveyor Broilers, Automatic Conveyor Broilers | Efficient |  |  | 0 | Conventional | FoodServ | Com - Grocery | Com | ROB and NEW | 0 | 1000 sqft2 of floor space | Broiler | 12 | DEER:Indoor_Non-CFL_Ltg | 2665.9444 | 0.43389 | 2565.5556 | SWFS017-04 | 23555.9289 | 2024 | 0 | 2024 | 0 | 0 | SWFS017-04 | Com Gas Broilers ¦ SDG&E ¦ All | Com Gas Broilers | 0.00060268 | 1 | 0.5 | CBSA 2019 | -6174.3706 | 2012 | 0.6 | SWFS017-04
COM-FOODSERV-31.17 | Com ¦ ENERGY STAR Conveyor Broiler - Gas ¦ SDG&E ¦ All | Com ¦ ENERGY STAR Conveyor Broiler - Gas | SDG&E ¦ All | SDG&E | All | Electric & Gas | Efficient, Commercial Conveyor Broilers, Automatic Conveyor Broilers | Efficient |  |  | 0 | Conventional | FoodServ | Com - Health | Com | ROB and NEW | 0 | 1000 sqft2 of floor space | Broiler | 12 | DEER:Indoor_Non-CFL_Ltg | 2665.9444 | 0.43389 | 2565.5556 | SWFS017-04 | 23555.9289 | 2024 | 0 | 2024 | 0 | 0 | SWFS017-04 | Com Gas Broilers ¦ SDG&E ¦ All | Com Gas Broilers | 0.00011866 | 1 | 0.5 | CBSA 2019 | -7421.0702 | 2012 | 0.6 | SWFS017-04
COM-FOODSERV-31.18 | Com ¦ ENERGY STAR Conveyor Broiler - Gas ¦ SDG&E ¦ All | Com ¦ ENERGY STAR Conveyor Broiler - Gas | SDG&E ¦ All | SDG&E | All | Electric & Gas | Efficient, Commercial Conveyor Broilers, Automatic Conveyor Broilers | Efficient |  |  | 0 | Conventional | FoodServ | Com - Lodging | Com | ROB and NEW | 0 | 1000 sqft2 of floor space | Broiler | 12 | DEER:Indoor_Non-CFL_Ltg | 2665.9444 | 0.43389 | 2565.5556 | SWFS017-04 | 23555.9289 | 2024 | 0 | 2024 | 0 | 0 | SWFS017-04 | Com Gas Broilers ¦ SDG&E ¦ All | Com Gas Broilers | 0.00024869 | 1 | 0.5 | CBSA 2019 | -25763.832 | 2012 | 0.6 | SWFS017-04
COM-FOODSERV-31.19 | Com ¦ ENERGY STAR Conveyor Broiler - Gas ¦ SDG&E ¦ All | Com ¦ ENERGY STAR Conveyor Broiler - Gas | SDG&E ¦ All | SDG&E | All | Electric & Gas | Efficient, Commercial Conveyor Broilers, Automatic Conveyor Broilers | Efficient |  |  | 0 | Conventional | FoodServ | Com - Other | Com | ROB and NEW | 0 | 1000 sqft2 of floor space | Broiler | 12 | DEER:Indoor_Non-CFL_Ltg | 2665.9444 | 0.43389 | 2565.5556 | SWFS017-04 | 23555.9289 | 2024 | 0 | 2024 | 0 | 0 | SWFS017-04 | Com Gas Broilers ¦ SDG&E ¦ All | Com Gas Broilers | 0.00047834 | 1 | 0.5 | CBSA 2019 | -11916.3691 | 2012 | 0.6 | SWFS017-04
COM-FOODSERV-31.20 | Com ¦ ENERGY STAR Conveyor Broiler - Gas ¦ SDG&E ¦ All | Com ¦ ENERGY STAR Conveyor Broiler - Gas | SDG&E ¦ All | SDG&E | All | Electric & Gas | Efficient, Commercial Conveyor Broilers, Automatic Conveyor Broilers | Efficient |  |  | 0 | Conventional | FoodServ | Com - Restaurant | Com | ROB and NEW | 0 | 1000 sqft2 of floor space | Broiler | 12 | DEER:Indoor_Non-CFL_Ltg | 2665.9444 | 0.43389 | 2565.5556 | SWFS017-04 | 23555.9289 | 2024 | 0 | 2024 | 0 | 0 | SWFS017-04 | Com Gas Broilers ¦ SDG&E ¦ All | Com Gas Broilers | 0.0095863 | 1 | 0.5 | CBSA 2019 | -1974.7172 | 2012 | 0.6 | SWFS017-04
COM-FOODSERV-31.21 | Com ¦ ENERGY STAR Conveyor Broiler - Gas ¦ SDG&E ¦ All | Com ¦ ENERGY STAR Conveyor Broiler - Gas | SDG&E ¦ All | SDG&E | All | Electric & Gas | Efficient, Commercial Conveyor Broilers, Automatic Conveyor Broilers | Efficient |  |  | 0 | Conventional | FoodServ | Com - School | Com | ROB and NEW | 0 | 1000 sqft2 of floor space | Broiler | 12 | DEER:Indoor_Non-CFL_Ltg | 2665.9444 | 0.43389 | 2565.5556 | SWFS017-04 | 23555.9289 | 2024 | 0 | 2024 | 0 | 0 | SWFS017-04 | Com Gas Broilers ¦ SDG&E ¦ All | Com Gas Broilers | 0.00010861 | 1 | 0.5 | CBSA 2019 | -6300.5688 | 2012 | 0.6 | SWFS017-04
COM-FOODSERV-31.22 | Com ¦ ENERGY STAR Conveyor Broiler - Gas ¦ SCE ¦ All | Com ¦ ENERGY STAR Conveyor Broiler - Gas | SCE ¦ All | SCE | All | Electric & Gas | Efficient, Commercial Conveyor Broilers, Automatic Conveyor Broilers | Efficient |  |  | 0 | Conventional | FoodServ | Com - College | Com | ROB and NEW | 0 | 1000 sqft2 of floor space | Broiler | 12 | DEER:Indoor_Non-CFL_Ltg | 2665.9444 | 0.43389 | 2565.5556 | SWFS017-04 | 23555.9289 | 2024 | 0 | 2024 | 0 | 0 | SWFS017-04 | Com Gas Broilers ¦ SCE ¦ All | Com Gas Broilers | 8.4994e-05 | 1 | 0.5 | CBSA 2019 | -8664.1486 | 2012 | 0.6 | SWFS017-04
COM-FOODSERV-31.23 | Com ¦ ENERGY STAR Conveyor Broiler - Gas ¦ SCE ¦ All | Com ¦ ENERGY STAR Conveyor Broiler - Gas | SCE ¦ All | SCE | All | Electric & Gas | Efficient, Commercial Conveyor Broilers, Automatic Conveyor Broilers | Efficient |  |  | 0 | Conventional | FoodServ | Com - Grocery | Com | ROB and NEW | 0 | 1000 sqft2 of floor space | Broiler | 12 | DEER:Indoor_Non-CFL_Ltg | 2665.9444 | 0.43389 | 2565.5556 | SWFS017-04 | 23555.9289 | 2024 | 0 | 2024 | 0 | 0 | SWFS017-04 | Com Gas Broilers ¦ SCE ¦ All | Com Gas Broilers | 0.00060268 | 1 | 0.5 | CBSA 2019 | -6174.3706 | 2012 | 0.6 | SWFS017-04
COM-FOODSERV-31.24 | Com ¦ ENERGY STAR Conveyor Broiler - Gas ¦ SCE ¦ All | Com ¦ ENERGY STAR Conveyor Broiler - Gas | SCE ¦ All | SCE | All | Electric & Gas | Efficient, Commercial Conveyor Broilers, Automatic Conveyor Broilers | Efficient |  |  | 0 | Conventional | FoodServ | Com - Health | Com | ROB and NEW | 0 | 1000 sqft2 of floor space | Broiler | 12 | DEER:Indoor_Non-CFL_Ltg | 2665.9444 | 0.43389 | 2565.5556 | SWFS017-04 | 23555.9289 | 2024 | 0 | 2024 | 0 | 0 | SWFS017-04 | Com Gas Broilers ¦ SCE ¦ All | Com Gas Broilers | 0.00011866 | 1 | 0.5 | CBSA 2019 | -7421.0702 | 2012 | 0.6 | SWFS017-04
COM-FOODSERV-31.25 | Com ¦ ENERGY STAR Conveyor Broiler - Gas ¦ SCE ¦ All | Com ¦ ENERGY STAR Conveyor Broiler - Gas | SCE ¦ All | SCE | All | Electric & Gas | Efficient, Commercial Conveyor Broilers, Automatic Conveyor Broilers | Efficient |  |  | 0 | Conventional | FoodServ | Com - Lodging | Com | ROB and NEW | 0 | 1000 sqft2 of floor space | Broiler | 12 | DEER:Indoor_Non-CFL_Ltg | 2665.9444 | 0.43389 | 2565.5556 | SWFS017-04 | 23555.9289 | 2024 | 0 | 2024 | 0 | 0 | SWFS017-04 | Com Gas Broilers ¦ SCE ¦ All | Com Gas Broilers | 0.00024869 | 1 | 0.5 | CBSA 2019 | -25763.832 | 2012 | 0.6 | SWFS017-04
COM-FOODSERV-31.26 | Com ¦ ENERGY STAR Conveyor Broiler - Gas ¦ SCE ¦ All | Com ¦ ENERGY STAR Conveyor Broiler - Gas | SCE ¦ All | SCE | All | Electric & Gas | Efficient, Commercial Conveyor Broilers, Automatic Conveyor Broilers | Efficient |  |  | 0 | Conventional | FoodServ | Com - Other | Com | ROB and NEW | 0 | 1000 sqft2 of floor space | Broiler | 12 | DEER:Indoor_Non-CFL_Ltg | 2665.9444 | 0.43389 | 2565.5556 | SWFS017-04 | 23555.9289 | 2024 | 0 | 2024 | 0 | 0 | SWFS017-04 | Com Gas Broilers ¦ SCE ¦ All | Com Gas Broilers | 0.00047834 | 1 | 0.5 | CBSA 2019 | -11916.3691 | 2012 | 0.6 | SWFS017-04
COM-FOODSERV-31.27 | Com ¦ ENERGY STAR Conveyor Broiler - Gas ¦ SCE ¦ All | Com ¦ ENERGY STAR Conveyor Broiler - Gas | SCE ¦ All | SCE | All | Electric & Gas | Efficient, Commercial Conveyor Broilers, Automatic Conveyor Broilers | Efficient |  |  | 0 | Conventional | FoodServ | Com - Restaurant | Com | ROB and NEW | 0 | 1000 sqft2 of floor space | Broiler | 12 | DEER:Indoor_Non-CFL_Ltg | 2665.9444 | 0.43389 | 2565.5556 | SWFS017-04 | 23555.9289 | 2024 | 0 | 2024 | 0 | 0 | SWFS017-04 | Com Gas Broilers ¦ SCE ¦ All | Com Gas Broilers | 0.0095863 | 1 | 0.5 | CBSA 2019 | -1974.7172 | 2012 | 0.6 | SWFS017-04
COM-FOODSERV-31.28 | Com ¦ ENERGY STAR Conveyor Broiler - Gas ¦ SCE ¦ All | Com ¦ ENERGY STAR Conveyor Broiler - Gas | SCE ¦ All | SCE | All | Electric & Gas | Efficient, Commercial Conveyor Broilers, Automatic Conveyor Broilers | Efficient |  |  | 0 | Conventional | FoodServ | Com - School | Com | ROB and NEW | 0 | 1000 sqft2 of floor space | Broiler | 12 | DEER:Indoor_Non-CFL_Ltg | 2665.9444 | 0.43389 | 2565.5556 | SWFS017-04 | 23555.9289 | 2024 | 0 | 2024 | 0 | 0 | SWFS017-04 | Com Gas Broilers ¦ SCE ¦ All | Com Gas Broilers | 0.00010861 | 1 | 0.5 | CBSA 2019 | -6300.5688 | 2012 | 0.6 | SWFS017-04
COM-FOODSERV-35.1 | Com ¦ Standard Conveyor Oven - Gas ¦ PG&E ¦ All | Com ¦ Standard Conveyor Oven - Gas | PG&E ¦ All | PG&E | All | Gas | Standard, Commercial Conveyor Oven, Large, > 25" | Average Existing and Code |  |  | 0 | Conventional | FoodServ | Com - College | Com | ROB and NEW | 0 | 1000 sqft2 of floor space | Oven | 12 | DEER:Indoor_Non-CFL_Ltg | 0 | 0 | 2310 | SWFS008-03 | 27984.53 | 2024 | 0 | 2024 | 0 | 0 | SWFS008-03 | Com Gas Conveyor Ovens ¦ PG&E ¦ All | Com Gas Conveyor Ovens | 0.00070616 | 1 | 0.5 | CBSA 2019 and CA eTRM 2014 | -7619.8862 | 2012 | 0.6 | SWFS008-03
COM-FOODSERV-35.2 | Com ¦ Standard Conveyor Oven - Gas ¦ PG&E ¦ All | Com ¦ Standard Conveyor Oven - Gas | PG&E ¦ All | PG&E | All | Gas | Standard, Commercial Conveyor Oven, Large, > 25" | Average Existing and Code |  |  | 0 | Conventional | FoodServ | Com - Grocery | Com | ROB and NEW | 0 | 1000 sqft2 of floor space | Oven | 12 | DEER:Indoor_Non-CFL_Ltg | 0 | 0 | 2310 | SWFS008-03 | 27984.53 | 2024 | 0 | 2024 | 0 | 0 | SWFS008-03 | Com Gas Conveyor Ovens ¦ PG&E ¦ All | Com Gas Conveyor Ovens | 0.0050073 | 1 | 0.5 | CBSA 2019 and CA eTRM 2014 | -5424.3212 | 2012 | 0.6 | SWFS008-03
COM-FOODSERV-35.3 | Com ¦ Standard Conveyor Oven - Gas ¦ PG&E ¦ All | Com ¦ Standard Conveyor Oven - Gas | PG&E ¦ All | PG&E | All | Gas | Standard, Commercial Conveyor Oven, Large, > 25" | Average Existing and Code |  |  | 0 | Conventional | FoodServ | Com - Health | Com | ROB and NEW | 0 | 1000 sqft2 of floor space | Oven | 12 | DEER:Indoor_Non-CFL_Ltg | 0 | 0 | 2310 | SWFS008-03 | 27984.53 | 2024 | 0 | 2024 | 0 | 0 | SWFS008-03 | Com Gas Conveyor Ovens ¦ PG&E ¦ All | Com Gas Conveyor Ovens | 0.0012939 | 1 | 0.5 | CBSA 2019 and CA eTRM 2014 | -6524.7823 | 2012 | 0.6 | SWFS008-03
COM-FOODSERV-35.4 | Com ¦ Standard Conveyor Oven - Gas ¦ PG&E ¦ All | Com ¦ Standard Conveyor Oven - Gas | PG&E ¦ All | PG&E | All | Gas | Standard, Commercial Conveyor Oven, Large, > 25" | Average Existing and Code |  |  | 0 | Conventional | FoodServ | Com - Lodging | Com | ROB and NEW | 0 | 1000 sqft2 of floor space | Oven | 12 | DEER:Indoor_Non-CFL_Ltg | 0 | 0 | 2310 | SWFS008-03 | 27984.53 | 2024 | 0 | 2024 | 0 | 0 | SWFS008-03 | Com Gas Conveyor Ovens ¦ PG&E ¦ All | Com Gas Conveyor Ovens | 0.00040177 | 1 | 0.5 | CBSA 2019 and CA eTRM 2014 | -22818.9915 | 2012 | 0.6 | SWFS008-03
COM-FOODSERV-35.5 | Com ¦ Standard Conveyor Oven - Gas ¦ PG&E ¦ All | Com ¦ Standard Conveyor Oven - Gas | PG&E ¦ All | PG&E | All | Gas | Standard, Commercial Conveyor Oven, Large, > 25" | Average Existing and Code |  |  | 0 | Conventional | FoodServ | Com - Other | Com | ROB and NEW | 0 | 1000 sqft2 of floor space | Oven | 12 | DEER:Indoor_Non-CFL_Ltg | 0 | 0 | 2310 | SWFS008-03 | 27984.53 | 2024 | 0 | 2024 | 0 | 0 | SWFS008-03 | Com Gas Conveyor Ovens ¦ PG&E ¦ All | Com Gas Conveyor Ovens | 0.0028943 | 1 | 0.5 | CBSA 2019 and CA eTRM 2014 | -10464.3153 | 2012 | 0.6 | SWFS008-03
COM-FOODSERV-35.6 | Com ¦ Standard Conveyor Oven - Gas ¦ PG&E ¦ All | Com ¦ Standard Conveyor Oven - Gas | PG&E ¦ All | PG&E | All | Gas | Standard, Commercial Conveyor Oven, Large, > 25" | Average Existing and Code |  |  | 0 | Conventional | FoodServ | Com - Restaurant | Com | ROB and NEW | 0 | 1000 sqft2 of floor space | Oven | 12 | DEER:Indoor_Non-CFL_Ltg | 0 | 0 | 2310 | SWFS008-03 | 27984.53 | 2024 | 0 | 2024 | 0 | 0 | SWFS008-03 | Com Gas Conveyor Ovens ¦ PG&E ¦ All | Com Gas Conveyor Ovens | 0.030391 | 1 | 0.5 | CBSA 2019 and CA eTRM 2014 | -1735.3577 | 2012 | 0.6 | SWFS008-03
COM-FOODSERV-35.7 | Com ¦ Standard Conveyor Oven - Gas ¦ PG&E ¦ All | Com ¦ Standard Conveyor Oven - Gas | PG&E ¦ All | PG&E | All | Gas | Standard, Commercial Conveyor Oven, Large, > 25" | Average Existing and Code |  |  | 0 | Conventional | FoodServ | Com - School | Com | ROB and NEW | 0 | 1000 sqft2 of floor space | Oven | 12 | DEER:Indoor_Non-CFL_Ltg | 0 | 0 | 2310 | SWFS008-03 | 27984.53 | 2024 | 0 | 2024 | 0 | 0 | SWFS008-03 | Com Gas Conveyor Ovens ¦ PG&E ¦ All | Com Gas Conveyor Ovens | 0.0014663 | 1 | 0.5 | CBSA 2019 and CA eTRM 2014 | -5277.7531 | 2012 | 0.6 | SWFS008-03
COM-FOODSERV-35.8 | Com ¦ Standard Conveyor Oven - Gas ¦ SCG ¦ All | Com ¦ Standard Conveyor Oven - Gas | SCG ¦ All | SCG | All | Gas | Standard, Commercial Conveyor Oven, Large, > 25" | Average Existing and Code |  |  | 0 | Conventional | FoodServ | Com - College | Com | ROB and NEW | 0 | 1000 sqft2 of floor space | Oven | 12 | DEER:Indoor_Non-CFL_Ltg | 0 | 0 | 2310 | SWFS008-03 | 27984.53 | 2024 | 0 | 2024 | 0 | 0 | SWFS008-03 | Com Gas Conveyor Ovens ¦ SCG ¦ All | Com Gas Conveyor Ovens | 0.00070616 | 1 | 0.5 | CBSA 2019 and CA eTRM 2014 | -7619.8862 | 2012 | 0.6 | SWFS008-03
COM-FOODSERV-35.9 | Com ¦ Standard Conveyor Oven - Gas ¦ SCG ¦ All | Com ¦ Standard Conveyor Oven - Gas | SCG ¦ All | SCG | All | Gas | Standard, Commercial Conveyor Oven, Large, > 25" | Average Existing and Code |  |  | 0 | Conventional | FoodServ | Com - Grocery | Com | ROB and NEW | 0 | 1000 sqft2 of floor space | Oven | 12 | DEER:Indoor_Non-CFL_Ltg | 0 | 0 | 2310 | SWFS008-03 | 27984.53 | 2024 | 0 | 2024 | 0 | 0 | SWFS008-03 | Com Gas Conveyor Ovens ¦ SCG ¦ All | Com Gas Conveyor Ovens | 0.0050073 | 1 | 0.5 | CBSA 2019 and CA eTRM 2014 | -5424.3212 | 2012 | 0.6 | SWFS008-03
COM-FOODSERV-35.10 | Com ¦ Standard Conveyor Oven - Gas ¦ SCG ¦ All | Com ¦ Standard Conveyor Oven - Gas | SCG ¦ All | SCG | All | Gas | Standard, Commercial Conveyor Oven, Large, > 25" | Average Existing and Code |  |  | 0 | Conventional | FoodServ | Com - Health | Com | ROB and NEW | 0 | 1000 sqft2 of floor space | Oven | 12 | DEER:Indoor_Non-CFL_Ltg | 0 | 0 | 2310 | SWFS008-03 | 27984.53 | 2024 | 0 | 2024 | 0 | 0 | SWFS008-03 | Com Gas Conveyor Ovens ¦ SCG ¦ All | Com Gas Conveyor Ovens | 0.0012939 | 1 | 0.5 | CBSA 2019 and CA eTRM 2014 | -6524.7823 | 2012 | 0.6 | SWFS008-03
COM-FOODSERV-35.11 | Com ¦ Standard Conveyor Oven - Gas ¦ SCG ¦ All | Com ¦ Standard Conveyor Oven - Gas | SCG ¦ All | SCG | All | Gas | Standard, Commercial Conveyor Oven, Large, > 25" | Average Existing and Code |  |  | 0 | Conventional | FoodServ | Com - Lodging | Com | ROB and NEW | 0 | 1000 sqft2 of floor space | Oven | 12 | DEER:Indoor_Non-CFL_Ltg | 0 | 0 | 2310 | SWFS008-03 | 27984.53 | 2024 | 0 | 2024 | 0 | 0 | SWFS008-03 | Com Gas Conveyor Ovens ¦ SCG ¦ All | Com Gas Conveyor Ovens | 0.00040177 | 1 | 0.5 | CBSA 2019 and CA eTRM 2014 | -22818.9915 | 2012 | 0.6 | SWFS008-03
COM-FOODSERV-35.12 | Com ¦ Standard Conveyor Oven - Gas ¦ SCG ¦ All | Com ¦ Standard Conveyor Oven - Gas | SCG ¦ All | SCG | All | Gas | Standard, Commercial Conveyor Oven, Large, > 25" | Average Existing and Code |  |  | 0 | Conventional | FoodServ | Com - Other | Com | ROB and NEW | 0 | 1000 sqft2 of floor space | Oven | 12 | DEER:Indoor_Non-CFL_Ltg | 0 | 0 | 2310 | SWFS008-03 | 27984.53 | 2024 | 0 | 2024 | 0 | 0 | SWFS008-03 | Com Gas Conveyor Ovens ¦ SCG ¦ All | Com Gas Conveyor Ovens | 0.0028943 | 1 | 0.5 | CBSA 2019 and CA eTRM 2014 | -10464.3153 | 2012 | 0.6 | SWFS008-03
COM-FOODSERV-35.13 | Com ¦ Standard Conveyor Oven - Gas ¦ SCG ¦ All | Com ¦ Standard Conveyor Oven - Gas | SCG ¦ All | SCG | All | Gas | Standard, Commercial Conveyor Oven, Large, > 25" | Average Existing and Code |  |  | 0 | Conventional | FoodServ | Com - Restaurant | Com | ROB and NEW | 0 | 1000 sqft2 of floor space | Oven | 12 | DEER:Indoor_Non-CFL_Ltg | 0 | 0 | 2310 | SWFS008-03 | 27984.53 | 2024 | 0 | 2024 | 0 | 0 | SWFS008-03 | Com Gas Conveyor Ovens ¦ SCG ¦ All | Com Gas Conveyor Ovens | 0.030391 | 1 | 0.5 | CBSA 2019 and CA eTRM 2014 | -1735.3577 | 2012 | 0.6 | SWFS008-03
COM-FOODSERV-35.14 | Com ¦ Standard Conveyor Oven - Gas ¦ SCG ¦ All | Com ¦ Standard Conveyor Oven - Gas | SCG ¦ All | SCG | All | Gas | Standard, Commercial Conveyor Oven, Large, > 25" | Average Existing and Code |  |  | 0 | Conventional | FoodServ | Com - School | Com | ROB and NEW | 0 | 1000 sqft2 of floor space | Oven | 12 | DEER:Indoor_Non-CFL_Ltg | 0 | 0 | 2310 | SWFS008-03 | 27984.53 | 2024 | 0 | 2024 | 0 | 0 | SWFS008-03 | Com Gas Conveyor Ovens ¦ SCG ¦ All | Com Gas Conveyor Ovens | 0.0014663 | 1 | 0.5 | CBSA 2019 and CA eTRM 2014 | -5277.7531 | 2012 | 0.6 | SWFS008-03
COM-FOODSERV-35.15 | Com ¦ Standard Conveyor Oven - Gas ¦ SDG&E ¦ All | Com ¦ Standard Conveyor Oven - Gas | SDG&E ¦ All | SDG&E | All | Gas | Standard, Commercial Conveyor Oven, Large, > 25" | Average Existing and Code |  |  | 0 | Conventional | FoodServ | Com - College | Com | ROB and NEW | 0 | 1000 sqft2 of floor space | Oven | 12 | DEER:Indoor_Non-CFL_Ltg | 0 | 0 | 2310 | SWFS008-03 | 27984.53 | 2024 | 0 | 2024 | 0 | 0 | SWFS008-03 | Com Gas Conveyor Ovens ¦ SDG&E ¦ All | Com Gas Conveyor Ovens | 0.00070616 | 1 | 0.5 | CBSA 2019 and CA eTRM 2014 | -7619.8862 | 2012 | 0.6 | SWFS008-03
COM-FOODSERV-35.16 | Com ¦ Standard Conveyor Oven - Gas ¦ SDG&E ¦ All | Com ¦ Standard Conveyor Oven - Gas | SDG&E ¦ All | SDG&E | All | Gas | Standard, Commercial Conveyor Oven, Large, > 25" | Average Existing and Code |  |  | 0 | Conventional | FoodServ | Com - Grocery | Com | ROB and NEW | 0 | 1000 sqft2 of floor space | Oven | 12 | DEER:Indoor_Non-CFL_Ltg | 0 | 0 | 2310 | SWFS008-03 | 27984.53 | 2024 | 0 | 2024 | 0 | 0 | SWFS008-03 | Com Gas Conveyor Ovens ¦ SDG&E ¦ All | Com Gas Conveyor Ovens | 0.0050073 | 1 | 0.5 | CBSA 2019 and CA eTRM 2014 | -5424.3212 | 2012 | 0.6 | SWFS008-03
COM-FOODSERV-35.17 | Com ¦ Standard Conveyor Oven - Gas ¦ SDG&E ¦ All | Com ¦ Standard Conveyor Oven - Gas | SDG&E ¦ All | SDG&E | All | Gas | Standard, Commercial Conveyor Oven, Large, > 25" | Average Existing and Code |  |  | 0 | Conventional | FoodServ | Com - Health | Com | ROB and NEW | 0 | 1000 sqft2 of floor space | Oven | 12 | DEER:Indoor_Non-CFL_Ltg | 0 | 0 | 2310 | SWFS008-03 | 27984.53 | 2024 | 0 | 2024 | 0 | 0 | SWFS008-03 | Com Gas Conveyor Ovens ¦ SDG&E ¦ All | Com Gas Conveyor Ovens | 0.0012939 | 1 | 0.5 | CBSA 2019 and CA eTRM 2014 | -6524.7823 | 2012 | 0.6 | SWFS008-03
COM-FOODSERV-35.18 | Com ¦ Standard Conveyor Oven - Gas ¦ SDG&E ¦ All | Com ¦ Standard Conveyor Oven - Gas | SDG&E ¦ All | SDG&E | All | Gas | Standard, Commercial Conveyor Oven, Large, > 25" | Average Existing and Code |  |  | 0 | Conventional | FoodServ | Com - Lodging | Com | ROB and NEW | 0 | 1000 sqft2 of floor space | Oven | 12 | DEER:Indoor_Non-CFL_Ltg | 0 | 0 | 2310 | SWFS008-03 | 27984.53 | 2024 | 0 | 2024 | 0 | 0 | SWFS008-03 | Com Gas Conveyor Ovens ¦ SDG&E ¦ All | Com Gas Conveyor Ovens | 0.00040177 | 1 | 0.5 | CBSA 2019 and CA eTRM 2014 | -22818.9915 | 2012 | 0.6 | SWFS008-03
COM-FOODSERV-35.19 | Com ¦ Standard Conveyor Oven - Gas ¦ SDG&E ¦ All | Com ¦ Standard Conveyor Oven - Gas | SDG&E ¦ All | SDG&E | All | Gas | Standard, Commercial Conveyor Oven, Large, > 25" | Average Existing and Code |  |  | 0 | Conventional | FoodServ | Com - Other | Com | ROB and NEW | 0 | 1000 sqft2 of floor space | Oven | 12 | DEER:Indoor_Non-CFL_Ltg | 0 | 0 | 2310 | SWFS008-03 | 27984.53 | 2024 | 0 | 2024 | 0 | 0 | SWFS008-03 | Com Gas Conveyor Ovens ¦ SDG&E ¦ All | Com Gas Conveyor Ovens | 0.0028943 | 1 | 0.5 | CBSA 2019 and CA eTRM 2014 | -10464.3153 | 2012 | 0.6 | SWFS008-03
COM-FOODSERV-35.20 | Com ¦ Standard Conveyor Oven - Gas ¦ SDG&E ¦ All | Com ¦ Standard Conveyor Oven - Gas | SDG&E ¦ All | SDG&E | All | Gas | Standard, Commercial Conveyor Oven, Large, > 25" | Average Existing and Code |  |  | 0 | Conventional | FoodServ | Com - Restaurant | Com | ROB and NEW | 0 | 1000 sqft2 of floor space | Oven | 12 | DEER:Indoor_Non-CFL_Ltg | 0 | 0 | 2310 | SWFS008-03 | 27984.53 | 2024 | 0 | 2024 | 0 | 0 | SWFS008-03 | Com Gas Conveyor Ovens ¦ SDG&E ¦ All | Com Gas Conveyor Ovens | 0.030391 | 1 | 0.5 | CBSA 2019 and CA eTRM 2014 | -1735.3577 | 2012 | 0.6 | SWFS008-03
COM-FOODSERV-35.21 | Com ¦ Standard Conveyor Oven - Gas ¦ SDG&E ¦ All | Com ¦ Standard Conveyor Oven - Gas | SDG&E ¦ All | SDG&E | All | Gas | Standard, Commercial Conveyor Oven, Large, > 25" | Average Existing and Code |  |  | 0 | Conventional | FoodServ | Com - School | Com | ROB and NEW | 0 | 1000 sqft2 of floor space | Oven | 12 | DEER:Indoor_Non-CFL_Ltg | 0 | 0 | 2310 | SWFS008-03 | 27984.53 | 2024 | 0 | 2024 | 0 | 0 | SWFS008-03 | Com Gas Conveyor Ovens ¦ SDG&E ¦ All | Com Gas Conveyor Ovens | 0.0014663 | 1 | 0.5 | CBSA 2019 and CA eTRM 2014 | -5277.7531 | 2012 | 0.6 | SWFS008-03
COM-FOODSERV-36.1 | Com ¦ ENERGY STAR Conveyor Oven - Gas ¦ PG&E ¦ All | Com ¦ ENERGY STAR Conveyor Oven - Gas | PG&E ¦ All | PG&E | All | Gas | Efficient, Commercial Conveyor Oven, Large, > 25" | Efficient |  |  | 0 | Conventional | FoodServ | Com - College | Com | ROB and NEW | 0 | 1000 sqft2 of floor space | Oven | 12 | DEER:Indoor_Non-CFL_Ltg | 0 | 0 | 1810 | SWFS008-03 | 30069.91 | 2024 | 0 | 2024 | 0 | 0 | SWFS008-03 | Com Gas Conveyor Ovens ¦ PG&E ¦ All | Com Gas Conveyor Ovens | 0.00070616 | 1 | 0.5 | CBSA 2019 and CA eTRM 2014 | -5970.5602 | 2012 | 0.6 | SWFS008-03
COM-FOODSERV-36.2 | Com ¦ ENERGY STAR Conveyor Oven - Gas ¦ PG&E ¦ All | Com ¦ ENERGY STAR Conveyor Oven - Gas | PG&E ¦ All | PG&E | All | Gas | Efficient, Commercial Conveyor Oven, Large, > 25" | Efficient |  |  | 0 | Conventional | FoodServ | Com - Grocery | Com | ROB and NEW | 0 | 1000 sqft2 of floor space | Oven | 12 | DEER:Indoor_Non-CFL_Ltg | 0 | 0 | 1810 | SWFS008-03 | 30069.91 | 2024 | 0 | 2024 | 0 | 0 | SWFS008-03 | Com Gas Conveyor Ovens ¦ PG&E ¦ All | Com Gas Conveyor Ovens | 0.0050073 | 1 | 0.5 | CBSA 2019 and CA eTRM 2014 | -4250.2257 | 2012 | 0.6 | SWFS008-03
COM-FOODSERV-36.3 | Com ¦ ENERGY STAR Conveyor Oven - Gas ¦ PG&E ¦ All | Com ¦ ENERGY STAR Conveyor Oven - Gas | PG&E ¦ All | PG&E | All | Gas | Efficient, Commercial Conveyor Oven, Large, > 25" | Efficient |  |  | 0 | Conventional | FoodServ | Com - Health | Com | ROB and NEW | 0 | 1000 sqft2 of floor space | Oven | 12 | DEER:Indoor_Non-CFL_Ltg | 0 | 0 | 1810 | SWFS008-03 | 30069.91 | 2024 | 0 | 2024 | 0 | 0 | SWFS008-03 | Com Gas Conveyor Ovens ¦ PG&E ¦ All | Com Gas Conveyor Ovens | 0.0012939 | 1 | 0.5 | CBSA 2019 and CA eTRM 2014 | -5112.4917 | 2012 | 0.6 | SWFS008-03
COM-FOODSERV-36.4 | Com ¦ ENERGY STAR Conveyor Oven - Gas ¦ PG&E ¦ All | Com ¦ ENERGY STAR Conveyor Oven - Gas | PG&E ¦ All | PG&E | All | Gas | Efficient, Commercial Conveyor Oven, Large, > 25" | Efficient |  |  | 0 | Conventional | FoodServ | Com - Lodging | Com | ROB and NEW | 0 | 1000 sqft2 of floor space | Oven | 12 | DEER:Indoor_Non-CFL_Ltg | 0 | 0 | 1810 | SWFS008-03 | 30069.91 | 2024 | 0 | 2024 | 0 | 0 | SWFS008-03 | Com Gas Conveyor Ovens ¦ PG&E ¦ All | Com Gas Conveyor Ovens | 0.00040177 | 1 | 0.5 | CBSA 2019 and CA eTRM 2014 | -17879.8159 | 2012 | 0.6 | SWFS008-03
COM-FOODSERV-36.5 | Com ¦ ENERGY STAR Conveyor Oven - Gas ¦ PG&E ¦ All | Com ¦ ENERGY STAR Conveyor Oven - Gas | PG&E ¦ All | PG&E | All | Gas | Efficient, Commercial Conveyor Oven, Large, > 25" | Efficient |  |  | 0 | Conventional | FoodServ | Com - Other | Com | ROB and NEW | 0 | 1000 sqft2 of floor space | Oven | 12 | DEER:Indoor_Non-CFL_Ltg | 0 | 0 | 1810 | SWFS008-03 | 30069.91 | 2024 | 0 | 2024 | 0 | 0 | SWFS008-03 | Com Gas Conveyor Ovens ¦ PG&E ¦ All | Com Gas Conveyor Ovens | 0.0028943 | 1 | 0.5 | CBSA 2019 and CA eTRM 2014 | -8199.312 | 2012 | 0.6 | SWFS008-03
COM-FOODSERV-36.6 | Com ¦ ENERGY STAR Conveyor Oven - Gas ¦ PG&E ¦ All | Com ¦ ENERGY STAR Conveyor Oven - Gas | PG&E ¦ All | PG&E | All | Gas | Efficient, Commercial Conveyor Oven, Large, > 25" | Efficient |  |  | 0 | Conventional | FoodServ | Com - Restaurant | Com | ROB and NEW | 0 | 1000 sqft2 of floor space | Oven | 12 | DEER:Indoor_Non-CFL_Ltg | 0 | 0 | 1810 | SWFS008-03 | 30069.91 | 2024 | 0 | 2024 | 0 | 0 | SWFS008-03 | Com Gas Conveyor Ovens ¦ PG&E ¦ All | Com Gas Conveyor Ovens | 0.030391 | 1 | 0.5 | CBSA 2019 and CA eTRM 2014 | -1359.7392 | 2012 | 0.6 | SWFS008-03
COM-FOODSERV-36.7 | Com ¦ ENERGY STAR Conveyor Oven - Gas ¦ PG&E ¦ All | Com ¦ ENERGY STAR Conveyor Oven - Gas | PG&E ¦ All | PG&E | All | Gas | Efficient, Commercial Conveyor Oven, Large, > 25" | Efficient |  |  | 0 | Conventional | FoodServ | Com - School | Com | ROB and NEW | 0 | 1000 sqft2 of floor space | Oven | 12 | DEER:Indoor_Non-CFL_Ltg | 0 | 0 | 1810 | SWFS008-03 | 30069.91 | 2024 | 0 | 2024 | 0 | 0 | SWFS008-03 | Com Gas Conveyor Ovens ¦ PG&E ¦ All | Com Gas Conveyor Ovens | 0.0014663 | 1 | 0.5 | CBSA 2019 and CA eTRM 2014 | -4135.3823 | 2012 | 0.6 | SWFS008-03
COM-FOODSERV-36.8 | Com ¦ ENERGY STAR Conveyor Oven - Gas ¦ SCG ¦ All | Com ¦ ENERGY STAR Conveyor Oven - Gas | SCG ¦ All | SCG | All | Gas | Efficient, Commercial Conveyor Oven, Large, > 25" | Efficient |  |  | 0 | Conventional | FoodServ | Com - College | Com | ROB and NEW | 0 | 1000 sqft2 of floor space | Oven | 12 | DEER:Indoor_Non-CFL_Ltg | 0 | 0 | 1810 | SWFS008-03 | 30069.91 | 2024 | 0 | 2024 | 0 | 0 | SWFS008-03 | Com Gas Conveyor Ovens ¦ SCG ¦ All | Com Gas Conveyor Ovens | 0.00070616 | 1 | 0.5 | CBSA 2019 and CA eTRM 2014 | -5970.5602 | 2012 | 0.6 | SWFS008-03
COM-FOODSERV-36.9 | Com ¦ ENERGY STAR Conveyor Oven - Gas ¦ SCG ¦ All | Com ¦ ENERGY STAR Conveyor Oven - Gas | SCG ¦ All | SCG | All | Gas | Efficient, Commercial Conveyor Oven, Large, > 25" | Efficient |  |  | 0 | Conventional | FoodServ | Com - Grocery | Com | ROB and NEW | 0 | 1000 sqft2 of floor space | Oven | 12 | DEER:Indoor_Non-CFL_Ltg | 0 | 0 | 1810 | SWFS008-03 | 30069.91 | 2024 | 0 | 2024 | 0 | 0 | SWFS008-03 | Com Gas Conveyor Ovens ¦ SCG ¦ All | Com Gas Conveyor Ovens | 0.0050073 | 1 | 0.5 | CBSA 2019 and CA eTRM 2014 | -4250.2257 | 2012 | 0.6 | SWFS008-03
COM-FOODSERV-36.10 | Com ¦ ENERGY STAR Conveyor Oven - Gas ¦ SCG ¦ All | Com ¦ ENERGY STAR Conveyor Oven - Gas | SCG ¦ All | SCG | All | Gas | Efficient, Commercial Conveyor Oven, Large, > 25" | Efficient |  |  | 0 | Conventional | FoodServ | Com - Health | Com | ROB and NEW | 0 | 1000 sqft2 of floor space | Oven | 12 | DEER:Indoor_Non-CFL_Ltg | 0 | 0 | 1810 | SWFS008-03 | 30069.91 | 2024 | 0 | 2024 | 0 | 0 | SWFS008-03 | Com Gas Conveyor Ovens ¦ SCG ¦ All | Com Gas Conveyor Ovens | 0.0012939 | 1 | 0.5 | CBSA 2019 and CA eTRM 2014 | -5112.4917 | 2012 | 0.6 | SWFS008-03
COM-FOODSERV-36.11 | Com ¦ ENERGY STAR Conveyor Oven - Gas ¦ SCG ¦ All | Com ¦ ENERGY STAR Conveyor Oven - Gas | SCG ¦ All | SCG | All | Gas | Efficient, Commercial Conveyor Oven, Large, > 25" | Efficient |  |  | 0 | Conventional | FoodServ | Com - Lodging | Com | ROB and NEW | 0 | 1000 sqft2 of floor space | Oven | 12 | DEER:Indoor_Non-CFL_Ltg | 0 | 0 | 1810 | SWFS008-03 | 30069.91 | 2024 | 0 | 2024 | 0 | 0 | SWFS008-03 | Com Gas Conveyor Ovens ¦ SCG ¦ All | Com Gas Conveyor Ovens | 0.00040177 | 1 | 0.5 | CBSA 2019 and CA eTRM 2014 | -17879.8159 | 2012 | 0.6 | SWFS008-03
COM-FOODSERV-36.12 | Com ¦ ENERGY STAR Conveyor Oven - Gas ¦ SCG ¦ All | Com ¦ ENERGY STAR Conveyor Oven - Gas | SCG ¦ All | SCG | All | Gas | Efficient, Commercial Conveyor Oven, Large, > 25" | Efficient |  |  | 0 | Conventional | FoodServ | Com - Other | Com | ROB and NEW | 0 | 1000 sqft2 of floor space | Oven | 12 | DEER:Indoor_Non-CFL_Ltg | 0 | 0 | 1810 | SWFS008-03 | 30069.91 | 2024 | 0 | 2024 | 0 | 0 | SWFS008-03 | Com Gas Conveyor Ovens ¦ SCG ¦ All | Com Gas Conveyor Ovens | 0.0028943 | 1 | 0.5 | CBSA 2019 and CA eTRM 2014 | -8199.312 | 2012 | 0.6 | SWFS008-03
COM-FOODSERV-36.13 | Com ¦ ENERGY STAR Conveyor Oven - Gas ¦ SCG ¦ All | Com ¦ ENERGY STAR Conveyor Oven - Gas | SCG ¦ All | SCG | All | Gas | Efficient, Commercial Conveyor Oven, Large, > 25" | Efficient |  |  | 0 | Conventional | FoodServ | Com - Restaurant | Com | ROB and NEW | 0 | 1000 sqft2 of floor space | Oven | 12 | DEER:Indoor_Non-CFL_Ltg | 0 | 0 | 1810 | SWFS008-03 | 30069.91 | 2024 | 0 | 2024 | 0 | 0 | SWFS008-03 | Com Gas Conveyor Ovens ¦ SCG ¦ All | Com Gas Conveyor Ovens | 0.030391 | 1 | 0.5 | CBSA 2019 and CA eTRM 2014 | -1359.7392 | 2012 | 0.6 | SWFS008-03
COM-FOODSERV-36.14 | Com ¦ ENERGY STAR Conveyor Oven - Gas ¦ SCG ¦ All | Com ¦ ENERGY STAR Conveyor Oven - Gas | SCG ¦ All | SCG | All | Gas | Efficient, Commercial Conveyor Oven, Large, > 25" | Efficient |  |  | 0 | Conventional | FoodServ | Com - School | Com | ROB and NEW | 0 | 1000 sqft2 of floor space | Oven | 12 | DEER:Indoor_Non-CFL_Ltg | 0 | 0 | 1810 | SWFS008-03 | 30069.91 | 2024 | 0 | 2024 | 0 | 0 | SWFS008-03 | Com Gas Conveyor Ovens ¦ SCG ¦ All | Com Gas Conveyor Ovens | 0.0014663 | 1 | 0.5 | CBSA 2019 and CA eTRM 2014 | -4135.3823 | 2012 | 0.6 | SWFS008-03
COM-FOODSERV-36.15 | Com ¦ ENERGY STAR Conveyor Oven - Gas ¦ SDG&E ¦ All | Com ¦ ENERGY STAR Conveyor Oven - Gas | SDG&E ¦ All | SDG&E | All | Gas | Efficient, Commercial Conveyor Oven, Large, > 25" | Efficient |  |  | 0 | Conventional | FoodServ | Com - College | Com | ROB and NEW | 0 | 1000 sqft2 of floor space | Oven | 12 | DEER:Indoor_Non-CFL_Ltg | 0 | 0 | 1810 | SWFS008-03 | 30069.91 | 2024 | 0 | 2024 | 0 | 0 | SWFS008-03 | Com Gas Conveyor Ovens ¦ SDG&E ¦ All | Com Gas Conveyor Ovens | 0.00070616 | 1 | 0.5 | CBSA 2019 and CA eTRM 2014 | -5970.5602 | 2012 | 0.6 | SWFS008-03
COM-FOODSERV-36.16 | Com ¦ ENERGY STAR Conveyor Oven - Gas ¦ SDG&E ¦ All | Com ¦ ENERGY STAR Conveyor Oven - Gas | SDG&E ¦ All | SDG&E | All | Gas | Efficient, Commercial Conveyor Oven, Large, > 25" | Efficient |  |  | 0 | Conventional | FoodServ | Com - Grocery | Com | ROB and NEW | 0 | 1000 sqft2 of floor space | Oven | 12 | DEER:Indoor_Non-CFL_Ltg | 0 | 0 | 1810 | SWFS008-03 | 30069.91 | 2024 | 0 | 2024 | 0 | 0 | SWFS008-03 | Com Gas Conveyor Ovens ¦ SDG&E ¦ All | Com Gas Conveyor Ovens | 0.0050073 | 1 | 0.5 | CBSA 2019 and CA eTRM 2014 | -4250.2257 | 2012 | 0.6 | SWFS008-03
COM-FOODSERV-36.17 | Com ¦ ENERGY STAR Conveyor Oven - Gas ¦ SDG&E ¦ All | Com ¦ ENERGY STAR Conveyor Oven - Gas | SDG&E ¦ All | SDG&E | All | Gas | Efficient, Commercial Conveyor Oven, Large, > 25" | Efficient |  |  | 0 | Conventional | FoodServ | Com - Health | Com | ROB and NEW | 0 | 1000 sqft2 of floor space | Oven | 12 | DEER:Indoor_Non-CFL_Ltg | 0 | 0 | 1810 | SWFS008-03 | 30069.91 | 2024 | 0 | 2024 | 0 | 0 | SWFS008-03 | Com Gas Conveyor Ovens ¦ SDG&E ¦ All | Com Gas Conveyor Ovens | 0.0012939 | 1 | 0.5 | CBSA 2019 and CA eTRM 2014 | -5112.4917 | 2012 | 0.6 | SWFS008-03
COM-FOODSERV-36.18 | Com ¦ ENERGY STAR Conveyor Oven - Gas ¦ SDG&E ¦ All | Com ¦ ENERGY STAR Conveyor Oven - Gas | SDG&E ¦ All | SDG&E | All | Gas | Efficient, Commercial Conveyor Oven, Large, > 25" | Efficient |  |  | 0 | Conventional | FoodServ | Com - Lodging | Com | ROB and NEW | 0 | 1000 sqft2 of floor space | Oven | 12 | DEER:Indoor_Non-CFL_Ltg | 0 | 0 | 1810 | SWFS008-03 | 30069.91 | 2024 | 0 | 2024 | 0 | 0 | SWFS008-03 | Com Gas Conveyor Ovens ¦ SDG&E ¦ All | Com Gas Conveyor Ovens | 0.00040177 | 1 | 0.5 | CBSA 2019 and CA eTRM 2014 | -17879.8159 | 2012 | 0.6 | SWFS008-03
COM-FOODSERV-36.19 | Com ¦ ENERGY STAR Conveyor Oven - Gas ¦ SDG&E ¦ All | Com ¦ ENERGY STAR Conveyor Oven - Gas | SDG&E ¦ All | SDG&E | All | Gas | Efficient, Commercial Conveyor Oven, Large, > 25" | Efficient |  |  | 0 | Conventional | FoodServ | Com - Other | Com | ROB and NEW | 0 | 1000 sqft2 of floor space | Oven | 12 | DEER:Indoor_Non-CFL_Ltg | 0 | 0 | 1810 | SWFS008-03 | 30069.91 | 2024 | 0 | 2024 | 0 | 0 | SWFS008-03 | Com Gas Conveyor Ovens ¦ SDG&E ¦ All | Com Gas Conveyor Ovens | 0.0028943 | 1 | 0.5 | CBSA 2019 and CA eTRM 2014 | -8199.312 | 2012 | 0.6 | SWFS008-03
COM-FOODSERV-36.20 | Com ¦ ENERGY STAR Conveyor Oven - Gas ¦ SDG&E ¦ All | Com ¦ ENERGY STAR Conveyor Oven - Gas | SDG&E ¦ All | SDG&E | All | Gas | Efficient, Commercial Conveyor Oven, Large, > 25" | Efficient |  |  | 0 | Conventional | FoodServ | Com - Restaurant | Com | ROB and NEW | 0 | 1000 sqft2 of floor space | Oven | 12 | DEER:Indoor_Non-CFL_Ltg | 0 | 0 | 1810 | SWFS008-03 | 30069.91 | 2024 | 0 | 2024 | 0 | 0 | SWFS008-03 | Com Gas Conveyor Ovens ¦ SDG&E ¦ All | Com Gas Conveyor Ovens | 0.030391 | 1 | 0.5 | CBSA 2019 and CA eTRM 2014 | -1359.7392 | 2012 | 0.6 | SWFS008-03
COM-FOODSERV-36.21 | Com ¦ ENERGY STAR Conveyor Oven - Gas ¦ SDG&E ¦ All | Com ¦ ENERGY STAR Conveyor Oven - Gas | SDG&E ¦ All | SDG&E | All | Gas | Efficient, Commercial Conveyor Oven, Large, > 25" | Efficient |  |  | 0 | Conventional | FoodServ | Com - School | Com | ROB and NEW | 0 | 1000 sqft2 of floor space | Oven | 12 | DEER:Indoor_Non-CFL_Ltg | 0 | 0 | 1810 | SWFS008-03 | 30069.91 | 2024 | 0 | 2024 | 0 | 0 | SWFS008-03 | Com Gas Conveyor Ovens ¦ SDG&E ¦ All | Com Gas Conveyor Ovens | 0.0014663 | 1 | 0.5 | CBSA 2019 and CA eTRM 2014 | -4135.3823 | 2012 | 0.6 | SWFS008-03
COM-FOODSERV-40.1 | Com ¦ Standard Convection Oven - Electric ¦ PG&E ¦ All | Com ¦ Standard Convection Oven - Electric | PG&E ¦ All | PG&E | All | Electric | Standard, Commercial Convection Oven, Full, Electric | Average Existing and Code |  |  | 0 | Conventional | FoodServ | Com - College | Com | ROB and NEW | 0 | 1000 sqft2 of floor space | Oven | 12 | DEER:Indoor_Non-CFL_Ltg | 0 | 0 | 787 | SWFS001-04 | 7510.36 | 2024 | 0 | 2024 | 0 | 0 | SWFS001-04 | Com Electric Convection Ovens ¦ PG&E ¦ All | Com Electric Convection Ovens | 0.0088499 | 1 | 0.49 | CBSA 2014 | -2596.0392 | 2012 | 0.6 | SWFS001-04
COM-FOODSERV-40.2 | Com ¦ Standard Convection Oven - Electric ¦ PG&E ¦ All | Com ¦ Standard Convection Oven - Electric | PG&E ¦ All | PG&E | All | Electric | Standard, Commercial Convection Oven, Full, Electric | Average Existing and Code |  |  | 0 | Conventional | FoodServ | Com - Grocery | Com | ROB and NEW | 0 | 1000 sqft2 of floor space | Oven | 12 | DEER:Indoor_Non-CFL_Ltg | 0 | 0 | 787 | SWFS001-04 | 7510.36 | 2024 | 0 | 2024 | 0 | 0 | SWFS001-04 | Com Electric Convection Ovens ¦ PG&E ¦ All | Com Electric Convection Ovens | 0.037167 | 1 | 0.49 | CBSA 2014 | -1848.0263 | 2012 | 0.6 | SWFS001-04
COM-FOODSERV-40.3 | Com ¦ Standard Convection Oven - Electric ¦ PG&E ¦ All | Com ¦ Standard Convection Oven - Electric | PG&E ¦ All | PG&E | All | Electric | Standard, Commercial Convection Oven, Full, Electric | Average Existing and Code |  |  | 0 | Conventional | FoodServ | Com - Health | Com | ROB and NEW | 0 | 1000 sqft2 of floor space | Oven | 12 | DEER:Indoor_Non-CFL_Ltg | 0 | 0 | 787 | SWFS001-04 | 7510.36 | 2024 | 0 | 2024 | 0 | 0 | SWFS001-04 | Com Electric Convection Ovens ¦ PG&E ¦ All | Com Electric Convection Ovens | 0.012374 | 1 | 0.49 | CBSA 2014 | -2222.9453 | 2012 | 0.6 | SWFS001-04
COM-FOODSERV-40.4 | Com ¦ Standard Convection Oven - Electric ¦ PG&E ¦ All | Com ¦ Standard Convection Oven - Electric | PG&E ¦ All | PG&E | All | Electric | Standard, Commercial Convection Oven, Full, Electric | Average Existing and Code |  |  | 0 | Conventional | FoodServ | Com - Lodging | Com | ROB and NEW | 0 | 1000 sqft2 of floor space | Oven | 12 | DEER:Indoor_Non-CFL_Ltg | 0 | 0 | 787 | SWFS001-04 | 7510.36 | 2024 | 0 | 2024 | 0 | 0 | SWFS001-04 | Com Electric Convection Ovens ¦ PG&E ¦ All | Com Electric Convection Ovens | 0.0083045 | 1 | 0.49 | CBSA 2014 | -7774.2625 | 2012 | 0.6 | SWFS001-04
COM-FOODSERV-40.5 | Com ¦ Standard Convection Oven - Electric ¦ PG&E ¦ All | Com ¦ Standard Convection Oven - Electric | PG&E ¦ All | PG&E | All | Electric | Standard, Commercial Convection Oven, Full, Electric | Average Existing and Code |  |  | 0 | Conventional | FoodServ | Com - Other | Com | ROB and NEW | 0 | 1000 sqft2 of floor space | Oven | 12 | DEER:Indoor_Non-CFL_Ltg | 0 | 0 | 787 | SWFS001-04 | 7510.36 | 2024 | 0 | 2024 | 0 | 0 | SWFS001-04 | Com Electric Convection Ovens ¦ PG&E ¦ All | Com Electric Convection Ovens | 0.008016 | 1 | 0.49 | CBSA 2014 | -3565.1152 | 2012 | 0.6 | SWFS001-04
COM-FOODSERV-40.6 | Com ¦ Standard Convection Oven - Electric ¦ PG&E ¦ All | Com ¦ Standard Convection Oven - Electric | PG&E ¦ All | PG&E | All | Electric | Standard, Commercial Convection Oven, Full, Electric | Average Existing and Code |  |  | 0 | Conventional | FoodServ | Com - Restaurant | Com | ROB and NEW | 0 | 1000 sqft2 of floor space | Oven | 12 | DEER:Indoor_Non-CFL_Ltg | 0 | 0 | 787 | SWFS001-04 | 7510.36 | 2024 | 0 | 2024 | 0 | 0 | SWFS001-04 | Com Electric Convection Ovens ¦ PG&E ¦ All | Com Electric Convection Ovens | 0.12158 | 1 | 0.49 | CBSA 2014 | -591.2236 | 2012 | 0.6 | SWFS001-04
COM-FOODSERV-40.7 | Com ¦ Standard Convection Oven - Electric ¦ PG&E ¦ All | Com ¦ Standard Convection Oven - Electric | PG&E ¦ All | PG&E | All | Electric | Standard, Commercial Convection Oven, Full, Electric | Average Existing and Code |  |  | 0 | Conventional | FoodServ | Com - School | Com | ROB and NEW | 0 | 1000 sqft2 of floor space | Oven | 12 | DEER:Indoor_Non-CFL_Ltg | 0 | 0 | 787 | SWFS001-04 | 7510.36 | 2024 | 0 | 2024 | 0 | 0 | SWFS001-04 | Com Electric Convection Ovens ¦ PG&E ¦ All | Com Electric Convection Ovens | 0.0088499 | 1 | 0.49 | CBSA 2014 | -1798.0916 | 2012 | 0.6 | SWFS001-04
COM-FOODSERV-40.8 | Com ¦ Standard Convection Oven - Electric ¦ SCE ¦ All | Com ¦ Standard Convection Oven - Electric | SCE ¦ All | SCE | All | Electric | Standard, Commercial Convection Oven, Full, Electric | Average Existing and Code |  |  | 0 | Conventional | FoodServ | Com - College | Com | ROB and NEW | 0 | 1000 sqft2 of floor space | Oven | 12 | DEER:Indoor_Non-CFL_Ltg | 0 | 0 | 787 | SWFS001-04 | 7510.36 | 2024 | 0 | 2024 | 0 | 0 | SWFS001-04 | Com Electric Convection Ovens ¦ SCE ¦ All | Com Electric Convection Ovens | 0.0088499 | 1 | 0.49 | CBSA 2014 | -2596.0392 | 2012 | 0.6 | SWFS001-04
COM-FOODSERV-40.9 | Com ¦ Standard Convection Oven - Electric ¦ SCE ¦ All | Com ¦ Standard Convection Oven - Electric | SCE ¦ All | SCE | All | Electric | Standard, Commercial Convection Oven, Full, Electric | Average Existing and Code |  |  | 0 | Conventional | FoodServ | Com - Grocery | Com | ROB and NEW | 0 | 1000 sqft2 of floor space | Oven | 12 | DEER:Indoor_Non-CFL_Ltg | 0 | 0 | 787 | SWFS001-04 | 7510.36 | 2024 | 0 | 2024 | 0 | 0 | SWFS001-04 | Com Electric Convection Ovens ¦ SCE ¦ All | Com Electric Convection Ovens | 0.037167 | 1 | 0.49 | CBSA 2014 | -1848.0263 | 2012 | 0.6 | SWFS001-04
COM-FOODSERV-40.10 | Com ¦ Standard Convection Oven - Electric ¦ SCE ¦ All | Com ¦ Standard Convection Oven - Electric | SCE ¦ All | SCE | All | Electric | Standard, Commercial Convection Oven, Full, Electric | Average Existing and Code |  |  | 0 | Conventional | FoodServ | Com - Health | Com | ROB and NEW | 0 | 1000 sqft2 of floor space | Oven | 12 | DEER:Indoor_Non-CFL_Ltg | 0 | 0 | 787 | SWFS001-04 | 7510.36 | 2024 | 0 | 2024 | 0 | 0 | SWFS001-04 | Com Electric Convection Ovens ¦ SCE ¦ All | Com Electric Convection Ovens | 0.012374 | 1 | 0.49 | CBSA 2014 | -2222.9453 | 2012 | 0.6 | SWFS001-04
COM-FOODSERV-40.11 | Com ¦ Standard Convection Oven - Electric ¦ SCE ¦ All | Com ¦ Standard Convection Oven - Electric | SCE ¦ All | SCE | All | Electric | Standard, Commercial Convection Oven, Full, Electric | Average Existing and Code |  |  | 0 | Conventional | FoodServ | Com - Lodging | Com | ROB and NEW | 0 | 1000 sqft2 of floor space | Oven | 12 | DEER:Indoor_Non-CFL_Ltg | 0 | 0 | 787 | SWFS001-04 | 7510.36 | 2024 | 0 | 2024 | 0 | 0 | SWFS001-04 | Com Electric Convection Ovens ¦ SCE ¦ All | Com Electric Convection Ovens | 0.0083045 | 1 | 0.49 | CBSA 2014 | -7774.2625 | 2012 | 0.6 | SWFS001-04
COM-FOODSERV-40.12 | Com ¦ Standard Convection Oven - Electric ¦ SCE ¦ All | Com ¦ Standard Convection Oven - Electric | SCE ¦ All | SCE | All | Electric | Standard, Commercial Convection Oven, Full, Electric | Average Existing and Code |  |  | 0 | Conventional | FoodServ | Com - Other | Com | ROB and NEW | 0 | 1000 sqft2 of floor space | Oven | 12 | DEER:Indoor_Non-CFL_Ltg | 0 | 0 | 787 | SWFS001-04 | 7510.36 | 2024 | 0 | 2024 | 0 | 0 | SWFS001-04 | Com Electric Convection Ovens ¦ SCE ¦ All | Com Electric Convection Ovens | 0.008016 | 1 | 0.49 | CBSA 2014 | -3565.1152 | 2012 | 0.6 | SWFS001-04
COM-FOODSERV-40.13 | Com ¦ Standard Convection Oven - Electric ¦ SCE ¦ All | Com ¦ Standard Convection Oven - Electric | SCE ¦ All | SCE | All | Electric | Standard, Commercial Convection Oven, Full, Electric | Average Existing and Code |  |  | 0 | Conventional | FoodServ | Com - Restaurant | Com | ROB and NEW | 0 | 1000 sqft2 of floor space | Oven | 12 | DEER:Indoor_Non-CFL_Ltg | 0 | 0 | 787 | SWFS001-04 | 7510.36 | 2024 | 0 | 2024 | 0 | 0 | SWFS001-04 | Com Electric Convection Ovens ¦ SCE ¦ All | Com Electric Convection Ovens | 0.12158 | 1 | 0.49 | CBSA 2014 | -591.2236 | 2012 | 0.6 | SWFS001-04
COM-FOODSERV-40.14 | Com ¦ Standard Convection Oven - Electric ¦ SCE ¦ All | Com ¦ Standard Convection Oven - Electric | SCE ¦ All | SCE | All | Electric | Standard, Commercial Convection Oven, Full, Electric | Average Existing and Code |  |  | 0 | Conventional | FoodServ | Com - School | Com | ROB and NEW | 0 | 1000 sqft2 of floor space | Oven | 12 | DEER:Indoor_Non-CFL_Ltg | 0 | 0 | 787 | SWFS001-04 | 7510.36 | 2024 | 0 | 2024 | 0 | 0 | SWFS001-04 | Com Electric Convection Ovens ¦ SCE ¦ All | Com Electric Convection Ovens | 0.0088499 | 1 | 0.49 | CBSA 2014 | -1798.0916 | 2012 | 0.6 | SWFS001-04
COM-FOODSERV-40.15 | Com ¦ Standard Convection Oven - Electric ¦ SDG&E ¦ All | Com ¦ Standard Convection Oven - Electric | SDG&E ¦ All | SDG&E | All | Electric | Standard, Commercial Convection Oven, Full, Electric | Average Existing and Code |  |  | 0 | Conventional | FoodServ | Com - College | Com | ROB and NEW | 0 | 1000 sqft2 of floor space | Oven | 12 | DEER:Indoor_Non-CFL_Ltg | 0 | 0 | 787 | SWFS001-04 | 7510.36 | 2024 | 0 | 2024 | 0 | 0 | SWFS001-04 | Com Electric Convection Ovens ¦ SDG&E ¦ All | Com Electric Convection Ovens | 0.0088499 | 1 | 0.49 | CBSA 2014 | -2596.0392 | 2012 | 0.6 | SWFS001-04
COM-FOODSERV-40.16 | Com ¦ Standard Convection Oven - Electric ¦ SDG&E ¦ All | Com ¦ Standard Convection Oven - Electric | SDG&E ¦ All | SDG&E | All | Electric | Standard, Commercial Convection Oven, Full, Electric | Average Existing and Code |  |  | 0 | Conventional | FoodServ | Com - Grocery | Com | ROB and NEW | 0 | 1000 sqft2 of floor space | Oven | 12 | DEER:Indoor_Non-CFL_Ltg | 0 | 0 | 787 | SWFS001-04 | 7510.36 | 2024 | 0 | 2024 | 0 | 0 | SWFS001-04 | Com Electric Convection Ovens ¦ SDG&E ¦ All | Com Electric Convection Ovens | 0.037167 | 1 | 0.49 | CBSA 2014 | -1848.0263 | 2012 | 0.6 | SWFS001-04
COM-FOODSERV-40.17 | Com ¦ Standard Convection Oven - Electric ¦ SDG&E ¦ All | Com ¦ Standard Convection Oven - Electric | SDG&E ¦ All | SDG&E | All | Electric | Standard, Commercial Convection Oven, Full, Electric | Average Existing and Code |  |  | 0 | Conventional | FoodServ | Com - Health | Com | ROB and NEW | 0 | 1000 sqft2 of floor space | Oven | 12 | DEER:Indoor_Non-CFL_Ltg | 0 | 0 | 787 | SWFS001-04 | 7510.36 | 2024 | 0 | 2024 | 0 | 0 | SWFS001-04 | Com Electric Convection Ovens ¦ SDG&E ¦ All | Com Electric Convection Ovens | 0.012374 | 1 | 0.49 | CBSA 2014 | -2222.9453 | 2012 | 0.6 | SWFS001-04
COM-FOODSERV-40.18 | Com ¦ Standard Convection Oven - Electric ¦ SDG&E ¦ All | Com ¦ Standard Convection Oven - Electric | SDG&E ¦ All | SDG&E | All | Electric | Standard, Commercial Convection Oven, Full, Electric | Average Existing and Code |  |  | 0 | Conventional | FoodServ | Com - Lodging | Com | ROB and NEW | 0 | 1000 sqft2 of floor space | Oven | 12 | DEER:Indoor_Non-CFL_Ltg | 0 | 0 | 787 | SWFS001-04 | 7510.36 | 2024 | 0 | 2024 | 0 | 0 | SWFS001-04 | Com Electric Convection Ovens ¦ SDG&E ¦ All | Com Electric Convection Ovens | 0.0083045 | 1 | 0.49 | CBSA 2014 | -7774.2625 | 2012 | 0.6 | SWFS001-04
COM-FOODSERV-40.19 | Com ¦ Standard Convection Oven - Electric ¦ SDG&E ¦ All | Com ¦ Standard Convection Oven - Electric | SDG&E ¦ All | SDG&E | All | Electric | Standard, Commercial Convection Oven, Full, Electric | Average Existing and Code |  |  | 0 | Conventional | FoodServ | Com - Other | Com | ROB and NEW | 0 | 1000 sqft2 of floor space | Oven | 12 | DEER:Indoor_Non-CFL_Ltg | 0 | 0 | 787 | SWFS001-04 | 7510.36 | 2024 | 0 | 2024 | 0 | 0 | SWFS001-04 | Com Electric Convection Ovens ¦ SDG&E ¦ All | Com Electric Convection Ovens | 0.008016 | 1 | 0.49 | CBSA 2014 | -3565.1152 | 2012 | 0.6 | SWFS001-04
COM-FOODSERV-40.20 | Com ¦ Standard Convection Oven - Electric ¦ SDG&E ¦ All | Com ¦ Standard Convection Oven - Electric | SDG&E ¦ All | SDG&E | All | Electric | Standard, Commercial Convection Oven, Full, Electric | Average Existing and Code |  |  | 0 | Conventional | FoodServ | Com - Restaurant | Com | ROB and NEW | 0 | 1000 sqft2 of floor space | Oven | 12 | DEER:Indoor_Non-CFL_Ltg | 0 | 0 | 787 | SWFS001-04 | 7510.36 | 2024 | 0 | 2024 | 0 | 0 | SWFS001-04 | Com Electric Convection Ovens ¦ SDG&E ¦ All | Com Electric Convection Ovens | 0.12158 | 1 | 0.49 | CBSA 2014 | -591.2236 | 2012 | 0.6 | SWFS001-04
COM-FOODSERV-40.21 | Com ¦ Standard Convection Oven - Electric ¦ SDG&E ¦ All | Com ¦ Standard Convection Oven - Electric | SDG&E ¦ All | SDG&E | All | Electric | Standard, Commercial Convection Oven, Full, Electric | Average Existing and Code |  |  | 0 | Conventional | FoodServ | Com - School | Com | ROB and NEW | 0 | 1000 sqft2 of floor space | Oven | 12 | DEER:Indoor_Non-CFL_Ltg | 0 | 0 | 787 | SWFS001-04 | 7510.36 | 2024 | 0 | 2024 | 0 | 0 | SWFS001-04 | Com Electric Convection Ovens ¦ SDG&E ¦ All | Com Electric Convection Ovens | 0.0088499 | 1 | 0.49 | CBSA 2014 | -1798.0916 | 2012 | 0.6 | SWFS001-04
COM-FOODSERV-41.1 | Com ¦ ENERGY STAR Convection Oven - Electric ¦ PG&E ¦ All | Com ¦ ENERGY STAR Convection Oven - Electric | PG&E ¦ All | PG&E | All | Electric | Efficient, Commercial Convection Oven, Full, Electric | Efficient |  |  | 0 | Conventional | FoodServ | Com - College | Com | ROB and NEW | 0 | 1000 sqft2 of floor space | Oven | 12 | DEER:Indoor_Non-CFL_Ltg | 0 | 0 | 538 | SWFS001-04 | 9355.28 | 2024 | 0 | 2024 | 0 | 0 | SWFS001-04 | Com Electric Convection Ovens ¦ PG&E ¦ All | Com Electric Convection Ovens | 0.0088499 | 1 | 0.51 | CBSA 2014 | -1774.6748 | 2012 | 0.6 | SWFS001-04
COM-FOODSERV-41.2 | Com ¦ ENERGY STAR Convection Oven - Electric ¦ PG&E ¦ All | Com ¦ ENERGY STAR Convection Oven - Electric | PG&E ¦ All | PG&E | All | Electric | Efficient, Commercial Convection Oven, Full, Electric | Efficient |  |  | 0 | Conventional | FoodServ | Com - Grocery | Com | ROB and NEW | 0 | 1000 sqft2 of floor space | Oven | 12 | DEER:Indoor_Non-CFL_Ltg | 0 | 0 | 538 | SWFS001-04 | 9355.28 | 2024 | 0 | 2024 | 0 | 0 | SWFS001-04 | Com Electric Convection Ovens ¦ PG&E ¦ All | Com Electric Convection Ovens | 0.037167 | 1 | 0.51 | CBSA 2014 | -1263.3267 | 2012 | 0.6 | SWFS001-04
COM-FOODSERV-41.3 | Com ¦ ENERGY STAR Convection Oven - Electric ¦ PG&E ¦ All | Com ¦ ENERGY STAR Convection Oven - Electric | PG&E ¦ All | PG&E | All | Electric | Efficient, Commercial Convection Oven, Full, Electric | Efficient |  |  | 0 | Conventional | FoodServ | Com - Health | Com | ROB and NEW | 0 | 1000 sqft2 of floor space | Oven | 12 | DEER:Indoor_Non-CFL_Ltg | 0 | 0 | 538 | SWFS001-04 | 9355.28 | 2024 | 0 | 2024 | 0 | 0 | SWFS001-04 | Com Electric Convection Ovens ¦ PG&E ¦ All | Com Electric Convection Ovens | 0.012374 | 1 | 0.51 | CBSA 2014 | -1519.6246 | 2012 | 0.6 | SWFS001-04
COM-FOODSERV-41.4 | Com ¦ ENERGY STAR Convection Oven - Electric ¦ PG&E ¦ All | Com ¦ ENERGY STAR Convection Oven - Electric | PG&E ¦ All | PG&E | All | Electric | Efficient, Commercial Convection Oven, Full, Electric | Efficient |  |  | 0 | Conventional | FoodServ | Com - Lodging | Com | ROB and NEW | 0 | 1000 sqft2 of floor space | Oven | 12 | DEER:Indoor_Non-CFL_Ltg | 0 | 0 | 538 | SWFS001-04 | 9355.28 | 2024 | 0 | 2024 | 0 | 0 | SWFS001-04 | Com Electric Convection Ovens ¦ PG&E ¦ All | Com Electric Convection Ovens | 0.0083045 | 1 | 0.51 | CBSA 2014 | -5314.553 | 2012 | 0.6 | SWFS001-04
COM-FOODSERV-41.5 | Com ¦ ENERGY STAR Convection Oven - Electric ¦ PG&E ¦ All | Com ¦ ENERGY STAR Convection Oven - Electric | PG&E ¦ All | PG&E | All | Electric | Efficient, Commercial Convection Oven, Full, Electric | Efficient |  |  | 0 | Conventional | FoodServ | Com - Other | Com | ROB and NEW | 0 | 1000 sqft2 of floor space | Oven | 12 | DEER:Indoor_Non-CFL_Ltg | 0 | 0 | 538 | SWFS001-04 | 9355.28 | 2024 | 0 | 2024 | 0 | 0 | SWFS001-04 | Com Electric Convection Ovens ¦ PG&E ¦ All | Com Electric Convection Ovens | 0.008016 | 1 | 0.51 | CBSA 2014 | -2437.1436 | 2012 | 0.6 | SWFS001-04
COM-FOODSERV-41.6 | Com ¦ ENERGY STAR Convection Oven - Electric ¦ PG&E ¦ All | Com ¦ ENERGY STAR Convection Oven - Electric | PG&E ¦ All | PG&E | All | Electric | Efficient, Commercial Convection Oven, Full, Electric | Efficient |  |  | 0 | Conventional | FoodServ | Com - Restaurant | Com | ROB and NEW | 0 | 1000 sqft2 of floor space | Oven | 12 | DEER:Indoor_Non-CFL_Ltg | 0 | 0 | 538 | SWFS001-04 | 9355.28 | 2024 | 0 | 2024 | 0 | 0 | SWFS001-04 | Com Electric Convection Ovens ¦ PG&E ¦ All | Com Electric Convection Ovens | 0.12158 | 1 | 0.51 | CBSA 2014 | -404.1656 | 2012 | 0.6 | SWFS001-04
COM-FOODSERV-41.7 | Com ¦ ENERGY STAR Convection Oven - Electric ¦ PG&E ¦ All | Com ¦ ENERGY STAR Convection Oven - Electric | PG&E ¦ All | PG&E | All | Electric | Efficient, Commercial Convection Oven, Full, Electric | Efficient |  |  | 0 | Conventional | FoodServ | Com - School | Com | ROB and NEW | 0 | 1000 sqft2 of floor space | Oven | 12 | DEER:Indoor_Non-CFL_Ltg | 0 | 0 | 538 | SWFS001-04 | 9355.28 | 2024 | 0 | 2024 | 0 | 0 | SWFS001-04 | Com Electric Convection Ovens ¦ PG&E ¦ All | Com Electric Convection Ovens | 0.0088499 | 1 | 0.51 | CBSA 2014 | -1229.191 | 2012 | 0.6 | SWFS001-04
COM-FOODSERV-41.8 | Com ¦ ENERGY STAR Convection Oven - Electric ¦ SCE ¦ All | Com ¦ ENERGY STAR Convection Oven - Electric | SCE ¦ All | SCE | All | Electric | Efficient, Commercial Convection Oven, Full, Electric | Efficient |  |  | 0 | Conventional | FoodServ | Com - College | Com | ROB and NEW | 0 | 1000 sqft2 of floor space | Oven | 12 | DEER:Indoor_Non-CFL_Ltg | 0 | 0 | 538 | SWFS001-04 | 9355.28 | 2024 | 0 | 2024 | 0 | 0 | SWFS001-04 | Com Electric Convection Ovens ¦ SCE ¦ All | Com Electric Convection Ovens | 0.0088499 | 1 | 0.51 | CBSA 2014 | -1774.6748 | 2012 | 0.6 | SWFS001-04
COM-FOODSERV-41.9 | Com ¦ ENERGY STAR Convection Oven - Electric ¦ SCE ¦ All | Com ¦ ENERGY STAR Convection Oven - Electric | SCE ¦ All | SCE | All | Electric | Efficient, Commercial Convection Oven, Full, Electric | Efficient |  |  | 0 | Conventional | FoodServ | Com - Grocery | Com | ROB and NEW | 0 | 1000 sqft2 of floor space | Oven | 12 | DEER:Indoor_Non-CFL_Ltg | 0 | 0 | 538 | SWFS001-04 | 9355.28 | 2024 | 0 | 2024 | 0 | 0 | SWFS001-04 | Com Electric Convection Ovens ¦ SCE ¦ All | Com Electric Convection Ovens | 0.037167 | 1 | 0.51 | CBSA 2014 | -1263.3267 | 2012 | 0.6 | SWFS001-04
COM-FOODSERV-41.10 | Com ¦ ENERGY STAR Convection Oven - Electric ¦ SCE ¦ All | Com ¦ ENERGY STAR Convection Oven - Electric | SCE ¦ All | SCE | All | Electric | Efficient, Commercial Convection Oven, Full, Electric | Efficient |  |  | 0 | Conventional | FoodServ | Com - Health | Com | ROB and NEW | 0 | 1000 sqft2 of floor space | Oven | 12 | DEER:Indoor_Non-CFL_Ltg | 0 | 0 | 538 | SWFS001-04 | 9355.28 | 2024 | 0 | 2024 | 0 | 0 | SWFS001-04 | Com Electric Convection Ovens ¦ SCE ¦ All | Com Electric Convection Ovens | 0.012374 | 1 | 0.51 | CBSA 2014 | -1519.6246 | 2012 | 0.6 | SWFS001-04
COM-FOODSERV-41.11 | Com ¦ ENERGY STAR Convection Oven - Electric ¦ SCE ¦ All | Com ¦ ENERGY STAR Convection Oven - Electric | SCE ¦ All | SCE | All | Electric | Efficient, Commercial Convection Oven, Full, Electric | Efficient |  |  | 0 | Conventional | FoodServ | Com - Lodging | Com | ROB and NEW | 0 | 1000 sqft2 of floor space | Oven | 12 | DEER:Indoor_Non-CFL_Ltg | 0 | 0 | 538 | SWFS001-04 | 9355.28 | 2024 | 0 | 2024 | 0 | 0 | SWFS001-04 | Com Electric Convection Ovens ¦ SCE ¦ All | Com Electric Convection Ovens | 0.0083045 | 1 | 0.51 | CBSA 2014 | -5314.553 | 2012 | 0.6 | SWFS001-04
COM-FOODSERV-41.12 | Com ¦ ENERGY STAR Convection Oven - Electric ¦ SCE ¦ All | Com ¦ ENERGY STAR Convection Oven - Electric | SCE ¦ All | SCE | All | Electric | Efficient, Commercial Convection Oven, Full, Electric | Efficient |  |  | 0 | Conventional | FoodServ | Com - Other | Com | ROB and NEW | 0 | 1000 sqft2 of floor space | Oven | 12 | DEER:Indoor_Non-CFL_Ltg | 0 | 0 | 538 | SWFS001-04 | 9355.28 | 2024 | 0 | 2024 | 0 | 0 | SWFS001-04 | Com Electric Convection Ovens ¦ SCE ¦ All | Com Electric Convection Ovens | 0.008016 | 1 | 0.51 | CBSA 2014 | -2437.1436 | 2012 | 0.6 | SWFS001-04
COM-FOODSERV-41.13 | Com ¦ ENERGY STAR Convection Oven - Electric ¦ SCE ¦ All | Com ¦ ENERGY STAR Convection Oven - Electric | SCE ¦ All | SCE | All | Electric | Efficient, Commercial Convection Oven, Full, Electric | Efficient |  |  | 0 | Conventional | FoodServ | Com - Restaurant | Com | ROB and NEW | 0 | 1000 sqft2 of floor space | Oven | 12 | DEER:Indoor_Non-CFL_Ltg | 0 | 0 | 538 | SWFS001-04 | 9355.28 | 2024 | 0 | 2024 | 0 | 0 | SWFS001-04 | Com Electric Convection Ovens ¦ SCE ¦ All | Com Electric Convection Ovens | 0.12158 | 1 | 0.51 | CBSA 2014 | -404.1656 | 2012 | 0.6 | SWFS001-04
COM-FOODSERV-41.14 | Com ¦ ENERGY STAR Convection Oven - Electric ¦ SCE ¦ All | Com ¦ ENERGY STAR Convection Oven - Electric | SCE ¦ All | SCE | All | Electric | Efficient, Commercial Convection Oven, Full, Electric | Efficient |  |  | 0 | Conventional | FoodServ | Com - School | Com | ROB and NEW | 0 | 1000 sqft2 of floor space | Oven | 12 | DEER:Indoor_Non-CFL_Ltg | 0 | 0 | 538 | SWFS001-04 | 9355.28 | 2024 | 0 | 2024 | 0 | 0 | SWFS001-04 | Com Electric Convection Ovens ¦ SCE ¦ All | Com Electric Convection Ovens | 0.0088499 | 1 | 0.51 | CBSA 2014 | -1229.191 | 2012 | 0.6 | SWFS001-04
COM-FOODSERV-41.15 | Com ¦ ENERGY STAR Convection Oven - Electric ¦ SDG&E ¦ All | Com ¦ ENERGY STAR Convection Oven - Electric | SDG&E ¦ All | SDG&E | All | Electric | Efficient, Commercial Convection Oven, Full, Electric | Efficient |  |  | 0 | Conventional | FoodServ | Com - College | Com | ROB and NEW | 0 | 1000 sqft2 of floor space | Oven | 12 | DEER:Indoor_Non-CFL_Ltg | 0 | 0 | 538 | SWFS001-04 | 9355.28 | 2024 | 0 | 2024 | 0 | 0 | SWFS001-04 | Com Electric Convection Ovens ¦ SDG&E ¦ All | Com Electric Convection Ovens | 0.0088499 | 1 | 0.51 | CBSA 2014 | -1774.6748 | 2012 | 0.6 | SWFS001-04
COM-FOODSERV-41.16 | Com ¦ ENERGY STAR Convection Oven - Electric ¦ SDG&E ¦ All | Com ¦ ENERGY STAR Convection Oven - Electric | SDG&E ¦ All | SDG&E | All | Electric | Efficient, Commercial Convection Oven, Full, Electric | Efficient |  |  | 0 | Conventional | FoodServ | Com - Grocery | Com | ROB and NEW | 0 | 1000 sqft2 of floor space | Oven | 12 | DEER:Indoor_Non-CFL_Ltg | 0 | 0 | 538 | SWFS001-04 | 9355.28 | 2024 | 0 | 2024 | 0 | 0 | SWFS001-04 | Com Electric Convection Ovens ¦ SDG&E ¦ All | Com Electric Convection Ovens | 0.037167 | 1 | 0.51 | CBSA 2014 | -1263.3267 | 2012 | 0.6 | SWFS001-04
COM-FOODSERV-41.17 | Com ¦ ENERGY STAR Convection Oven - Electric ¦ SDG&E ¦ All | Com ¦ ENERGY STAR Convection Oven - Electric | SDG&E ¦ All | SDG&E | All | Electric | Efficient, Commercial Convection Oven, Full, Electric | Efficient |  |  | 0 | Conventional | FoodServ | Com - Health | Com | ROB and NEW | 0 | 1000 sqft2 of floor space | Oven | 12 | DEER:Indoor_Non-CFL_Ltg | 0 | 0 | 538 | SWFS001-04 | 9355.28 | 2024 | 0 | 2024 | 0 | 0 | SWFS001-04 | Com Electric Convection Ovens ¦ SDG&E ¦ All | Com Electric Convection Ovens | 0.012374 | 1 | 0.51 | CBSA 2014 | -1519.6246 | 2012 | 0.6 | SWFS001-04
COM-FOODSERV-41.18 | Com ¦ ENERGY STAR Convection Oven - Electric ¦ SDG&E ¦ All | Com ¦ ENERGY STAR Convection Oven - Electric | SDG&E ¦ All | SDG&E | All | Electric | Efficient, Commercial Convection Oven, Full, Electric | Efficient |  |  | 0 | Conventional | FoodServ | Com - Lodging | Com | ROB and NEW | 0 | 1000 sqft2 of floor space | Oven | 12 | DEER:Indoor_Non-CFL_Ltg | 0 | 0 | 538 | SWFS001-04 | 9355.28 | 2024 | 0 | 2024 | 0 | 0 | SWFS001-04 | Com Electric Convection Ovens ¦ SDG&E ¦ All | Com Electric Convection Ovens | 0.0083045 | 1 | 0.51 | CBSA 2014 | -5314.553 | 2012 | 0.6 | SWFS001-04
COM-FOODSERV-41.19 | Com ¦ ENERGY STAR Convection Oven - Electric ¦ SDG&E ¦ All | Com ¦ ENERGY STAR Convection Oven - Electric | SDG&E ¦ All | SDG&E | All | Electric | Efficient, Commercial Convection Oven, Full, Electric | Efficient |  |  | 0 | Conventional | FoodServ | Com - Other | Com | ROB and NEW | 0 | 1000 sqft2 of floor space | Oven | 12 | DEER:Indoor_Non-CFL_Ltg | 0 | 0 | 538 | SWFS001-04 | 9355.28 | 2024 | 0 | 2024 | 0 | 0 | SWFS001-04 | Com Electric Convection Ovens ¦ SDG&E ¦ All | Com Electric Convection Ovens | 0.008016 | 1 | 0.51 | CBSA 2014 | -2437.1436 | 2012 | 0.6 | SWFS001-04
COM-FOODSERV-41.20 | Com ¦ ENERGY STAR Convection Oven - Electric ¦ SDG&E ¦ All | Com ¦ ENERGY STAR Convection Oven - Electric | SDG&E ¦ All | SDG&E | All | Electric | Efficient, Commercial Convection Oven, Full, Electric | Efficient |  |  | 0 | Conventional | FoodServ | Com - Restaurant | Com | ROB and NEW | 0 | 1000 sqft2 of floor space | Oven | 12 | DEER:Indoor_Non-CFL_Ltg | 0 | 0 | 538 | SWFS001-04 | 9355.28 | 2024 | 0 | 2024 | 0 | 0 | SWFS001-04 | Com Electric Convection Ovens ¦ SDG&E ¦ All | Com Electric Convection Ovens | 0.12158 | 1 | 0.51 | CBSA 2014 | -404.1656 | 2012 | 0.6 | SWFS001-04
COM-FOODSERV-41.21 | Com ¦ ENERGY STAR Convection Oven - Electric ¦ SDG&E ¦ All | Com ¦ ENERGY STAR Convection Oven - Electric | SDG&E ¦ All | SDG&E | All | Electric | Efficient, Commercial Convection Oven, Full, Electric | Efficient |  |  | 0 | Conventional | FoodServ | Com - School | Com | ROB and NEW | 0 | 1000 sqft2 of floor space | Oven | 12 | DEER:Indoor_Non-CFL_Ltg | 0 | 0 | 538 | SWFS001-04 | 9355.28 | 2024 | 0 | 2024 | 0 | 0 | SWFS001-04 | Com Electric Convection Ovens ¦ SDG&E ¦ All | Com Electric Convection Ovens | 0.0088499 | 1 | 0.51 | CBSA 2014 | -1229.191 | 2012 | 0.6 | SWFS001-04
COM-FOODSERV-45.1 | Com ¦ Standard Performance Conveyor Toaster ¦ PG&E ¦ All | Com ¦ Standard Performance Conveyor Toaster | PG&E ¦ All | PG&E | All | Electric | Standard Performance Conveyor Toaster | Average Existing and Code |  |  | 0 | Conventional | FoodServ | Com - College | Com | ROB and NEW | 0 | 1000 sqft2 of floor space | conveyor toaster | 12 | DEER:Indoor_Non-CFL_Ltg | 6640 | 1.14 | 0 | eTRM SWFS023-03 | 2775.91 | 2024 | 0 | 2024 | 0 | 0 | SWFS023-03 | Com Contact Conveyor Toaster ¦ PG&E ¦ All | Com Contact Conveyor Toaster | 0.0019124 | 1 | 0.9825 | SME Input | -501.307 | 2012 | 0.6 | SWFS023-03
COM-FOODSERV-45.2 | Com ¦ Standard Performance Conveyor Toaster ¦ PG&E ¦ All | Com ¦ Standard Performance Conveyor Toaster | PG&E ¦ All | PG&E | All | Electric | Standard Performance Conveyor Toaster | Average Existing and Code |  |  | 0 | Conventional | FoodServ | Com - Grocery | Com | ROB and NEW | 0 | 1000 sqft2 of floor space | conveyor toaster | 12 | DEER:Indoor_Non-CFL_Ltg | 6640 | 1.14 | 0 | eTRM SWFS023-03 | 2775.91 | 2024 | 0 | 2024 | 0 | 0 | SWFS023-03 | Com Contact Conveyor Toaster ¦ PG&E ¦ All | Com Contact Conveyor Toaster | 0.01356 | 1 | 0.9825 | SME Input | -373.4921 | 2012 | 0.6 | SWFS023-03
COM-FOODSERV-45.3 | Com ¦ Standard Performance Conveyor Toaster ¦ PG&E ¦ All | Com ¦ Standard Performance Conveyor Toaster | PG&E ¦ All | PG&E | All | Electric | Standard Performance Conveyor Toaster | Average Existing and Code |  |  | 0 | Conventional | FoodServ | Com - Health | Com | ROB and NEW | 0 | 1000 sqft2 of floor space | conveyor toaster | 12 | DEER:Indoor_Non-CFL_Ltg | 6640 | 1.14 | 0 | eTRM SWFS023-03 | 2775.91 | 2024 | 0 | 2024 | 0 | 0 | SWFS023-03 | Com Contact Conveyor Toaster ¦ PG&E ¦ All | Com Contact Conveyor Toaster | 0.0037081 | 1 | 0.9825 | SME Input | -434.4995 | 2012 | 0.6 | SWFS023-03
COM-FOODSERV-45.4 | Com ¦ Standard Performance Conveyor Toaster ¦ PG&E ¦ All | Com ¦ Standard Performance Conveyor Toaster | PG&E ¦ All | PG&E | All | Electric | Standard Performance Conveyor Toaster | Average Existing and Code |  |  | 0 | Conventional | FoodServ | Com - Lodging | Com | ROB and NEW | 0 | 1000 sqft2 of floor space | conveyor toaster | 12 | DEER:Indoor_Non-CFL_Ltg | 6640 | 1.14 | 0 | eTRM SWFS023-03 | 2775.91 | 2024 | 0 | 2024 | 0 | 0 | SWFS023-03 | Com Contact Conveyor Toaster ¦ PG&E ¦ All | Com Contact Conveyor Toaster | 0.011606 | 1 | 0.9825 | SME Input | -1047.0122 | 2012 | 0.6 | SWFS023-03
COM-FOODSERV-45.5 | Com ¦ Standard Performance Conveyor Toaster ¦ PG&E ¦ All | Com ¦ Standard Performance Conveyor Toaster | PG&E ¦ All | PG&E | All | Electric | Standard Performance Conveyor Toaster | Average Existing and Code |  |  | 0 | Conventional | FoodServ | Com - Other | Com | ROB and NEW | 0 | 1000 sqft2 of floor space | conveyor toaster | 12 | DEER:Indoor_Non-CFL_Ltg | 6640 | 1.14 | 0 | eTRM SWFS023-03 | 2775.91 | 2024 | 0 | 2024 | 0 | 0 | SWFS023-03 | Com Contact Conveyor Toaster ¦ PG&E ¦ All | Com Contact Conveyor Toaster | 0.012894 | 1 | 0.9825 | SME Input | -733.2184 | 2012 | 0.6 | SWFS023-03
COM-FOODSERV-45.6 | Com ¦ Standard Performance Conveyor Toaster ¦ PG&E ¦ All | Com ¦ Standard Performance Conveyor Toaster | PG&E ¦ All | PG&E | All | Electric | Standard Performance Conveyor Toaster | Average Existing and Code |  |  | 0 | Conventional | FoodServ | Com - Restaurant | Com | ROB and NEW | 0 | 1000 sqft2 of floor space | conveyor toaster | 12 | DEER:Indoor_Non-CFL_Ltg | 6640 | 1.14 | 0 | eTRM SWFS023-03 | 2775.91 | 2024 | 0 | 2024 | 0 | 0 | SWFS023-03 | Com Contact Conveyor Toaster ¦ PG&E ¦ All | Com Contact Conveyor Toaster | 0.15641 | 1 | 0.9825 | SME Input | -117.9998 | 2012 | 0.6 | SWFS023-03
COM-FOODSERV-45.7 | Com ¦ Standard Performance Conveyor Toaster ¦ PG&E ¦ All | Com ¦ Standard Performance Conveyor Toaster | PG&E ¦ All | PG&E | All | Electric | Standard Performance Conveyor Toaster | Average Existing and Code |  |  | 0 | Conventional | FoodServ | Com - School | Com | ROB and NEW | 0 | 1000 sqft2 of floor space | conveyor toaster | 12 | DEER:Indoor_Non-CFL_Ltg | 6640 | 1.14 | 0 | eTRM SWFS023-03 | 2775.91 | 2024 | 0 | 2024 | 0 | 0 | SWFS023-03 | Com Contact Conveyor Toaster ¦ PG&E ¦ All | Com Contact Conveyor Toaster | 0.007874 | 1 | 0.9825 | SME Input | -1093.2499 | 2012 | 0.6 | SWFS023-03
COM-FOODSERV-45.8 | Com ¦ Standard Performance Conveyor Toaster ¦ SCE ¦ All | Com ¦ Standard Performance Conveyor Toaster | SCE ¦ All | SCE | All | Electric | Standard Performance Conveyor Toaster | Average Existing and Code |  |  | 0 | Conventional | FoodServ | Com - College | Com | ROB and NEW | 0 | 1000 sqft2 of floor space | conveyor toaster | 12 | DEER:Indoor_Non-CFL_Ltg | 6640 | 1.14 | 0 | eTRM SWFS023-03 | 2775.91 | 2024 | 0 | 2024 | 0 | 0 | SWFS023-03 | Com Contact Conveyor Toaster ¦ SCE ¦ All | Com Contact Conveyor Toaster | 0.0019124 | 1 | 0.9825 | SME Input | -501.307 | 2012 | 0.6 | SWFS023-03
COM-FOODSERV-45.9 | Com ¦ Standard Performance Conveyor Toaster ¦ SCE ¦ All | Com ¦ Standard Performance Conveyor Toaster | SCE ¦ All | SCE | All | Electric | Standard Performance Conveyor Toaster | Average Existing and Code |  |  | 0 | Conventional | FoodServ | Com - Grocery | Com | ROB and NEW | 0 | 1000 sqft2 of floor space | conveyor toaster | 12 | DEER:Indoor_Non-CFL_Ltg | 6640 | 1.14 | 0 | eTRM SWFS023-03 | 2775.91 | 2024 | 0 | 2024 | 0 | 0 | SWFS023-03 | Com Contact Conveyor Toaster ¦ SCE ¦ All | Com Contact Conveyor Toaster | 0.01356 | 1 | 0.9825 | SME Input | -373.4921 | 2012 | 0.6 | SWFS023-03
COM-FOODSERV-45.10 | Com ¦ Standard Performance Conveyor Toaster ¦ SCE ¦ All | Com ¦ Standard Performance Conveyor Toaster | SCE ¦ All | SCE | All | Electric | Standard Performance Conveyor Toaster | Average Existing and Code |  |  | 0 | Conventional | FoodServ | Com - Health | Com | ROB and NEW | 0 | 1000 sqft2 of floor space | conveyor toaster | 12 | DEER:Indoor_Non-CFL_Ltg | 6640 | 1.14 | 0 | eTRM SWFS023-03 | 2775.91 | 2024 | 0 | 2024 | 0 | 0 | SWFS023-03 | Com Contact Conveyor Toaster ¦ SCE ¦ All | Com Contact Conveyor Toaster | 0.0037081 | 1 | 0.9825 | SME Input | -434.4995 | 2012 | 0.6 | SWFS023-03
COM-FOODSERV-45.11 | Com ¦ Standard Performance Conveyor Toaster ¦ SCE ¦ All | Com ¦ Standard Performance Conveyor Toaster | SCE ¦ All | SCE | All | Electric | Standard Performance Conveyor Toaster | Average Existing and Code |  |  | 0 | Conventional | FoodServ | Com - Lodging | Com | ROB and NEW | 0 | 1000 sqft2 of floor space | conveyor toaster | 12 | DEER:Indoor_Non-CFL_Ltg | 6640 | 1.14 | 0 | eTRM SWFS023-03 | 2775.91 | 2024 | 0 | 2024 | 0 | 0 | SWFS023-03 | Com Contact Conveyor Toaster ¦ SCE ¦ All | Com Contact Conveyor Toaster | 0.011606 | 1 | 0.9825 | SME Input | -1047.0122 | 2012 | 0.6 | SWFS023-03
COM-FOODSERV-45.12 | Com ¦ Standard Performance Conveyor Toaster ¦ SCE ¦ All | Com ¦ Standard Performance Conveyor Toaster | SCE ¦ All | SCE | All | Electric | Standard Performance Conveyor Toaster | Average Existing and Code |  |  | 0 | Conventional | FoodServ | Com - Other | Com | ROB and NEW | 0 | 1000 sqft2 of floor space | conveyor toaster | 12 | DEER:Indoor_Non-CFL_Ltg | 6640 | 1.14 | 0 | eTRM SWFS023-03 | 2775.91 | 2024 | 0 | 2024 | 0 | 0 | SWFS023-03 | Com Contact Conveyor Toaster ¦ SCE ¦ All | Com Contact Conveyor Toaster | 0.012894 | 1 | 0.9825 | SME Input | -733.2184 | 2012 | 0.6 | SWFS023-03
COM-FOODSERV-45.13 | Com ¦ Standard Performance Conveyor Toaster ¦ SCE ¦ All | Com ¦ Standard Performance Conveyor Toaster | SCE ¦ All | SCE | All | Electric | Standard Performance Conveyor Toaster | Average Existing and Code |  |  | 0 | Conventional | FoodServ | Com - Restaurant | Com | ROB and NEW | 0 | 1000 sqft2 of floor space | conveyor toaster | 12 | DEER:Indoor_Non-CFL_Ltg | 6640 | 1.14 | 0 | eTRM SWFS023-03 | 2775.91 | 2024 | 0 | 2024 | 0 | 0 | SWFS023-03 | Com Contact Conveyor Toaster ¦ SCE ¦ All | Com Contact Conveyor Toaster | 0.15641 | 1 | 0.9825 | SME Input | -117.9998 | 2012 | 0.6 | SWFS023-03
COM-FOODSERV-45.14 | Com ¦ Standard Performance Conveyor Toaster ¦ SCE ¦ All | Com ¦ Standard Performance Conveyor Toaster | SCE ¦ All | SCE | All | Electric | Standard Performance Conveyor Toaster | Average Existing and Code |  |  | 0 | Conventional | FoodServ | Com - School | Com | ROB and NEW | 0 | 1000 sqft2 of floor space | conveyor toaster | 12 | DEER:Indoor_Non-CFL_Ltg | 6640 | 1.14 | 0 | eTRM SWFS023-03 | 2775.91 | 2024 | 0 | 2024 | 0 | 0 | SWFS023-03 | Com Contact Conveyor Toaster ¦ SCE ¦ All | Com Contact Conveyor Toaster | 0.007874 | 1 | 0.9825 | SME Input | -1093.2499 | 2012 | 0.6 | SWFS023-03
COM-FOODSERV-45.15 | Com ¦ Standard Performance Conveyor Toaster ¦ SDG&E ¦ All | Com ¦ Standard Performance Conveyor Toaster | SDG&E ¦ All | SDG&E | All | Electric | Standard Performance Conveyor Toaster | Average Existing and Code |  |  | 0 | Conventional | FoodServ | Com - College | Com | ROB and NEW | 0 | 1000 sqft2 of floor space | conveyor toaster | 12 | DEER:Indoor_Non-CFL_Ltg | 6640 | 1.14 | 0 | eTRM SWFS023-03 | 2775.91 | 2024 | 0 | 2024 | 0 | 0 | SWFS023-03 | Com Contact Conveyor Toaster ¦ SDG&E ¦ All | Com Contact Conveyor Toaster | 0.0019124 | 1 | 0.9825 | SME Input | -501.307 | 2012 | 0.6 | SWFS023-03
COM-FOODSERV-45.16 | Com ¦ Standard Performance Conveyor Toaster ¦ SDG&E ¦ All | Com ¦ Standard Performance Conveyor Toaster | SDG&E ¦ All | SDG&E | All | Electric | Standard Performance Conveyor Toaster | Average Existing and Code |  |  | 0 | Conventional | FoodServ | Com - Grocery | Com | ROB and NEW | 0 | 1000 sqft2 of floor space | conveyor toaster | 12 | DEER:Indoor_Non-CFL_Ltg | 6640 | 1.14 | 0 | eTRM SWFS023-03 | 2775.91 | 2024 | 0 | 2024 | 0 | 0 | SWFS023-03 | Com Contact Conveyor Toaster ¦ SDG&E ¦ All | Com Contact Conveyor Toaster | 0.01356 | 1 | 0.9825 | SME Input | -373.4921 | 2012 | 0.6 | SWFS023-03
COM-FOODSERV-45.17 | Com ¦ Standard Performance Conveyor Toaster ¦ SDG&E ¦ All | Com ¦ Standard Performance Conveyor Toaster | SDG&E ¦ All | SDG&E | All | Electric | Standard Performance Conveyor Toaster | Average Existing and Code |  |  | 0 | Conventional | FoodServ | Com - Health | Com | ROB and NEW | 0 | 1000 sqft2 of floor space | conveyor toaster | 12 | DEER:Indoor_Non-CFL_Ltg | 6640 | 1.14 | 0 | eTRM SWFS023-03 | 2775.91 | 2024 | 0 | 2024 | 0 | 0 | SWFS023-03 | Com Contact Conveyor Toaster ¦ SDG&E ¦ All | Com Contact Conveyor Toaster | 0.0037081 | 1 | 0.9825 | SME Input | -434.4995 | 2012 | 0.6 | SWFS023-03
COM-FOODSERV-45.18 | Com ¦ Standard Performance Conveyor Toaster ¦ SDG&E ¦ All | Com ¦ Standard Performance Conveyor Toaster | SDG&E ¦ All | SDG&E | All | Electric | Standard Performance Conveyor Toaster | Average Existing and Code |  |  | 0 | Conventional | FoodServ | Com - Lodging | Com | ROB and NEW | 0 | 1000 sqft2 of floor space | conveyor toaster | 12 | DEER:Indoor_Non-CFL_Ltg | 6640 | 1.14 | 0 | eTRM SWFS023-03 | 2775.91 | 2024 | 0 | 2024 | 0 | 0 | SWFS023-03 | Com Contact Conveyor Toaster ¦ SDG&E ¦ All | Com Contact Conveyor Toaster | 0.011606 | 1 | 0.9825 | SME Input | -1047.0122 | 2012 | 0.6 | SWFS023-03
COM-FOODSERV-45.19 | Com ¦ Standard Performance Conveyor Toaster ¦ SDG&E ¦ All | Com ¦ Standard Performance Conveyor Toaster | SDG&E ¦ All | SDG&E | All | Electric | Standard Performance Conveyor Toaster | Average Existing and Code |  |  | 0 | Conventional | FoodServ | Com - Other | Com | ROB and NEW | 0 | 1000 sqft2 of floor space | conveyor toaster | 12 | DEER:Indoor_Non-CFL_Ltg | 6640 | 1.14 | 0 | eTRM SWFS023-03 | 2775.91 | 2024 | 0 | 2024 | 0 | 0 | SWFS023-03 | Com Contact Conveyor Toaster ¦ SDG&E ¦ All | Com Contact Conveyor Toaster | 0.012894 | 1 | 0.9825 | SME Input | -733.2184 | 2012 | 0.6 | SWFS023-03
COM-FOODSERV-45.20 | Com ¦ Standard Performance Conveyor Toaster ¦ SDG&E ¦ All | Com ¦ Standard Performance Conveyor Toaster | SDG&E ¦ All | SDG&E | All | Electric | Standard Performance Conveyor Toaster | Average Existing and Code |  |  | 0 | Conventional | FoodServ | Com - Restaurant | Com | ROB and NEW | 0 | 1000 sqft2 of floor space | conveyor toaster | 12 | DEER:Indoor_Non-CFL_Ltg | 6640 | 1.14 | 0 | eTRM SWFS023-03 | 2775.91 | 2024 | 0 | 2024 | 0 | 0 | SWFS023-03 | Com Contact Conveyor Toaster ¦ SDG&E ¦ All | Com Contact Conveyor Toaster | 0.15641 | 1 | 0.9825 | SME Input | -117.9998 | 2012 | 0.6 | SWFS023-03
COM-FOODSERV-45.21 | Com ¦ Standard Performance Conveyor Toaster ¦ SDG&E ¦ All | Com ¦ Standard Performance Conveyor Toaster | SDG&E ¦ All | SDG&E | All | Electric | Standard Performance Conveyor Toaster | Average Existing and Code |  |  | 0 | Conventional | FoodServ | Com - School | Com | ROB and NEW | 0 | 1000 sqft2 of floor space | conveyor toaster | 12 | DEER:Indoor_Non-CFL_Ltg | 6640 | 1.14 | 0 | eTRM SWFS023-03 | 2775.91 | 2024 | 0 | 2024 | 0 | 0 | SWFS023-03 | Com Contact Conveyor Toaster ¦ SDG&E ¦ All | Com Contact Conveyor Toaster | 0.007874 | 1 | 0.9825 | SME Input | -1093.2499 | 2012 | 0.6 | SWFS023-03
COM-FOODSERV-46.1 | Com ¦ High Performance Conveyor Toaster ¦ PG&E ¦ All | Com ¦ High Performance Conveyor Toaster | PG&E ¦ All | PG&E | All | Electric | High Performance Conveyor Toaster | Efficient |  |  | 0 | Conventional | FoodServ | Com - College | Com | ROB and NEW | 0 | 1000 sqft2 of floor space | conveyor toaster | 12 | DEER:Indoor_Non-CFL_Ltg | 4300 | 0.738 | 0 | eTRM SWFS023-03 | 3618.78 | 2024 | 0 | 2024 | 0 | 0 | SWFS023-03 | Com Contact Conveyor Toaster ¦ PG&E ¦ All | Com Contact Conveyor Toaster | 0.0019124 | 1 | 0.0175 | SME Input | -324.6416 | 2012 | 0.7 | SWFS023-03
COM-FOODSERV-46.2 | Com ¦ High Performance Conveyor Toaster ¦ PG&E ¦ All | Com ¦ High Performance Conveyor Toaster | PG&E ¦ All | PG&E | All | Electric | High Performance Conveyor Toaster | Efficient |  |  | 0 | Conventional | FoodServ | Com - Grocery | Com | ROB and NEW | 0 | 1000 sqft2 of floor space | conveyor toaster | 12 | DEER:Indoor_Non-CFL_Ltg | 4300 | 0.738 | 0 | eTRM SWFS023-03 | 3618.78 | 2024 | 0 | 2024 | 0 | 0 | SWFS023-03 | Com Contact Conveyor Toaster ¦ PG&E ¦ All | Com Contact Conveyor Toaster | 0.01356 | 1 | 0.0175 | SME Input | -241.8699 | 2012 | 0.7 | SWFS023-03
COM-FOODSERV-46.3 | Com ¦ High Performance Conveyor Toaster ¦ PG&E ¦ All | Com ¦ High Performance Conveyor Toaster | PG&E ¦ All | PG&E | All | Electric | High Performance Conveyor Toaster | Efficient |  |  | 0 | Conventional | FoodServ | Com - Health | Com | ROB and NEW | 0 | 1000 sqft2 of floor space | conveyor toaster | 12 | DEER:Indoor_Non-CFL_Ltg | 4300 | 0.738 | 0 | eTRM SWFS023-03 | 3618.78 | 2024 | 0 | 2024 | 0 | 0 | SWFS023-03 | Com Contact Conveyor Toaster ¦ PG&E ¦ All | Com Contact Conveyor Toaster | 0.0037081 | 1 | 0.0175 | SME Input | -281.3777 | 2012 | 0.7 | SWFS023-03
COM-FOODSERV-46.4 | Com ¦ High Performance Conveyor Toaster ¦ PG&E ¦ All | Com ¦ High Performance Conveyor Toaster | PG&E ¦ All | PG&E | All | Electric | High Performance Conveyor Toaster | Efficient |  |  | 0 | Conventional | FoodServ | Com - Lodging | Com | ROB and NEW | 0 | 1000 sqft2 of floor space | conveyor toaster | 12 | DEER:Indoor_Non-CFL_Ltg | 4300 | 0.738 | 0 | eTRM SWFS023-03 | 3618.78 | 2024 | 0 | 2024 | 0 | 0 | SWFS023-03 | Com Contact Conveyor Toaster ¦ PG&E ¦ All | Com Contact Conveyor Toaster | 0.011606 | 1 | 0.0175 | SME Input | -678.035 | 2012 | 0.7 | SWFS023-03
COM-FOODSERV-46.5 | Com ¦ High Performance Conveyor Toaster ¦ PG&E ¦ All | Com ¦ High Performance Conveyor Toaster | PG&E ¦ All | PG&E | All | Electric | High Performance Conveyor Toaster | Efficient |  |  | 0 | Conventional | FoodServ | Com - Other | Com | ROB and NEW | 0 | 1000 sqft2 of floor space | conveyor toaster | 12 | DEER:Indoor_Non-CFL_Ltg | 4300 | 0.738 | 0 | eTRM SWFS023-03 | 3618.78 | 2024 | 0 | 2024 | 0 | 0 | SWFS023-03 | Com Contact Conveyor Toaster ¦ PG&E ¦ All | Com Contact Conveyor Toaster | 0.012894 | 1 | 0.0175 | SME Input | -474.8252 | 2012 | 0.7 | SWFS023-03
COM-FOODSERV-46.6 | Com ¦ High Performance Conveyor Toaster ¦ PG&E ¦ All | Com ¦ High Performance Conveyor Toaster | PG&E ¦ All | PG&E | All | Electric | High Performance Conveyor Toaster | Efficient |  |  | 0 | Conventional | FoodServ | Com - Restaurant | Com | ROB and NEW | 0 | 1000 sqft2 of floor space | conveyor toaster | 12 | DEER:Indoor_Non-CFL_Ltg | 4300 | 0.738 | 0 | eTRM SWFS023-03 | 3618.78 | 2024 | 0 | 2024 | 0 | 0 | SWFS023-03 | Com Contact Conveyor Toaster ¦ PG&E ¦ All | Com Contact Conveyor Toaster | 0.15641 | 1 | 0.0175 | SME Input | -76.4155 | 2012 | 0.7 | SWFS023-03
COM-FOODSERV-46.7 | Com ¦ High Performance Conveyor Toaster ¦ PG&E ¦ All | Com ¦ High Performance Conveyor Toaster | PG&E ¦ All | PG&E | All | Electric | High Performance Conveyor Toaster | Efficient |  |  | 0 | Conventional | FoodServ | Com - School | Com | ROB and NEW | 0 | 1000 sqft2 of floor space | conveyor toaster | 12 | DEER:Indoor_Non-CFL_Ltg | 4300 | 0.738 | 0 | eTRM SWFS023-03 | 3618.78 | 2024 | 0 | 2024 | 0 | 0 | SWFS023-03 | Com Contact Conveyor Toaster ¦ PG&E ¦ All | Com Contact Conveyor Toaster | 0.007874 | 1 | 0.0175 | SME Input | -707.9781 | 2012 | 0.7 | SWFS023-03
COM-FOODSERV-46.8 | Com ¦ High Performance Conveyor Toaster ¦ SCE ¦ All | Com ¦ High Performance Conveyor Toaster | SCE ¦ All | SCE | All | Electric | High Performance Conveyor Toaster | Efficient |  |  | 0 | Conventional | FoodServ | Com - College | Com | ROB and NEW | 0 | 1000 sqft2 of floor space | conveyor toaster | 12 | DEER:Indoor_Non-CFL_Ltg | 4300 | 0.738 | 0 | eTRM SWFS023-03 | 3618.78 | 2024 | 0 | 2024 | 0 | 0 | SWFS023-03 | Com Contact Conveyor Toaster ¦ SCE ¦ All | Com Contact Conveyor Toaster | 0.0019124 | 1 | 0.0175 | SME Input | -324.6416 | 2012 | 0.7 | SWFS023-03
COM-FOODSERV-46.9 | Com ¦ High Performance Conveyor Toaster ¦ SCE ¦ All | Com ¦ High Performance Conveyor Toaster | SCE ¦ All | SCE | All | Electric | High Performance Conveyor Toaster | Efficient |  |  | 0 | Conventional | FoodServ | Com - Grocery | Com | ROB and NEW | 0 | 1000 sqft2 of floor space | conveyor toaster | 12 | DEER:Indoor_Non-CFL_Ltg | 4300 | 0.738 | 0 | eTRM SWFS023-03 | 3618.78 | 2024 | 0 | 2024 | 0 | 0 | SWFS023-03 | Com Contact Conveyor Toaster ¦ SCE ¦ All | Com Contact Conveyor Toaster | 0.01356 | 1 | 0.0175 | SME Input | -241.8699 | 2012 | 0.7 | SWFS023-03
COM-FOODSERV-46.10 | Com ¦ High Performance Conveyor Toaster ¦ SCE ¦ All | Com ¦ High Performance Conveyor Toaster | SCE ¦ All | SCE | All | Electric | High Performance Conveyor Toaster | Efficient |  |  | 0 | Conventional | FoodServ | Com - Health | Com | ROB and NEW | 0 | 1000 sqft2 of floor space | conveyor toaster | 12 | DEER:Indoor_Non-CFL_Ltg | 4300 | 0.738 | 0 | eTRM SWFS023-03 | 3618.78 | 2024 | 0 | 2024 | 0 | 0 | SWFS023-03 | Com Contact Conveyor Toaster ¦ SCE ¦ All | Com Contact Conveyor Toaster | 0.0037081 | 1 | 0.0175 | SME Input | -281.3777 | 2012 | 0.7 | SWFS023-03
COM-FOODSERV-46.11 | Com ¦ High Performance Conveyor Toaster ¦ SCE ¦ All | Com ¦ High Performance Conveyor Toaster | SCE ¦ All | SCE | All | Electric | High Performance Conveyor Toaster | Efficient |  |  | 0 | Conventional | FoodServ | Com - Lodging | Com | ROB and NEW | 0 | 1000 sqft2 of floor space | conveyor toaster | 12 | DEER:Indoor_Non-CFL_Ltg | 4300 | 0.738 | 0 | eTRM SWFS023-03 | 3618.78 | 2024 | 0 | 2024 | 0 | 0 | SWFS023-03 | Com Contact Conveyor Toaster ¦ SCE ¦ All | Com Contact Conveyor Toaster | 0.011606 | 1 | 0.0175 | SME Input | -678.035 | 2012 | 0.7 | SWFS023-03
COM-FOODSERV-46.12 | Com ¦ High Performance Conveyor Toaster ¦ SCE ¦ All | Com ¦ High Performance Conveyor Toaster | SCE ¦ All | SCE | All | Electric | High Performance Conveyor Toaster | Efficient |  |  | 0 | Conventional | FoodServ | Com - Other | Com | ROB and NEW | 0 | 1000 sqft2 of floor space | conveyor toaster | 12 | DEER:Indoor_Non-CFL_Ltg | 4300 | 0.738 | 0 | eTRM SWFS023-03 | 3618.78 | 2024 | 0 | 2024 | 0 | 0 | SWFS023-03 | Com Contact Conveyor Toaster ¦ SCE ¦ All | Com Contact Conveyor Toaster | 0.012894 | 1 | 0.0175 | SME Input | -474.8252 | 2012 | 0.7 | SWFS023-03
COM-FOODSERV-46.13 | Com ¦ High Performance Conveyor Toaster ¦ SCE ¦ All | Com ¦ High Performance Conveyor Toaster | SCE ¦ All | SCE | All | Electric | High Performance Conveyor Toaster | Efficient |  |  | 0 | Conventional | FoodServ | Com - Restaurant | Com | ROB and NEW | 0 | 1000 sqft2 of floor space | conveyor toaster | 12 | DEER:Indoor_Non-CFL_Ltg | 4300 | 0.738 | 0 | eTRM SWFS023-03 | 3618.78 | 2024 | 0 | 2024 | 0 | 0 | SWFS023-03 | Com Contact Conveyor Toaster ¦ SCE ¦ All | Com Contact Conveyor Toaster | 0.15641 | 1 | 0.0175 | SME Input | -76.4155 | 2012 | 0.7 | SWFS023-03
COM-FOODSERV-46.14 | Com ¦ High Performance Conveyor Toaster ¦ SCE ¦ All | Com ¦ High Performance Conveyor Toaster | SCE ¦ All | SCE | All | Electric | High Performance Conveyor Toaster | Efficient |  |  | 0 | Conventional | FoodServ | Com - School | Com | ROB and NEW | 0 | 1000 sqft2 of floor space | conveyor toaster | 12 | DEER:Indoor_Non-CFL_Ltg | 4300 | 0.738 | 0 | eTRM SWFS023-03 | 3618.78 | 2024 | 0 | 2024 | 0 | 0 | SWFS023-03 | Com Contact Conveyor Toaster ¦ SCE ¦ All | Com Contact Conveyor Toaster | 0.007874 | 1 | 0.0175 | SME Input | -707.9781 | 2012 | 0.7 | SWFS023-03
COM-FOODSERV-46.15 | Com ¦ High Performance Conveyor Toaster ¦ SDG&E ¦ All | Com ¦ High Performance Conveyor Toaster | SDG&E ¦ All | SDG&E | All | Electric | High Performance Conveyor Toaster | Efficient |  |  | 0 | Conventional | FoodServ | Com - College | Com | ROB and NEW | 0 | 1000 sqft2 of floor space | conveyor toaster | 12 | DEER:Indoor_Non-CFL_Ltg | 4300 | 0.738 | 0 | eTRM SWFS023-03 | 3618.78 | 2024 | 0 | 2024 | 0 | 0 | SWFS023-03 | Com Contact Conveyor Toaster ¦ SDG&E ¦ All | Com Contact Conveyor Toaster | 0.0019124 | 1 | 0.0175 | SME Input | -324.6416 | 2012 | 0.7 | SWFS023-03
COM-FOODSERV-46.16 | Com ¦ High Performance Conveyor Toaster ¦ SDG&E ¦ All | Com ¦ High Performance Conveyor Toaster | SDG&E ¦ All | SDG&E | All | Electric | High Performance Conveyor Toaster | Efficient |  |  | 0 | Conventional | FoodServ | Com - Grocery | Com | ROB and NEW | 0 | 1000 sqft2 of floor space | conveyor toaster | 12 | DEER:Indoor_Non-CFL_Ltg | 4300 | 0.738 | 0 | eTRM SWFS023-03 | 3618.78 | 2024 | 0 | 2024 | 0 | 0 | SWFS023-03 | Com Contact Conveyor Toaster ¦ SDG&E ¦ All | Com Contact Conveyor Toaster | 0.01356 | 1 | 0.0175 | SME Input | -241.8699 | 2012 | 0.7 | SWFS023-03
COM-FOODSERV-46.17 | Com ¦ High Performance Conveyor Toaster ¦ SDG&E ¦ All | Com ¦ High Performance Conveyor Toaster | SDG&E ¦ All | SDG&E | All | Electric | High Performance Conveyor Toaster | Efficient |  |  | 0 | Conventional | FoodServ | Com - Health | Com | ROB and NEW | 0 | 1000 sqft2 of floor space | conveyor toaster | 12 | DEER:Indoor_Non-CFL_Ltg | 4300 | 0.738 | 0 | eTRM SWFS023-03 | 3618.78 | 2024 | 0 | 2024 | 0 | 0 | SWFS023-03 | Com Contact Conveyor Toaster ¦ SDG&E ¦ All | Com Contact Conveyor Toaster | 0.0037081 | 1 | 0.0175 | SME Input | -281.3777 | 2012 | 0.7 | SWFS023-03
COM-FOODSERV-46.18 | Com ¦ High Performance Conveyor Toaster ¦ SDG&E ¦ All | Com ¦ High Performance Conveyor Toaster | SDG&E ¦ All | SDG&E | All | Electric | High Performance Conveyor Toaster | Efficient |  |  | 0 | Conventional | FoodServ | Com - Lodging | Com | ROB and NEW | 0 | 1000 sqft2 of floor space | conveyor toaster | 12 | DEER:Indoor_Non-CFL_Ltg | 4300 | 0.738 | 0 | eTRM SWFS023-03 | 3618.78 | 2024 | 0 | 2024 | 0 | 0 | SWFS023-03 | Com Contact Conveyor Toaster ¦ SDG&E ¦ All | Com Contact Conveyor Toaster | 0.011606 | 1 | 0.0175 | SME Input | -678.035 | 2012 | 0.7 | SWFS023-03
COM-FOODSERV-46.19 | Com ¦ High Performance Conveyor Toaster ¦ SDG&E ¦ All | Com ¦ High Performance Conveyor Toaster | SDG&E ¦ All | SDG&E | All | Electric | High Performance Conveyor Toaster | Efficient |  |  | 0 | Conventional | FoodServ | Com - Other | Com | ROB and NEW | 0 | 1000 sqft2 of floor space | conveyor toaster | 12 | DEER:Indoor_Non-CFL_Ltg | 4300 | 0.738 | 0 | eTRM SWFS023-03 | 3618.78 | 2024 | 0 | 2024 | 0 | 0 | SWFS023-03 | Com Contact Conveyor Toaster ¦ SDG&E ¦ All | Com Contact Conveyor Toaster | 0.012894 | 1 | 0.0175 | SME Input | -474.8252 | 2012 | 0.7 | SWFS023-03
COM-FOODSERV-46.20 | Com ¦ High Performance Conveyor Toaster ¦ SDG&E ¦ All | Com ¦ High Performance Conveyor Toaster | SDG&E ¦ All | SDG&E | All | Electric | High Performance Conveyor Toaster | Efficient |  |  | 0 | Conventional | FoodServ | Com - Restaurant | Com | ROB and NEW | 0 | 1000 sqft2 of floor space | conveyor toaster | 12 | DEER:Indoor_Non-CFL_Ltg | 4300 | 0.738 | 0 | eTRM SWFS023-03 | 3618.78 | 2024 | 0 | 2024 | 0 | 0 | SWFS023-03 | Com Contact Conveyor Toaster ¦ SDG&E ¦ All | Com Contact Conveyor Toaster | 0.15641 | 1 | 0.0175 | SME Input | -76.4155 | 2012 | 0.7 | SWFS023-03
COM-FOODSERV-46.21 | Com ¦ High Performance Conveyor Toaster ¦ SDG&E ¦ All | Com ¦ High Performance Conveyor Toaster | SDG&E ¦ All | SDG&E | All | Electric | High Performance Conveyor Toaster | Efficient |  |  | 0 | Conventional | FoodServ | Com - School | Com | ROB and NEW | 0 | 1000 sqft2 of floor space | conveyor toaster | 12 | DEER:Indoor_Non-CFL_Ltg | 4300 | 0.738 | 0 | eTRM SWFS023-03 | 3618.78 | 2024 | 0 | 2024 | 0 | 0 | SWFS023-03 | Com Contact Conveyor Toaster ¦ SDG&E ¦ All | Com Contact Conveyor Toaster | 0.007874 | 1 | 0.0175 | SME Input | -707.9781 | 2012 | 0.7 | SWFS023-03
COM-FOODSERV-50.1 | Com ¦ Standard Rack Oven - Gas ¦ PG&E ¦ All | Com ¦ Standard Rack Oven - Gas | PG&E ¦ All | PG&E | All | Gas | Standard, Commercial Rack Oven | Average Existing and Code |  |  | 0 | Conventional | FoodServ | Com - College | Com | ROB and NEW | 0 | 1000 sqft2 of floor space | Oven | 12 | DEER:Indoor_Non-CFL_Ltg | 0 | 0 | 2495 | SWFS014-04 | 36171.32 | 2024 | 0 | 2024 | 0 | 0 | SWFS014-04 | Com Gas Rack Ovens ¦ PG&E ¦ All | Com Gas Rack Ovens | 0.00026312 | 1 | 0.65 | CBSA 2019 and CA eTRM 2014 | -8230.1368 | 2012 | 0.6 | SWFS014-04
COM-FOODSERV-50.2 | Com ¦ Standard Rack Oven - Gas ¦ PG&E ¦ All | Com ¦ Standard Rack Oven - Gas | PG&E ¦ All | PG&E | All | Gas | Standard, Commercial Rack Oven | Average Existing and Code |  |  | 0 | Conventional | FoodServ | Com - Grocery | Com | ROB and NEW | 0 | 1000 sqft2 of floor space | Oven | 12 | DEER:Indoor_Non-CFL_Ltg | 0 | 0 | 2495 | SWFS014-04 | 36171.32 | 2024 | 0 | 2024 | 0 | 0 | SWFS014-04 | Com Gas Rack Ovens ¦ PG&E ¦ All | Com Gas Rack Ovens | 0.0018658 | 1 | 0.65 | CBSA 2019 and CA eTRM 2014 | -5858.7365 | 2012 | 0.6 | SWFS014-04
COM-FOODSERV-50.3 | Com ¦ Standard Rack Oven - Gas ¦ PG&E ¦ All | Com ¦ Standard Rack Oven - Gas | PG&E ¦ All | PG&E | All | Gas | Standard, Commercial Rack Oven | Average Existing and Code |  |  | 0 | Conventional | FoodServ | Com - Health | Com | ROB and NEW | 0 | 1000 sqft2 of floor space | Oven | 12 | DEER:Indoor_Non-CFL_Ltg | 0 | 0 | 2495 | SWFS014-04 | 36171.32 | 2024 | 0 | 2024 | 0 | 0 | SWFS014-04 | Com Gas Rack Ovens ¦ PG&E ¦ All | Com Gas Rack Ovens | 0.00048214 | 1 | 0.65 | CBSA 2019 and CA eTRM 2014 | -7047.3298 | 2012 | 0.6 | SWFS014-04
COM-FOODSERV-50.4 | Com ¦ Standard Rack Oven - Gas ¦ PG&E ¦ All | Com ¦ Standard Rack Oven - Gas | PG&E ¦ All | PG&E | All | Gas | Standard, Commercial Rack Oven | Average Existing and Code |  |  | 0 | Conventional | FoodServ | Com - Lodging | Com | ROB and NEW | 0 | 1000 sqft2 of floor space | Oven | 12 | DEER:Indoor_Non-CFL_Ltg | 0 | 0 | 2495 | SWFS014-04 | 36171.32 | 2024 | 0 | 2024 | 0 | 0 | SWFS014-04 | Com Gas Rack Ovens ¦ PG&E ¦ All | Com Gas Rack Ovens | 0.0001497 | 1 | 0.65 | CBSA 2019 and CA eTRM 2014 | -24646.4865 | 2012 | 0.6 | SWFS014-04
COM-FOODSERV-50.5 | Com ¦ Standard Rack Oven - Gas ¦ PG&E ¦ All | Com ¦ Standard Rack Oven - Gas | PG&E ¦ All | PG&E | All | Gas | Standard, Commercial Rack Oven | Average Existing and Code |  |  | 0 | Conventional | FoodServ | Com - Other | Com | ROB and NEW | 0 | 1000 sqft2 of floor space | Oven | 12 | DEER:Indoor_Non-CFL_Ltg | 0 | 0 | 2495 | SWFS014-04 | 36171.32 | 2024 | 0 | 2024 | 0 | 0 | SWFS014-04 | Com Gas Rack Ovens ¦ PG&E ¦ All | Com Gas Rack Ovens | 0.0010784 | 1 | 0.65 | CBSA 2019 and CA eTRM 2014 | -11302.3665 | 2012 | 0.6 | SWFS014-04
COM-FOODSERV-50.6 | Com ¦ Standard Rack Oven - Gas ¦ PG&E ¦ All | Com ¦ Standard Rack Oven - Gas | PG&E ¦ All | PG&E | All | Gas | Standard, Commercial Rack Oven | Average Existing and Code |  |  | 0 | Conventional | FoodServ | Com - Restaurant | Com | ROB and NEW | 0 | 1000 sqft2 of floor space | Oven | 12 | DEER:Indoor_Non-CFL_Ltg | 0 | 0 | 2495 | SWFS014-04 | 36171.32 | 2024 | 0 | 2024 | 0 | 0 | SWFS014-04 | Com Gas Rack Ovens ¦ PG&E ¦ All | Com Gas Rack Ovens | 0.011324 | 1 | 0.65 | CBSA 2019 and CA eTRM 2014 | -1874.3366 | 2012 | 0.6 | SWFS014-04
COM-FOODSERV-50.7 | Com ¦ Standard Rack Oven - Gas ¦ PG&E ¦ All | Com ¦ Standard Rack Oven - Gas | PG&E ¦ All | PG&E | All | Gas | Standard, Commercial Rack Oven | Average Existing and Code |  |  | 0 | Conventional | FoodServ | Com - School | Com | ROB and NEW | 0 | 1000 sqft2 of floor space | Oven | 12 | DEER:Indoor_Non-CFL_Ltg | 0 | 0 | 2495 | SWFS014-04 | 36171.32 | 2024 | 0 | 2024 | 0 | 0 | SWFS014-04 | Com Gas Rack Ovens ¦ PG&E ¦ All | Com Gas Rack Ovens | 0.00054636 | 1 | 0.65 | CBSA 2019 and CA eTRM 2014 | -5700.4303 | 2012 | 0.6 | SWFS014-04
COM-FOODSERV-50.8 | Com ¦ Standard Rack Oven - Gas ¦ SCG ¦ All | Com ¦ Standard Rack Oven - Gas | SCG ¦ All | SCG | All | Gas | Standard, Commercial Rack Oven | Average Existing and Code |  |  | 0 | Conventional | FoodServ | Com - College | Com | ROB and NEW | 0 | 1000 sqft2 of floor space | Oven | 12 | DEER:Indoor_Non-CFL_Ltg | 0 | 0 | 2495 | SWFS014-04 | 36171.32 | 2024 | 0 | 2024 | 0 | 0 | SWFS014-04 | Com Gas Rack Ovens ¦ SCG ¦ All | Com Gas Rack Ovens | 0.00026312 | 1 | 0.65 | CBSA 2019 and CA eTRM 2014 | -8230.1368 | 2012 | 0.6 | SWFS014-04
COM-FOODSERV-50.9 | Com ¦ Standard Rack Oven - Gas ¦ SCG ¦ All | Com ¦ Standard Rack Oven - Gas | SCG ¦ All | SCG | All | Gas | Standard, Commercial Rack Oven | Average Existing and Code |  |  | 0 | Conventional | FoodServ | Com - Grocery | Com | ROB and NEW | 0 | 1000 sqft2 of floor space | Oven | 12 | DEER:Indoor_Non-CFL_Ltg | 0 | 0 | 2495 | SWFS014-04 | 36171.32 | 2024 | 0 | 2024 | 0 | 0 | SWFS014-04 | Com Gas Rack Ovens ¦ SCG ¦ All | Com Gas Rack Ovens | 0.0018658 | 1 | 0.65 | CBSA 2019 and CA eTRM 2014 | -5858.7365 | 2012 | 0.6 | SWFS014-04
COM-FOODSERV-50.10 | Com ¦ Standard Rack Oven - Gas ¦ SCG ¦ All | Com ¦ Standard Rack Oven - Gas | SCG ¦ All | SCG | All | Gas | Standard, Commercial Rack Oven | Average Existing and Code |  |  | 0 | Conventional | FoodServ | Com - Health | Com | ROB and NEW | 0 | 1000 sqft2 of floor space | Oven | 12 | DEER:Indoor_Non-CFL_Ltg | 0 | 0 | 2495 | SWFS014-04 | 36171.32 | 2024 | 0 | 2024 | 0 | 0 | SWFS014-04 | Com Gas Rack Ovens ¦ SCG ¦ All | Com Gas Rack Ovens | 0.00048214 | 1 | 0.65 | CBSA 2019 and CA eTRM 2014 | -7047.3298 | 2012 | 0.6 | SWFS014-04
COM-FOODSERV-50.11 | Com ¦ Standard Rack Oven - Gas ¦ SCG ¦ All | Com ¦ Standard Rack Oven - Gas | SCG ¦ All | SCG | All | Gas | Standard, Commercial Rack Oven | Average Existing and Code |  |  | 0 | Conventional | FoodServ | Com - Lodging | Com | ROB and NEW | 0 | 1000 sqft2 of floor space | Oven | 12 | DEER:Indoor_Non-CFL_Ltg | 0 | 0 | 2495 | SWFS014-04 | 36171.32 | 2024 | 0 | 2024 | 0 | 0 | SWFS014-04 | Com Gas Rack Ovens ¦ SCG ¦ All | Com Gas Rack Ovens | 0.0001497 | 1 | 0.65 | CBSA 2019 and CA eTRM 2014 | -24646.4865 | 2012 | 0.6 | SWFS014-04
COM-FOODSERV-50.12 | Com ¦ Standard Rack Oven - Gas ¦ SCG ¦ All | Com ¦ Standard Rack Oven - Gas | SCG ¦ All | SCG | All | Gas | Standard, Commercial Rack Oven | Average Existing and Code |  |  | 0 | Conventional | FoodServ | Com - Other | Com | ROB and NEW | 0 | 1000 sqft2 of floor space | Oven | 12 | DEER:Indoor_Non-CFL_Ltg | 0 | 0 | 2495 | SWFS014-04 | 36171.32 | 2024 | 0 | 2024 | 0 | 0 | SWFS014-04 | Com Gas Rack Ovens ¦ SCG ¦ All | Com Gas Rack Ovens | 0.0010784 | 1 | 0.65 | CBSA 2019 and CA eTRM 2014 | -11302.3665 | 2012 | 0.6 | SWFS014-04
COM-FOODSERV-50.13 | Com ¦ Standard Rack Oven - Gas ¦ SCG ¦ All | Com ¦ Standard Rack Oven - Gas | SCG ¦ All | SCG | All | Gas | Standard, Commercial Rack Oven | Average Existing and Code |  |  | 0 | Conventional | FoodServ | Com - Restaurant | Com | ROB and NEW | 0 | 1000 sqft2 of floor space | Oven | 12 | DEER:Indoor_Non-CFL_Ltg | 0 | 0 | 2495 | SWFS014-04 | 36171.32 | 2024 | 0 | 2024 | 0 | 0 | SWFS014-04 | Com Gas Rack Ovens ¦ SCG ¦ All | Com Gas Rack Ovens | 0.011324 | 1 | 0.65 | CBSA 2019 and CA eTRM 2014 | -1874.3366 | 2012 | 0.6 | SWFS014-04
COM-FOODSERV-50.14 | Com ¦ Standard Rack Oven - Gas ¦ SCG ¦ All | Com ¦ Standard Rack Oven - Gas | SCG ¦ All | SCG | All | Gas | Standard, Commercial Rack Oven | Average Existing and Code |  |  | 0 | Conventional | FoodServ | Com - School | Com | ROB and NEW | 0 | 1000 sqft2 of floor space | Oven | 12 | DEER:Indoor_Non-CFL_Ltg | 0 | 0 | 2495 | SWFS014-04 | 36171.32 | 2024 | 0 | 2024 | 0 | 0 | SWFS014-04 | Com Gas Rack Ovens ¦ SCG ¦ All | Com Gas Rack Ovens | 0.00054636 | 1 | 0.65 | CBSA 2019 and CA eTRM 2014 | -5700.4303 | 2012 | 0.6 | SWFS014-04
COM-FOODSERV-50.15 | Com ¦ Standard Rack Oven - Gas ¦ SDG&E ¦ All | Com ¦ Standard Rack Oven - Gas | SDG&E ¦ All | SDG&E | All | Gas | Standard, Commercial Rack Oven | Average Existing and Code |  |  | 0 | Conventional | FoodServ | Com - College | Com | ROB and NEW | 0 | 1000 sqft2 of floor space | Oven | 12 | DEER:Indoor_Non-CFL_Ltg | 0 | 0 | 2495 | SWFS014-04 | 36171.32 | 2024 | 0 | 2024 | 0 | 0 | SWFS014-04 | Com Gas Rack Ovens ¦ SDG&E ¦ All | Com Gas Rack Ovens | 0.00026312 | 1 | 0.65 | CBSA 2019 and CA eTRM 2014 | -8230.1368 | 2012 | 0.6 | SWFS014-04
COM-FOODSERV-50.16 | Com ¦ Standard Rack Oven - Gas ¦ SDG&E ¦ All | Com ¦ Standard Rack Oven - Gas | SDG&E ¦ All | SDG&E | All | Gas | Standard, Commercial Rack Oven | Average Existing and Code |  |  | 0 | Conventional | FoodServ | Com - Grocery | Com | ROB and NEW | 0 | 1000 sqft2 of floor space | Oven | 12 | DEER:Indoor_Non-CFL_Ltg | 0 | 0 | 2495 | SWFS014-04 | 36171.32 | 2024 | 0 | 2024 | 0 | 0 | SWFS014-04 | Com Gas Rack Ovens ¦ SDG&E ¦ All | Com Gas Rack Ovens | 0.0018658 | 1 | 0.65 | CBSA 2019 and CA eTRM 2014 | -5858.7365 | 2012 | 0.6 | SWFS014-04
COM-FOODSERV-50.17 | Com ¦ Standard Rack Oven - Gas ¦ SDG&E ¦ All | Com ¦ Standard Rack Oven - Gas | SDG&E ¦ All | SDG&E | All | Gas | Standard, Commercial Rack Oven | Average Existing and Code |  |  | 0 | Conventional | FoodServ | Com - Health | Com | ROB and NEW | 0 | 1000 sqft2 of floor space | Oven | 12 | DEER:Indoor_Non-CFL_Ltg | 0 | 0 | 2495 | SWFS014-04 | 36171.32 | 2024 | 0 | 2024 | 0 | 0 | SWFS014-04 | Com Gas Rack Ovens ¦ SDG&E ¦ All | Com Gas Rack Ovens | 0.00048214 | 1 | 0.65 | CBSA 2019 and CA eTRM 2014 | -7047.3298 | 2012 | 0.6 | SWFS014-04
COM-FOODSERV-50.18 | Com ¦ Standard Rack Oven - Gas ¦ SDG&E ¦ All | Com ¦ Standard Rack Oven - Gas | SDG&E ¦ All | SDG&E | All | Gas | Standard, Commercial Rack Oven | Average Existing and Code |  |  | 0 | Conventional | FoodServ | Com - Lodging | Com | ROB and NEW | 0 | 1000 sqft2 of floor space | Oven | 12 | DEER:Indoor_Non-CFL_Ltg | 0 | 0 | 2495 | SWFS014-04 | 36171.32 | 2024 | 0 | 2024 | 0 | 0 | SWFS014-04 | Com Gas Rack Ovens ¦ SDG&E ¦ All | Com Gas Rack Ovens | 0.0001497 | 1 | 0.65 | CBSA 2019 and CA eTRM 2014 | -24646.4865 | 2012 | 0.6 | SWFS014-04
COM-FOODSERV-50.19 | Com ¦ Standard Rack Oven - Gas ¦ SDG&E ¦ All | Com ¦ Standard Rack Oven - Gas | SDG&E ¦ All | SDG&E | All | Gas | Standard, Commercial Rack Oven | Average Existing and Code |  |  | 0 | Conventional | FoodServ | Com - Other | Com | ROB and NEW | 0 | 1000 sqft2 of floor space | Oven | 12 | DEER:Indoor_Non-CFL_Ltg | 0 | 0 | 2495 | SWFS014-04 | 36171.32 | 2024 | 0 | 2024 | 0 | 0 | SWFS014-04 | Com Gas Rack Ovens ¦ SDG&E ¦ All | Com Gas Rack Ovens | 0.0010784 | 1 | 0.65 | CBSA 2019 and CA eTRM 2014 | -11302.3665 | 2012 | 0.6 | SWFS014-04
COM-FOODSERV-50.20 | Com ¦ Standard Rack Oven - Gas ¦ SDG&E ¦ All | Com ¦ Standard Rack Oven - Gas | SDG&E ¦ All | SDG&E | All | Gas | Standard, Commercial Rack Oven | Average Existing and Code |  |  | 0 | Conventional | FoodServ | Com - Restaurant | Com | ROB and NEW | 0 | 1000 sqft2 of floor space | Oven | 12 | DEER:Indoor_Non-CFL_Ltg | 0 | 0 | 2495 | SWFS014-04 | 36171.32 | 2024 | 0 | 2024 | 0 | 0 | SWFS014-04 | Com Gas Rack Ovens ¦ SDG&E ¦ All | Com Gas Rack Ovens | 0.011324 | 1 | 0.65 | CBSA 2019 and CA eTRM 2014 | -1874.3366 | 2012 | 0.6 | SWFS014-04
COM-FOODSERV-50.21 | Com ¦ Standard Rack Oven - Gas ¦ SDG&E ¦ All | Com ¦ Standard Rack Oven - Gas | SDG&E ¦ All | SDG&E | All | Gas | Standard, Commercial Rack Oven | Average Existing and Code |  |  | 0 | Conventional | FoodServ | Com - School | Com | ROB and NEW | 0 | 1000 sqft2 of floor space | Oven | 12 | DEER:Indoor_Non-CFL_Ltg | 0 | 0 | 2495 | SWFS014-04 | 36171.32 | 2024 | 0 | 2024 | 0 | 0 | SWFS014-04 | Com Gas Rack Ovens ¦ SDG&E ¦ All | Com Gas Rack Ovens | 0.00054636 | 1 | 0.65 | CBSA 2019 and CA eTRM 2014 | -5700.4303 | 2012 | 0.6 | SWFS014-04
COM-FOODSERV-51.1 | Com ¦ ENERGY STAR Rack Oven - Gas ¦ PG&E ¦ All | Com ¦ ENERGY STAR Rack Oven - Gas | PG&E ¦ All | PG&E | All | Gas | Efficient, Commercial Rack Oven | Efficient |  |  | 0 | Conventional | FoodServ | Com - College | Com | ROB and NEW | 0 | 1000 sqft2 of floor space | Oven | 12 | DEER:Indoor_Non-CFL_Ltg | 0 | 0 | 2055 | SWFS014-04 | 40486.675 | 2024 | 0 | 2024 | 0 | 0 | SWFS014-04 | Com Gas Rack Ovens ¦ PG&E ¦ All | Com Gas Rack Ovens | 0.00026312 | 1 | 0.35 | CBSA 2019 and CA eTRM 2014 | -6778.7299 | 2012 | 0.6 | SWFS014-04
COM-FOODSERV-51.2 | Com ¦ ENERGY STAR Rack Oven - Gas ¦ PG&E ¦ All | Com ¦ ENERGY STAR Rack Oven - Gas | PG&E ¦ All | PG&E | All | Gas | Efficient, Commercial Rack Oven | Efficient |  |  | 0 | Conventional | FoodServ | Com - Grocery | Com | ROB and NEW | 0 | 1000 sqft2 of floor space | Oven | 12 | DEER:Indoor_Non-CFL_Ltg | 0 | 0 | 2055 | SWFS014-04 | 40486.675 | 2024 | 0 | 2024 | 0 | 0 | SWFS014-04 | Com Gas Rack Ovens ¦ PG&E ¦ All | Com Gas Rack Ovens | 0.0018658 | 1 | 0.35 | CBSA 2019 and CA eTRM 2014 | -4825.5325 | 2012 | 0.6 | SWFS014-04
COM-FOODSERV-51.3 | Com ¦ ENERGY STAR Rack Oven - Gas ¦ PG&E ¦ All | Com ¦ ENERGY STAR Rack Oven - Gas | PG&E ¦ All | PG&E | All | Gas | Efficient, Commercial Rack Oven | Efficient |  |  | 0 | Conventional | FoodServ | Com - Health | Com | ROB and NEW | 0 | 1000 sqft2 of floor space | Oven | 12 | DEER:Indoor_Non-CFL_Ltg | 0 | 0 | 2055 | SWFS014-04 | 40486.675 | 2024 | 0 | 2024 | 0 | 0 | SWFS014-04 | Com Gas Rack Ovens ¦ PG&E ¦ All | Com Gas Rack Ovens | 0.00048214 | 1 | 0.35 | CBSA 2019 and CA eTRM 2014 | -5804.5141 | 2012 | 0.6 | SWFS014-04
COM-FOODSERV-51.4 | Com ¦ ENERGY STAR Rack Oven - Gas ¦ PG&E ¦ All | Com ¦ ENERGY STAR Rack Oven - Gas | PG&E ¦ All | PG&E | All | Gas | Efficient, Commercial Rack Oven | Efficient |  |  | 0 | Conventional | FoodServ | Com - Lodging | Com | ROB and NEW | 0 | 1000 sqft2 of floor space | Oven | 12 | DEER:Indoor_Non-CFL_Ltg | 0 | 0 | 2055 | SWFS014-04 | 40486.675 | 2024 | 0 | 2024 | 0 | 0 | SWFS014-04 | Com Gas Rack Ovens ¦ PG&E ¦ All | Com Gas Rack Ovens | 0.0001497 | 1 | 0.35 | CBSA 2019 and CA eTRM 2014 | -20300.0119 | 2012 | 0.6 | SWFS014-04
COM-FOODSERV-51.5 | Com ¦ ENERGY STAR Rack Oven - Gas ¦ PG&E ¦ All | Com ¦ ENERGY STAR Rack Oven - Gas | PG&E ¦ All | PG&E | All | Gas | Efficient, Commercial Rack Oven | Efficient |  |  | 0 | Conventional | FoodServ | Com - Other | Com | ROB and NEW | 0 | 1000 sqft2 of floor space | Oven | 12 | DEER:Indoor_Non-CFL_Ltg | 0 | 0 | 2055 | SWFS014-04 | 40486.675 | 2024 | 0 | 2024 | 0 | 0 | SWFS014-04 | Com Gas Rack Ovens ¦ PG&E ¦ All | Com Gas Rack Ovens | 0.0010784 | 1 | 0.35 | CBSA 2019 and CA eTRM 2014 | -9309.1636 | 2012 | 0.6 | SWFS014-04
COM-FOODSERV-51.6 | Com ¦ ENERGY STAR Rack Oven - Gas ¦ PG&E ¦ All | Com ¦ ENERGY STAR Rack Oven - Gas | PG&E ¦ All | PG&E | All | Gas | Efficient, Commercial Rack Oven | Efficient |  |  | 0 | Conventional | FoodServ | Com - Restaurant | Com | ROB and NEW | 0 | 1000 sqft2 of floor space | Oven | 12 | DEER:Indoor_Non-CFL_Ltg | 0 | 0 | 2055 | SWFS014-04 | 40486.675 | 2024 | 0 | 2024 | 0 | 0 | SWFS014-04 | Com Gas Rack Ovens ¦ PG&E ¦ All | Com Gas Rack Ovens | 0.011324 | 1 | 0.35 | CBSA 2019 and CA eTRM 2014 | -1543.7923 | 2012 | 0.6 | SWFS014-04
COM-FOODSERV-51.7 | Com ¦ ENERGY STAR Rack Oven - Gas ¦ PG&E ¦ All | Com ¦ ENERGY STAR Rack Oven - Gas | PG&E ¦ All | PG&E | All | Gas | Efficient, Commercial Rack Oven | Efficient |  |  | 0 | Conventional | FoodServ | Com - School | Com | ROB and NEW | 0 | 1000 sqft2 of floor space | Oven | 12 | DEER:Indoor_Non-CFL_Ltg | 0 | 0 | 2055 | SWFS014-04 | 40486.675 | 2024 | 0 | 2024 | 0 | 0 | SWFS014-04 | Com Gas Rack Ovens ¦ PG&E ¦ All | Com Gas Rack Ovens | 0.00054636 | 1 | 0.35 | CBSA 2019 and CA eTRM 2014 | -4695.144 | 2012 | 0.6 | SWFS014-04
COM-FOODSERV-51.8 | Com ¦ ENERGY STAR Rack Oven - Gas ¦ SCG ¦ All | Com ¦ ENERGY STAR Rack Oven - Gas | SCG ¦ All | SCG | All | Gas | Efficient, Commercial Rack Oven | Efficient |  |  | 0 | Conventional | FoodServ | Com - College | Com | ROB and NEW | 0 | 1000 sqft2 of floor space | Oven | 12 | DEER:Indoor_Non-CFL_Ltg | 0 | 0 | 2055 | SWFS014-04 | 40486.675 | 2024 | 0 | 2024 | 0 | 0 | SWFS014-04 | Com Gas Rack Ovens ¦ SCG ¦ All | Com Gas Rack Ovens | 0.00026312 | 1 | 0.35 | CBSA 2019 and CA eTRM 2014 | -6778.7299 | 2012 | 0.6 | SWFS014-04
COM-FOODSERV-51.9 | Com ¦ ENERGY STAR Rack Oven - Gas ¦ SCG ¦ All | Com ¦ ENERGY STAR Rack Oven - Gas | SCG ¦ All | SCG | All | Gas | Efficient, Commercial Rack Oven | Efficient |  |  | 0 | Conventional | FoodServ | Com - Grocery | Com | ROB and NEW | 0 | 1000 sqft2 of floor space | Oven | 12 | DEER:Indoor_Non-CFL_Ltg | 0 | 0 | 2055 | SWFS014-04 | 40486.675 | 2024 | 0 | 2024 | 0 | 0 | SWFS014-04 | Com Gas Rack Ovens ¦ SCG ¦ All | Com Gas Rack Ovens | 0.0018658 | 1 | 0.35 | CBSA 2019 and CA eTRM 2014 | -4825.5325 | 2012 | 0.6 | SWFS014-04
COM-FOODSERV-51.10 | Com ¦ ENERGY STAR Rack Oven - Gas ¦ SCG ¦ All | Com ¦ ENERGY STAR Rack Oven - Gas | SCG ¦ All | SCG | All | Gas | Efficient, Commercial Rack Oven | Efficient |  |  | 0 | Conventional | FoodServ | Com - Health | Com | ROB and NEW | 0 | 1000 sqft2 of floor space | Oven | 12 | DEER:Indoor_Non-CFL_Ltg | 0 | 0 | 2055 | SWFS014-04 | 40486.675 | 2024 | 0 | 2024 | 0 | 0 | SWFS014-04 | Com Gas Rack Ovens ¦ SCG ¦ All | Com Gas Rack Ovens | 0.00048214 | 1 | 0.35 | CBSA 2019 and CA eTRM 2014 | -5804.5141 | 2012 | 0.6 | SWFS014-04
COM-FOODSERV-51.11 | Com ¦ ENERGY STAR Rack Oven - Gas ¦ SCG ¦ All | Com ¦ ENERGY STAR Rack Oven - Gas | SCG ¦ All | SCG | All | Gas | Efficient, Commercial Rack Oven | Efficient |  |  | 0 | Conventional | FoodServ | Com - Lodging | Com | ROB and NEW | 0 | 1000 sqft2 of floor space | Oven | 12 | DEER:Indoor_Non-CFL_Ltg | 0 | 0 | 2055 | SWFS014-04 | 40486.675 | 2024 | 0 | 2024 | 0 | 0 | SWFS014-04 | Com Gas Rack Ovens ¦ SCG ¦ All | Com Gas Rack Ovens | 0.0001497 | 1 | 0.35 | CBSA 2019 and CA eTRM 2014 | -20300.0119 | 2012 | 0.6 | SWFS014-04
COM-FOODSERV-51.12 | Com ¦ ENERGY STAR Rack Oven - Gas ¦ SCG ¦ All | Com ¦ ENERGY STAR Rack Oven - Gas | SCG ¦ All | SCG | All | Gas | Efficient, Commercial Rack Oven | Efficient |  |  | 0 | Conventional | FoodServ | Com - Other | Com | ROB and NEW | 0 | 1000 sqft2 of floor space | Oven | 12 | DEER:Indoor_Non-CFL_Ltg | 0 | 0 | 2055 | SWFS014-04 | 40486.675 | 2024 | 0 | 2024 | 0 | 0 | SWFS014-04 | Com Gas Rack Ovens ¦ SCG ¦ All | Com Gas Rack Ovens | 0.0010784 | 1 | 0.35 | CBSA 2019 and CA eTRM 2014 | -9309.1636 | 2012 | 0.6 | SWFS014-04
COM-FOODSERV-51.13 | Com ¦ ENERGY STAR Rack Oven - Gas ¦ SCG ¦ All | Com ¦ ENERGY STAR Rack Oven - Gas | SCG ¦ All | SCG | All | Gas | Efficient, Commercial Rack Oven | Efficient |  |  | 0 | Conventional | FoodServ | Com - Restaurant | Com | ROB and NEW | 0 | 1000 sqft2 of floor space | Oven | 12 | DEER:Indoor_Non-CFL_Ltg | 0 | 0 | 2055 | SWFS014-04 | 40486.675 | 2024 | 0 | 2024 | 0 | 0 | SWFS014-04 | Com Gas Rack Ovens ¦ SCG ¦ All | Com Gas Rack Ovens | 0.011324 | 1 | 0.35 | CBSA 2019 and CA eTRM 2014 | -1543.7923 | 2012 | 0.6 | SWFS014-04
COM-FOODSERV-51.14 | Com ¦ ENERGY STAR Rack Oven - Gas ¦ SCG ¦ All | Com ¦ ENERGY STAR Rack Oven - Gas | SCG ¦ All | SCG | All | Gas | Efficient, Commercial Rack Oven | Efficient |  |  | 0 | Conventional | FoodServ | Com - School | Com | ROB and NEW | 0 | 1000 sqft2 of floor space | Oven | 12 | DEER:Indoor_Non-CFL_Ltg | 0 | 0 | 2055 | SWFS014-04 | 40486.675 | 2024 | 0 | 2024 | 0 | 0 | SWFS014-04 | Com Gas Rack Ovens ¦ SCG ¦ All | Com Gas Rack Ovens | 0.00054636 | 1 | 0.35 | CBSA 2019 and CA eTRM 2014 | -4695.144 | 2012 | 0.6 | SWFS014-04
COM-FOODSERV-51.15 | Com ¦ ENERGY STAR Rack Oven - Gas ¦ SDG&E ¦ All | Com ¦ ENERGY STAR Rack Oven - Gas | SDG&E ¦ All | SDG&E | All | Gas | Efficient, Commercial Rack Oven | Efficient |  |  | 0 | Conventional | FoodServ | Com - College | Com | ROB and NEW | 0 | 1000 sqft2 of floor space | Oven | 12 | DEER:Indoor_Non-CFL_Ltg | 0 | 0 | 2055 | SWFS014-04 | 40486.675 | 2024 | 0 | 2024 | 0 | 0 | SWFS014-04 | Com Gas Rack Ovens ¦ SDG&E ¦ All | Com Gas Rack Ovens | 0.00026312 | 1 | 0.35 | CBSA 2019 and CA eTRM 2014 | -6778.7299 | 2012 | 0.6 | SWFS014-04
COM-FOODSERV-51.16 | Com ¦ ENERGY STAR Rack Oven - Gas ¦ SDG&E ¦ All | Com ¦ ENERGY STAR Rack Oven - Gas | SDG&E ¦ All | SDG&E | All | Gas | Efficient, Commercial Rack Oven | Efficient |  |  | 0 | Conventional | FoodServ | Com - Grocery | Com | ROB and NEW | 0 | 1000 sqft2 of floor space | Oven | 12 | DEER:Indoor_Non-CFL_Ltg | 0 | 0 | 2055 | SWFS014-04 | 40486.675 | 2024 | 0 | 2024 | 0 | 0 | SWFS014-04 | Com Gas Rack Ovens ¦ SDG&E ¦ All | Com Gas Rack Ovens | 0.0018658 | 1 | 0.35 | CBSA 2019 and CA eTRM 2014 | -4825.5325 | 2012 | 0.6 | SWFS014-04
COM-FOODSERV-51.17 | Com ¦ ENERGY STAR Rack Oven - Gas ¦ SDG&E ¦ All | Com ¦ ENERGY STAR Rack Oven - Gas | SDG&E ¦ All | SDG&E | All | Gas | Efficient, Commercial Rack Oven | Efficient |  |  | 0 | Conventional | FoodServ | Com - Health | Com | ROB and NEW | 0 | 1000 sqft2 of floor space | Oven | 12 | DEER:Indoor_Non-CFL_Ltg | 0 | 0 | 2055 | SWFS014-04 | 40486.675 | 2024 | 0 | 2024 | 0 | 0 | SWFS014-04 | Com Gas Rack Ovens ¦ SDG&E ¦ All | Com Gas Rack Ovens | 0.00048214 | 1 | 0.35 | CBSA 2019 and CA eTRM 2014 | -5804.5141 | 2012 | 0.6 | SWFS014-04
COM-FOODSERV-51.18 | Com ¦ ENERGY STAR Rack Oven - Gas ¦ SDG&E ¦ All | Com ¦ ENERGY STAR Rack Oven - Gas | SDG&E ¦ All | SDG&E | All | Gas | Efficient, Commercial Rack Oven | Efficient |  |  | 0 | Conventional | FoodServ | Com - Lodging | Com | ROB and NEW | 0 | 1000 sqft2 of floor space | Oven | 12 | DEER:Indoor_Non-CFL_Ltg | 0 | 0 | 2055 | SWFS014-04 | 40486.675 | 2024 | 0 | 2024 | 0 | 0 | SWFS014-04 | Com Gas Rack Ovens ¦ SDG&E ¦ All | Com Gas Rack Ovens | 0.0001497 | 1 | 0.35 | CBSA 2019 and CA eTRM 2014 | -20300.0119 | 2012 | 0.6 | SWFS014-04
COM-FOODSERV-51.19 | Com ¦ ENERGY STAR Rack Oven - Gas ¦ SDG&E ¦ All | Com ¦ ENERGY STAR Rack Oven - Gas | SDG&E ¦ All | SDG&E | All | Gas | Efficient, Commercial Rack Oven | Efficient |  |  | 0 | Conventional | FoodServ | Com - Other | Com | ROB and NEW | 0 | 1000 sqft2 of floor space | Oven | 12 | DEER:Indoor_Non-CFL_Ltg | 0 | 0 | 2055 | SWFS014-04 | 40486.675 | 2024 | 0 | 2024 | 0 | 0 | SWFS014-04 | Com Gas Rack Ovens ¦ SDG&E ¦ All | Com Gas Rack Ovens | 0.0010784 | 1 | 0.35 | CBSA 2019 and CA eTRM 2014 | -9309.1636 | 2012 | 0.6 | SWFS014-04
COM-FOODSERV-51.20 | Com ¦ ENERGY STAR Rack Oven - Gas ¦ SDG&E ¦ All | Com ¦ ENERGY STAR Rack Oven - Gas | SDG&E ¦ All | SDG&E | All | Gas | Efficient, Commercial Rack Oven | Efficient |  |  | 0 | Conventional | FoodServ | Com - Restaurant | Com | ROB and NEW | 0 | 1000 sqft2 of floor space | Oven | 12 | DEER:Indoor_Non-CFL_Ltg | 0 | 0 | 2055 | SWFS014-04 | 40486.675 | 2024 | 0 | 2024 | 0 | 0 | SWFS014-04 | Com Gas Rack Ovens ¦ SDG&E ¦ All | Com Gas Rack Ovens | 0.011324 | 1 | 0.35 | CBSA 2019 and CA eTRM 2014 | -1543.7923 | 2012 | 0.6 | SWFS014-04
COM-FOODSERV-51.21 | Com ¦ ENERGY STAR Rack Oven - Gas ¦ SDG&E ¦ All | Com ¦ ENERGY STAR Rack Oven - Gas | SDG&E ¦ All | SDG&E | All | Gas | Efficient, Commercial Rack Oven | Efficient |  |  | 0 | Conventional | FoodServ | Com - School | Com | ROB and NEW | 0 | 1000 sqft2 of floor space | Oven | 12 | DEER:Indoor_Non-CFL_Ltg | 0 | 0 | 2055 | SWFS014-04 | 40486.675 | 2024 | 0 | 2024 | 0 | 0 | SWFS014-04 | Com Gas Rack Ovens ¦ SDG&E ¦ All | Com Gas Rack Ovens | 0.00054636 | 1 | 0.35 | CBSA 2019 and CA eTRM 2014 | -4695.144 | 2012 | 0.6 | SWFS014-04
COM-FOODSERV-55.1 | Com ¦ Electric Deck Oven (40% cooking efficiency) ¦ PG&E ¦ All | Com ¦ Electric Deck Oven (40% cooking efficiency) | PG&E ¦ All | PG&E | All | Electric | Electric Deck Oven (40% cooking efficiency) | Average Existing and Code |  |  | 0 | Conventional | FoodServ | Com - College | Com | ROB and NEW | 0 | 1000 sqft2 of floor space | deck oven | 12 | DEER:Indoor_Non-CFL_Ltg | 21400 | 4.88 | 0 | eTRM SWFS009-03 | 4539.64 | 2020 | 38.33 | 2021 | 0 | 0 | SWFS009-03 | Com Deck Ovens, Electric ¦ PG&E ¦ All | Com Deck Ovens, Electric | 0.00044622 | 1 | 0.175 | SME Input | -1615.6581 | 2012 | 0.6 | SWFS009-03
COM-FOODSERV-55.2 | Com ¦ Electric Deck Oven (40% cooking efficiency) ¦ PG&E ¦ All | Com ¦ Electric Deck Oven (40% cooking efficiency) | PG&E ¦ All | PG&E | All | Electric | Electric Deck Oven (40% cooking efficiency) | Average Existing and Code |  |  | 0 | Conventional | FoodServ | Com - Grocery | Com | ROB and NEW | 0 | 1000 sqft2 of floor space | deck oven | 12 | DEER:Indoor_Non-CFL_Ltg | 21400 | 4.88 | 0 | eTRM SWFS009-03 | 4539.64 | 2020 | 38.33 | 2021 | 0 | 0 | SWFS009-03 | Com Deck Ovens, Electric ¦ PG&E ¦ All | Com Deck Ovens, Electric | 0.0031641 | 1 | 0.175 | SME Input | -1203.7247 | 2012 | 0.6 | SWFS009-03
COM-FOODSERV-55.3 | Com ¦ Electric Deck Oven (40% cooking efficiency) ¦ PG&E ¦ All | Com ¦ Electric Deck Oven (40% cooking efficiency) | PG&E ¦ All | PG&E | All | Electric | Electric Deck Oven (40% cooking efficiency) | Average Existing and Code |  |  | 0 | Conventional | FoodServ | Com - Health | Com | ROB and NEW | 0 | 1000 sqft2 of floor space | deck oven | 12 | DEER:Indoor_Non-CFL_Ltg | 21400 | 4.88 | 0 | eTRM SWFS009-03 | 4539.64 | 2020 | 38.33 | 2021 | 0 | 0 | SWFS009-03 | Com Deck Ovens, Electric ¦ PG&E ¦ All | Com Deck Ovens, Electric | 0.00049837 | 1 | 0.175 | SME Input | -1400.3448 | 2012 | 0.6 | SWFS009-03
COM-FOODSERV-55.4 | Com ¦ Electric Deck Oven (40% cooking efficiency) ¦ PG&E ¦ All | Com ¦ Electric Deck Oven (40% cooking efficiency) | PG&E ¦ All | PG&E | All | Electric | Electric Deck Oven (40% cooking efficiency) | Average Existing and Code |  |  | 0 | Conventional | FoodServ | Com - Lodging | Com | ROB and NEW | 0 | 1000 sqft2 of floor space | deck oven | 12 | DEER:Indoor_Non-CFL_Ltg | 21400 | 4.88 | 0 | eTRM SWFS009-03 | 4539.64 | 2020 | 38.33 | 2021 | 0 | 0 | SWFS009-03 | Com Deck Ovens, Electric ¦ PG&E ¦ All | Com Deck Ovens, Electric | 0.00023211 | 1 | 0.175 | SME Input | -3374.4068 | 2012 | 0.6 | SWFS009-03
COM-FOODSERV-55.5 | Com ¦ Electric Deck Oven (40% cooking efficiency) ¦ PG&E ¦ All | Com ¦ Electric Deck Oven (40% cooking efficiency) | PG&E ¦ All | PG&E | All | Electric | Electric Deck Oven (40% cooking efficiency) | Average Existing and Code |  |  | 0 | Conventional | FoodServ | Com - Other | Com | ROB and NEW | 0 | 1000 sqft2 of floor space | deck oven | 12 | DEER:Indoor_Non-CFL_Ltg | 21400 | 4.88 | 0 | eTRM SWFS009-03 | 4539.64 | 2020 | 38.33 | 2021 | 0 | 0 | SWFS009-03 | Com Deck Ovens, Electric ¦ PG&E ¦ All | Com Deck Ovens, Electric | 0.00061144 | 1 | 0.175 | SME Input | -2363.0834 | 2012 | 0.6 | SWFS009-03
COM-FOODSERV-55.6 | Com ¦ Electric Deck Oven (40% cooking efficiency) ¦ PG&E ¦ All | Com ¦ Electric Deck Oven (40% cooking efficiency) | PG&E ¦ All | PG&E | All | Electric | Electric Deck Oven (40% cooking efficiency) | Average Existing and Code |  |  | 0 | Conventional | FoodServ | Com - Restaurant | Com | ROB and NEW | 0 | 1000 sqft2 of floor space | deck oven | 12 | DEER:Indoor_Non-CFL_Ltg | 21400 | 4.88 | 0 | eTRM SWFS009-03 | 4539.64 | 2020 | 38.33 | 2021 | 0 | 0 | SWFS009-03 | Com Deck Ovens, Electric ¦ PG&E ¦ All | Com Deck Ovens, Electric | 0.0084763 | 1 | 0.175 | SME Input | -380.3004 | 2012 | 0.6 | SWFS009-03
COM-FOODSERV-55.7 | Com ¦ Electric Deck Oven (40% cooking efficiency) ¦ PG&E ¦ All | Com ¦ Electric Deck Oven (40% cooking efficiency) | PG&E ¦ All | PG&E | All | Electric | Electric Deck Oven (40% cooking efficiency) | Average Existing and Code |  |  | 0 | Conventional | FoodServ | Com - School | Com | ROB and NEW | 0 | 1000 sqft2 of floor space | deck oven | 12 | DEER:Indoor_Non-CFL_Ltg | 21400 | 4.88 | 0 | eTRM SWFS009-03 | 4539.64 | 2020 | 38.33 | 2021 | 0 | 0 | SWFS009-03 | Com Deck Ovens, Electric ¦ PG&E ¦ All | Com Deck Ovens, Electric | 0.00022807 | 1 | 0.175 | SME Input | -3523.426 | 2012 | 0.6 | SWFS009-03
COM-FOODSERV-55.8 | Com ¦ Electric Deck Oven (40% cooking efficiency) ¦ SCE ¦ All | Com ¦ Electric Deck Oven (40% cooking efficiency) | SCE ¦ All | SCE | All | Electric | Electric Deck Oven (40% cooking efficiency) | Average Existing and Code |  |  | 0 | Conventional | FoodServ | Com - College | Com | ROB and NEW | 0 | 1000 sqft2 of floor space | deck oven | 12 | DEER:Indoor_Non-CFL_Ltg | 21400 | 4.88 | 0 | eTRM SWFS009-03 | 4539.64 | 2020 | 38.33 | 2021 | 0 | 0 | SWFS009-03 | Com Deck Ovens, Electric ¦ SCE ¦ All | Com Deck Ovens, Electric | 0.00044622 | 1 | 0.175 | SME Input | -1615.6581 | 2012 | 0.6 | SWFS009-03
COM-FOODSERV-55.9 | Com ¦ Electric Deck Oven (40% cooking efficiency) ¦ SCE ¦ All | Com ¦ Electric Deck Oven (40% cooking efficiency) | SCE ¦ All | SCE | All | Electric | Electric Deck Oven (40% cooking efficiency) | Average Existing and Code |  |  | 0 | Conventional | FoodServ | Com - Grocery | Com | ROB and NEW | 0 | 1000 sqft2 of floor space | deck oven | 12 | DEER:Indoor_Non-CFL_Ltg | 21400 | 4.88 | 0 | eTRM SWFS009-03 | 4539.64 | 2020 | 38.33 | 2021 | 0 | 0 | SWFS009-03 | Com Deck Ovens, Electric ¦ SCE ¦ All | Com Deck Ovens, Electric | 0.0031641 | 1 | 0.175 | SME Input | -1203.7247 | 2012 | 0.6 | SWFS009-03
COM-FOODSERV-55.10 | Com ¦ Electric Deck Oven (40% cooking efficiency) ¦ SCE ¦ All | Com ¦ Electric Deck Oven (40% cooking efficiency) | SCE ¦ All | SCE | All | Electric | Electric Deck Oven (40% cooking efficiency) | Average Existing and Code |  |  | 0 | Conventional | FoodServ | Com - Health | Com | ROB and NEW | 0 | 1000 sqft2 of floor space | deck oven | 12 | DEER:Indoor_Non-CFL_Ltg | 21400 | 4.88 | 0 | eTRM SWFS009-03 | 4539.64 | 2020 | 38.33 | 2021 | 0 | 0 | SWFS009-03 | Com Deck Ovens, Electric ¦ SCE ¦ All | Com Deck Ovens, Electric | 0.00049837 | 1 | 0.175 | SME Input | -1400.3448 | 2012 | 0.6 | SWFS009-03
COM-FOODSERV-55.11 | Com ¦ Electric Deck Oven (40% cooking efficiency) ¦ SCE ¦ All | Com ¦ Electric Deck Oven (40% cooking efficiency) | SCE ¦ All | SCE | All | Electric | Electric Deck Oven (40% cooking efficiency) | Average Existing and Code |  |  | 0 | Conventional | FoodServ | Com - Lodging | Com | ROB and NEW | 0 | 1000 sqft2 of floor space | deck oven | 12 | DEER:Indoor_Non-CFL_Ltg | 21400 | 4.88 | 0 | eTRM SWFS009-03 | 4539.64 | 2020 | 38.33 | 2021 | 0 | 0 | SWFS009-03 | Com Deck Ovens, Electric ¦ SCE ¦ All | Com Deck Ovens, Electric | 0.00023211 | 1 | 0.175 | SME Input | -3374.4068 | 2012 | 0.6 | SWFS009-03
COM-FOODSERV-55.12 | Com ¦ Electric Deck Oven (40% cooking efficiency) ¦ SCE ¦ All | Com ¦ Electric Deck Oven (40% cooking efficiency) | SCE ¦ All | SCE | All | Electric | Electric Deck Oven (40% cooking efficiency) | Average Existing and Code |  |  | 0 | Conventional | FoodServ | Com - Other | Com | ROB and NEW | 0 | 1000 sqft2 of floor space | deck oven | 12 | DEER:Indoor_Non-CFL_Ltg | 21400 | 4.88 | 0 | eTRM SWFS009-03 | 4539.64 | 2020 | 38.33 | 2021 | 0 | 0 | SWFS009-03 | Com Deck Ovens, Electric ¦ SCE ¦ All | Com Deck Ovens, Electric | 0.00061144 | 1 | 0.175 | SME Input | -2363.0834 | 2012 | 0.6 | SWFS009-03
COM-FOODSERV-55.13 | Com ¦ Electric Deck Oven (40% cooking efficiency) ¦ SCE ¦ All | Com ¦ Electric Deck Oven (40% cooking efficiency) | SCE ¦ All | SCE | All | Electric | Electric Deck Oven (40% cooking efficiency) | Average Existing and Code |  |  | 0 | Conventional | FoodServ | Com - Restaurant | Com | ROB and NEW | 0 | 1000 sqft2 of floor space | deck oven | 12 | DEER:Indoor_Non-CFL_Ltg | 21400 | 4.88 | 0 | eTRM SWFS009-03 | 4539.64 | 2020 | 38.33 | 2021 | 0 | 0 | SWFS009-03 | Com Deck Ovens, Electric ¦ SCE ¦ All | Com Deck Ovens, Electric | 0.0084763 | 1 | 0.175 | SME Input | -380.3004 | 2012 | 0.6 | SWFS009-03
COM-FOODSERV-55.14 | Com ¦ Electric Deck Oven (40% cooking efficiency) ¦ SCE ¦ All | Com ¦ Electric Deck Oven (40% cooking efficiency) | SCE ¦ All | SCE | All | Electric | Electric Deck Oven (40% cooking efficiency) | Average Existing and Code |  |  | 0 | Conventional | FoodServ | Com - School | Com | ROB and NEW | 0 | 1000 sqft2 of floor space | deck oven | 12 | DEER:Indoor_Non-CFL_Ltg | 21400 | 4.88 | 0 | eTRM SWFS009-03 | 4539.64 | 2020 | 38.33 | 2021 | 0 | 0 | SWFS009-03 | Com Deck Ovens, Electric ¦ SCE ¦ All | Com Deck Ovens, Electric | 0.00022807 | 1 | 0.175 | SME Input | -3523.426 | 2012 | 0.6 | SWFS009-03
COM-FOODSERV-55.15 | Com ¦ Electric Deck Oven (40% cooking efficiency) ¦ SDG&E ¦ All | Com ¦ Electric Deck Oven (40% cooking efficiency) | SDG&E ¦ All | SDG&E | All | Electric | Electric Deck Oven (40% cooking efficiency) | Average Existing and Code |  |  | 0 | Conventional | FoodServ | Com - College | Com | ROB and NEW | 0 | 1000 sqft2 of floor space | deck oven | 12 | DEER:Indoor_Non-CFL_Ltg | 21400 | 4.88 | 0 | eTRM SWFS009-03 | 4539.64 | 2020 | 38.33 | 2021 | 0 | 0 | SWFS009-03 | Com Deck Ovens, Electric ¦ SDG&E ¦ All | Com Deck Ovens, Electric | 0.00044622 | 1 | 0.175 | SME Input | -1615.6581 | 2012 | 0.6 | SWFS009-03
COM-FOODSERV-55.16 | Com ¦ Electric Deck Oven (40% cooking efficiency) ¦ SDG&E ¦ All | Com ¦ Electric Deck Oven (40% cooking efficiency) | SDG&E ¦ All | SDG&E | All | Electric | Electric Deck Oven (40% cooking efficiency) | Average Existing and Code |  |  | 0 | Conventional | FoodServ | Com - Grocery | Com | ROB and NEW | 0 | 1000 sqft2 of floor space | deck oven | 12 | DEER:Indoor_Non-CFL_Ltg | 21400 | 4.88 | 0 | eTRM SWFS009-03 | 4539.64 | 2020 | 38.33 | 2021 | 0 | 0 | SWFS009-03 | Com Deck Ovens, Electric ¦ SDG&E ¦ All | Com Deck Ovens, Electric | 0.0031641 | 1 | 0.175 | SME Input | -1203.7247 | 2012 | 0.6 | SWFS009-03
COM-FOODSERV-55.17 | Com ¦ Electric Deck Oven (40% cooking efficiency) ¦ SDG&E ¦ All | Com ¦ Electric Deck Oven (40% cooking efficiency) | SDG&E ¦ All | SDG&E | All | Electric | Electric Deck Oven (40% cooking efficiency) | Average Existing and Code |  |  | 0 | Conventional | FoodServ | Com - Health | Com | ROB and NEW | 0 | 1000 sqft2 of floor space | deck oven | 12 | DEER:Indoor_Non-CFL_Ltg | 21400 | 4.88 | 0 | eTRM SWFS009-03 | 4539.64 | 2020 | 38.33 | 2021 | 0 | 0 | SWFS009-03 | Com Deck Ovens, Electric ¦ SDG&E ¦ All | Com Deck Ovens, Electric | 0.00049837 | 1 | 0.175 | SME Input | -1400.3448 | 2012 | 0.6 | SWFS009-03
COM-FOODSERV-55.18 | Com ¦ Electric Deck Oven (40% cooking efficiency) ¦ SDG&E ¦ All | Com ¦ Electric Deck Oven (40% cooking efficiency) | SDG&E ¦ All | SDG&E | All | Electric | Electric Deck Oven (40% cooking efficiency) | Average Existing and Code |  |  | 0 | Conventional | FoodServ | Com - Lodging | Com | ROB and NEW | 0 | 1000 sqft2 of floor space | deck oven | 12 | DEER:Indoor_Non-CFL_Ltg | 21400 | 4.88 | 0 | eTRM SWFS009-03 | 4539.64 | 2020 | 38.33 | 2021 | 0 | 0 | SWFS009-03 | Com Deck Ovens, Electric ¦ SDG&E ¦ All | Com Deck Ovens, Electric | 0.00023211 | 1 | 0.175 | SME Input | -3374.4068 | 2012 | 0.6 | SWFS009-03
COM-FOODSERV-55.19 | Com ¦ Electric Deck Oven (40% cooking efficiency) ¦ SDG&E ¦ All | Com ¦ Electric Deck Oven (40% cooking efficiency) | SDG&E ¦ All | SDG&E | All | Electric | Electric Deck Oven (40% cooking efficiency) | Average Existing and Code |  |  | 0 | Conventional | FoodServ | Com - Other | Com | ROB and NEW | 0 | 1000 sqft2 of floor space | deck oven | 12 | DEER:Indoor_Non-CFL_Ltg | 21400 | 4.88 | 0 | eTRM SWFS009-03 | 4539.64 | 2020 | 38.33 | 2021 | 0 | 0 | SWFS009-03 | Com Deck Ovens, Electric ¦ SDG&E ¦ All | Com Deck Ovens, Electric | 0.00061144 | 1 | 0.175 | SME Input | -2363.0834 | 2012 | 0.6 | SWFS009-03
COM-FOODSERV-55.20 | Com ¦ Electric Deck Oven (40% cooking efficiency) ¦ SDG&E ¦ All | Com ¦ Electric Deck Oven (40% cooking efficiency) | SDG&E ¦ All | SDG&E | All | Electric | Electric Deck Oven (40% cooking efficiency) | Average Existing and Code |  |  | 0 | Conventional | FoodServ | Com - Restaurant | Com | ROB and NEW | 0 | 1000 sqft2 of floor space | deck oven | 12 | DEER:Indoor_Non-CFL_Ltg | 21400 | 4.88 | 0 | eTRM SWFS009-03 | 4539.64 | 2020 | 38.33 | 2021 | 0 | 0 | SWFS009-03 | Com Deck Ovens, Electric ¦ SDG&E ¦ All | Com Deck Ovens, Electric | 0.0084763 | 1 | 0.175 | SME Input | -380.3004 | 2012 | 0.6 | SWFS009-03
COM-FOODSERV-55.21 | Com ¦ Electric Deck Oven (40% cooking efficiency) ¦ SDG&E ¦ All | Com ¦ Electric Deck Oven (40% cooking efficiency) | SDG&E ¦ All | SDG&E | All | Electric | Electric Deck Oven (40% cooking efficiency) | Average Existing and Code |  |  | 0 | Conventional | FoodServ | Com - School | Com | ROB and NEW | 0 | 1000 sqft2 of floor space | deck oven | 12 | DEER:Indoor_Non-CFL_Ltg | 21400 | 4.88 | 0 | eTRM SWFS009-03 | 4539.64 | 2020 | 38.33 | 2021 | 0 | 0 | SWFS009-03 | Com Deck Ovens, Electric ¦ SDG&E ¦ All | Com Deck Ovens, Electric | 0.00022807 | 1 | 0.175 | SME Input | -3523.426 | 2012 | 0.6 | SWFS009-03
COM-FOODSERV-56.1 | Com ¦ Electric Deck Oven (60% cooking efficiency) ¦ PG&E ¦ All | Com ¦ Electric Deck Oven (60% cooking efficiency) | PG&E ¦ All | PG&E | All | Electric | Electric Deck Oven (60% cooking efficiency) | Efficient |  |  | 0 | Conventional | FoodServ | Com - College | Com | ROB and NEW | 0 | 1000 sqft2 of floor space | deck oven | 12 | DEER:Indoor_Non-CFL_Ltg | 13900 | 3.17 | 0 | eTRM SWFS009-03 | 8226.97 | 2020 | 38.33 | 2021 | 0 | 0 | SWFS009-03 | Com Deck Ovens, Electric ¦ PG&E ¦ All | Com Deck Ovens, Electric | 0.00044622 | 1 | 0.825 | SME Input | -1049.4228 | 2012 | 0.7 | SWFS009-03
COM-FOODSERV-56.2 | Com ¦ Electric Deck Oven (60% cooking efficiency) ¦ PG&E ¦ All | Com ¦ Electric Deck Oven (60% cooking efficiency) | PG&E ¦ All | PG&E | All | Electric | Electric Deck Oven (60% cooking efficiency) | Efficient |  |  | 0 | Conventional | FoodServ | Com - Grocery | Com | ROB and NEW | 0 | 1000 sqft2 of floor space | deck oven | 12 | DEER:Indoor_Non-CFL_Ltg | 13900 | 3.17 | 0 | eTRM SWFS009-03 | 8226.97 | 2020 | 38.33 | 2021 | 0 | 0 | SWFS009-03 | Com Deck Ovens, Electric ¦ PG&E ¦ All | Com Deck Ovens, Electric | 0.0031641 | 1 | 0.825 | SME Input | -781.8586 | 2012 | 0.7 | SWFS009-03
COM-FOODSERV-56.3 | Com ¦ Electric Deck Oven (60% cooking efficiency) ¦ PG&E ¦ All | Com ¦ Electric Deck Oven (60% cooking efficiency) | PG&E ¦ All | PG&E | All | Electric | Electric Deck Oven (60% cooking efficiency) | Efficient |  |  | 0 | Conventional | FoodServ | Com - Health | Com | ROB and NEW | 0 | 1000 sqft2 of floor space | deck oven | 12 | DEER:Indoor_Non-CFL_Ltg | 13900 | 3.17 | 0 | eTRM SWFS009-03 | 8226.97 | 2020 | 38.33 | 2021 | 0 | 0 | SWFS009-03 | Com Deck Ovens, Electric ¦ PG&E ¦ All | Com Deck Ovens, Electric | 0.00049837 | 1 | 0.825 | SME Input | -909.5698 | 2012 | 0.7 | SWFS009-03
COM-FOODSERV-56.4 | Com ¦ Electric Deck Oven (60% cooking efficiency) ¦ PG&E ¦ All | Com ¦ Electric Deck Oven (60% cooking efficiency) | PG&E ¦ All | PG&E | All | Electric | Electric Deck Oven (60% cooking efficiency) | Efficient |  |  | 0 | Conventional | FoodServ | Com - Lodging | Com | ROB and NEW | 0 | 1000 sqft2 of floor space | deck oven | 12 | DEER:Indoor_Non-CFL_Ltg | 13900 | 3.17 | 0 | eTRM SWFS009-03 | 8226.97 | 2020 | 38.33 | 2021 | 0 | 0 | SWFS009-03 | Com Deck Ovens, Electric ¦ PG&E ¦ All | Com Deck Ovens, Electric | 0.00023211 | 1 | 0.825 | SME Input | -2191.7876 | 2012 | 0.7 | SWFS009-03
COM-FOODSERV-56.5 | Com ¦ Electric Deck Oven (60% cooking efficiency) ¦ PG&E ¦ All | Com ¦ Electric Deck Oven (60% cooking efficiency) | PG&E ¦ All | PG&E | All | Electric | Electric Deck Oven (60% cooking efficiency) | Efficient |  |  | 0 | Conventional | FoodServ | Com - Other | Com | ROB and NEW | 0 | 1000 sqft2 of floor space | deck oven | 12 | DEER:Indoor_Non-CFL_Ltg | 13900 | 3.17 | 0 | eTRM SWFS009-03 | 8226.97 | 2020 | 38.33 | 2021 | 0 | 0 | SWFS009-03 | Com Deck Ovens, Electric ¦ PG&E ¦ All | Com Deck Ovens, Electric | 0.00061144 | 1 | 0.825 | SME Input | -1534.9 | 2012 | 0.7 | SWFS009-03
COM-FOODSERV-56.6 | Com ¦ Electric Deck Oven (60% cooking efficiency) ¦ PG&E ¦ All | Com ¦ Electric Deck Oven (60% cooking efficiency) | PG&E ¦ All | PG&E | All | Electric | Electric Deck Oven (60% cooking efficiency) | Efficient |  |  | 0 | Conventional | FoodServ | Com - Restaurant | Com | ROB and NEW | 0 | 1000 sqft2 of floor space | deck oven | 12 | DEER:Indoor_Non-CFL_Ltg | 13900 | 3.17 | 0 | eTRM SWFS009-03 | 8226.97 | 2020 | 38.33 | 2021 | 0 | 0 | SWFS009-03 | Com Deck Ovens, Electric ¦ PG&E ¦ All | Com Deck Ovens, Electric | 0.0084763 | 1 | 0.825 | SME Input | -247.0176 | 2012 | 0.7 | SWFS009-03
COM-FOODSERV-56.7 | Com ¦ Electric Deck Oven (60% cooking efficiency) ¦ PG&E ¦ All | Com ¦ Electric Deck Oven (60% cooking efficiency) | PG&E ¦ All | PG&E | All | Electric | Electric Deck Oven (60% cooking efficiency) | Efficient |  |  | 0 | Conventional | FoodServ | Com - School | Com | ROB and NEW | 0 | 1000 sqft2 of floor space | deck oven | 12 | DEER:Indoor_Non-CFL_Ltg | 13900 | 3.17 | 0 | eTRM SWFS009-03 | 8226.97 | 2020 | 38.33 | 2021 | 0 | 0 | SWFS009-03 | Com Deck Ovens, Electric ¦ PG&E ¦ All | Com Deck Ovens, Electric | 0.00022807 | 1 | 0.825 | SME Input | -2288.5805 | 2012 | 0.7 | SWFS009-03
COM-FOODSERV-56.8 | Com ¦ Electric Deck Oven (60% cooking efficiency) ¦ SCE ¦ All | Com ¦ Electric Deck Oven (60% cooking efficiency) | SCE ¦ All | SCE | All | Electric | Electric Deck Oven (60% cooking efficiency) | Efficient |  |  | 0 | Conventional | FoodServ | Com - College | Com | ROB and NEW | 0 | 1000 sqft2 of floor space | deck oven | 12 | DEER:Indoor_Non-CFL_Ltg | 13900 | 3.17 | 0 | eTRM SWFS009-03 | 8226.97 | 2020 | 38.33 | 2021 | 0 | 0 | SWFS009-03 | Com Deck Ovens, Electric ¦ SCE ¦ All | Com Deck Ovens, Electric | 0.00044622 | 1 | 0.825 | SME Input | -1049.4228 | 2012 | 0.7 | SWFS009-03
COM-FOODSERV-56.9 | Com ¦ Electric Deck Oven (60% cooking efficiency) ¦ SCE ¦ All | Com ¦ Electric Deck Oven (60% cooking efficiency) | SCE ¦ All | SCE | All | Electric | Electric Deck Oven (60% cooking efficiency) | Efficient |  |  | 0 | Conventional | FoodServ | Com - Grocery | Com | ROB and NEW | 0 | 1000 sqft2 of floor space | deck oven | 12 | DEER:Indoor_Non-CFL_Ltg | 13900 | 3.17 | 0 | eTRM SWFS009-03 | 8226.97 | 2020 | 38.33 | 2021 | 0 | 0 | SWFS009-03 | Com Deck Ovens, Electric ¦ SCE ¦ All | Com Deck Ovens, Electric | 0.0031641 | 1 | 0.825 | SME Input | -781.8586 | 2012 | 0.7 | SWFS009-03
COM-FOODSERV-56.10 | Com ¦ Electric Deck Oven (60% cooking efficiency) ¦ SCE ¦ All | Com ¦ Electric Deck Oven (60% cooking efficiency) | SCE ¦ All | SCE | All | Electric | Electric Deck Oven (60% cooking efficiency) | Efficient |  |  | 0 | Conventional | FoodServ | Com - Health | Com | ROB and NEW | 0 | 1000 sqft2 of floor space | deck oven | 12 | DEER:Indoor_Non-CFL_Ltg | 13900 | 3.17 | 0 | eTRM SWFS009-03 | 8226.97 | 2020 | 38.33 | 2021 | 0 | 0 | SWFS009-03 | Com Deck Ovens, Electric ¦ SCE ¦ All | Com Deck Ovens, Electric | 0.00049837 | 1 | 0.825 | SME Input | -909.5698 | 2012 | 0.7 | SWFS009-03
COM-FOODSERV-56.11 | Com ¦ Electric Deck Oven (60% cooking efficiency) ¦ SCE ¦ All | Com ¦ Electric Deck Oven (60% cooking efficiency) | SCE ¦ All | SCE | All | Electric | Electric Deck Oven (60% cooking efficiency) | Efficient |  |  | 0 | Conventional | FoodServ | Com - Lodging | Com | ROB and NEW | 0 | 1000 sqft2 of floor space | deck oven | 12 | DEER:Indoor_Non-CFL_Ltg | 13900 | 3.17 | 0 | eTRM SWFS009-03 | 8226.97 | 2020 | 38.33 | 2021 | 0 | 0 | SWFS009-03 | Com Deck Ovens, Electric ¦ SCE ¦ All | Com Deck Ovens, Electric | 0.00023211 | 1 | 0.825 | SME Input | -2191.7876 | 2012 | 0.7 | SWFS009-03
COM-FOODSERV-56.12 | Com ¦ Electric Deck Oven (60% cooking efficiency) ¦ SCE ¦ All | Com ¦ Electric Deck Oven (60% cooking efficiency) | SCE ¦ All | SCE | All | Electric | Electric Deck Oven (60% cooking efficiency) | Efficient |  |  | 0 | Conventional | FoodServ | Com - Other | Com | ROB and NEW | 0 | 1000 sqft2 of floor space | deck oven | 12 | DEER:Indoor_Non-CFL_Ltg | 13900 | 3.17 | 0 | eTRM SWFS009-03 | 8226.97 | 2020 | 38.33 | 2021 | 0 | 0 | SWFS009-03 | Com Deck Ovens, Electric ¦ SCE ¦ All | Com Deck Ovens, Electric | 0.00061144 | 1 | 0.825 | SME Input | -1534.9 | 2012 | 0.7 | SWFS009-03
COM-FOODSERV-56.13 | Com ¦ Electric Deck Oven (60% cooking efficiency) ¦ SCE ¦ All | Com ¦ Electric Deck Oven (60% cooking efficiency) | SCE ¦ All | SCE | All | Electric | Electric Deck Oven (60% cooking efficiency) | Efficient |  |  | 0 | Conventional | FoodServ | Com - Restaurant | Com | ROB and NEW | 0 | 1000 sqft2 of floor space | deck oven | 12 | DEER:Indoor_Non-CFL_Ltg | 13900 | 3.17 | 0 | eTRM SWFS009-03 | 8226.97 | 2020 | 38.33 | 2021 | 0 | 0 | SWFS009-03 | Com Deck Ovens, Electric ¦ SCE ¦ All | Com Deck Ovens, Electric | 0.0084763 | 1 | 0.825 | SME Input | -247.0176 | 2012 | 0.7 | SWFS009-03
COM-FOODSERV-56.14 | Com ¦ Electric Deck Oven (60% cooking efficiency) ¦ SCE ¦ All | Com ¦ Electric Deck Oven (60% cooking efficiency) | SCE ¦ All | SCE | All | Electric | Electric Deck Oven (60% cooking efficiency) | Efficient |  |  | 0 | Conventional | FoodServ | Com - School | Com | ROB and NEW | 0 | 1000 sqft2 of floor space | deck oven | 12 | DEER:Indoor_Non-CFL_Ltg | 13900 | 3.17 | 0 | eTRM SWFS009-03 | 8226.97 | 2020 | 38.33 | 2021 | 0 | 0 | SWFS009-03 | Com Deck Ovens, Electric ¦ SCE ¦ All | Com Deck Ovens, Electric | 0.00022807 | 1 | 0.825 | SME Input | -2288.5805 | 2012 | 0.7 | SWFS009-03
COM-FOODSERV-56.15 | Com ¦ Electric Deck Oven (60% cooking efficiency) ¦ SDG&E ¦ All | Com ¦ Electric Deck Oven (60% cooking efficiency) | SDG&E ¦ All | SDG&E | All | Electric | Electric Deck Oven (60% cooking efficiency) | Efficient |  |  | 0 | Conventional | FoodServ | Com - College | Com | ROB and NEW | 0 | 1000 sqft2 of floor space | deck oven | 12 | DEER:Indoor_Non-CFL_Ltg | 13900 | 3.17 | 0 | eTRM SWFS009-03 | 8226.97 | 2020 | 38.33 | 2021 | 0 | 0 | SWFS009-03 | Com Deck Ovens, Electric ¦ SDG&E ¦ All | Com Deck Ovens, Electric | 0.00044622 | 1 | 0.825 | SME Input | -1049.4228 | 2012 | 0.7 | SWFS009-03
COM-FOODSERV-56.16 | Com ¦ Electric Deck Oven (60% cooking efficiency) ¦ SDG&E ¦ All | Com ¦ Electric Deck Oven (60% cooking efficiency) | SDG&E ¦ All | SDG&E | All | Electric | Electric Deck Oven (60% cooking efficiency) | Efficient |  |  | 0 | Conventional | FoodServ | Com - Grocery | Com | ROB and NEW | 0 | 1000 sqft2 of floor space | deck oven | 12 | DEER:Indoor_Non-CFL_Ltg | 13900 | 3.17 | 0 | eTRM SWFS009-03 | 8226.97 | 2020 | 38.33 | 2021 | 0 | 0 | SWFS009-03 | Com Deck Ovens, Electric ¦ SDG&E ¦ All | Com Deck Ovens, Electric | 0.0031641 | 1 | 0.825 | SME Input | -781.8586 | 2012 | 0.7 | SWFS009-03
COM-FOODSERV-56.17 | Com ¦ Electric Deck Oven (60% cooking efficiency) ¦ SDG&E ¦ All | Com ¦ Electric Deck Oven (60% cooking efficiency) | SDG&E ¦ All | SDG&E | All | Electric | Electric Deck Oven (60% cooking efficiency) | Efficient |  |  | 0 | Conventional | FoodServ | Com - Health | Com | ROB and NEW | 0 | 1000 sqft2 of floor space | deck oven | 12 | DEER:Indoor_Non-CFL_Ltg | 13900 | 3.17 | 0 | eTRM SWFS009-03 | 8226.97 | 2020 | 38.33 | 2021 | 0 | 0 | SWFS009-03 | Com Deck Ovens, Electric ¦ SDG&E ¦ All | Com Deck Ovens, Electric | 0.00049837 | 1 | 0.825 | SME Input | -909.5698 | 2012 | 0.7 | SWFS009-03
COM-FOODSERV-56.18 | Com ¦ Electric Deck Oven (60% cooking efficiency) ¦ SDG&E ¦ All | Com ¦ Electric Deck Oven (60% cooking efficiency) | SDG&E ¦ All | SDG&E | All | Electric | Electric Deck Oven (60% cooking efficiency) | Efficient |  |  | 0 | Conventional | FoodServ | Com - Lodging | Com | ROB and NEW | 0 | 1000 sqft2 of floor space | deck oven | 12 | DEER:Indoor_Non-CFL_Ltg | 13900 | 3.17 | 0 | eTRM SWFS009-03 | 8226.97 | 2020 | 38.33 | 2021 | 0 | 0 | SWFS009-03 | Com Deck Ovens, Electric ¦ SDG&E ¦ All | Com Deck Ovens, Electric | 0.00023211 | 1 | 0.825 | SME Input | -2191.7876 | 2012 | 0.7 | SWFS009-03
COM-FOODSERV-56.19 | Com ¦ Electric Deck Oven (60% cooking efficiency) ¦ SDG&E ¦ All | Com ¦ Electric Deck Oven (60% cooking efficiency) | SDG&E ¦ All | SDG&E | All | Electric | Electric Deck Oven (60% cooking efficiency) | Efficient |  |  | 0 | Conventional | FoodServ | Com - Other | Com | ROB and NEW | 0 | 1000 sqft2 of floor space | deck oven | 12 | DEER:Indoor_Non-CFL_Ltg | 13900 | 3.17 | 0 | eTRM SWFS009-03 | 8226.97 | 2020 | 38.33 | 2021 | 0 | 0 | SWFS009-03 | Com Deck Ovens, Electric ¦ SDG&E ¦ All | Com Deck Ovens, Electric | 0.00061144 | 1 | 0.825 | SME Input | -1534.9 | 2012 | 0.7 | SWFS009-03
COM-FOODSERV-56.20 | Com ¦ Electric Deck Oven (60% cooking efficiency) ¦ SDG&E ¦ All | Com ¦ Electric Deck Oven (60% cooking efficiency) | SDG&E ¦ All | SDG&E | All | Electric | Electric Deck Oven (60% cooking efficiency) | Efficient |  |  | 0 | Conventional | FoodServ | Com - Restaurant | Com | ROB and NEW | 0 | 1000 sqft2 of floor space | deck oven | 12 | DEER:Indoor_Non-CFL_Ltg | 13900 | 3.17 | 0 | eTRM SWFS009-03 | 8226.97 | 2020 | 38.33 | 2021 | 0 | 0 | SWFS009-03 | Com Deck Ovens, Electric ¦ SDG&E ¦ All | Com Deck Ovens, Electric | 0.0084763 | 1 | 0.825 | SME Input | -247.0176 | 2012 | 0.7 | SWFS009-03
COM-FOODSERV-56.21 | Com ¦ Electric Deck Oven (60% cooking efficiency) ¦ SDG&E ¦ All | Com ¦ Electric Deck Oven (60% cooking efficiency) | SDG&E ¦ All | SDG&E | All | Electric | Electric Deck Oven (60% cooking efficiency) | Efficient |  |  | 0 | Conventional | FoodServ | Com - School | Com | ROB and NEW | 0 | 1000 sqft2 of floor space | deck oven | 12 | DEER:Indoor_Non-CFL_Ltg | 13900 | 3.17 | 0 | eTRM SWFS009-03 | 8226.97 | 2020 | 38.33 | 2021 | 0 | 0 | SWFS009-03 | Com Deck Ovens, Electric ¦ SDG&E ¦ All | Com Deck Ovens, Electric | 0.00022807 | 1 | 0.825 | SME Input | -2288.5805 | 2012 | 0.7 | SWFS009-03
COM-FOODSERV-60.1 | Com ¦ Standard Commercial Kitchen Exhaust Hood ¦ PG&E ¦ All | Com ¦ Standard Commercial Kitchen Exhaust Hood | PG&E ¦ All | PG&E | All | Electric & Gas | Standard Commercial Kitchen Exhaust Hood | Average Existing and Code |  |  | 0 | Conventional | FoodServ | Com - College | Com | NEW Only | 0 | 1000 sqft2 of floor space | Rated-HP | 15 | DEER:HVAC_Split-Package_HP | 5180 | 0.944 | 806 | eTRM SWFS012-04 | 0 | 2024 | 0 | 2024 | 0 | 0 | SWFS012-04 | Com DCV Exhaust Hood ¦ PG&E ¦ All | Com DCV Exhaust Hood | 0.01756 | 1 | 0.87233 | CBSA 2014 | -3049.7934 | 2012 | 0.6 | SWFS012-04
COM-FOODSERV-60.2 | Com ¦ Standard Commercial Kitchen Exhaust Hood ¦ PG&E ¦ All | Com ¦ Standard Commercial Kitchen Exhaust Hood | PG&E ¦ All | PG&E | All | Electric & Gas | Standard Commercial Kitchen Exhaust Hood | Average Existing and Code |  |  | 0 | Conventional | FoodServ | Com - Grocery | Com | NEW Only | 0 | 1000 sqft2 of floor space | Rated-HP | 15 | DEER:HVAC_Split-Package_HP | 5180 | 0.944 | 806 | eTRM SWFS012-04 | 0 | 2024 | 0 | 2024 | 0 | 0 | SWFS012-04 | Com DCV Exhaust Hood ¦ PG&E ¦ All | Com DCV Exhaust Hood | 0.056145 | 1 | 0.87233 | CBSA 2014 | -2184.0108 | 2012 | 0.6 | SWFS012-04
COM-FOODSERV-60.3 | Com ¦ Standard Commercial Kitchen Exhaust Hood ¦ PG&E ¦ All | Com ¦ Standard Commercial Kitchen Exhaust Hood | PG&E ¦ All | PG&E | All | Electric & Gas | Standard Commercial Kitchen Exhaust Hood | Average Existing and Code |  |  | 0 | Conventional | FoodServ | Com - Health | Com | NEW Only | 0 | 1000 sqft2 of floor space | Rated-HP | 15 | DEER:HVAC_Split-Package_HP | 5180 | 0.944 | 806 | eTRM SWFS012-04 | 0 | 2024 | 0 | 2024 | 0 | 0 | SWFS012-04 | Com DCV Exhaust Hood ¦ PG&E ¦ All | Com DCV Exhaust Hood | 0.03724 | 1 | 0.87233 | CBSA 2014 | -2615.5743 | 2012 | 0.6 | SWFS012-04
COM-FOODSERV-60.4 | Com ¦ Standard Commercial Kitchen Exhaust Hood ¦ PG&E ¦ All | Com ¦ Standard Commercial Kitchen Exhaust Hood | PG&E ¦ All | PG&E | All | Electric & Gas | Standard Commercial Kitchen Exhaust Hood | Average Existing and Code |  |  | 0 | Conventional | FoodServ | Com - Lodging | Com | NEW Only | 0 | 1000 sqft2 of floor space | Rated-HP | 15 | DEER:HVAC_Split-Package_HP | 5180 | 0.944 | 806 | eTRM SWFS012-04 | 0 | 2024 | 0 | 2024 | 0 | 0 | SWFS012-04 | Com DCV Exhaust Hood ¦ PG&E ¦ All | Com DCV Exhaust Hood | 0.024295 | 1 | 0.87233 | CBSA 2014 | -8778.7468 | 2012 | 0.6 | SWFS012-04
COM-FOODSERV-60.5 | Com ¦ Standard Commercial Kitchen Exhaust Hood ¦ PG&E ¦ All | Com ¦ Standard Commercial Kitchen Exhaust Hood | PG&E ¦ All | PG&E | All | Electric & Gas | Standard Commercial Kitchen Exhaust Hood | Average Existing and Code |  |  | 0 | Conventional | FoodServ | Com - Other | Com | NEW Only | 0 | 1000 sqft2 of floor space | Rated-HP | 15 | DEER:HVAC_Split-Package_HP | 5180 | 0.944 | 806 | eTRM SWFS012-04 | 0 | 2024 | 0 | 2024 | 0 | 0 | SWFS012-04 | Com DCV Exhaust Hood ¦ PG&E ¦ All | Com DCV Exhaust Hood | 0.010428 | 1 | 0.87233 | CBSA 2014 | -4223.184 | 2012 | 0.6 | SWFS012-04
COM-FOODSERV-60.6 | Com ¦ Standard Commercial Kitchen Exhaust Hood ¦ PG&E ¦ All | Com ¦ Standard Commercial Kitchen Exhaust Hood | PG&E ¦ All | PG&E | All | Electric & Gas | Standard Commercial Kitchen Exhaust Hood | Average Existing and Code |  |  | 0 | Conventional | FoodServ | Com - Restaurant | Com | NEW Only | 0 | 1000 sqft2 of floor space | Rated-HP | 15 | DEER:HVAC_Split-Package_HP | 5180 | 0.944 | 806 | eTRM SWFS012-04 | 0 | 2024 | 0 | 2024 | 0 | 0 | SWFS012-04 | Com DCV Exhaust Hood ¦ PG&E ¦ All | Com DCV Exhaust Hood | 0.32069 | 1 | 0.75 | CBSA 2014 | -697.5511 | 2012 | 0.6 | SWFS012-04
COM-FOODSERV-60.7 | Com ¦ Standard Commercial Kitchen Exhaust Hood ¦ PG&E ¦ All | Com ¦ Standard Commercial Kitchen Exhaust Hood | PG&E ¦ All | PG&E | All | Electric & Gas | Standard Commercial Kitchen Exhaust Hood | Average Existing and Code |  |  | 0 | Conventional | FoodServ | Com - Retail | Com | NEW Only | 0 | 1000 sqft2 of floor space | Rated-HP | 15 | DEER:HVAC_Split-Package_HP | 5180 | 0.944 | 806 | eTRM SWFS012-04 | 0 | 2024 | 0 | 2024 | 0 | 0 | SWFS012-04 | Com DCV Exhaust Hood ¦ PG&E ¦ All | Com DCV Exhaust Hood | 0.0041552 | 1 | 0.87233 | CBSA 2014 | -5802.3643 | 2012 | 0.6 | SWFS012-04
COM-FOODSERV-60.8 | Com ¦ Standard Commercial Kitchen Exhaust Hood ¦ PG&E ¦ All | Com ¦ Standard Commercial Kitchen Exhaust Hood | PG&E ¦ All | PG&E | All | Electric & Gas | Standard Commercial Kitchen Exhaust Hood | Average Existing and Code |  |  | 0 | Conventional | FoodServ | Com - School | Com | NEW Only | 0 | 1000 sqft2 of floor space | Rated-HP | 15 | DEER:HVAC_Split-Package_HP | 5180 | 0.944 | 806 | eTRM SWFS012-04 | 0 | 2024 | 0 | 2024 | 0 | 0 | SWFS012-04 | Com DCV Exhaust Hood ¦ PG&E ¦ All | Com DCV Exhaust Hood | 0.01756 | 1 | 0.87233 | CBSA 2014 | -2694.3684 | 2012 | 0.6 | SWFS012-04
COM-FOODSERV-60.9 | Com ¦ Standard Commercial Kitchen Exhaust Hood ¦ SCE ¦ All | Com ¦ Standard Commercial Kitchen Exhaust Hood | SCE ¦ All | SCE | All | Electric & Gas | Standard Commercial Kitchen Exhaust Hood | Average Existing and Code |  |  | 0 | Conventional | FoodServ | Com - College | Com | NEW Only | 0 | 1000 sqft2 of floor space | Rated-HP | 15 | DEER:HVAC_Split-Package_HP | 5180 | 0.944 | 371 | eTRM SWFS012-04 | 0 | 2024 | 0 | 2024 | 0 | 0 | SWFS012-04 | Com DCV Exhaust Hood ¦ SCE ¦ All | Com DCV Exhaust Hood | 0.01756 | 1 | 0.87233 | CBSA 2014 | -1614.8798 | 2012 | 0.6 | SWFS012-04
COM-FOODSERV-60.10 | Com ¦ Standard Commercial Kitchen Exhaust Hood ¦ SCE ¦ All | Com ¦ Standard Commercial Kitchen Exhaust Hood | SCE ¦ All | SCE | All | Electric & Gas | Standard Commercial Kitchen Exhaust Hood | Average Existing and Code |  |  | 0 | Conventional | FoodServ | Com - Grocery | Com | NEW Only | 0 | 1000 sqft2 of floor space | Rated-HP | 15 | DEER:HVAC_Split-Package_HP | 5180 | 0.944 | 371 | eTRM SWFS012-04 | 0 | 2024 | 0 | 2024 | 0 | 0 | SWFS012-04 | Com DCV Exhaust Hood ¦ SCE ¦ All | Com DCV Exhaust Hood | 0.056145 | 1 | 0.87233 | CBSA 2014 | -1162.5477 | 2012 | 0.6 | SWFS012-04
COM-FOODSERV-60.11 | Com ¦ Standard Commercial Kitchen Exhaust Hood ¦ SCE ¦ All | Com ¦ Standard Commercial Kitchen Exhaust Hood | SCE ¦ All | SCE | All | Electric & Gas | Standard Commercial Kitchen Exhaust Hood | Average Existing and Code |  |  | 0 | Conventional | FoodServ | Com - Health | Com | NEW Only | 0 | 1000 sqft2 of floor space | Rated-HP | 15 | DEER:HVAC_Split-Package_HP | 5180 | 0.944 | 371 | eTRM SWFS012-04 | 0 | 2024 | 0 | 2024 | 0 | 0 | SWFS012-04 | Com DCV Exhaust Hood ¦ SCE ¦ All | Com DCV Exhaust Hood | 0.03724 | 1 | 0.87233 | CBSA 2014 | -1386.8815 | 2012 | 0.6 | SWFS012-04
COM-FOODSERV-60.12 | Com ¦ Standard Commercial Kitchen Exhaust Hood ¦ SCE ¦ All | Com ¦ Standard Commercial Kitchen Exhaust Hood | SCE ¦ All | SCE | All | Electric & Gas | Standard Commercial Kitchen Exhaust Hood | Average Existing and Code |  |  | 0 | Conventional | FoodServ | Com - Lodging | Com | NEW Only | 0 | 1000 sqft2 of floor space | Rated-HP | 15 | DEER:HVAC_Split-Package_HP | 5180 | 0.944 | 371 | eTRM SWFS012-04 | 0 | 2024 | 0 | 2024 | 0 | 0 | SWFS012-04 | Com DCV Exhaust Hood ¦ SCE ¦ All | Com DCV Exhaust Hood | 0.024295 | 1 | 0.87233 | CBSA 2014 | -4481.664 | 2012 | 0.6 | SWFS012-04
COM-FOODSERV-60.13 | Com ¦ Standard Commercial Kitchen Exhaust Hood ¦ SCE ¦ All | Com ¦ Standard Commercial Kitchen Exhaust Hood | SCE ¦ All | SCE | All | Electric & Gas | Standard Commercial Kitchen Exhaust Hood | Average Existing and Code |  |  | 0 | Conventional | FoodServ | Com - Other | Com | NEW Only | 0 | 1000 sqft2 of floor space | Rated-HP | 15 | DEER:HVAC_Split-Package_HP | 5180 | 0.944 | 371 | eTRM SWFS012-04 | 0 | 2024 | 0 | 2024 | 0 | 0 | SWFS012-04 | Com DCV Exhaust Hood ¦ SCE ¦ All | Com DCV Exhaust Hood | 0.010428 | 1 | 0.87233 | CBSA 2014 | -2252.6311 | 2012 | 0.6 | SWFS012-04
COM-FOODSERV-60.14 | Com ¦ Standard Commercial Kitchen Exhaust Hood ¦ SCE ¦ All | Com ¦ Standard Commercial Kitchen Exhaust Hood | SCE ¦ All | SCE | All | Electric & Gas | Standard Commercial Kitchen Exhaust Hood | Average Existing and Code |  |  | 0 | Conventional | FoodServ | Com - Restaurant | Com | NEW Only | 0 | 1000 sqft2 of floor space | Rated-HP | 15 | DEER:HVAC_Split-Package_HP | 5180 | 0.944 | 371 | eTRM SWFS012-04 | 0 | 2024 | 0 | 2024 | 0 | 0 | SWFS012-04 | Com DCV Exhaust Hood ¦ SCE ¦ All | Com DCV Exhaust Hood | 0.32069 | 1 | 0.75 | CBSA 2014 | -370.763 | 2012 | 0.6 | SWFS012-04
COM-FOODSERV-60.15 | Com ¦ Standard Commercial Kitchen Exhaust Hood ¦ SCE ¦ All | Com ¦ Standard Commercial Kitchen Exhaust Hood | SCE ¦ All | SCE | All | Electric & Gas | Standard Commercial Kitchen Exhaust Hood | Average Existing and Code |  |  | 0 | Conventional | FoodServ | Com - Retail | Com | NEW Only | 0 | 1000 sqft2 of floor space | Rated-HP | 15 | DEER:HVAC_Split-Package_HP | 5180 | 0.944 | 371 | eTRM SWFS012-04 | 0 | 2024 | 0 | 2024 | 0 | 0 | SWFS012-04 | Com DCV Exhaust Hood ¦ SCE ¦ All | Com DCV Exhaust Hood | 0.0041552 | 1 | 0.87233 | CBSA 2014 | -3652.9782 | 2012 | 0.6 | SWFS012-04
COM-FOODSERV-60.16 | Com ¦ Standard Commercial Kitchen Exhaust Hood ¦ SCE ¦ All | Com ¦ Standard Commercial Kitchen Exhaust Hood | SCE ¦ All | SCE | All | Electric & Gas | Standard Commercial Kitchen Exhaust Hood | Average Existing and Code |  |  | 0 | Conventional | FoodServ | Com - School | Com | NEW Only | 0 | 1000 sqft2 of floor space | Rated-HP | 15 | DEER:HVAC_Split-Package_HP | 5180 | 0.944 | 371 | eTRM SWFS012-04 | 0 | 2024 | 0 | 2024 | 0 | 0 | SWFS012-04 | Com DCV Exhaust Hood ¦ SCE ¦ All | Com DCV Exhaust Hood | 0.01756 | 1 | 0.87233 | CBSA 2014 | -1700.5058 | 2012 | 0.6 | SWFS012-04
COM-FOODSERV-60.17 | Com ¦ Standard Commercial Kitchen Exhaust Hood ¦ SDG&E ¦ All | Com ¦ Standard Commercial Kitchen Exhaust Hood | SDG&E ¦ All | SDG&E | All | Electric & Gas | Standard Commercial Kitchen Exhaust Hood | Average Existing and Code |  |  | 0 | Conventional | FoodServ | Com - College | Com | NEW Only | 0 | 1000 sqft2 of floor space | Rated-HP | 15 | DEER:HVAC_Split-Package_HP | 5180 | 0.944 | 296 | eTRM SWFS012-04 | 0 | 2024 | 0 | 2024 | 0 | 0 | SWFS012-04 | Com DCV Exhaust Hood ¦ SDG&E ¦ All | Com DCV Exhaust Hood | 0.01756 | 1 | 0.87233 | CBSA 2014 | -1367.4809 | 2012 | 0.6 | SWFS012-04
COM-FOODSERV-60.18 | Com ¦ Standard Commercial Kitchen Exhaust Hood ¦ SDG&E ¦ All | Com ¦ Standard Commercial Kitchen Exhaust Hood | SDG&E ¦ All | SDG&E | All | Electric & Gas | Standard Commercial Kitchen Exhaust Hood | Average Existing and Code |  |  | 0 | Conventional | FoodServ | Com - Grocery | Com | NEW Only | 0 | 1000 sqft2 of floor space | Rated-HP | 15 | DEER:HVAC_Split-Package_HP | 5180 | 0.944 | 296 | eTRM SWFS012-04 | 0 | 2024 | 0 | 2024 | 0 | 0 | SWFS012-04 | Com DCV Exhaust Hood ¦ SDG&E ¦ All | Com DCV Exhaust Hood | 0.056145 | 1 | 0.87233 | CBSA 2014 | -986.4334 | 2012 | 0.6 | SWFS012-04
COM-FOODSERV-60.19 | Com ¦ Standard Commercial Kitchen Exhaust Hood ¦ SDG&E ¦ All | Com ¦ Standard Commercial Kitchen Exhaust Hood | SDG&E ¦ All | SDG&E | All | Electric & Gas | Standard Commercial Kitchen Exhaust Hood | Average Existing and Code |  |  | 0 | Conventional | FoodServ | Com - Health | Com | NEW Only | 0 | 1000 sqft2 of floor space | Rated-HP | 15 | DEER:HVAC_Split-Package_HP | 5180 | 0.944 | 296 | eTRM SWFS012-04 | 0 | 2024 | 0 | 2024 | 0 | 0 | SWFS012-04 | Com DCV Exhaust Hood ¦ SDG&E ¦ All | Com DCV Exhaust Hood | 0.03724 | 1 | 0.87233 | CBSA 2014 | -1175.038 | 2012 | 0.6 | SWFS012-04
COM-FOODSERV-60.20 | Com ¦ Standard Commercial Kitchen Exhaust Hood ¦ SDG&E ¦ All | Com ¦ Standard Commercial Kitchen Exhaust Hood | SDG&E ¦ All | SDG&E | All | Electric & Gas | Standard Commercial Kitchen Exhaust Hood | Average Existing and Code |  |  | 0 | Conventional | FoodServ | Com - Lodging | Com | NEW Only | 0 | 1000 sqft2 of floor space | Rated-HP | 15 | DEER:HVAC_Split-Package_HP | 5180 | 0.944 | 296 | eTRM SWFS012-04 | 0 | 2024 | 0 | 2024 | 0 | 0 | SWFS012-04 | Com DCV Exhaust Hood ¦ SDG&E ¦ All | Com DCV Exhaust Hood | 0.024295 | 1 | 0.87233 | CBSA 2014 | -3740.7877 | 2012 | 0.6 | SWFS012-04
COM-FOODSERV-60.21 | Com ¦ Standard Commercial Kitchen Exhaust Hood ¦ SDG&E ¦ All | Com ¦ Standard Commercial Kitchen Exhaust Hood | SDG&E ¦ All | SDG&E | All | Electric & Gas | Standard Commercial Kitchen Exhaust Hood | Average Existing and Code |  |  | 0 | Conventional | FoodServ | Com - Other | Com | NEW Only | 0 | 1000 sqft2 of floor space | Rated-HP | 15 | DEER:HVAC_Split-Package_HP | 5180 | 0.944 | 296 | eTRM SWFS012-04 | 0 | 2024 | 0 | 2024 | 0 | 0 | SWFS012-04 | Com DCV Exhaust Hood ¦ SDG&E ¦ All | Com DCV Exhaust Hood | 0.010428 | 1 | 0.87233 | CBSA 2014 | -1912.8807 | 2012 | 0.6 | SWFS012-04
COM-FOODSERV-60.22 | Com ¦ Standard Commercial Kitchen Exhaust Hood ¦ SDG&E ¦ All | Com ¦ Standard Commercial Kitchen Exhaust Hood | SDG&E ¦ All | SDG&E | All | Electric & Gas | Standard Commercial Kitchen Exhaust Hood | Average Existing and Code |  |  | 0 | Conventional | FoodServ | Com - Restaurant | Com | NEW Only | 0 | 1000 sqft2 of floor space | Rated-HP | 15 | DEER:HVAC_Split-Package_HP | 5180 | 0.944 | 296 | eTRM SWFS012-04 | 0 | 2024 | 0 | 2024 | 0 | 0 | SWFS012-04 | Com DCV Exhaust Hood ¦ SDG&E ¦ All | Com DCV Exhaust Hood | 0.32069 | 1 | 0.75 | CBSA 2014 | -314.4202 | 2012 | 0.6 | SWFS012-04
COM-FOODSERV-60.23 | Com ¦ Standard Commercial Kitchen Exhaust Hood ¦ SDG&E ¦ All | Com ¦ Standard Commercial Kitchen Exhaust Hood | SDG&E ¦ All | SDG&E | All | Electric & Gas | Standard Commercial Kitchen Exhaust Hood | Average Existing and Code |  |  | 0 | Conventional | FoodServ | Com - Retail | Com | NEW Only | 0 | 1000 sqft2 of floor space | Rated-HP | 15 | DEER:HVAC_Split-Package_HP | 5180 | 0.944 | 296 | eTRM SWFS012-04 | 0 | 2024 | 0 | 2024 | 0 | 0 | SWFS012-04 | Com DCV Exhaust Hood ¦ SDG&E ¦ All | Com DCV Exhaust Hood | 0.0041552 | 1 | 0.87233 | CBSA 2014 | -3282.3944 | 2012 | 0.6 | SWFS012-04
COM-FOODSERV-60.24 | Com ¦ Standard Commercial Kitchen Exhaust Hood ¦ SDG&E ¦ All | Com ¦ Standard Commercial Kitchen Exhaust Hood | SDG&E ¦ All | SDG&E | All | Electric & Gas | Standard Commercial Kitchen Exhaust Hood | Average Existing and Code |  |  | 0 | Conventional | FoodServ | Com - School | Com | NEW Only | 0 | 1000 sqft2 of floor space | Rated-HP | 15 | DEER:HVAC_Split-Package_HP | 5180 | 0.944 | 296 | eTRM SWFS012-04 | 0 | 2024 | 0 | 2024 | 0 | 0 | SWFS012-04 | Com DCV Exhaust Hood ¦ SDG&E ¦ All | Com DCV Exhaust Hood | 0.01756 | 1 | 0.87233 | CBSA 2014 | -1529.1502 | 2012 | 0.6 | SWFS012-04
COM-FOODSERV-60.25 | Com ¦ Standard Commercial Kitchen Exhaust Hood ¦ SCG ¦ All | Com ¦ Standard Commercial Kitchen Exhaust Hood | SCG ¦ All | SCG | All | Electric & Gas | Standard Commercial Kitchen Exhaust Hood | Average Existing and Code |  |  | 0 | Conventional | FoodServ | Com - College | Com | NEW Only | 0 | 1000 sqft2 of floor space | Rated-HP | 15 | DEER:HVAC_Split-Package_HP | 5180 | 0.944 | 371 | eTRM SWFS012-04 | 0 | 2024 | 0 | 2024 | 0 | 0 | SWFS012-04 | Com DCV Exhaust Hood ¦ SCG ¦ All | Com DCV Exhaust Hood | 0.01756 | 1 | 0.87233 | CBSA 2014 | -1614.8798 | 2012 | 0.6 | SWFS012-04
COM-FOODSERV-60.26 | Com ¦ Standard Commercial Kitchen Exhaust Hood ¦ SCG ¦ All | Com ¦ Standard Commercial Kitchen Exhaust Hood | SCG ¦ All | SCG | All | Electric & Gas | Standard Commercial Kitchen Exhaust Hood | Average Existing and Code |  |  | 0 | Conventional | FoodServ | Com - Grocery | Com | NEW Only | 0 | 1000 sqft2 of floor space | Rated-HP | 15 | DEER:HVAC_Split-Package_HP | 5180 | 0.944 | 371 | eTRM SWFS012-04 | 0 | 2024 | 0 | 2024 | 0 | 0 | SWFS012-04 | Com DCV Exhaust Hood ¦ SCG ¦ All | Com DCV Exhaust Hood | 0.056145 | 1 | 0.87233 | CBSA 2014 | -1162.5477 | 2012 | 0.6 | SWFS012-04
COM-FOODSERV-60.27 | Com ¦ Standard Commercial Kitchen Exhaust Hood ¦ SCG ¦ All | Com ¦ Standard Commercial Kitchen Exhaust Hood | SCG ¦ All | SCG | All | Electric & Gas | Standard Commercial Kitchen Exhaust Hood | Average Existing and Code |  |  | 0 | Conventional | FoodServ | Com - Health | Com | NEW Only | 0 | 1000 sqft2 of floor space | Rated-HP | 15 | DEER:HVAC_Split-Package_HP | 5180 | 0.944 | 371 | eTRM SWFS012-04 | 0 | 2024 | 0 | 2024 | 0 | 0 | SWFS012-04 | Com DCV Exhaust Hood ¦ SCG ¦ All | Com DCV Exhaust Hood | 0.03724 | 1 | 0.87233 | CBSA 2014 | -1386.8815 | 2012 | 0.6 | SWFS012-04
COM-FOODSERV-60.28 | Com ¦ Standard Commercial Kitchen Exhaust Hood ¦ SCG ¦ All | Com ¦ Standard Commercial Kitchen Exhaust Hood | SCG ¦ All | SCG | All | Electric & Gas | Standard Commercial Kitchen Exhaust Hood | Average Existing and Code |  |  | 0 | Conventional | FoodServ | Com - Lodging | Com | NEW Only | 0 | 1000 sqft2 of floor space | Rated-HP | 15 | DEER:HVAC_Split-Package_HP | 5180 | 0.944 | 371 | eTRM SWFS012-04 | 0 | 2024 | 0 | 2024 | 0 | 0 | SWFS012-04 | Com DCV Exhaust Hood ¦ SCG ¦ All | Com DCV Exhaust Hood | 0.024295 | 1 | 0.87233 | CBSA 2014 | -4481.664 | 2012 | 0.6 | SWFS012-04
COM-FOODSERV-60.29 | Com ¦ Standard Commercial Kitchen Exhaust Hood ¦ SCG ¦ All | Com ¦ Standard Commercial Kitchen Exhaust Hood | SCG ¦ All | SCG | All | Electric & Gas | Standard Commercial Kitchen Exhaust Hood | Average Existing and Code |  |  | 0 | Conventional | FoodServ | Com - Other | Com | NEW Only | 0 | 1000 sqft2 of floor space | Rated-HP | 15 | DEER:HVAC_Split-Package_HP | 5180 | 0.944 | 371 | eTRM SWFS012-04 | 0 | 2024 | 0 | 2024 | 0 | 0 | SWFS012-04 | Com DCV Exhaust Hood ¦ SCG ¦ All | Com DCV Exhaust Hood | 0.010428 | 1 | 0.87233 | CBSA 2014 | -2252.6311 | 2012 | 0.6 | SWFS012-04
COM-FOODSERV-60.30 | Com ¦ Standard Commercial Kitchen Exhaust Hood ¦ SCG ¦ All | Com ¦ Standard Commercial Kitchen Exhaust Hood | SCG ¦ All | SCG | All | Electric & Gas | Standard Commercial Kitchen Exhaust Hood | Average Existing and Code |  |  | 0 | Conventional | FoodServ | Com - Restaurant | Com | NEW Only | 0 | 1000 sqft2 of floor space | Rated-HP | 15 | DEER:HVAC_Split-Package_HP | 5180 | 0.944 | 371 | eTRM SWFS012-04 | 0 | 2024 | 0 | 2024 | 0 | 0 | SWFS012-04 | Com DCV Exhaust Hood ¦ SCG ¦ All | Com DCV Exhaust Hood | 0.32069 | 1 | 0.75 | CBSA 2014 | -370.763 | 2012 | 0.6 | SWFS012-04
COM-FOODSERV-60.31 | Com ¦ Standard Commercial Kitchen Exhaust Hood ¦ SCG ¦ All | Com ¦ Standard Commercial Kitchen Exhaust Hood | SCG ¦ All | SCG | All | Electric & Gas | Standard Commercial Kitchen Exhaust Hood | Average Existing and Code |  |  | 0 | Conventional | FoodServ | Com - Retail | Com | NEW Only | 0 | 1000 sqft2 of floor space | Rated-HP | 15 | DEER:HVAC_Split-Package_HP | 5180 | 0.944 | 371 | eTRM SWFS012-04 | 0 | 2024 | 0 | 2024 | 0 | 0 | SWFS012-04 | Com DCV Exhaust Hood ¦ SCG ¦ All | Com DCV Exhaust Hood | 0.0041552 | 1 | 0.87233 | CBSA 2014 | -3652.9782 | 2012 | 0.6 | SWFS012-04
COM-FOODSERV-60.32 | Com ¦ Standard Commercial Kitchen Exhaust Hood ¦ SCG ¦ All | Com ¦ Standard Commercial Kitchen Exhaust Hood | SCG ¦ All | SCG | All | Electric & Gas | Standard Commercial Kitchen Exhaust Hood | Average Existing and Code |  |  | 0 | Conventional | FoodServ | Com - School | Com | NEW Only | 0 | 1000 sqft2 of floor space | Rated-HP | 15 | DEER:HVAC_Split-Package_HP | 5180 | 0.944 | 371 | eTRM SWFS012-04 | 0 | 2024 | 0 | 2024 | 0 | 0 | SWFS012-04 | Com DCV Exhaust Hood ¦ SCG ¦ All | Com DCV Exhaust Hood | 0.01756 | 1 | 0.87233 | CBSA 2014 | -1700.5058 | 2012 | 0.6 | SWFS012-04
COM-FOODSERV-61.1 | Com ¦ Demand Controlled Ventilation (DCV) Exhaust Hood ¦ PG&E ¦ All | Com ¦ Demand Controlled Ventilation (DCV) Exhaust Hood | PG&E ¦ All | PG&E | All | Electric & Gas | Demand Controlled Ventilation (DCV) Exhaust Hood | Efficient |  |  | 0 | Conventional | FoodServ | Com - College | Com | NEW Only | 0 | 1000 sqft2 of floor space | Rated-HP | 15 | DEER:HVAC_Split-Package_HP | 2290 | 0.354 | 667 | eTRM SWFS012-04 | 935.48 | 2024 | 0 | 2024 | 0 | 0 | SWFS012-04 | Com DCV Exhaust Hood ¦ PG&E ¦ All | Com DCV Exhaust Hood | 0.01756 | 1 | 0.12767 | CBSA 2014 | -2373.0914 | 2012 | 0.6 | SWFS012-04
COM-FOODSERV-61.2 | Com ¦ Demand Controlled Ventilation (DCV) Exhaust Hood ¦ PG&E ¦ All | Com ¦ Demand Controlled Ventilation (DCV) Exhaust Hood | PG&E ¦ All | PG&E | All | Electric & Gas | Demand Controlled Ventilation (DCV) Exhaust Hood | Efficient |  |  | 0 | Conventional | FoodServ | Com - Grocery | Com | NEW Only | 0 | 1000 sqft2 of floor space | Rated-HP | 15 | DEER:HVAC_Split-Package_HP | 2290 | 0.354 | 667 | eTRM SWFS012-04 | 935.48 | 2024 | 0 | 2024 | 0 | 0 | SWFS012-04 | Com DCV Exhaust Hood ¦ PG&E ¦ All | Com DCV Exhaust Hood | 0.056145 | 1 | 0.12767 | CBSA 2014 | -1695.0532 | 2012 | 0.6 | SWFS012-04
COM-FOODSERV-61.3 | Com ¦ Demand Controlled Ventilation (DCV) Exhaust Hood ¦ PG&E ¦ All | Com ¦ Demand Controlled Ventilation (DCV) Exhaust Hood | PG&E ¦ All | PG&E | All | Electric & Gas | Demand Controlled Ventilation (DCV) Exhaust Hood | Efficient |  |  | 0 | Conventional | FoodServ | Com - Health | Com | NEW Only | 0 | 1000 sqft2 of floor space | Rated-HP | 15 | DEER:HVAC_Split-Package_HP | 2290 | 0.354 | 667 | eTRM SWFS012-04 | 935.48 | 2024 | 0 | 2024 | 0 | 0 | SWFS012-04 | Com DCV Exhaust Hood ¦ PG&E ¦ All | Com DCV Exhaust Hood | 0.03724 | 1 | 0.12767 | CBSA 2014 | -2033.8456 | 2012 | 0.6 | SWFS012-04
COM-FOODSERV-61.4 | Com ¦ Demand Controlled Ventilation (DCV) Exhaust Hood ¦ PG&E ¦ All | Com ¦ Demand Controlled Ventilation (DCV) Exhaust Hood | PG&E ¦ All | PG&E | All | Electric & Gas | Demand Controlled Ventilation (DCV) Exhaust Hood | Efficient |  |  | 0 | Conventional | FoodServ | Com - Lodging | Com | NEW Only | 0 | 1000 sqft2 of floor space | Rated-HP | 15 | DEER:HVAC_Split-Package_HP | 2290 | 0.354 | 667 | eTRM SWFS012-04 | 935.48 | 2024 | 0 | 2024 | 0 | 0 | SWFS012-04 | Com DCV Exhaust Hood ¦ PG&E ¦ All | Com DCV Exhaust Hood | 0.024295 | 1 | 0.12767 | CBSA 2014 | -6949.9534 | 2012 | 0.6 | SWFS012-04
COM-FOODSERV-61.5 | Com ¦ Demand Controlled Ventilation (DCV) Exhaust Hood ¦ PG&E ¦ All | Com ¦ Demand Controlled Ventilation (DCV) Exhaust Hood | PG&E ¦ All | PG&E | All | Electric & Gas | Demand Controlled Ventilation (DCV) Exhaust Hood | Efficient |  |  | 0 | Conventional | FoodServ | Com - Other | Com | NEW Only | 0 | 1000 sqft2 of floor space | Rated-HP | 15 | DEER:HVAC_Split-Package_HP | 2290 | 0.354 | 667 | eTRM SWFS012-04 | 935.48 | 2024 | 0 | 2024 | 0 | 0 | SWFS012-04 | Com DCV Exhaust Hood ¦ PG&E ¦ All | Com DCV Exhaust Hood | 0.010428 | 1 | 0.12767 | CBSA 2014 | -3274.3864 | 2012 | 0.6 | SWFS012-04
COM-FOODSERV-61.6 | Com ¦ Demand Controlled Ventilation (DCV) Exhaust Hood ¦ PG&E ¦ All | Com ¦ Demand Controlled Ventilation (DCV) Exhaust Hood | PG&E ¦ All | PG&E | All | Electric & Gas | Demand Controlled Ventilation (DCV) Exhaust Hood | Efficient |  |  | 0 | Conventional | FoodServ | Com - Restaurant | Com | NEW Only | 0 | 1000 sqft2 of floor space | Rated-HP | 15 | DEER:HVAC_Split-Package_HP | 2290 | 0.354 | 667 | eTRM SWFS012-04 | 935.48 | 2024 | 0 | 2024 | 0 | 0 | SWFS012-04 | Com DCV Exhaust Hood ¦ PG&E ¦ All | Com DCV Exhaust Hood | 0.32069 | 1 | 0.25 | CBSA 2014 | -541.7709 | 2012 | 0.6 | SWFS012-04
COM-FOODSERV-61.7 | Com ¦ Demand Controlled Ventilation (DCV) Exhaust Hood ¦ PG&E ¦ All | Com ¦ Demand Controlled Ventilation (DCV) Exhaust Hood | PG&E ¦ All | PG&E | All | Electric & Gas | Demand Controlled Ventilation (DCV) Exhaust Hood | Efficient |  |  | 0 | Conventional | FoodServ | Com - Retail | Com | NEW Only | 0 | 1000 sqft2 of floor space | Rated-HP | 15 | DEER:HVAC_Split-Package_HP | 2290 | 0.354 | 667 | eTRM SWFS012-04 | 935.48 | 2024 | 0 | 2024 | 0 | 0 | SWFS012-04 | Com DCV Exhaust Hood ¦ PG&E ¦ All | Com DCV Exhaust Hood | 0.0041552 | 1 | 0.12767 | CBSA 2014 | -4100.242 | 2012 | 0.6 | SWFS012-04
COM-FOODSERV-61.8 | Com ¦ Demand Controlled Ventilation (DCV) Exhaust Hood ¦ PG&E ¦ All | Com ¦ Demand Controlled Ventilation (DCV) Exhaust Hood | PG&E ¦ All | PG&E | All | Electric & Gas | Demand Controlled Ventilation (DCV) Exhaust Hood | Efficient |  |  | 0 | Conventional | FoodServ | Com - School | Com | NEW Only | 0 | 1000 sqft2 of floor space | Rated-HP | 15 | DEER:HVAC_Split-Package_HP | 2290 | 0.354 | 667 | eTRM SWFS012-04 | 935.48 | 2024 | 0 | 2024 | 0 | 0 | SWFS012-04 | Com DCV Exhaust Hood ¦ PG&E ¦ All | Com DCV Exhaust Hood | 0.01756 | 1 | 0.12767 | CBSA 2014 | -1900.9622 | 2012 | 0.6 | SWFS012-04
COM-FOODSERV-61.9 | Com ¦ Demand Controlled Ventilation (DCV) Exhaust Hood ¦ SCE ¦ All | Com ¦ Demand Controlled Ventilation (DCV) Exhaust Hood | SCE ¦ All | SCE | All | Electric & Gas | Demand Controlled Ventilation (DCV) Exhaust Hood | Efficient |  |  | 0 | Conventional | FoodServ | Com - College | Com | NEW Only | 0 | 1000 sqft2 of floor space | Rated-HP | 15 | DEER:HVAC_Split-Package_HP | 2290 | 0.354 | 307 | eTRM SWFS012-04 | 935.48 | 2024 | 0 | 2024 | 0 | 0 | SWFS012-04 | Com DCV Exhaust Hood ¦ SCE ¦ All | Com DCV Exhaust Hood | 0.01756 | 1 | 0.12767 | CBSA 2014 | -1185.5767 | 2012 | 0.6 | SWFS012-04
COM-FOODSERV-61.10 | Com ¦ Demand Controlled Ventilation (DCV) Exhaust Hood ¦ SCE ¦ All | Com ¦ Demand Controlled Ventilation (DCV) Exhaust Hood | SCE ¦ All | SCE | All | Electric & Gas | Demand Controlled Ventilation (DCV) Exhaust Hood | Efficient |  |  | 0 | Conventional | FoodServ | Com - Grocery | Com | NEW Only | 0 | 1000 sqft2 of floor space | Rated-HP | 15 | DEER:HVAC_Split-Package_HP | 2290 | 0.354 | 307 | eTRM SWFS012-04 | 935.48 | 2024 | 0 | 2024 | 0 | 0 | SWFS012-04 | Com DCV Exhaust Hood ¦ SCE ¦ All | Com DCV Exhaust Hood | 0.056145 | 1 | 0.12767 | CBSA 2014 | -849.7044 | 2012 | 0.6 | SWFS012-04
COM-FOODSERV-61.11 | Com ¦ Demand Controlled Ventilation (DCV) Exhaust Hood ¦ SCE ¦ All | Com ¦ Demand Controlled Ventilation (DCV) Exhaust Hood | SCE ¦ All | SCE | All | Electric & Gas | Demand Controlled Ventilation (DCV) Exhaust Hood | Efficient |  |  | 0 | Conventional | FoodServ | Com - Health | Com | NEW Only | 0 | 1000 sqft2 of floor space | Rated-HP | 15 | DEER:HVAC_Split-Package_HP | 2290 | 0.354 | 307 | eTRM SWFS012-04 | 935.48 | 2024 | 0 | 2024 | 0 | 0 | SWFS012-04 | Com DCV Exhaust Hood ¦ SCE ¦ All | Com DCV Exhaust Hood | 0.03724 | 1 | 0.12767 | CBSA 2014 | -1016.9964 | 2012 | 0.6 | SWFS012-04
COM-FOODSERV-61.12 | Com ¦ Demand Controlled Ventilation (DCV) Exhaust Hood ¦ SCE ¦ All | Com ¦ Demand Controlled Ventilation (DCV) Exhaust Hood | SCE ¦ All | SCE | All | Electric & Gas | Demand Controlled Ventilation (DCV) Exhaust Hood | Efficient |  |  | 0 | Conventional | FoodServ | Com - Lodging | Com | NEW Only | 0 | 1000 sqft2 of floor space | Rated-HP | 15 | DEER:HVAC_Split-Package_HP | 2290 | 0.354 | 307 | eTRM SWFS012-04 | 935.48 | 2024 | 0 | 2024 | 0 | 0 | SWFS012-04 | Com DCV Exhaust Hood ¦ SCE ¦ All | Com DCV Exhaust Hood | 0.024295 | 1 | 0.12767 | CBSA 2014 | -3393.7469 | 2012 | 0.6 | SWFS012-04
COM-FOODSERV-61.13 | Com ¦ Demand Controlled Ventilation (DCV) Exhaust Hood ¦ SCE ¦ All | Com ¦ Demand Controlled Ventilation (DCV) Exhaust Hood | SCE ¦ All | SCE | All | Electric & Gas | Demand Controlled Ventilation (DCV) Exhaust Hood | Efficient |  |  | 0 | Conventional | FoodServ | Com - Other | Com | NEW Only | 0 | 1000 sqft2 of floor space | Rated-HP | 15 | DEER:HVAC_Split-Package_HP | 2290 | 0.354 | 307 | eTRM SWFS012-04 | 935.48 | 2024 | 0 | 2024 | 0 | 0 | SWFS012-04 | Com DCV Exhaust Hood ¦ SCE ¦ All | Com DCV Exhaust Hood | 0.010428 | 1 | 0.12767 | CBSA 2014 | -1643.584 | 2012 | 0.6 | SWFS012-04
COM-FOODSERV-61.14 | Com ¦ Demand Controlled Ventilation (DCV) Exhaust Hood ¦ SCE ¦ All | Com ¦ Demand Controlled Ventilation (DCV) Exhaust Hood | SCE ¦ All | SCE | All | Electric & Gas | Demand Controlled Ventilation (DCV) Exhaust Hood | Efficient |  |  | 0 | Conventional | FoodServ | Com - Restaurant | Com | NEW Only | 0 | 1000 sqft2 of floor space | Rated-HP | 15 | DEER:HVAC_Split-Package_HP | 2290 | 0.354 | 307 | eTRM SWFS012-04 | 935.48 | 2024 | 0 | 2024 | 0 | 0 | SWFS012-04 | Com DCV Exhaust Hood ¦ SCE ¦ All | Com DCV Exhaust Hood | 0.32069 | 1 | 0.25 | CBSA 2014 | -271.3255 | 2012 | 0.6 | SWFS012-04
COM-FOODSERV-61.15 | Com ¦ Demand Controlled Ventilation (DCV) Exhaust Hood ¦ SCE ¦ All | Com ¦ Demand Controlled Ventilation (DCV) Exhaust Hood | SCE ¦ All | SCE | All | Electric & Gas | Demand Controlled Ventilation (DCV) Exhaust Hood | Efficient |  |  | 0 | Conventional | FoodServ | Com - Retail | Com | NEW Only | 0 | 1000 sqft2 of floor space | Rated-HP | 15 | DEER:HVAC_Split-Package_HP | 2290 | 0.354 | 307 | eTRM SWFS012-04 | 935.48 | 2024 | 0 | 2024 | 0 | 0 | SWFS012-04 | Com DCV Exhaust Hood ¦ SCE ¦ All | Com DCV Exhaust Hood | 0.0041552 | 1 | 0.12767 | CBSA 2014 | -2321.4397 | 2012 | 0.6 | SWFS012-04
COM-FOODSERV-61.16 | Com ¦ Demand Controlled Ventilation (DCV) Exhaust Hood ¦ SCE ¦ All | Com ¦ Demand Controlled Ventilation (DCV) Exhaust Hood | SCE ¦ All | SCE | All | Electric & Gas | Demand Controlled Ventilation (DCV) Exhaust Hood | Efficient |  |  | 0 | Conventional | FoodServ | Com - School | Com | NEW Only | 0 | 1000 sqft2 of floor space | Rated-HP | 15 | DEER:HVAC_Split-Package_HP | 2290 | 0.354 | 307 | eTRM SWFS012-04 | 935.48 | 2024 | 0 | 2024 | 0 | 0 | SWFS012-04 | Com DCV Exhaust Hood ¦ SCE ¦ All | Com DCV Exhaust Hood | 0.01756 | 1 | 0.12767 | CBSA 2014 | -1078.4552 | 2012 | 0.6 | SWFS012-04
COM-FOODSERV-61.17 | Com ¦ Demand Controlled Ventilation (DCV) Exhaust Hood ¦ SDG&E ¦ All | Com ¦ Demand Controlled Ventilation (DCV) Exhaust Hood | SDG&E ¦ All | SDG&E | All | Electric & Gas | Demand Controlled Ventilation (DCV) Exhaust Hood | Efficient |  |  | 0 | Conventional | FoodServ | Com - College | Com | NEW Only | 0 | 1000 sqft2 of floor space | Rated-HP | 15 | DEER:HVAC_Split-Package_HP | 2290 | 0.354 | 245 | eTRM SWFS012-04 | 935.48 | 2024 | 0 | 2024 | 0 | 0 | SWFS012-04 | Com DCV Exhaust Hood ¦ SDG&E ¦ All | Com DCV Exhaust Hood | 0.01756 | 1 | 0.12767 | CBSA 2014 | -981.0603 | 2012 | 0.6 | SWFS012-04
COM-FOODSERV-61.18 | Com ¦ Demand Controlled Ventilation (DCV) Exhaust Hood ¦ SDG&E ¦ All | Com ¦ Demand Controlled Ventilation (DCV) Exhaust Hood | SDG&E ¦ All | SDG&E | All | Electric & Gas | Demand Controlled Ventilation (DCV) Exhaust Hood | Efficient |  |  | 0 | Conventional | FoodServ | Com - Grocery | Com | NEW Only | 0 | 1000 sqft2 of floor space | Rated-HP | 15 | DEER:HVAC_Split-Package_HP | 2290 | 0.354 | 245 | eTRM SWFS012-04 | 935.48 | 2024 | 0 | 2024 | 0 | 0 | SWFS012-04 | Com DCV Exhaust Hood ¦ SDG&E ¦ All | Com DCV Exhaust Hood | 0.056145 | 1 | 0.12767 | CBSA 2014 | -704.1166 | 2012 | 0.6 | SWFS012-04
COM-FOODSERV-61.19 | Com ¦ Demand Controlled Ventilation (DCV) Exhaust Hood ¦ SDG&E ¦ All | Com ¦ Demand Controlled Ventilation (DCV) Exhaust Hood | SDG&E ¦ All | SDG&E | All | Electric & Gas | Demand Controlled Ventilation (DCV) Exhaust Hood | Efficient |  |  | 0 | Conventional | FoodServ | Com - Health | Com | NEW Only | 0 | 1000 sqft2 of floor space | Rated-HP | 15 | DEER:HVAC_Split-Package_HP | 2290 | 0.354 | 245 | eTRM SWFS012-04 | 935.48 | 2024 | 0 | 2024 | 0 | 0 | SWFS012-04 | Com DCV Exhaust Hood ¦ SDG&E ¦ All | Com DCV Exhaust Hood | 0.03724 | 1 | 0.12767 | CBSA 2014 | -841.8723 | 2012 | 0.6 | SWFS012-04
COM-FOODSERV-61.20 | Com ¦ Demand Controlled Ventilation (DCV) Exhaust Hood ¦ SDG&E ¦ All | Com ¦ Demand Controlled Ventilation (DCV) Exhaust Hood | SDG&E ¦ All | SDG&E | All | Electric & Gas | Demand Controlled Ventilation (DCV) Exhaust Hood | Efficient |  |  | 0 | Conventional | FoodServ | Com - Lodging | Com | NEW Only | 0 | 1000 sqft2 of floor space | Rated-HP | 15 | DEER:HVAC_Split-Package_HP | 2290 | 0.354 | 245 | eTRM SWFS012-04 | 935.48 | 2024 | 0 | 2024 | 0 | 0 | SWFS012-04 | Com DCV Exhaust Hood ¦ SDG&E ¦ All | Com DCV Exhaust Hood | 0.024295 | 1 | 0.12767 | CBSA 2014 | -2781.2891 | 2012 | 0.6 | SWFS012-04
COM-FOODSERV-61.21 | Com ¦ Demand Controlled Ventilation (DCV) Exhaust Hood ¦ SDG&E ¦ All | Com ¦ Demand Controlled Ventilation (DCV) Exhaust Hood | SDG&E ¦ All | SDG&E | All | Electric & Gas | Demand Controlled Ventilation (DCV) Exhaust Hood | Efficient |  |  | 0 | Conventional | FoodServ | Com - Other | Com | NEW Only | 0 | 1000 sqft2 of floor space | Rated-HP | 15 | DEER:HVAC_Split-Package_HP | 2290 | 0.354 | 245 | eTRM SWFS012-04 | 935.48 | 2024 | 0 | 2024 | 0 | 0 | SWFS012-04 | Com DCV Exhaust Hood ¦ SDG&E ¦ All | Com DCV Exhaust Hood | 0.010428 | 1 | 0.12767 | CBSA 2014 | -1362.7236 | 2012 | 0.6 | SWFS012-04
COM-FOODSERV-61.22 | Com ¦ Demand Controlled Ventilation (DCV) Exhaust Hood ¦ SDG&E ¦ All | Com ¦ Demand Controlled Ventilation (DCV) Exhaust Hood | SDG&E ¦ All | SDG&E | All | Electric & Gas | Demand Controlled Ventilation (DCV) Exhaust Hood | Efficient |  |  | 0 | Conventional | FoodServ | Com - Restaurant | Com | NEW Only | 0 | 1000 sqft2 of floor space | Rated-HP | 15 | DEER:HVAC_Split-Package_HP | 2290 | 0.354 | 245 | eTRM SWFS012-04 | 935.48 | 2024 | 0 | 2024 | 0 | 0 | SWFS012-04 | Com DCV Exhaust Hood ¦ SDG&E ¦ All | Com DCV Exhaust Hood | 0.32069 | 1 | 0.25 | CBSA 2014 | -224.7488 | 2012 | 0.6 | SWFS012-04
COM-FOODSERV-61.23 | Com ¦ Demand Controlled Ventilation (DCV) Exhaust Hood ¦ SDG&E ¦ All | Com ¦ Demand Controlled Ventilation (DCV) Exhaust Hood | SDG&E ¦ All | SDG&E | All | Electric & Gas | Demand Controlled Ventilation (DCV) Exhaust Hood | Efficient |  |  | 0 | Conventional | FoodServ | Com - Retail | Com | NEW Only | 0 | 1000 sqft2 of floor space | Rated-HP | 15 | DEER:HVAC_Split-Package_HP | 2290 | 0.354 | 245 | eTRM SWFS012-04 | 935.48 | 2024 | 0 | 2024 | 0 | 0 | SWFS012-04 | Com DCV Exhaust Hood ¦ SDG&E ¦ All | Com DCV Exhaust Hood | 0.0041552 | 1 | 0.12767 | CBSA 2014 | -2015.0904 | 2012 | 0.6 | SWFS012-04
COM-FOODSERV-61.24 | Com ¦ Demand Controlled Ventilation (DCV) Exhaust Hood ¦ SDG&E ¦ All | Com ¦ Demand Controlled Ventilation (DCV) Exhaust Hood | SDG&E ¦ All | SDG&E | All | Electric & Gas | Demand Controlled Ventilation (DCV) Exhaust Hood | Efficient |  |  | 0 | Conventional | FoodServ | Com - School | Com | NEW Only | 0 | 1000 sqft2 of floor space | Rated-HP | 15 | DEER:HVAC_Split-Package_HP | 2290 | 0.354 | 245 | eTRM SWFS012-04 | 935.48 | 2024 | 0 | 2024 | 0 | 0 | SWFS012-04 | Com DCV Exhaust Hood ¦ SDG&E ¦ All | Com DCV Exhaust Hood | 0.01756 | 1 | 0.12767 | CBSA 2014 | -936.8012 | 2012 | 0.6 | SWFS012-04
COM-FOODSERV-61.25 | Com ¦ Demand Controlled Ventilation (DCV) Exhaust Hood ¦ SCG ¦ All | Com ¦ Demand Controlled Ventilation (DCV) Exhaust Hood | SCG ¦ All | SCG | All | Electric & Gas | Demand Controlled Ventilation (DCV) Exhaust Hood | Efficient |  |  | 0 | Conventional | FoodServ | Com - College | Com | NEW Only | 0 | 1000 sqft2 of floor space | Rated-HP | 15 | DEER:HVAC_Split-Package_HP | 2290 | 0.354 | 307 | eTRM SWFS012-04 | 935.48 | 2024 | 0 | 2024 | 0 | 0 | SWFS012-04 | Com DCV Exhaust Hood ¦ SCG ¦ All | Com DCV Exhaust Hood | 0.01756 | 1 | 0.12767 | CBSA 2014 | -1185.5767 | 2012 | 0.6 | SWFS012-04
COM-FOODSERV-61.26 | Com ¦ Demand Controlled Ventilation (DCV) Exhaust Hood ¦ SCG ¦ All | Com ¦ Demand Controlled Ventilation (DCV) Exhaust Hood | SCG ¦ All | SCG | All | Electric & Gas | Demand Controlled Ventilation (DCV) Exhaust Hood | Efficient |  |  | 0 | Conventional | FoodServ | Com - Grocery | Com | NEW Only | 0 | 1000 sqft2 of floor space | Rated-HP | 15 | DEER:HVAC_Split-Package_HP | 2290 | 0.354 | 307 | eTRM SWFS012-04 | 935.48 | 2024 | 0 | 2024 | 0 | 0 | SWFS012-04 | Com DCV Exhaust Hood ¦ SCG ¦ All | Com DCV Exhaust Hood | 0.056145 | 1 | 0.12767 | CBSA 2014 | -849.7044 | 2012 | 0.6 | SWFS012-04
COM-FOODSERV-61.27 | Com ¦ Demand Controlled Ventilation (DCV) Exhaust Hood ¦ SCG ¦ All | Com ¦ Demand Controlled Ventilation (DCV) Exhaust Hood | SCG ¦ All | SCG | All | Electric & Gas | Demand Controlled Ventilation (DCV) Exhaust Hood | Efficient |  |  | 0 | Conventional | FoodServ | Com - Health | Com | NEW Only | 0 | 1000 sqft2 of floor space | Rated-HP | 15 | DEER:HVAC_Split-Package_HP | 2290 | 0.354 | 307 | eTRM SWFS012-04 | 935.48 | 2024 | 0 | 2024 | 0 | 0 | SWFS012-04 | Com DCV Exhaust Hood ¦ SCG ¦ All | Com DCV Exhaust Hood | 0.03724 | 1 | 0.12767 | CBSA 2014 | -1016.9964 | 2012 | 0.6 | SWFS012-04
COM-FOODSERV-61.28 | Com ¦ Demand Controlled Ventilation (DCV) Exhaust Hood ¦ SCG ¦ All | Com ¦ Demand Controlled Ventilation (DCV) Exhaust Hood | SCG ¦ All | SCG | All | Electric & Gas | Demand Controlled Ventilation (DCV) Exhaust Hood | Efficient |  |  | 0 | Conventional | FoodServ | Com - Lodging | Com | NEW Only | 0 | 1000 sqft2 of floor space | Rated-HP | 15 | DEER:HVAC_Split-Package_HP | 2290 | 0.354 | 307 | eTRM SWFS012-04 | 935.48 | 2024 | 0 | 2024 | 0 | 0 | SWFS012-04 | Com DCV Exhaust Hood ¦ SCG ¦ All | Com DCV Exhaust Hood | 0.024295 | 1 | 0.12767 | CBSA 2014 | -3393.7469 | 2012 | 0.6 | SWFS012-04
COM-FOODSERV-61.29 | Com ¦ Demand Controlled Ventilation (DCV) Exhaust Hood ¦ SCG ¦ All | Com ¦ Demand Controlled Ventilation (DCV) Exhaust Hood | SCG ¦ All | SCG | All | Electric & Gas | Demand Controlled Ventilation (DCV) Exhaust Hood | Efficient |  |  | 0 | Conventional | FoodServ | Com - Other | Com | NEW Only | 0 | 1000 sqft2 of floor space | Rated-HP | 15 | DEER:HVAC_Split-Package_HP | 2290 | 0.354 | 307 | eTRM SWFS012-04 | 935.48 | 2024 | 0 | 2024 | 0 | 0 | SWFS012-04 | Com DCV Exhaust Hood ¦ SCG ¦ All | Com DCV Exhaust Hood | 0.010428 | 1 | 0.12767 | CBSA 2014 | -1643.584 | 2012 | 0.6 | SWFS012-04
COM-FOODSERV-61.30 | Com ¦ Demand Controlled Ventilation (DCV) Exhaust Hood ¦ SCG ¦ All | Com ¦ Demand Controlled Ventilation (DCV) Exhaust Hood | SCG ¦ All | SCG | All | Electric & Gas | Demand Controlled Ventilation (DCV) Exhaust Hood | Efficient |  |  | 0 | Conventional | FoodServ | Com - Restaurant | Com | NEW Only | 0 | 1000 sqft2 of floor space | Rated-HP | 15 | DEER:HVAC_Split-Package_HP | 2290 | 0.354 | 307 | eTRM SWFS012-04 | 935.48 | 2024 | 0 | 2024 | 0 | 0 | SWFS012-04 | Com DCV Exhaust Hood ¦ SCG ¦ All | Com DCV Exhaust Hood | 0.32069 | 1 | 0.25 | CBSA 2014 | -271.3255 | 2012 | 0.6 | SWFS012-04
COM-FOODSERV-61.31 | Com ¦ Demand Controlled Ventilation (DCV) Exhaust Hood ¦ SCG ¦ All | Com ¦ Demand Controlled Ventilation (DCV) Exhaust Hood | SCG ¦ All | SCG | All | Electric & Gas | Demand Controlled Ventilation (DCV) Exhaust Hood | Efficient |  |  | 0 | Conventional | FoodServ | Com - Retail | Com | NEW Only | 0 | 1000 sqft2 of floor space | Rated-HP | 15 | DEER:HVAC_Split-Package_HP | 2290 | 0.354 | 307 | eTRM SWFS012-04 | 935.48 | 2024 | 0 | 2024 | 0 | 0 | SWFS012-04 | Com DCV Exhaust Hood ¦ SCG ¦ All | Com DCV Exhaust Hood | 0.0041552 | 1 | 0.12767 | CBSA 2014 | -2321.4397 | 2012 | 0.6 | SWFS012-04
COM-FOODSERV-61.32 | Com ¦ Demand Controlled Ventilation (DCV) Exhaust Hood ¦ SCG ¦ All | Com ¦ Demand Controlled Ventilation (DCV) Exhaust Hood | SCG ¦ All | SCG | All | Electric & Gas | Demand Controlled Ventilation (DCV) Exhaust Hood | Efficient |  |  | 0 | Conventional | FoodServ | Com - School | Com | NEW Only | 0 | 1000 sqft2 of floor space | Rated-HP | 15 | DEER:HVAC_Split-Package_HP | 2290 | 0.354 | 307 | eTRM SWFS012-04 | 935.48 | 2024 | 0 | 2024 | 0 | 0 | SWFS012-04 | Com DCV Exhaust Hood ¦ SCG ¦ All | Com DCV Exhaust Hood | 0.01756 | 1 | 0.12767 | CBSA 2014 | -1078.4552 | 2012 | 0.6 | SWFS012-04
COM-FOODSERV-65.1 | Com ¦ Standard/Code Ice Machine ¦ PG&E ¦ All | Com ¦ Standard/Code Ice Machine | PG&E ¦ All | PG&E | All | Electric | Standard/Code Ice Machine | Average Existing and Code |  |  | 0 | Conventional | FoodServ | Com - College | Com | ROB and NEW | 0 | 1000 sqft2 of floor space | Ice machine | 10 | DEER:Indoor_Non-CFL_Ltg | 5876.6667 | 0.67133 | 0 | eTRM SWFS006-04 | 3134.6667 | 2023 | 0 | 2023 | 0 | 0 | SWFS006-04 | Com Ice Machines ¦ PG&E ¦ All | Com Ice Machines | 0.0019124 | 1 | 0.45 | SME Input | -443.6768 | 2012 | 0.6 | SWFS006-04
COM-FOODSERV-65.2 | Com ¦ Standard/Code Ice Machine ¦ PG&E ¦ All | Com ¦ Standard/Code Ice Machine | PG&E ¦ All | PG&E | All | Electric | Standard/Code Ice Machine | Average Existing and Code |  |  | 0 | Conventional | FoodServ | Com - Grocery | Com | ROB and NEW | 0 | 1000 sqft2 of floor space | Ice machine | 10 | DEER:Indoor_Non-CFL_Ltg | 5876.6667 | 0.67133 | 0 | eTRM SWFS006-04 | 3134.6667 | 2023 | 0 | 2023 | 0 | 0 | SWFS006-04 | Com Ice Machines ¦ PG&E ¦ All | Com Ice Machines | 0.01356 | 1 | 0.45 | SME Input | -330.5556 | 2012 | 0.6 | SWFS006-04
COM-FOODSERV-65.3 | Com ¦ Standard/Code Ice Machine ¦ PG&E ¦ All | Com ¦ Standard/Code Ice Machine | PG&E ¦ All | PG&E | All | Electric | Standard/Code Ice Machine | Average Existing and Code |  |  | 0 | Conventional | FoodServ | Com - Health | Com | ROB and NEW | 0 | 1000 sqft2 of floor space | Ice machine | 10 | DEER:Indoor_Non-CFL_Ltg | 5876.6667 | 0.67133 | 0 | eTRM SWFS006-04 | 3134.6667 | 2023 | 0 | 2023 | 0 | 0 | SWFS006-04 | Com Ice Machines ¦ PG&E ¦ All | Com Ice Machines | 0.0037081 | 1 | 0.45 | SME Input | -384.5495 | 2012 | 0.6 | SWFS006-04
COM-FOODSERV-65.4 | Com ¦ Standard/Code Ice Machine ¦ PG&E ¦ All | Com ¦ Standard/Code Ice Machine | PG&E ¦ All | PG&E | All | Electric | Standard/Code Ice Machine | Average Existing and Code |  |  | 0 | Conventional | FoodServ | Com - Lodging | Com | ROB and NEW | 0 | 1000 sqft2 of floor space | Ice machine | 10 | DEER:Indoor_Non-CFL_Ltg | 5876.6667 | 0.67133 | 0 | eTRM SWFS006-04 | 3134.6667 | 2023 | 0 | 2023 | 0 | 0 | SWFS006-04 | Com Ice Machines ¦ PG&E ¦ All | Com Ice Machines | 0.032 | 1 | 0.45 | SME Input | -926.6479 | 2012 | 0.6 | SWFS006-04
COM-FOODSERV-65.5 | Com ¦ Standard/Code Ice Machine ¦ PG&E ¦ All | Com ¦ Standard/Code Ice Machine | PG&E ¦ All | PG&E | All | Electric | Standard/Code Ice Machine | Average Existing and Code |  |  | 0 | Conventional | FoodServ | Com - Office (Large) | Com | ROB and NEW | 0 | 1000 sqft2 of floor space | Ice machine | 10 | DEER:Indoor_Non-CFL_Ltg | 5876.6667 | 0.67133 | 0 | eTRM SWFS006-04 | 3134.6667 | 2023 | 0 | 2023 | 0 | 0 | SWFS006-04 | Com Ice Machines ¦ PG&E ¦ All | Com Ice Machines | 0.0019124 | 1 | 0.45 | SME Input | -584.443 | 2012 | 0.6 | SWFS006-04
COM-FOODSERV-65.6 | Com ¦ Standard/Code Ice Machine ¦ PG&E ¦ All | Com ¦ Standard/Code Ice Machine | PG&E ¦ All | PG&E | All | Electric | Standard/Code Ice Machine | Average Existing and Code |  |  | 0 | Conventional | FoodServ | Com - Office (Small) | Com | ROB and NEW | 0 | 1000 sqft2 of floor space | Ice machine | 10 | DEER:Indoor_Non-CFL_Ltg | 5876.6667 | 0.67133 | 0 | eTRM SWFS006-04 | 3134.6667 | 2023 | 0 | 2023 | 0 | 0 | SWFS006-04 | Com Ice Machines ¦ PG&E ¦ All | Com Ice Machines | 0.0019124 | 1 | 0.45 | SME Input | -269.4336 | 2012 | 0.6 | SWFS006-04
COM-FOODSERV-65.7 | Com ¦ Standard/Code Ice Machine ¦ PG&E ¦ All | Com ¦ Standard/Code Ice Machine | PG&E ¦ All | PG&E | All | Electric | Standard/Code Ice Machine | Average Existing and Code |  |  | 0 | Conventional | FoodServ | Com - Restaurant | Com | ROB and NEW | 0 | 1000 sqft2 of floor space | Ice machine | 10 | DEER:Indoor_Non-CFL_Ltg | 5876.6667 | 0.67133 | 0 | eTRM SWFS006-04 | 3134.6667 | 2023 | 0 | 2023 | 0 | 0 | SWFS006-04 | Com Ice Machines ¦ PG&E ¦ All | Com Ice Machines | 0.15641 | 1 | 0.45 | SME Input | -104.4345 | 2012 | 0.6 | SWFS006-04
COM-FOODSERV-65.8 | Com ¦ Standard/Code Ice Machine ¦ PG&E ¦ All | Com ¦ Standard/Code Ice Machine | PG&E ¦ All | PG&E | All | Electric | Standard/Code Ice Machine | Average Existing and Code |  |  | 0 | Conventional | FoodServ | Com - Retail | Com | ROB and NEW | 0 | 1000 sqft2 of floor space | Ice machine | 10 | DEER:Indoor_Non-CFL_Ltg | 5876.6667 | 0.67133 | 0 | eTRM SWFS006-04 | 3134.6667 | 2023 | 0 | 2023 | 0 | 0 | SWFS006-04 | Com Ice Machines ¦ PG&E ¦ All | Com Ice Machines | 0.0019124 | 1 | 0.45 | SME Input | -2064.5747 | 2012 | 0.6 | SWFS006-04
COM-FOODSERV-65.9 | Com ¦ Standard/Code Ice Machine ¦ PG&E ¦ All | Com ¦ Standard/Code Ice Machine | PG&E ¦ All | PG&E | All | Electric | Standard/Code Ice Machine | Average Existing and Code |  |  | 0 | Conventional | FoodServ | Com - School | Com | ROB and NEW | 0 | 1000 sqft2 of floor space | Ice machine | 10 | DEER:Indoor_Non-CFL_Ltg | 5876.6667 | 0.67133 | 0 | eTRM SWFS006-04 | 3134.6667 | 2023 | 0 | 2023 | 0 | 0 | SWFS006-04 | Com Ice Machines ¦ PG&E ¦ All | Com Ice Machines | 0.007874 | 1 | 0.45 | SME Input | -967.5701 | 2012 | 0.6 | SWFS006-04
COM-FOODSERV-65.10 | Com ¦ Standard/Code Ice Machine ¦ SCE ¦ All | Com ¦ Standard/Code Ice Machine | SCE ¦ All | SCE | All | Electric | Standard/Code Ice Machine | Average Existing and Code |  |  | 0 | Conventional | FoodServ | Com - College | Com | ROB and NEW | 0 | 1000 sqft2 of floor space | Ice machine | 10 | DEER:Indoor_Non-CFL_Ltg | 5876.6667 | 0.67133 | 0 | eTRM SWFS006-04 | 3134.6667 | 2023 | 0 | 2023 | 0 | 0 | SWFS006-04 | Com Ice Machines ¦ SCE ¦ All | Com Ice Machines | 0.0019124 | 1 | 0.45 | SME Input | -443.6768 | 2012 | 0.6 | SWFS006-04
COM-FOODSERV-65.11 | Com ¦ Standard/Code Ice Machine ¦ SCE ¦ All | Com ¦ Standard/Code Ice Machine | SCE ¦ All | SCE | All | Electric | Standard/Code Ice Machine | Average Existing and Code |  |  | 0 | Conventional | FoodServ | Com - Grocery | Com | ROB and NEW | 0 | 1000 sqft2 of floor space | Ice machine | 10 | DEER:Indoor_Non-CFL_Ltg | 5876.6667 | 0.67133 | 0 | eTRM SWFS006-04 | 3134.6667 | 2023 | 0 | 2023 | 0 | 0 | SWFS006-04 | Com Ice Machines ¦ SCE ¦ All | Com Ice Machines | 0.01356 | 1 | 0.45 | SME Input | -330.5556 | 2012 | 0.6 | SWFS006-04
COM-FOODSERV-65.12 | Com ¦ Standard/Code Ice Machine ¦ SCE ¦ All | Com ¦ Standard/Code Ice Machine | SCE ¦ All | SCE | All | Electric | Standard/Code Ice Machine | Average Existing and Code |  |  | 0 | Conventional | FoodServ | Com - Health | Com | ROB and NEW | 0 | 1000 sqft2 of floor space | Ice machine | 10 | DEER:Indoor_Non-CFL_Ltg | 5876.6667 | 0.67133 | 0 | eTRM SWFS006-04 | 3134.6667 | 2023 | 0 | 2023 | 0 | 0 | SWFS006-04 | Com Ice Machines ¦ SCE ¦ All | Com Ice Machines | 0.0037081 | 1 | 0.45 | SME Input | -384.5495 | 2012 | 0.6 | SWFS006-04
COM-FOODSERV-65.13 | Com ¦ Standard/Code Ice Machine ¦ SCE ¦ All | Com ¦ Standard/Code Ice Machine | SCE ¦ All | SCE | All | Electric | Standard/Code Ice Machine | Average Existing and Code |  |  | 0 | Conventional | FoodServ | Com - Lodging | Com | ROB and NEW | 0 | 1000 sqft2 of floor space | Ice machine | 10 | DEER:Indoor_Non-CFL_Ltg | 5876.6667 | 0.67133 | 0 | eTRM SWFS006-04 | 3134.6667 | 2023 | 0 | 2023 | 0 | 0 | SWFS006-04 | Com Ice Machines ¦ SCE ¦ All | Com Ice Machines | 0.032 | 1 | 0.45 | SME Input | -926.6479 | 2012 | 0.6 | SWFS006-04
COM-FOODSERV-65.14 | Com ¦ Standard/Code Ice Machine ¦ SCE ¦ All | Com ¦ Standard/Code Ice Machine | SCE ¦ All | SCE | All | Electric | Standard/Code Ice Machine | Average Existing and Code |  |  | 0 | Conventional | FoodServ | Com - Office (Large) | Com | ROB and NEW | 0 | 1000 sqft2 of floor space | Ice machine | 10 | DEER:Indoor_Non-CFL_Ltg | 5876.6667 | 0.67133 | 0 | eTRM SWFS006-04 | 3134.6667 | 2023 | 0 | 2023 | 0 | 0 | SWFS006-04 | Com Ice Machines ¦ SCE ¦ All | Com Ice Machines | 0.0019124 | 1 | 0.45 | SME Input | -584.443 | 2012 | 0.6 | SWFS006-04
COM-FOODSERV-65.15 | Com ¦ Standard/Code Ice Machine ¦ SCE ¦ All | Com ¦ Standard/Code Ice Machine | SCE ¦ All | SCE | All | Electric | Standard/Code Ice Machine | Average Existing and Code |  |  | 0 | Conventional | FoodServ | Com - Office (Small) | Com | ROB and NEW | 0 | 1000 sqft2 of floor space | Ice machine | 10 | DEER:Indoor_Non-CFL_Ltg | 5876.6667 | 0.67133 | 0 | eTRM SWFS006-04 | 3134.6667 | 2023 | 0 | 2023 | 0 | 0 | SWFS006-04 | Com Ice Machines ¦ SCE ¦ All | Com Ice Machines | 0.0019124 | 1 | 0.45 | SME Input | -269.4336 | 2012 | 0.6 | SWFS006-04
COM-FOODSERV-65.16 | Com ¦ Standard/Code Ice Machine ¦ SCE ¦ All | Com ¦ Standard/Code Ice Machine | SCE ¦ All | SCE | All | Electric | Standard/Code Ice Machine | Average Existing and Code |  |  | 0 | Conventional | FoodServ | Com - Restaurant | Com | ROB and NEW | 0 | 1000 sqft2 of floor space | Ice machine | 10 | DEER:Indoor_Non-CFL_Ltg | 5876.6667 | 0.67133 | 0 | eTRM SWFS006-04 | 3134.6667 | 2023 | 0 | 2023 | 0 | 0 | SWFS006-04 | Com Ice Machines ¦ SCE ¦ All | Com Ice Machines | 0.15641 | 1 | 0.45 | SME Input | -104.4345 | 2012 | 0.6 | SWFS006-04
COM-FOODSERV-65.17 | Com ¦ Standard/Code Ice Machine ¦ SCE ¦ All | Com ¦ Standard/Code Ice Machine | SCE ¦ All | SCE | All | Electric | Standard/Code Ice Machine | Average Existing and Code |  |  | 0 | Conventional | FoodServ | Com - Retail | Com | ROB and NEW | 0 | 1000 sqft2 of floor space | Ice machine | 10 | DEER:Indoor_Non-CFL_Ltg | 5876.6667 | 0.67133 | 0 | eTRM SWFS006-04 | 3134.6667 | 2023 | 0 | 2023 | 0 | 0 | SWFS006-04 | Com Ice Machines ¦ SCE ¦ All | Com Ice Machines | 0.0019124 | 1 | 0.45 | SME Input | -2064.5747 | 2012 | 0.6 | SWFS006-04
COM-FOODSERV-65.18 | Com ¦ Standard/Code Ice Machine ¦ SCE ¦ All | Com ¦ Standard/Code Ice Machine | SCE ¦ All | SCE | All | Electric | Standard/Code Ice Machine | Average Existing and Code |  |  | 0 | Conventional | FoodServ | Com - School | Com | ROB and NEW | 0 | 1000 sqft2 of floor space | Ice machine | 10 | DEER:Indoor_Non-CFL_Ltg | 5876.6667 | 0.67133 | 0 | eTRM SWFS006-04 | 3134.6667 | 2023 | 0 | 2023 | 0 | 0 | SWFS006-04 | Com Ice Machines ¦ SCE ¦ All | Com Ice Machines | 0.007874 | 1 | 0.45 | SME Input | -967.5701 | 2012 | 0.6 | SWFS006-04
COM-FOODSERV-65.19 | Com ¦ Standard/Code Ice Machine ¦ SDG&E ¦ All | Com ¦ Standard/Code Ice Machine | SDG&E ¦ All | SDG&E | All | Electric | Standard/Code Ice Machine | Average Existing and Code |  |  | 0 | Conventional | FoodServ | Com - College | Com | ROB and NEW | 0 | 1000 sqft2 of floor space | Ice machine | 10 | DEER:Indoor_Non-CFL_Ltg | 5876.6667 | 0.67133 | 0 | eTRM SWFS006-04 | 3134.6667 | 2023 | 0 | 2023 | 0 | 0 | SWFS006-04 | Com Ice Machines ¦ SDG&E ¦ All | Com Ice Machines | 0.0019124 | 1 | 0.45 | SME Input | -443.6768 | 2012 | 0.6 | SWFS006-04
COM-FOODSERV-65.20 | Com ¦ Standard/Code Ice Machine ¦ SDG&E ¦ All | Com ¦ Standard/Code Ice Machine | SDG&E ¦ All | SDG&E | All | Electric | Standard/Code Ice Machine | Average Existing and Code |  |  | 0 | Conventional | FoodServ | Com - Grocery | Com | ROB and NEW | 0 | 1000 sqft2 of floor space | Ice machine | 10 | DEER:Indoor_Non-CFL_Ltg | 5876.6667 | 0.67133 | 0 | eTRM SWFS006-04 | 3134.6667 | 2023 | 0 | 2023 | 0 | 0 | SWFS006-04 | Com Ice Machines ¦ SDG&E ¦ All | Com Ice Machines | 0.01356 | 1 | 0.45 | SME Input | -330.5556 | 2012 | 0.6 | SWFS006-04
COM-FOODSERV-65.21 | Com ¦ Standard/Code Ice Machine ¦ SDG&E ¦ All | Com ¦ Standard/Code Ice Machine | SDG&E ¦ All | SDG&E | All | Electric | Standard/Code Ice Machine | Average Existing and Code |  |  | 0 | Conventional | FoodServ | Com - Health | Com | ROB and NEW | 0 | 1000 sqft2 of floor space | Ice machine | 10 | DEER:Indoor_Non-CFL_Ltg | 5876.6667 | 0.67133 | 0 | eTRM SWFS006-04 | 3134.6667 | 2023 | 0 | 2023 | 0 | 0 | SWFS006-04 | Com Ice Machines ¦ SDG&E ¦ All | Com Ice Machines | 0.0037081 | 1 | 0.45 | SME Input | -384.5495 | 2012 | 0.6 | SWFS006-04
COM-FOODSERV-65.22 | Com ¦ Standard/Code Ice Machine ¦ SDG&E ¦ All | Com ¦ Standard/Code Ice Machine | SDG&E ¦ All | SDG&E | All | Electric | Standard/Code Ice Machine | Average Existing and Code |  |  | 0 | Conventional | FoodServ | Com - Lodging | Com | ROB and NEW | 0 | 1000 sqft2 of floor space | Ice machine | 10 | DEER:Indoor_Non-CFL_Ltg | 5876.6667 | 0.67133 | 0 | eTRM SWFS006-04 | 3134.6667 | 2023 | 0 | 2023 | 0 | 0 | SWFS006-04 | Com Ice Machines ¦ SDG&E ¦ All | Com Ice Machines | 0.032 | 1 | 0.45 | SME Input | -926.6479 | 2012 | 0.6 | SWFS006-04
COM-FOODSERV-65.23 | Com ¦ Standard/Code Ice Machine ¦ SDG&E ¦ All | Com ¦ Standard/Code Ice Machine | SDG&E ¦ All | SDG&E | All | Electric | Standard/Code Ice Machine | Average Existing and Code |  |  | 0 | Conventional | FoodServ | Com - Office (Large) | Com | ROB and NEW | 0 | 1000 sqft2 of floor space | Ice machine | 10 | DEER:Indoor_Non-CFL_Ltg | 5876.6667 | 0.67133 | 0 | eTRM SWFS006-04 | 3134.6667 | 2023 | 0 | 2023 | 0 | 0 | SWFS006-04 | Com Ice Machines ¦ SDG&E ¦ All | Com Ice Machines | 0.0019124 | 1 | 0.45 | SME Input | -584.443 | 2012 | 0.6 | SWFS006-04
COM-FOODSERV-65.24 | Com ¦ Standard/Code Ice Machine ¦ SDG&E ¦ All | Com ¦ Standard/Code Ice Machine | SDG&E ¦ All | SDG&E | All | Electric | Standard/Code Ice Machine | Average Existing and Code |  |  | 0 | Conventional | FoodServ | Com - Office (Small) | Com | ROB and NEW | 0 | 1000 sqft2 of floor space | Ice machine | 10 | DEER:Indoor_Non-CFL_Ltg | 5876.6667 | 0.67133 | 0 | eTRM SWFS006-04 | 3134.6667 | 2023 | 0 | 2023 | 0 | 0 | SWFS006-04 | Com Ice Machines ¦ SDG&E ¦ All | Com Ice Machines | 0.0019124 | 1 | 0.45 | SME Input | -269.4336 | 2012 | 0.6 | SWFS006-04
COM-FOODSERV-65.25 | Com ¦ Standard/Code Ice Machine ¦ SDG&E ¦ All | Com ¦ Standard/Code Ice Machine | SDG&E ¦ All | SDG&E | All | Electric | Standard/Code Ice Machine | Average Existing and Code |  |  | 0 | Conventional | FoodServ | Com - Restaurant | Com | ROB and NEW | 0 | 1000 sqft2 of floor space | Ice machine | 10 | DEER:Indoor_Non-CFL_Ltg | 5876.6667 | 0.67133 | 0 | eTRM SWFS006-04 | 3134.6667 | 2023 | 0 | 2023 | 0 | 0 | SWFS006-04 | Com Ice Machines ¦ SDG&E ¦ All | Com Ice Machines | 0.15641 | 1 | 0.45 | SME Input | -104.4345 | 2012 | 0.6 | SWFS006-04
COM-FOODSERV-65.26 | Com ¦ Standard/Code Ice Machine ¦ SDG&E ¦ All | Com ¦ Standard/Code Ice Machine | SDG&E ¦ All | SDG&E | All | Electric | Standard/Code Ice Machine | Average Existing and Code |  |  | 0 | Conventional | FoodServ | Com - Retail | Com | ROB and NEW | 0 | 1000 sqft2 of floor space | Ice machine | 10 | DEER:Indoor_Non-CFL_Ltg | 5876.6667 | 0.67133 | 0 | eTRM SWFS006-04 | 3134.6667 | 2023 | 0 | 2023 | 0 | 0 | SWFS006-04 | Com Ice Machines ¦ SDG&E ¦ All | Com Ice Machines | 0.0019124 | 1 | 0.45 | SME Input | -2064.5747 | 2012 | 0.6 | SWFS006-04
COM-FOODSERV-65.27 | Com ¦ Standard/Code Ice Machine ¦ SDG&E ¦ All | Com ¦ Standard/Code Ice Machine | SDG&E ¦ All | SDG&E | All | Electric | Standard/Code Ice Machine | Average Existing and Code |  |  | 0 | Conventional | FoodServ | Com - School | Com | ROB and NEW | 0 | 1000 sqft2 of floor space | Ice machine | 10 | DEER:Indoor_Non-CFL_Ltg | 5876.6667 | 0.67133 | 0 | eTRM SWFS006-04 | 3134.6667 | 2023 | 0 | 2023 | 0 | 0 | SWFS006-04 | Com Ice Machines ¦ SDG&E ¦ All | Com Ice Machines | 0.007874 | 1 | 0.45 | SME Input | -967.5701 | 2012 | 0.6 | SWFS006-04
COM-FOODSERV-66.1 | Com ¦ ENERGY STAR Ice Machine ¦ PG&E ¦ All | Com ¦ ENERGY STAR Ice Machine | PG&E ¦ All | PG&E | All | Electric | ENERGY STAR Ice Machine | Efficient |  |  | 0 | Conventional | FoodServ | Com - College | Com | ROB and NEW | 0 | 1000 sqft2 of floor space | Ice machine | 10 | DEER:Indoor_Non-CFL_Ltg | 5186.6667 | 0.59267 | 0 | eTRM SWFS006-04 | 3234 | 2023 | 0 | 2023 | 0 | 0 | SWFS006-04 | Com Ice Machines ¦ PG&E ¦ All | Com Ice Machines | 0.0019124 | 1 | 0.55 | SME Input | -391.5832 | 2012 | 0.6 | SWFS006-04
COM-FOODSERV-66.2 | Com ¦ ENERGY STAR Ice Machine ¦ PG&E ¦ All | Com ¦ ENERGY STAR Ice Machine | PG&E ¦ All | PG&E | All | Electric | ENERGY STAR Ice Machine | Efficient |  |  | 0 | Conventional | FoodServ | Com - Grocery | Com | ROB and NEW | 0 | 1000 sqft2 of floor space | Ice machine | 10 | DEER:Indoor_Non-CFL_Ltg | 5186.6667 | 0.59267 | 0 | eTRM SWFS006-04 | 3234 | 2023 | 0 | 2023 | 0 | 0 | SWFS006-04 | Com Ice Machines ¦ PG&E ¦ All | Com Ice Machines | 0.01356 | 1 | 0.55 | SME Input | -291.7439 | 2012 | 0.6 | SWFS006-04
COM-FOODSERV-66.3 | Com ¦ ENERGY STAR Ice Machine ¦ PG&E ¦ All | Com ¦ ENERGY STAR Ice Machine | PG&E ¦ All | PG&E | All | Electric | ENERGY STAR Ice Machine | Efficient |  |  | 0 | Conventional | FoodServ | Com - Health | Com | ROB and NEW | 0 | 1000 sqft2 of floor space | Ice machine | 10 | DEER:Indoor_Non-CFL_Ltg | 5186.6667 | 0.59267 | 0 | eTRM SWFS006-04 | 3234 | 2023 | 0 | 2023 | 0 | 0 | SWFS006-04 | Com Ice Machines ¦ PG&E ¦ All | Com Ice Machines | 0.0037081 | 1 | 0.55 | SME Input | -339.3982 | 2012 | 0.6 | SWFS006-04
COM-FOODSERV-66.4 | Com ¦ ENERGY STAR Ice Machine ¦ PG&E ¦ All | Com ¦ ENERGY STAR Ice Machine | PG&E ¦ All | PG&E | All | Electric | ENERGY STAR Ice Machine | Efficient |  |  | 0 | Conventional | FoodServ | Com - Lodging | Com | ROB and NEW | 0 | 1000 sqft2 of floor space | Ice machine | 10 | DEER:Indoor_Non-CFL_Ltg | 5186.6667 | 0.59267 | 0 | eTRM SWFS006-04 | 3234 | 2023 | 0 | 2023 | 0 | 0 | SWFS006-04 | Com Ice Machines ¦ PG&E ¦ All | Com Ice Machines | 0.032 | 1 | 0.55 | SME Input | -817.8469 | 2012 | 0.6 | SWFS006-04
COM-FOODSERV-66.5 | Com ¦ ENERGY STAR Ice Machine ¦ PG&E ¦ All | Com ¦ ENERGY STAR Ice Machine | PG&E ¦ All | PG&E | All | Electric | ENERGY STAR Ice Machine | Efficient |  |  | 0 | Conventional | FoodServ | Com - Office (Large) | Com | ROB and NEW | 0 | 1000 sqft2 of floor space | Ice machine | 10 | DEER:Indoor_Non-CFL_Ltg | 5186.6667 | 0.59267 | 0 | eTRM SWFS006-04 | 3234 | 2023 | 0 | 2023 | 0 | 0 | SWFS006-04 | Com Ice Machines ¦ PG&E ¦ All | Com Ice Machines | 0.0019124 | 1 | 0.55 | SME Input | -515.8215 | 2012 | 0.6 | SWFS006-04
COM-FOODSERV-66.6 | Com ¦ ENERGY STAR Ice Machine ¦ PG&E ¦ All | Com ¦ ENERGY STAR Ice Machine | PG&E ¦ All | PG&E | All | Electric | ENERGY STAR Ice Machine | Efficient |  |  | 0 | Conventional | FoodServ | Com - Office (Small) | Com | ROB and NEW | 0 | 1000 sqft2 of floor space | Ice machine | 10 | DEER:Indoor_Non-CFL_Ltg | 5186.6667 | 0.59267 | 0 | eTRM SWFS006-04 | 3234 | 2023 | 0 | 2023 | 0 | 0 | SWFS006-04 | Com Ice Machines ¦ PG&E ¦ All | Com Ice Machines | 0.0019124 | 1 | 0.55 | SME Input | -237.7985 | 2012 | 0.6 | SWFS006-04
COM-FOODSERV-66.7 | Com ¦ ENERGY STAR Ice Machine ¦ PG&E ¦ All | Com ¦ ENERGY STAR Ice Machine | PG&E ¦ All | PG&E | All | Electric | ENERGY STAR Ice Machine | Efficient |  |  | 0 | Conventional | FoodServ | Com - Restaurant | Com | ROB and NEW | 0 | 1000 sqft2 of floor space | Ice machine | 10 | DEER:Indoor_Non-CFL_Ltg | 5186.6667 | 0.59267 | 0 | eTRM SWFS006-04 | 3234 | 2023 | 0 | 2023 | 0 | 0 | SWFS006-04 | Com Ice Machines ¦ PG&E ¦ All | Com Ice Machines | 0.15641 | 1 | 0.55 | SME Input | -92.1725 | 2012 | 0.6 | SWFS006-04
COM-FOODSERV-66.8 | Com ¦ ENERGY STAR Ice Machine ¦ PG&E ¦ All | Com ¦ ENERGY STAR Ice Machine | PG&E ¦ All | PG&E | All | Electric | ENERGY STAR Ice Machine | Efficient |  |  | 0 | Conventional | FoodServ | Com - Retail | Com | ROB and NEW | 0 | 1000 sqft2 of floor space | Ice machine | 10 | DEER:Indoor_Non-CFL_Ltg | 5186.6667 | 0.59267 | 0 | eTRM SWFS006-04 | 3234 | 2023 | 0 | 2023 | 0 | 0 | SWFS006-04 | Com Ice Machines ¦ PG&E ¦ All | Com Ice Machines | 0.0019124 | 1 | 0.55 | SME Input | -1822.1657 | 2012 | 0.6 | SWFS006-04
COM-FOODSERV-66.9 | Com ¦ ENERGY STAR Ice Machine ¦ PG&E ¦ All | Com ¦ ENERGY STAR Ice Machine | PG&E ¦ All | PG&E | All | Electric | ENERGY STAR Ice Machine | Efficient |  |  | 0 | Conventional | FoodServ | Com - School | Com | ROB and NEW | 0 | 1000 sqft2 of floor space | Ice machine | 10 | DEER:Indoor_Non-CFL_Ltg | 5186.6667 | 0.59267 | 0 | eTRM SWFS006-04 | 3234 | 2023 | 0 | 2023 | 0 | 0 | SWFS006-04 | Com Ice Machines ¦ PG&E ¦ All | Com Ice Machines | 0.007874 | 1 | 0.55 | SME Input | -853.9643 | 2012 | 0.6 | SWFS006-04
COM-FOODSERV-66.10 | Com ¦ ENERGY STAR Ice Machine ¦ SCE ¦ All | Com ¦ ENERGY STAR Ice Machine | SCE ¦ All | SCE | All | Electric | ENERGY STAR Ice Machine | Efficient |  |  | 0 | Conventional | FoodServ | Com - College | Com | ROB and NEW | 0 | 1000 sqft2 of floor space | Ice machine | 10 | DEER:Indoor_Non-CFL_Ltg | 5186.6667 | 0.59267 | 0 | eTRM SWFS006-04 | 3234 | 2023 | 0 | 2023 | 0 | 0 | SWFS006-04 | Com Ice Machines ¦ SCE ¦ All | Com Ice Machines | 0.0019124 | 1 | 0.55 | SME Input | -391.5832 | 2012 | 0.6 | SWFS006-04
COM-FOODSERV-66.11 | Com ¦ ENERGY STAR Ice Machine ¦ SCE ¦ All | Com ¦ ENERGY STAR Ice Machine | SCE ¦ All | SCE | All | Electric | ENERGY STAR Ice Machine | Efficient |  |  | 0 | Conventional | FoodServ | Com - Grocery | Com | ROB and NEW | 0 | 1000 sqft2 of floor space | Ice machine | 10 | DEER:Indoor_Non-CFL_Ltg | 5186.6667 | 0.59267 | 0 | eTRM SWFS006-04 | 3234 | 2023 | 0 | 2023 | 0 | 0 | SWFS006-04 | Com Ice Machines ¦ SCE ¦ All | Com Ice Machines | 0.01356 | 1 | 0.55 | SME Input | -291.7439 | 2012 | 0.6 | SWFS006-04
COM-FOODSERV-66.12 | Com ¦ ENERGY STAR Ice Machine ¦ SCE ¦ All | Com ¦ ENERGY STAR Ice Machine | SCE ¦ All | SCE | All | Electric | ENERGY STAR Ice Machine | Efficient |  |  | 0 | Conventional | FoodServ | Com - Health | Com | ROB and NEW | 0 | 1000 sqft2 of floor space | Ice machine | 10 | DEER:Indoor_Non-CFL_Ltg | 5186.6667 | 0.59267 | 0 | eTRM SWFS006-04 | 3234 | 2023 | 0 | 2023 | 0 | 0 | SWFS006-04 | Com Ice Machines ¦ SCE ¦ All | Com Ice Machines | 0.0037081 | 1 | 0.55 | SME Input | -339.3982 | 2012 | 0.6 | SWFS006-04
COM-FOODSERV-66.13 | Com ¦ ENERGY STAR Ice Machine ¦ SCE ¦ All | Com ¦ ENERGY STAR Ice Machine | SCE ¦ All | SCE | All | Electric | ENERGY STAR Ice Machine | Efficient |  |  | 0 | Conventional | FoodServ | Com - Lodging | Com | ROB and NEW | 0 | 1000 sqft2 of floor space | Ice machine | 10 | DEER:Indoor_Non-CFL_Ltg | 5186.6667 | 0.59267 | 0 | eTRM SWFS006-04 | 3234 | 2023 | 0 | 2023 | 0 | 0 | SWFS006-04 | Com Ice Machines ¦ SCE ¦ All | Com Ice Machines | 0.032 | 1 | 0.55 | SME Input | -817.8469 | 2012 | 0.6 | SWFS006-04
COM-FOODSERV-66.14 | Com ¦ ENERGY STAR Ice Machine ¦ SCE ¦ All | Com ¦ ENERGY STAR Ice Machine | SCE ¦ All | SCE | All | Electric | ENERGY STAR Ice Machine | Efficient |  |  | 0 | Conventional | FoodServ | Com - Office (Large) | Com | ROB and NEW | 0 | 1000 sqft2 of floor space | Ice machine | 10 | DEER:Indoor_Non-CFL_Ltg | 5186.6667 | 0.59267 | 0 | eTRM SWFS006-04 | 3234 | 2023 | 0 | 2023 | 0 | 0 | SWFS006-04 | Com Ice Machines ¦ SCE ¦ All | Com Ice Machines | 0.0019124 | 1 | 0.55 | SME Input | -515.8215 | 2012 | 0.6 | SWFS006-04
COM-FOODSERV-66.15 | Com ¦ ENERGY STAR Ice Machine ¦ SCE ¦ All | Com ¦ ENERGY STAR Ice Machine | SCE ¦ All | SCE | All | Electric | ENERGY STAR Ice Machine | Efficient |  |  | 0 | Conventional | FoodServ | Com - Office (Small) | Com | ROB and NEW | 0 | 1000 sqft2 of floor space | Ice machine | 10 | DEER:Indoor_Non-CFL_Ltg | 5186.6667 | 0.59267 | 0 | eTRM SWFS006-04 | 3234 | 2023 | 0 | 2023 | 0 | 0 | SWFS006-04 | Com Ice Machines ¦ SCE ¦ All | Com Ice Machines | 0.0019124 | 1 | 0.55 | SME Input | -237.7985 | 2012 | 0.6 | SWFS006-04
COM-FOODSERV-66.16 | Com ¦ ENERGY STAR Ice Machine ¦ SCE ¦ All | Com ¦ ENERGY STAR Ice Machine | SCE ¦ All | SCE | All | Electric | ENERGY STAR Ice Machine | Efficient |  |  | 0 | Conventional | FoodServ | Com - Restaurant | Com | ROB and NEW | 0 | 1000 sqft2 of floor space | Ice machine | 10 | DEER:Indoor_Non-CFL_Ltg | 5186.6667 | 0.59267 | 0 | eTRM SWFS006-04 | 3234 | 2023 | 0 | 2023 | 0 | 0 | SWFS006-04 | Com Ice Machines ¦ SCE ¦ All | Com Ice Machines | 0.15641 | 1 | 0.55 | SME Input | -92.1725 | 2012 | 0.6 | SWFS006-04
COM-FOODSERV-66.17 | Com ¦ ENERGY STAR Ice Machine ¦ SCE ¦ All | Com ¦ ENERGY STAR Ice Machine | SCE ¦ All | SCE | All | Electric | ENERGY STAR Ice Machine | Efficient |  |  | 0 | Conventional | FoodServ | Com - Retail | Com | ROB and NEW | 0 | 1000 sqft2 of floor space | Ice machine | 10 | DEER:Indoor_Non-CFL_Ltg | 5186.6667 | 0.59267 | 0 | eTRM SWFS006-04 | 3234 | 2023 | 0 | 2023 | 0 | 0 | SWFS006-04 | Com Ice Machines ¦ SCE ¦ All | Com Ice Machines | 0.0019124 | 1 | 0.55 | SME Input | -1822.1657 | 2012 | 0.6 | SWFS006-04
COM-FOODSERV-66.18 | Com ¦ ENERGY STAR Ice Machine ¦ SCE ¦ All | Com ¦ ENERGY STAR Ice Machine | SCE ¦ All | SCE | All | Electric | ENERGY STAR Ice Machine | Efficient |  |  | 0 | Conventional | FoodServ | Com - School | Com | ROB and NEW | 0 | 1000 sqft2 of floor space | Ice machine | 10 | DEER:Indoor_Non-CFL_Ltg | 5186.6667 | 0.59267 | 0 | eTRM SWFS006-04 | 3234 | 2023 | 0 | 2023 | 0 | 0 | SWFS006-04 | Com Ice Machines ¦ SCE ¦ All | Com Ice Machines | 0.007874 | 1 | 0.55 | SME Input | -853.9643 | 2012 | 0.6 | SWFS006-04
COM-FOODSERV-66.19 | Com ¦ ENERGY STAR Ice Machine ¦ SDG&E ¦ All | Com ¦ ENERGY STAR Ice Machine | SDG&E ¦ All | SDG&E | All | Electric | ENERGY STAR Ice Machine | Efficient |  |  | 0 | Conventional | FoodServ | Com - College | Com | ROB and NEW | 0 | 1000 sqft2 of floor space | Ice machine | 10 | DEER:Indoor_Non-CFL_Ltg | 5186.6667 | 0.59267 | 0 | eTRM SWFS006-04 | 3234 | 2023 | 0 | 2023 | 0 | 0 | SWFS006-04 | Com Ice Machines ¦ SDG&E ¦ All | Com Ice Machines | 0.0019124 | 1 | 0.55 | SME Input | -391.5832 | 2012 | 0.6 | SWFS006-04
COM-FOODSERV-66.20 | Com ¦ ENERGY STAR Ice Machine ¦ SDG&E ¦ All | Com ¦ ENERGY STAR Ice Machine | SDG&E ¦ All | SDG&E | All | Electric | ENERGY STAR Ice Machine | Efficient |  |  | 0 | Conventional | FoodServ | Com - Grocery | Com | ROB and NEW | 0 | 1000 sqft2 of floor space | Ice machine | 10 | DEER:Indoor_Non-CFL_Ltg | 5186.6667 | 0.59267 | 0 | eTRM SWFS006-04 | 3234 | 2023 | 0 | 2023 | 0 | 0 | SWFS006-04 | Com Ice Machines ¦ SDG&E ¦ All | Com Ice Machines | 0.01356 | 1 | 0.55 | SME Input | -291.7439 | 2012 | 0.6 | SWFS006-04
COM-FOODSERV-66.21 | Com ¦ ENERGY STAR Ice Machine ¦ SDG&E ¦ All | Com ¦ ENERGY STAR Ice Machine | SDG&E ¦ All | SDG&E | All | Electric | ENERGY STAR Ice Machine | Efficient |  |  | 0 | Conventional | FoodServ | Com - Health | Com | ROB and NEW | 0 | 1000 sqft2 of floor space | Ice machine | 10 | DEER:Indoor_Non-CFL_Ltg | 5186.6667 | 0.59267 | 0 | eTRM SWFS006-04 | 3234 | 2023 | 0 | 2023 | 0 | 0 | SWFS006-04 | Com Ice Machines ¦ SDG&E ¦ All | Com Ice Machines | 0.0037081 | 1 | 0.55 | SME Input | -339.3982 | 2012 | 0.6 | SWFS006-04
COM-FOODSERV-66.22 | Com ¦ ENERGY STAR Ice Machine ¦ SDG&E ¦ All | Com ¦ ENERGY STAR Ice Machine | SDG&E ¦ All | SDG&E | All | Electric | ENERGY STAR Ice Machine | Efficient |  |  | 0 | Conventional | FoodServ | Com - Lodging | Com | ROB and NEW | 0 | 1000 sqft2 of floor space | Ice machine | 10 | DEER:Indoor_Non-CFL_Ltg | 5186.6667 | 0.59267 | 0 | eTRM SWFS006-04 | 3234 | 2023 | 0 | 2023 | 0 | 0 | SWFS006-04 | Com Ice Machines ¦ SDG&E ¦ All | Com Ice Machines | 0.032 | 1 | 0.55 | SME Input | -817.8469 | 2012 | 0.6 | SWFS006-04
COM-FOODSERV-66.23 | Com ¦ ENERGY STAR Ice Machine ¦ SDG&E ¦ All | Com ¦ ENERGY STAR Ice Machine | SDG&E ¦ All | SDG&E | All | Electric | ENERGY STAR Ice Machine | Efficient |  |  | 0 | Conventional | FoodServ | Com - Office (Large) | Com | ROB and NEW | 0 | 1000 sqft2 of floor space | Ice machine | 10 | DEER:Indoor_Non-CFL_Ltg | 5186.6667 | 0.59267 | 0 | eTRM SWFS006-04 | 3234 | 2023 | 0 | 2023 | 0 | 0 | SWFS006-04 | Com Ice Machines ¦ SDG&E ¦ All | Com Ice Machines | 0.0019124 | 1 | 0.55 | SME Input | -515.8215 | 2012 | 0.6 | SWFS006-04
COM-FOODSERV-66.24 | Com ¦ ENERGY STAR Ice Machine ¦ SDG&E ¦ All | Com ¦ ENERGY STAR Ice Machine | SDG&E ¦ All | SDG&E | All | Electric | ENERGY STAR Ice Machine | Efficient |  |  | 0 | Conventional | FoodServ | Com - Office (Small) | Com | ROB and NEW | 0 | 1000 sqft2 of floor space | Ice machine | 10 | DEER:Indoor_Non-CFL_Ltg | 5186.6667 | 0.59267 | 0 | eTRM SWFS006-04 | 3234 | 2023 | 0 | 2023 | 0 | 0 | SWFS006-04 | Com Ice Machines ¦ SDG&E ¦ All | Com Ice Machines | 0.0019124 | 1 | 0.55 | SME Input | -237.7985 | 2012 | 0.6 | SWFS006-04
COM-FOODSERV-66.25 | Com ¦ ENERGY STAR Ice Machine ¦ SDG&E ¦ All | Com ¦ ENERGY STAR Ice Machine | SDG&E ¦ All | SDG&E | All | Electric | ENERGY STAR Ice Machine | Efficient |  |  | 0 | Conventional | FoodServ | Com - Restaurant | Com | ROB and NEW | 0 | 1000 sqft2 of floor space | Ice machine | 10 | DEER:Indoor_Non-CFL_Ltg | 5186.6667 | 0.59267 | 0 | eTRM SWFS006-04 | 3234 | 2023 | 0 | 2023 | 0 | 0 | SWFS006-04 | Com Ice Machines ¦ SDG&E ¦ All | Com Ice Machines | 0.15641 | 1 | 0.55 | SME Input | -92.1725 | 2012 | 0.6 | SWFS006-04
COM-FOODSERV-66.26 | Com ¦ ENERGY STAR Ice Machine ¦ SDG&E ¦ All | Com ¦ ENERGY STAR Ice Machine | SDG&E ¦ All | SDG&E | All | Electric | ENERGY STAR Ice Machine | Efficient |  |  | 0 | Conventional | FoodServ | Com - Retail | Com | ROB and NEW | 0 | 1000 sqft2 of floor space | Ice machine | 10 | DEER:Indoor_Non-CFL_Ltg | 5186.6667 | 0.59267 | 0 | eTRM SWFS006-04 | 3234 | 2023 | 0 | 2023 | 0 | 0 | SWFS006-04 | Com Ice Machines ¦ SDG&E ¦ All | Com Ice Machines | 0.0019124 | 1 | 0.55 | SME Input | -1822.1657 | 2012 | 0.6 | SWFS006-04
COM-FOODSERV-66.27 | Com ¦ ENERGY STAR Ice Machine ¦ SDG&E ¦ All | Com ¦ ENERGY STAR Ice Machine | SDG&E ¦ All | SDG&E | All | Electric | ENERGY STAR Ice Machine | Efficient |  |  | 0 | Conventional | FoodServ | Com - School | Com | ROB and NEW | 0 | 1000 sqft2 of floor space | Ice machine | 10 | DEER:Indoor_Non-CFL_Ltg | 5186.6667 | 0.59267 | 0 | eTRM SWFS006-04 | 3234 | 2023 | 0 | 2023 | 0 | 0 | SWFS006-04 | Com Ice Machines ¦ SDG&E ¦ All | Com Ice Machines | 0.007874 | 1 | 0.55 | SME Input | -853.9643 | 2012 | 0.6 | SWFS006-04
COM-FOODSERV-70.1 | Com ¦ Standard Fryer - Electric ¦ PG&E ¦ All | Com ¦ Standard Fryer - Electric | PG&E ¦ All | PG&E | All | Electric | Standard, Commercial Fryer, Electric | Average Existing and Code |  |  | 0 | Conventional | FoodServ | Com - College | Com | ROB and NEW | 0 | 1000 sqft2 of floor space | Fryer | 12 | DEER:Indoor_Non-CFL_Ltg | 11500 | 2.73 | 0 | SWFS011-07 | 14616.87 | 2024 | 0 | 2024 | 0 | 0 | SWFS011-07 | Com Electric Fryers ¦ PG&E ¦ All | Com Electric Fryers | 0.0013903 | 1 | 0.79 | CBSA 2019 | -868.2275 | 2012 | 0.35 | SWFS011-07
COM-FOODSERV-70.2 | Com ¦ Standard Fryer - Electric ¦ PG&E ¦ All | Com ¦ Standard Fryer - Electric | PG&E ¦ All | PG&E | All | Electric | Standard, Commercial Fryer, Electric | Average Existing and Code |  |  | 0 | Conventional | FoodServ | Com - Grocery | Com | ROB and NEW | 0 | 1000 sqft2 of floor space | Fryer | 12 | DEER:Indoor_Non-CFL_Ltg | 11500 | 2.73 | 0 | SWFS011-07 | 14616.87 | 2024 | 0 | 2024 | 0 | 0 | SWFS011-07 | Com Electric Fryers ¦ PG&E ¦ All | Com Electric Fryers | 0.031641 | 1 | 0.79 | CBSA 2019 | -646.8614 | 2012 | 0.35 | SWFS011-07
COM-FOODSERV-70.3 | Com ¦ Standard Fryer - Electric ¦ PG&E ¦ All | Com ¦ Standard Fryer - Electric | PG&E ¦ All | PG&E | All | Electric | Standard, Commercial Fryer, Electric | Average Existing and Code |  |  | 0 | Conventional | FoodServ | Com - Health | Com | ROB and NEW | 0 | 1000 sqft2 of floor space | Fryer | 12 | DEER:Indoor_Non-CFL_Ltg | 11500 | 2.73 | 0 | SWFS011-07 | 14616.87 | 2024 | 0 | 2024 | 0 | 0 | SWFS011-07 | Com Electric Fryers ¦ PG&E ¦ All | Com Electric Fryers | 0.00088994 | 1 | 0.79 | CBSA 2019 | -752.5217 | 2012 | 0.35 | SWFS011-07
COM-FOODSERV-70.4 | Com ¦ Standard Fryer - Electric ¦ PG&E ¦ All | Com ¦ Standard Fryer - Electric | PG&E ¦ All | PG&E | All | Electric | Standard, Commercial Fryer, Electric | Average Existing and Code |  |  | 0 | Conventional | FoodServ | Com - Lodging | Com | ROB and NEW | 0 | 1000 sqft2 of floor space | Fryer | 12 | DEER:Indoor_Non-CFL_Ltg | 11500 | 2.73 | 0 | SWFS011-07 | 14616.87 | 2024 | 0 | 2024 | 0 | 0 | SWFS011-07 | Com Electric Fryers ¦ PG&E ¦ All | Com Electric Fryers | 0.001658 | 1 | 0.79 | CBSA 2019 | -1813.3495 | 2012 | 0.35 | SWFS011-07
COM-FOODSERV-70.5 | Com ¦ Standard Fryer - Electric ¦ PG&E ¦ All | Com ¦ Standard Fryer - Electric | PG&E ¦ All | PG&E | All | Electric | Standard, Commercial Fryer, Electric | Average Existing and Code |  |  | 0 | Conventional | FoodServ | Com - Other | Com | ROB and NEW | 0 | 1000 sqft2 of floor space | Fryer | 12 | DEER:Indoor_Non-CFL_Ltg | 11500 | 2.73 | 0 | SWFS011-07 | 14616.87 | 2024 | 0 | 2024 | 0 | 0 | SWFS011-07 | Com Electric Fryers ¦ PG&E ¦ All | Com Electric Fryers | 0.0020797 | 1 | 0.79 | CBSA 2019 | -1269.8813 | 2012 | 0.35 | SWFS011-07
COM-FOODSERV-70.6 | Com ¦ Standard Fryer - Electric ¦ PG&E ¦ All | Com ¦ Standard Fryer - Electric | PG&E ¦ All | PG&E | All | Electric | Standard, Commercial Fryer, Electric | Average Existing and Code |  |  | 0 | Conventional | FoodServ | Com - Restaurant | Com | ROB and NEW | 0 | 1000 sqft2 of floor space | Fryer | 12 | DEER:Indoor_Non-CFL_Ltg | 11500 | 2.73 | 0 | SWFS011-07 | 14616.87 | 2024 | 0 | 2024 | 0 | 0 | SWFS011-07 | Com Electric Fryers ¦ PG&E ¦ All | Com Electric Fryers | 0.13623 | 1 | 0.79 | CBSA 2019 | -204.367 | 2012 | 0.35 | SWFS011-07
COM-FOODSERV-70.7 | Com ¦ Standard Fryer - Electric ¦ PG&E ¦ All | Com ¦ Standard Fryer - Electric | PG&E ¦ All | PG&E | All | Electric | Standard, Commercial Fryer, Electric | Average Existing and Code |  |  | 0 | Conventional | FoodServ | Com - School | Com | ROB and NEW | 0 | 1000 sqft2 of floor space | Fryer | 12 | DEER:Indoor_Non-CFL_Ltg | 11500 | 2.73 | 0 | SWFS011-07 | 14616.87 | 2024 | 0 | 2024 | 0 | 0 | SWFS011-07 | Com Electric Fryers ¦ PG&E ¦ All | Com Electric Fryers | 0.00081455 | 1 | 0.79 | CBSA 2019 | -1893.4299 | 2012 | 0.35 | SWFS011-07
COM-FOODSERV-70.8 | Com ¦ Standard Fryer - Electric ¦ SCE ¦ All | Com ¦ Standard Fryer - Electric | SCE ¦ All | SCE | All | Electric | Standard, Commercial Fryer, Electric | Average Existing and Code |  |  | 0 | Conventional | FoodServ | Com - College | Com | ROB and NEW | 0 | 1000 sqft2 of floor space | Fryer | 12 | DEER:Indoor_Non-CFL_Ltg | 11500 | 2.73 | 0 | SWFS011-07 | 14616.87 | 2024 | 0 | 2024 | 0 | 0 | SWFS011-07 | Com Electric Fryers ¦ SCE ¦ All | Com Electric Fryers | 0.0013903 | 1 | 0.79 | CBSA 2019 | -868.2275 | 2012 | 0.35 | SWFS011-07
COM-FOODSERV-70.9 | Com ¦ Standard Fryer - Electric ¦ SCE ¦ All | Com ¦ Standard Fryer - Electric | SCE ¦ All | SCE | All | Electric | Standard, Commercial Fryer, Electric | Average Existing and Code |  |  | 0 | Conventional | FoodServ | Com - Grocery | Com | ROB and NEW | 0 | 1000 sqft2 of floor space | Fryer | 12 | DEER:Indoor_Non-CFL_Ltg | 11500 | 2.73 | 0 | SWFS011-07 | 14616.87 | 2024 | 0 | 2024 | 0 | 0 | SWFS011-07 | Com Electric Fryers ¦ SCE ¦ All | Com Electric Fryers | 0.031641 | 1 | 0.79 | CBSA 2019 | -646.8614 | 2012 | 0.35 | SWFS011-07
COM-FOODSERV-70.10 | Com ¦ Standard Fryer - Electric ¦ SCE ¦ All | Com ¦ Standard Fryer - Electric | SCE ¦ All | SCE | All | Electric | Standard, Commercial Fryer, Electric | Average Existing and Code |  |  | 0 | Conventional | FoodServ | Com - Health | Com | ROB and NEW | 0 | 1000 sqft2 of floor space | Fryer | 12 | DEER:Indoor_Non-CFL_Ltg | 11500 | 2.73 | 0 | SWFS011-07 | 14616.87 | 2024 | 0 | 2024 | 0 | 0 | SWFS011-07 | Com Electric Fryers ¦ SCE ¦ All | Com Electric Fryers | 0.00088994 | 1 | 0.79 | CBSA 2019 | -752.5217 | 2012 | 0.35 | SWFS011-07
COM-FOODSERV-70.11 | Com ¦ Standard Fryer - Electric ¦ SCE ¦ All | Com ¦ Standard Fryer - Electric | SCE ¦ All | SCE | All | Electric | Standard, Commercial Fryer, Electric | Average Existing and Code |  |  | 0 | Conventional | FoodServ | Com - Lodging | Com | ROB and NEW | 0 | 1000 sqft2 of floor space | Fryer | 12 | DEER:Indoor_Non-CFL_Ltg | 11500 | 2.73 | 0 | SWFS011-07 | 14616.87 | 2024 | 0 | 2024 | 0 | 0 | SWFS011-07 | Com Electric Fryers ¦ SCE ¦ All | Com Electric Fryers | 0.001658 | 1 | 0.79 | CBSA 2019 | -1813.3495 | 2012 | 0.35 | SWFS011-07
COM-FOODSERV-70.12 | Com ¦ Standard Fryer - Electric ¦ SCE ¦ All | Com ¦ Standard Fryer - Electric | SCE ¦ All | SCE | All | Electric | Standard, Commercial Fryer, Electric | Average Existing and Code |  |  | 0 | Conventional | FoodServ | Com - Other | Com | ROB and NEW | 0 | 1000 sqft2 of floor space | Fryer | 12 | DEER:Indoor_Non-CFL_Ltg | 11500 | 2.73 | 0 | SWFS011-07 | 14616.87 | 2024 | 0 | 2024 | 0 | 0 | SWFS011-07 | Com Electric Fryers ¦ SCE ¦ All | Com Electric Fryers | 0.0020797 | 1 | 0.79 | CBSA 2019 | -1269.8813 | 2012 | 0.35 | SWFS011-07
COM-FOODSERV-70.13 | Com ¦ Standard Fryer - Electric ¦ SCE ¦ All | Com ¦ Standard Fryer - Electric | SCE ¦ All | SCE | All | Electric | Standard, Commercial Fryer, Electric | Average Existing and Code |  |  | 0 | Conventional | FoodServ | Com - Restaurant | Com | ROB and NEW | 0 | 1000 sqft2 of floor space | Fryer | 12 | DEER:Indoor_Non-CFL_Ltg | 11500 | 2.73 | 0 | SWFS011-07 | 14616.87 | 2024 | 0 | 2024 | 0 | 0 | SWFS011-07 | Com Electric Fryers ¦ SCE ¦ All | Com Electric Fryers | 0.13623 | 1 | 0.79 | CBSA 2019 | -204.367 | 2012 | 0.35 | SWFS011-07
COM-FOODSERV-70.14 | Com ¦ Standard Fryer - Electric ¦ SCE ¦ All | Com ¦ Standard Fryer - Electric | SCE ¦ All | SCE | All | Electric | Standard, Commercial Fryer, Electric | Average Existing and Code |  |  | 0 | Conventional | FoodServ | Com - School | Com | ROB and NEW | 0 | 1000 sqft2 of floor space | Fryer | 12 | DEER:Indoor_Non-CFL_Ltg | 11500 | 2.73 | 0 | SWFS011-07 | 14616.87 | 2024 | 0 | 2024 | 0 | 0 | SWFS011-07 | Com Electric Fryers ¦ SCE ¦ All | Com Electric Fryers | 0.00081455 | 1 | 0.79 | CBSA 2019 | -1893.4299 | 2012 | 0.35 | SWFS011-07
COM-FOODSERV-70.15 | Com ¦ Standard Fryer - Electric ¦ SDG&E ¦ All | Com ¦ Standard Fryer - Electric | SDG&E ¦ All | SDG&E | All | Electric | Standard, Commercial Fryer, Electric | Average Existing and Code |  |  | 0 | Conventional | FoodServ | Com - College | Com | ROB and NEW | 0 | 1000 sqft2 of floor space | Fryer | 12 | DEER:Indoor_Non-CFL_Ltg | 11500 | 2.73 | 0 | SWFS011-07 | 14616.87 | 2024 | 0 | 2024 | 0 | 0 | SWFS011-07 | Com Electric Fryers ¦ SDG&E ¦ All | Com Electric Fryers | 0.0013903 | 1 | 0.79 | CBSA 2019 | -868.2275 | 2012 | 0.35 | SWFS011-07
COM-FOODSERV-70.16 | Com ¦ Standard Fryer - Electric ¦ SDG&E ¦ All | Com ¦ Standard Fryer - Electric | SDG&E ¦ All | SDG&E | All | Electric | Standard, Commercial Fryer, Electric | Average Existing and Code |  |  | 0 | Conventional | FoodServ | Com - Grocery | Com | ROB and NEW | 0 | 1000 sqft2 of floor space | Fryer | 12 | DEER:Indoor_Non-CFL_Ltg | 11500 | 2.73 | 0 | SWFS011-07 | 14616.87 | 2024 | 0 | 2024 | 0 | 0 | SWFS011-07 | Com Electric Fryers ¦ SDG&E ¦ All | Com Electric Fryers | 0.031641 | 1 | 0.79 | CBSA 2019 | -646.8614 | 2012 | 0.35 | SWFS011-07
COM-FOODSERV-70.17 | Com ¦ Standard Fryer - Electric ¦ SDG&E ¦ All | Com ¦ Standard Fryer - Electric | SDG&E ¦ All | SDG&E | All | Electric | Standard, Commercial Fryer, Electric | Average Existing and Code |  |  | 0 | Conventional | FoodServ | Com - Health | Com | ROB and NEW | 0 | 1000 sqft2 of floor space | Fryer | 12 | DEER:Indoor_Non-CFL_Ltg | 11500 | 2.73 | 0 | SWFS011-07 | 14616.87 | 2024 | 0 | 2024 | 0 | 0 | SWFS011-07 | Com Electric Fryers ¦ SDG&E ¦ All | Com Electric Fryers | 0.00088994 | 1 | 0.79 | CBSA 2019 | -752.5217 | 2012 | 0.35 | SWFS011-07
COM-FOODSERV-70.18 | Com ¦ Standard Fryer - Electric ¦ SDG&E ¦ All | Com ¦ Standard Fryer - Electric | SDG&E ¦ All | SDG&E | All | Electric | Standard, Commercial Fryer, Electric | Average Existing and Code |  |  | 0 | Conventional | FoodServ | Com - Lodging | Com | ROB and NEW | 0 | 1000 sqft2 of floor space | Fryer | 12 | DEER:Indoor_Non-CFL_Ltg | 11500 | 2.73 | 0 | SWFS011-07 | 14616.87 | 2024 | 0 | 2024 | 0 | 0 | SWFS011-07 | Com Electric Fryers ¦ SDG&E ¦ All | Com Electric Fryers | 0.001658 | 1 | 0.79 | CBSA 2019 | -1813.3495 | 2012 | 0.35 | SWFS011-07
COM-FOODSERV-70.19 | Com ¦ Standard Fryer - Electric ¦ SDG&E ¦ All | Com ¦ Standard Fryer - Electric | SDG&E ¦ All | SDG&E | All | Electric | Standard, Commercial Fryer, Electric | Average Existing and Code |  |  | 0 | Conventional | FoodServ | Com - Other | Com | ROB and NEW | 0 | 1000 sqft2 of floor space | Fryer | 12 | DEER:Indoor_Non-CFL_Ltg | 11500 | 2.73 | 0 | SWFS011-07 | 14616.87 | 2024 | 0 | 2024 | 0 | 0 | SWFS011-07 | Com Electric Fryers ¦ SDG&E ¦ All | Com Electric Fryers | 0.0020797 | 1 | 0.79 | CBSA 2019 | -1269.8813 | 2012 | 0.35 | SWFS011-07
COM-FOODSERV-70.20 | Com ¦ Standard Fryer - Electric ¦ SDG&E ¦ All | Com ¦ Standard Fryer - Electric | SDG&E ¦ All | SDG&E | All | Electric | Standard, Commercial Fryer, Electric | Average Existing and Code |  |  | 0 | Conventional | FoodServ | Com - Restaurant | Com | ROB and NEW | 0 | 1000 sqft2 of floor space | Fryer | 12 | DEER:Indoor_Non-CFL_Ltg | 11500 | 2.73 | 0 | SWFS011-07 | 14616.87 | 2024 | 0 | 2024 | 0 | 0 | SWFS011-07 | Com Electric Fryers ¦ SDG&E ¦ All | Com Electric Fryers | 0.13623 | 1 | 0.79 | CBSA 2019 | -204.367 | 2012 | 0.35 | SWFS011-07
COM-FOODSERV-70.21 | Com ¦ Standard Fryer - Electric ¦ SDG&E ¦ All | Com ¦ Standard Fryer - Electric | SDG&E ¦ All | SDG&E | All | Electric | Standard, Commercial Fryer, Electric | Average Existing and Code |  |  | 0 | Conventional | FoodServ | Com - School | Com | ROB and NEW | 0 | 1000 sqft2 of floor space | Fryer | 12 | DEER:Indoor_Non-CFL_Ltg | 11500 | 2.73 | 0 | SWFS011-07 | 14616.87 | 2024 | 0 | 2024 | 0 | 0 | SWFS011-07 | Com Electric Fryers ¦ SDG&E ¦ All | Com Electric Fryers | 0.00081455 | 1 | 0.79 | CBSA 2019 | -1893.4299 | 2012 | 0.35 | SWFS011-07
COM-FOODSERV-71.1 | Com ¦ ENERGY STAR Fryer - Electric ¦ PG&E ¦ All | Com ¦ ENERGY STAR Fryer - Electric | PG&E ¦ All | PG&E | All | Electric | Efficient, Commercial Fryer, Electric | Efficient |  |  | 0 | Conventional | FoodServ | Com - College | Com | ROB and NEW | 0 | 1000 sqft2 of floor space | Fryer | 12 | DEER:Indoor_Non-CFL_Ltg | 10500 | 2.49 | 0 | SWFS011-07 | 15269.24 | 2024 | 0 | 2024 | 0 | 0 | SWFS011-07 | Com Electric Fryers ¦ PG&E ¦ All | Com Electric Fryers | 0.0013903 | 1 | 0.21 | CBSA 2019 | -792.7294 | 2012 | 0.35 | SWFS011-07
COM-FOODSERV-71.2 | Com ¦ ENERGY STAR Fryer - Electric ¦ PG&E ¦ All | Com ¦ ENERGY STAR Fryer - Electric | PG&E ¦ All | PG&E | All | Electric | Efficient, Commercial Fryer, Electric | Efficient |  |  | 0 | Conventional | FoodServ | Com - Grocery | Com | ROB and NEW | 0 | 1000 sqft2 of floor space | Fryer | 12 | DEER:Indoor_Non-CFL_Ltg | 10500 | 2.49 | 0 | SWFS011-07 | 15269.24 | 2024 | 0 | 2024 | 0 | 0 | SWFS011-07 | Com Electric Fryers ¦ PG&E ¦ All | Com Electric Fryers | 0.031641 | 1 | 0.21 | CBSA 2019 | -590.6126 | 2012 | 0.35 | SWFS011-07
COM-FOODSERV-71.3 | Com ¦ ENERGY STAR Fryer - Electric ¦ PG&E ¦ All | Com ¦ ENERGY STAR Fryer - Electric | PG&E ¦ All | PG&E | All | Electric | Efficient, Commercial Fryer, Electric | Efficient |  |  | 0 | Conventional | FoodServ | Com - Health | Com | ROB and NEW | 0 | 1000 sqft2 of floor space | Fryer | 12 | DEER:Indoor_Non-CFL_Ltg | 10500 | 2.49 | 0 | SWFS011-07 | 15269.24 | 2024 | 0 | 2024 | 0 | 0 | SWFS011-07 | Com Electric Fryers ¦ PG&E ¦ All | Com Electric Fryers | 0.00088994 | 1 | 0.21 | CBSA 2019 | -687.0851 | 2012 | 0.35 | SWFS011-07
COM-FOODSERV-71.4 | Com ¦ ENERGY STAR Fryer - Electric ¦ PG&E ¦ All | Com ¦ ENERGY STAR Fryer - Electric | PG&E ¦ All | PG&E | All | Electric | Efficient, Commercial Fryer, Electric | Efficient |  |  | 0 | Conventional | FoodServ | Com - Lodging | Com | ROB and NEW | 0 | 1000 sqft2 of floor space | Fryer | 12 | DEER:Indoor_Non-CFL_Ltg | 10500 | 2.49 | 0 | SWFS011-07 | 15269.24 | 2024 | 0 | 2024 | 0 | 0 | SWFS011-07 | Com Electric Fryers ¦ PG&E ¦ All | Com Electric Fryers | 0.001658 | 1 | 0.21 | CBSA 2019 | -1655.6669 | 2012 | 0.35 | SWFS011-07
COM-FOODSERV-71.5 | Com ¦ ENERGY STAR Fryer - Electric ¦ PG&E ¦ All | Com ¦ ENERGY STAR Fryer - Electric | PG&E ¦ All | PG&E | All | Electric | Efficient, Commercial Fryer, Electric | Efficient |  |  | 0 | Conventional | FoodServ | Com - Other | Com | ROB and NEW | 0 | 1000 sqft2 of floor space | Fryer | 12 | DEER:Indoor_Non-CFL_Ltg | 10500 | 2.49 | 0 | SWFS011-07 | 15269.24 | 2024 | 0 | 2024 | 0 | 0 | SWFS011-07 | Com Electric Fryers ¦ PG&E ¦ All | Com Electric Fryers | 0.0020797 | 1 | 0.21 | CBSA 2019 | -1159.4568 | 2012 | 0.35 | SWFS011-07
COM-FOODSERV-71.6 | Com ¦ ENERGY STAR Fryer - Electric ¦ PG&E ¦ All | Com ¦ ENERGY STAR Fryer - Electric | PG&E ¦ All | PG&E | All | Electric | Efficient, Commercial Fryer, Electric | Efficient |  |  | 0 | Conventional | FoodServ | Com - Restaurant | Com | ROB and NEW | 0 | 1000 sqft2 of floor space | Fryer | 12 | DEER:Indoor_Non-CFL_Ltg | 10500 | 2.49 | 0 | SWFS011-07 | 15269.24 | 2024 | 0 | 2024 | 0 | 0 | SWFS011-07 | Com Electric Fryers ¦ PG&E ¦ All | Com Electric Fryers | 0.13623 | 1 | 0.21 | CBSA 2019 | -186.596 | 2012 | 0.35 | SWFS011-07
COM-FOODSERV-71.7 | Com ¦ ENERGY STAR Fryer - Electric ¦ PG&E ¦ All | Com ¦ ENERGY STAR Fryer - Electric | PG&E ¦ All | PG&E | All | Electric | Efficient, Commercial Fryer, Electric | Efficient |  |  | 0 | Conventional | FoodServ | Com - School | Com | ROB and NEW | 0 | 1000 sqft2 of floor space | Fryer | 12 | DEER:Indoor_Non-CFL_Ltg | 10500 | 2.49 | 0 | SWFS011-07 | 15269.24 | 2024 | 0 | 2024 | 0 | 0 | SWFS011-07 | Com Electric Fryers ¦ PG&E ¦ All | Com Electric Fryers | 0.00081455 | 1 | 0.21 | CBSA 2019 | -1728.7838 | 2012 | 0.35 | SWFS011-07
COM-FOODSERV-71.8 | Com ¦ ENERGY STAR Fryer - Electric ¦ SCE ¦ All | Com ¦ ENERGY STAR Fryer - Electric | SCE ¦ All | SCE | All | Electric | Efficient, Commercial Fryer, Electric | Efficient |  |  | 0 | Conventional | FoodServ | Com - College | Com | ROB and NEW | 0 | 1000 sqft2 of floor space | Fryer | 12 | DEER:Indoor_Non-CFL_Ltg | 10500 | 2.49 | 0 | SWFS011-07 | 15269.24 | 2024 | 0 | 2024 | 0 | 0 | SWFS011-07 | Com Electric Fryers ¦ SCE ¦ All | Com Electric Fryers | 0.0013903 | 1 | 0.21 | CBSA 2019 | -792.7294 | 2012 | 0.35 | SWFS011-07
COM-FOODSERV-71.9 | Com ¦ ENERGY STAR Fryer - Electric ¦ SCE ¦ All | Com ¦ ENERGY STAR Fryer - Electric | SCE ¦ All | SCE | All | Electric | Efficient, Commercial Fryer, Electric | Efficient |  |  | 0 | Conventional | FoodServ | Com - Grocery | Com | ROB and NEW | 0 | 1000 sqft2 of floor space | Fryer | 12 | DEER:Indoor_Non-CFL_Ltg | 10500 | 2.49 | 0 | SWFS011-07 | 15269.24 | 2024 | 0 | 2024 | 0 | 0 | SWFS011-07 | Com Electric Fryers ¦ SCE ¦ All | Com Electric Fryers | 0.031641 | 1 | 0.21 | CBSA 2019 | -590.6126 | 2012 | 0.35 | SWFS011-07
COM-FOODSERV-71.10 | Com ¦ ENERGY STAR Fryer - Electric ¦ SCE ¦ All | Com ¦ ENERGY STAR Fryer - Electric | SCE ¦ All | SCE | All | Electric | Efficient, Commercial Fryer, Electric | Efficient |  |  | 0 | Conventional | FoodServ | Com - Health | Com | ROB and NEW | 0 | 1000 sqft2 of floor space | Fryer | 12 | DEER:Indoor_Non-CFL_Ltg | 10500 | 2.49 | 0 | SWFS011-07 | 15269.24 | 2024 | 0 | 2024 | 0 | 0 | SWFS011-07 | Com Electric Fryers ¦ SCE ¦ All | Com Electric Fryers | 0.00088994 | 1 | 0.21 | CBSA 2019 | -687.0851 | 2012 | 0.35 | SWFS011-07
COM-FOODSERV-71.11 | Com ¦ ENERGY STAR Fryer - Electric ¦ SCE ¦ All | Com ¦ ENERGY STAR Fryer - Electric | SCE ¦ All | SCE | All | Electric | Efficient, Commercial Fryer, Electric | Efficient |  |  | 0 | Conventional | FoodServ | Com - Lodging | Com | ROB and NEW | 0 | 1000 sqft2 of floor space | Fryer | 12 | DEER:Indoor_Non-CFL_Ltg | 10500 | 2.49 | 0 | SWFS011-07 | 15269.24 | 2024 | 0 | 2024 | 0 | 0 | SWFS011-07 | Com Electric Fryers ¦ SCE ¦ All | Com Electric Fryers | 0.001658 | 1 | 0.21 | CBSA 2019 | -1655.6669 | 2012 | 0.35 | SWFS011-07
COM-FOODSERV-71.12 | Com ¦ ENERGY STAR Fryer - Electric ¦ SCE ¦ All | Com ¦ ENERGY STAR Fryer - Electric | SCE ¦ All | SCE | All | Electric | Efficient, Commercial Fryer, Electric | Efficient |  |  | 0 | Conventional | FoodServ | Com - Other | Com | ROB and NEW | 0 | 1000 sqft2 of floor space | Fryer | 12 | DEER:Indoor_Non-CFL_Ltg | 10500 | 2.49 | 0 | SWFS011-07 | 15269.24 | 2024 | 0 | 2024 | 0 | 0 | SWFS011-07 | Com Electric Fryers ¦ SCE ¦ All | Com Electric Fryers | 0.0020797 | 1 | 0.21 | CBSA 2019 | -1159.4568 | 2012 | 0.35 | SWFS011-07
COM-FOODSERV-71.13 | Com ¦ ENERGY STAR Fryer - Electric ¦ SCE ¦ All | Com ¦ ENERGY STAR Fryer - Electric | SCE ¦ All | SCE | All | Electric | Efficient, Commercial Fryer, Electric | Efficient |  |  | 0 | Conventional | FoodServ | Com - Restaurant | Com | ROB and NEW | 0 | 1000 sqft2 of floor space | Fryer | 12 | DEER:Indoor_Non-CFL_Ltg | 10500 | 2.49 | 0 | SWFS011-07 | 15269.24 | 2024 | 0 | 2024 | 0 | 0 | SWFS011-07 | Com Electric Fryers ¦ SCE ¦ All | Com Electric Fryers | 0.13623 | 1 | 0.21 | CBSA 2019 | -186.596 | 2012 | 0.35 | SWFS011-07
COM-FOODSERV-71.14 | Com ¦ ENERGY STAR Fryer - Electric ¦ SCE ¦ All | Com ¦ ENERGY STAR Fryer - Electric | SCE ¦ All | SCE | All | Electric | Efficient, Commercial Fryer, Electric | Efficient |  |  | 0 | Conventional | FoodServ | Com - School | Com | ROB and NEW | 0 | 1000 sqft2 of floor space | Fryer | 12 | DEER:Indoor_Non-CFL_Ltg | 10500 | 2.49 | 0 | SWFS011-07 | 15269.24 | 2024 | 0 | 2024 | 0 | 0 | SWFS011-07 | Com Electric Fryers ¦ SCE ¦ All | Com Electric Fryers | 0.00081455 | 1 | 0.21 | CBSA 2019 | -1728.7838 | 2012 | 0.35 | SWFS011-07
COM-FOODSERV-71.15 | Com ¦ ENERGY STAR Fryer - Electric ¦ SDG&E ¦ All | Com ¦ ENERGY STAR Fryer - Electric | SDG&E ¦ All | SDG&E | All | Electric | Efficient, Commercial Fryer, Electric | Efficient |  |  | 0 | Conventional | FoodServ | Com - College | Com | ROB and NEW | 0 | 1000 sqft2 of floor space | Fryer | 12 | DEER:Indoor_Non-CFL_Ltg | 10500 | 2.49 | 0 | SWFS011-07 | 15269.24 | 2024 | 0 | 2024 | 0 | 0 | SWFS011-07 | Com Electric Fryers ¦ SDG&E ¦ All | Com Electric Fryers | 0.0013903 | 1 | 0.21 | CBSA 2019 | -792.7294 | 2012 | 0.35 | SWFS011-07
COM-FOODSERV-71.16 | Com ¦ ENERGY STAR Fryer - Electric ¦ SDG&E ¦ All | Com ¦ ENERGY STAR Fryer - Electric | SDG&E ¦ All | SDG&E | All | Electric | Efficient, Commercial Fryer, Electric | Efficient |  |  | 0 | Conventional | FoodServ | Com - Grocery | Com | ROB and NEW | 0 | 1000 sqft2 of floor space | Fryer | 12 | DEER:Indoor_Non-CFL_Ltg | 10500 | 2.49 | 0 | SWFS011-07 | 15269.24 | 2024 | 0 | 2024 | 0 | 0 | SWFS011-07 | Com Electric Fryers ¦ SDG&E ¦ All | Com Electric Fryers | 0.031641 | 1 | 0.21 | CBSA 2019 | -590.6126 | 2012 | 0.35 | SWFS011-07
COM-FOODSERV-71.17 | Com ¦ ENERGY STAR Fryer - Electric ¦ SDG&E ¦ All | Com ¦ ENERGY STAR Fryer - Electric | SDG&E ¦ All | SDG&E | All | Electric | Efficient, Commercial Fryer, Electric | Efficient |  |  | 0 | Conventional | FoodServ | Com - Health | Com | ROB and NEW | 0 | 1000 sqft2 of floor space | Fryer | 12 | DEER:Indoor_Non-CFL_Ltg | 10500 | 2.49 | 0 | SWFS011-07 | 15269.24 | 2024 | 0 | 2024 | 0 | 0 | SWFS011-07 | Com Electric Fryers ¦ SDG&E ¦ All | Com Electric Fryers | 0.00088994 | 1 | 0.21 | CBSA 2019 | -687.0851 | 2012 | 0.35 | SWFS011-07
COM-FOODSERV-71.18 | Com ¦ ENERGY STAR Fryer - Electric ¦ SDG&E ¦ All | Com ¦ ENERGY STAR Fryer - Electric | SDG&E ¦ All | SDG&E | All | Electric | Efficient, Commercial Fryer, Electric | Efficient |  |  | 0 | Conventional | FoodServ | Com - Lodging | Com | ROB and NEW | 0 | 1000 sqft2 of floor space | Fryer | 12 | DEER:Indoor_Non-CFL_Ltg | 10500 | 2.49 | 0 | SWFS011-07 | 15269.24 | 2024 | 0 | 2024 | 0 | 0 | SWFS011-07 | Com Electric Fryers ¦ SDG&E ¦ All | Com Electric Fryers | 0.001658 | 1 | 0.21 | CBSA 2019 | -1655.6669 | 2012 | 0.35 | SWFS011-07
COM-FOODSERV-71.19 | Com ¦ ENERGY STAR Fryer - Electric ¦ SDG&E ¦ All | Com ¦ ENERGY STAR Fryer - Electric | SDG&E ¦ All | SDG&E | All | Electric | Efficient, Commercial Fryer, Electric | Efficient |  |  | 0 | Conventional | FoodServ | Com - Other | Com | ROB and NEW | 0 | 1000 sqft2 of floor space | Fryer | 12 | DEER:Indoor_Non-CFL_Ltg | 10500 | 2.49 | 0 | SWFS011-07 | 15269.24 | 2024 | 0 | 2024 | 0 | 0 | SWFS011-07 | Com Electric Fryers ¦ SDG&E ¦ All | Com Electric Fryers | 0.0020797 | 1 | 0.21 | CBSA 2019 | -1159.4568 | 2012 | 0.35 | SWFS011-07
COM-FOODSERV-71.20 | Com ¦ ENERGY STAR Fryer - Electric ¦ SDG&E ¦ All | Com ¦ ENERGY STAR Fryer - Electric | SDG&E ¦ All | SDG&E | All | Electric | Efficient, Commercial Fryer, Electric | Efficient |  |  | 0 | Conventional | FoodServ | Com - Restaurant | Com | ROB and NEW | 0 | 1000 sqft2 of floor space | Fryer | 12 | DEER:Indoor_Non-CFL_Ltg | 10500 | 2.49 | 0 | SWFS011-07 | 15269.24 | 2024 | 0 | 2024 | 0 | 0 | SWFS011-07 | Com Electric Fryers ¦ SDG&E ¦ All | Com Electric Fryers | 0.13623 | 1 | 0.21 | CBSA 2019 | -186.596 | 2012 | 0.35 | SWFS011-07
COM-FOODSERV-71.21 | Com ¦ ENERGY STAR Fryer - Electric ¦ SDG&E ¦ All | Com ¦ ENERGY STAR Fryer - Electric | SDG&E ¦ All | SDG&E | All | Electric | Efficient, Commercial Fryer, Electric | Efficient |  |  | 0 | Conventional | FoodServ | Com - School | Com | ROB and NEW | 0 | 1000 sqft2 of floor space | Fryer | 12 | DEER:Indoor_Non-CFL_Ltg | 10500 | 2.49 | 0 | SWFS011-07 | 15269.24 | 2024 | 0 | 2024 | 0 | 0 | SWFS011-07 | Com Electric Fryers ¦ SDG&E ¦ All | Com Electric Fryers | 0.00081455 | 1 | 0.21 | CBSA 2019 | -1728.7838 | 2012 | 0.35 | SWFS011-07
COM-FOODSERV-75.1 | Com ¦ Standard/Code Food Holding Cabinet ¦ PG&E ¦ All | Com ¦ Standard/Code Food Holding Cabinet | PG&E ¦ All | PG&E | All | Electric | Standard/Code Food Holding Cabinet | Average Existing and Code |  |  | 0 | Conventional | FoodServ | Com - College | Com | ROB and NEW | 0 | 1000 sqft2 of floor space | cabinet | 12 | DEER:Indoor_Non-CFL_Ltg | 1600 | 0.4875 | 0 | eTRM SWFS007-05 | 2211.385 | 2024 | 0 | 2024 | 0 | 0 | SWFS007-05 | Com Insulated Hot Food Holding Cabinets ¦ PG&E ¦ All | Com Insulated Hot Food Holding Cabinets | 0.0019124 | 1 | 0.87 | SME Input | -120.7969 | 2012 | 0.6 | SWFS007-05
COM-FOODSERV-75.2 | Com ¦ Standard/Code Food Holding Cabinet ¦ PG&E ¦ All | Com ¦ Standard/Code Food Holding Cabinet | PG&E ¦ All | PG&E | All | Electric | Standard/Code Food Holding Cabinet | Average Existing and Code |  |  | 0 | Conventional | FoodServ | Com - Grocery | Com | ROB and NEW | 0 | 1000 sqft2 of floor space | cabinet | 12 | DEER:Indoor_Non-CFL_Ltg | 1600 | 0.4875 | 0 | eTRM SWFS007-05 | 2211.385 | 2024 | 0 | 2024 | 0 | 0 | SWFS007-05 | Com Insulated Hot Food Holding Cabinets ¦ PG&E ¦ All | Com Insulated Hot Food Holding Cabinets | 0.01356 | 1 | 0.87 | SME Input | -89.9981 | 2012 | 0.6 | SWFS007-05
COM-FOODSERV-75.3 | Com ¦ Standard/Code Food Holding Cabinet ¦ PG&E ¦ All | Com ¦ Standard/Code Food Holding Cabinet | PG&E ¦ All | PG&E | All | Electric | Standard/Code Food Holding Cabinet | Average Existing and Code |  |  | 0 | Conventional | FoodServ | Com - Health | Com | ROB and NEW | 0 | 1000 sqft2 of floor space | cabinet | 12 | DEER:Indoor_Non-CFL_Ltg | 1600 | 0.4875 | 0 | eTRM SWFS007-05 | 2211.385 | 2024 | 0 | 2024 | 0 | 0 | SWFS007-05 | Com Insulated Hot Food Holding Cabinets ¦ PG&E ¦ All | Com Insulated Hot Food Holding Cabinets | 0.0037081 | 1 | 0.87 | SME Input | -104.6987 | 2012 | 0.6 | SWFS007-05
COM-FOODSERV-75.4 | Com ¦ Standard/Code Food Holding Cabinet ¦ PG&E ¦ All | Com ¦ Standard/Code Food Holding Cabinet | PG&E ¦ All | PG&E | All | Electric | Standard/Code Food Holding Cabinet | Average Existing and Code |  |  | 0 | Conventional | FoodServ | Com - Lodging | Com | ROB and NEW | 0 | 1000 sqft2 of floor space | cabinet | 12 | DEER:Indoor_Non-CFL_Ltg | 1600 | 0.4875 | 0 | eTRM SWFS007-05 | 2211.385 | 2024 | 0 | 2024 | 0 | 0 | SWFS007-05 | Com Insulated Hot Food Holding Cabinets ¦ PG&E ¦ All | Com Insulated Hot Food Holding Cabinets | 0.032 | 1 | 0.87 | SME Input | -252.2921 | 2012 | 0.6 | SWFS007-05
COM-FOODSERV-75.5 | Com ¦ Standard/Code Food Holding Cabinet ¦ PG&E ¦ All | Com ¦ Standard/Code Food Holding Cabinet | PG&E ¦ All | PG&E | All | Electric | Standard/Code Food Holding Cabinet | Average Existing and Code |  |  | 0 | Conventional | FoodServ | Com - Other | Com | ROB and NEW | 0 | 1000 sqft2 of floor space | cabinet | 12 | DEER:Indoor_Non-CFL_Ltg | 1600 | 0.4875 | 0 | eTRM SWFS007-05 | 2211.385 | 2024 | 0 | 2024 | 0 | 0 | SWFS007-05 | Com Insulated Hot Food Holding Cabinets ¦ PG&E ¦ All | Com Insulated Hot Food Holding Cabinets | 0.0037081 | 1 | 0.87 | SME Input | -176.6791 | 2012 | 0.6 | SWFS007-05
COM-FOODSERV-75.6 | Com ¦ Standard/Code Food Holding Cabinet ¦ PG&E ¦ All | Com ¦ Standard/Code Food Holding Cabinet | PG&E ¦ All | PG&E | All | Electric | Standard/Code Food Holding Cabinet | Average Existing and Code |  |  | 0 | Conventional | FoodServ | Com - Restaurant | Com | ROB and NEW | 0 | 1000 sqft2 of floor space | cabinet | 12 | DEER:Indoor_Non-CFL_Ltg | 1600 | 0.4875 | 0 | eTRM SWFS007-05 | 2211.385 | 2024 | 0 | 2024 | 0 | 0 | SWFS007-05 | Com Insulated Hot Food Holding Cabinets ¦ PG&E ¦ All | Com Insulated Hot Food Holding Cabinets | 0.01356 | 1 | 0.87 | SME Input | -28.4337 | 2012 | 0.6 | SWFS007-05
COM-FOODSERV-75.7 | Com ¦ Standard/Code Food Holding Cabinet ¦ PG&E ¦ All | Com ¦ Standard/Code Food Holding Cabinet | PG&E ¦ All | PG&E | All | Electric | Standard/Code Food Holding Cabinet | Average Existing and Code |  |  | 0 | Conventional | FoodServ | Com - School | Com | ROB and NEW | 0 | 1000 sqft2 of floor space | cabinet | 12 | DEER:Indoor_Non-CFL_Ltg | 1600 | 0.4875 | 0 | eTRM SWFS007-05 | 2211.385 | 2024 | 0 | 2024 | 0 | 0 | SWFS007-05 | Com Insulated Hot Food Holding Cabinets ¦ PG&E ¦ All | Com Insulated Hot Food Holding Cabinets | 0.01356 | 1 | 0.87 | SME Input | -263.4337 | 2012 | 0.6 | SWFS007-05
COM-FOODSERV-75.8 | Com ¦ Standard/Code Food Holding Cabinet ¦ SCE ¦ All | Com ¦ Standard/Code Food Holding Cabinet | SCE ¦ All | SCE | All | Electric | Standard/Code Food Holding Cabinet | Average Existing and Code |  |  | 0 | Conventional | FoodServ | Com - College | Com | ROB and NEW | 0 | 1000 sqft2 of floor space | cabinet | 12 | DEER:Indoor_Non-CFL_Ltg | 1600 | 0.4875 | 0 | eTRM SWFS007-05 | 2211.385 | 2024 | 0 | 2024 | 0 | 0 | SWFS007-05 | Com Insulated Hot Food Holding Cabinets ¦ SCE ¦ All | Com Insulated Hot Food Holding Cabinets | 0.0019124 | 1 | 0.87 | SME Input | -120.7969 | 2012 | 0.6 | SWFS007-05
COM-FOODSERV-75.9 | Com ¦ Standard/Code Food Holding Cabinet ¦ SCE ¦ All | Com ¦ Standard/Code Food Holding Cabinet | SCE ¦ All | SCE | All | Electric | Standard/Code Food Holding Cabinet | Average Existing and Code |  |  | 0 | Conventional | FoodServ | Com - Grocery | Com | ROB and NEW | 0 | 1000 sqft2 of floor space | cabinet | 12 | DEER:Indoor_Non-CFL_Ltg | 1600 | 0.4875 | 0 | eTRM SWFS007-05 | 2211.385 | 2024 | 0 | 2024 | 0 | 0 | SWFS007-05 | Com Insulated Hot Food Holding Cabinets ¦ SCE ¦ All | Com Insulated Hot Food Holding Cabinets | 0.01356 | 1 | 0.87 | SME Input | -89.9981 | 2012 | 0.6 | SWFS007-05
COM-FOODSERV-75.10 | Com ¦ Standard/Code Food Holding Cabinet ¦ SCE ¦ All | Com ¦ Standard/Code Food Holding Cabinet | SCE ¦ All | SCE | All | Electric | Standard/Code Food Holding Cabinet | Average Existing and Code |  |  | 0 | Conventional | FoodServ | Com - Health | Com | ROB and NEW | 0 | 1000 sqft2 of floor space | cabinet | 12 | DEER:Indoor_Non-CFL_Ltg | 1600 | 0.4875 | 0 | eTRM SWFS007-05 | 2211.385 | 2024 | 0 | 2024 | 0 | 0 | SWFS007-05 | Com Insulated Hot Food Holding Cabinets ¦ SCE ¦ All | Com Insulated Hot Food Holding Cabinets | 0.0037081 | 1 | 0.87 | SME Input | -104.6987 | 2012 | 0.6 | SWFS007-05
COM-FOODSERV-75.11 | Com ¦ Standard/Code Food Holding Cabinet ¦ SCE ¦ All | Com ¦ Standard/Code Food Holding Cabinet | SCE ¦ All | SCE | All | Electric | Standard/Code Food Holding Cabinet | Average Existing and Code |  |  | 0 | Conventional | FoodServ | Com - Lodging | Com | ROB and NEW | 0 | 1000 sqft2 of floor space | cabinet | 12 | DEER:Indoor_Non-CFL_Ltg | 1600 | 0.4875 | 0 | eTRM SWFS007-05 | 2211.385 | 2024 | 0 | 2024 | 0 | 0 | SWFS007-05 | Com Insulated Hot Food Holding Cabinets ¦ SCE ¦ All | Com Insulated Hot Food Holding Cabinets | 0.032 | 1 | 0.87 | SME Input | -252.2921 | 2012 | 0.6 | SWFS007-05
COM-FOODSERV-75.12 | Com ¦ Standard/Code Food Holding Cabinet ¦ SCE ¦ All | Com ¦ Standard/Code Food Holding Cabinet | SCE ¦ All | SCE | All | Electric | Standard/Code Food Holding Cabinet | Average Existing and Code |  |  | 0 | Conventional | FoodServ | Com - Other | Com | ROB and NEW | 0 | 1000 sqft2 of floor space | cabinet | 12 | DEER:Indoor_Non-CFL_Ltg | 1600 | 0.4875 | 0 | eTRM SWFS007-05 | 2211.385 | 2024 | 0 | 2024 | 0 | 0 | SWFS007-05 | Com Insulated Hot Food Holding Cabinets ¦ SCE ¦ All | Com Insulated Hot Food Holding Cabinets | 0.0037081 | 1 | 0.87 | SME Input | -176.6791 | 2012 | 0.6 | SWFS007-05
COM-FOODSERV-75.13 | Com ¦ Standard/Code Food Holding Cabinet ¦ SCE ¦ All | Com ¦ Standard/Code Food Holding Cabinet | SCE ¦ All | SCE | All | Electric | Standard/Code Food Holding Cabinet | Average Existing and Code |  |  | 0 | Conventional | FoodServ | Com - Restaurant | Com | ROB and NEW | 0 | 1000 sqft2 of floor space | cabinet | 12 | DEER:Indoor_Non-CFL_Ltg | 1600 | 0.4875 | 0 | eTRM SWFS007-05 | 2211.385 | 2024 | 0 | 2024 | 0 | 0 | SWFS007-05 | Com Insulated Hot Food Holding Cabinets ¦ SCE ¦ All | Com Insulated Hot Food Holding Cabinets | 0.01356 | 1 | 0.87 | SME Input | -28.4337 | 2012 | 0.6 | SWFS007-05
COM-FOODSERV-75.14 | Com ¦ Standard/Code Food Holding Cabinet ¦ SCE ¦ All | Com ¦ Standard/Code Food Holding Cabinet | SCE ¦ All | SCE | All | Electric | Standard/Code Food Holding Cabinet | Average Existing and Code |  |  | 0 | Conventional | FoodServ | Com - School | Com | ROB and NEW | 0 | 1000 sqft2 of floor space | cabinet | 12 | DEER:Indoor_Non-CFL_Ltg | 1600 | 0.4875 | 0 | eTRM SWFS007-05 | 2211.385 | 2024 | 0 | 2024 | 0 | 0 | SWFS007-05 | Com Insulated Hot Food Holding Cabinets ¦ SCE ¦ All | Com Insulated Hot Food Holding Cabinets | 0.01356 | 1 | 0.87 | SME Input | -263.4337 | 2012 | 0.6 | SWFS007-05
COM-FOODSERV-75.15 | Com ¦ Standard/Code Food Holding Cabinet ¦ SDG&E ¦ All | Com ¦ Standard/Code Food Holding Cabinet | SDG&E ¦ All | SDG&E | All | Electric | Standard/Code Food Holding Cabinet | Average Existing and Code |  |  | 0 | Conventional | FoodServ | Com - College | Com | ROB and NEW | 0 | 1000 sqft2 of floor space | cabinet | 12 | DEER:Indoor_Non-CFL_Ltg | 1600 | 0.4875 | 0 | eTRM SWFS007-05 | 2211.385 | 2024 | 0 | 2024 | 0 | 0 | SWFS007-05 | Com Insulated Hot Food Holding Cabinets ¦ SDG&E ¦ All | Com Insulated Hot Food Holding Cabinets | 0.0019124 | 1 | 0.87 | SME Input | -120.7969 | 2012 | 0.6 | SWFS007-05
COM-FOODSERV-75.16 | Com ¦ Standard/Code Food Holding Cabinet ¦ SDG&E ¦ All | Com ¦ Standard/Code Food Holding Cabinet | SDG&E ¦ All | SDG&E | All | Electric | Standard/Code Food Holding Cabinet | Average Existing and Code |  |  | 0 | Conventional | FoodServ | Com - Grocery | Com | ROB and NEW | 0 | 1000 sqft2 of floor space | cabinet | 12 | DEER:Indoor_Non-CFL_Ltg | 1600 | 0.4875 | 0 | eTRM SWFS007-05 | 2211.385 | 2024 | 0 | 2024 | 0 | 0 | SWFS007-05 | Com Insulated Hot Food Holding Cabinets ¦ SDG&E ¦ All | Com Insulated Hot Food Holding Cabinets | 0.01356 | 1 | 0.87 | SME Input | -89.9981 | 2012 | 0.6 | SWFS007-05
COM-FOODSERV-75.17 | Com ¦ Standard/Code Food Holding Cabinet ¦ SDG&E ¦ All | Com ¦ Standard/Code Food Holding Cabinet | SDG&E ¦ All | SDG&E | All | Electric | Standard/Code Food Holding Cabinet | Average Existing and Code |  |  | 0 | Conventional | FoodServ | Com - Health | Com | ROB and NEW | 0 | 1000 sqft2 of floor space | cabinet | 12 | DEER:Indoor_Non-CFL_Ltg | 1600 | 0.4875 | 0 | eTRM SWFS007-05 | 2211.385 | 2024 | 0 | 2024 | 0 | 0 | SWFS007-05 | Com Insulated Hot Food Holding Cabinets ¦ SDG&E ¦ All | Com Insulated Hot Food Holding Cabinets | 0.0037081 | 1 | 0.87 | SME Input | -104.6987 | 2012 | 0.6 | SWFS007-05
COM-FOODSERV-75.18 | Com ¦ Standard/Code Food Holding Cabinet ¦ SDG&E ¦ All | Com ¦ Standard/Code Food Holding Cabinet | SDG&E ¦ All | SDG&E | All | Electric | Standard/Code Food Holding Cabinet | Average Existing and Code |  |  | 0 | Conventional | FoodServ | Com - Lodging | Com | ROB and NEW | 0 | 1000 sqft2 of floor space | cabinet | 12 | DEER:Indoor_Non-CFL_Ltg | 1600 | 0.4875 | 0 | eTRM SWFS007-05 | 2211.385 | 2024 | 0 | 2024 | 0 | 0 | SWFS007-05 | Com Insulated Hot Food Holding Cabinets ¦ SDG&E ¦ All | Com Insulated Hot Food Holding Cabinets | 0.032 | 1 | 0.87 | SME Input | -252.2921 | 2012 | 0.6 | SWFS007-05
COM-FOODSERV-75.19 | Com ¦ Standard/Code Food Holding Cabinet ¦ SDG&E ¦ All | Com ¦ Standard/Code Food Holding Cabinet | SDG&E ¦ All | SDG&E | All | Electric | Standard/Code Food Holding Cabinet | Average Existing and Code |  |  | 0 | Conventional | FoodServ | Com - Other | Com | ROB and NEW | 0 | 1000 sqft2 of floor space | cabinet | 12 | DEER:Indoor_Non-CFL_Ltg | 1600 | 0.4875 | 0 | eTRM SWFS007-05 | 2211.385 | 2024 | 0 | 2024 | 0 | 0 | SWFS007-05 | Com Insulated Hot Food Holding Cabinets ¦ SDG&E ¦ All | Com Insulated Hot Food Holding Cabinets | 0.0037081 | 1 | 0.87 | SME Input | -176.6791 | 2012 | 0.6 | SWFS007-05
COM-FOODSERV-75.20 | Com ¦ Standard/Code Food Holding Cabinet ¦ SDG&E ¦ All | Com ¦ Standard/Code Food Holding Cabinet | SDG&E ¦ All | SDG&E | All | Electric | Standard/Code Food Holding Cabinet | Average Existing and Code |  |  | 0 | Conventional | FoodServ | Com - Restaurant | Com | ROB and NEW | 0 | 1000 sqft2 of floor space | cabinet | 12 | DEER:Indoor_Non-CFL_Ltg | 1600 | 0.4875 | 0 | eTRM SWFS007-05 | 2211.385 | 2024 | 0 | 2024 | 0 | 0 | SWFS007-05 | Com Insulated Hot Food Holding Cabinets ¦ SDG&E ¦ All | Com Insulated Hot Food Holding Cabinets | 0.01356 | 1 | 0.87 | SME Input | -28.4337 | 2012 | 0.6 | SWFS007-05
COM-FOODSERV-75.21 | Com ¦ Standard/Code Food Holding Cabinet ¦ SDG&E ¦ All | Com ¦ Standard/Code Food Holding Cabinet | SDG&E ¦ All | SDG&E | All | Electric | Standard/Code Food Holding Cabinet | Average Existing and Code |  |  | 0 | Conventional | FoodServ | Com - School | Com | ROB and NEW | 0 | 1000 sqft2 of floor space | cabinet | 12 | DEER:Indoor_Non-CFL_Ltg | 1600 | 0.4875 | 0 | eTRM SWFS007-05 | 2211.385 | 2024 | 0 | 2024 | 0 | 0 | SWFS007-05 | Com Insulated Hot Food Holding Cabinets ¦ SDG&E ¦ All | Com Insulated Hot Food Holding Cabinets | 0.01356 | 1 | 0.87 | SME Input | -263.4337 | 2012 | 0.6 | SWFS007-05
COM-FOODSERV-76.1 | Com ¦ Efficient Food Holding Cabinet ¦ PG&E ¦ All | Com ¦ Efficient Food Holding Cabinet | PG&E ¦ All | PG&E | All | Electric | Efficient Food Holding Cabinet | Efficient |  |  | 0 | Conventional | FoodServ | Com - College | Com | ROB and NEW | 0 | 1000 sqft2 of floor space | cabinet | 12 | DEER:Indoor_Non-CFL_Ltg | 788.5 | 0.24 | 0 | eTRM SWFS007-05 | 4494.19 | 2024 | 0 | 2024 | 0 | 0 | SWFS007-05 | Com Insulated Hot Food Holding Cabinets ¦ PG&E ¦ All | Com Insulated Hot Food Holding Cabinets | 0.0019124 | 1 | 0.13 | SME Input | -59.5302 | 2012 | 0.7 | SWFS007-05
COM-FOODSERV-76.2 | Com ¦ Efficient Food Holding Cabinet ¦ PG&E ¦ All | Com ¦ Efficient Food Holding Cabinet | PG&E ¦ All | PG&E | All | Electric | Efficient Food Holding Cabinet | Efficient |  |  | 0 | Conventional | FoodServ | Com - Grocery | Com | ROB and NEW | 0 | 1000 sqft2 of floor space | cabinet | 12 | DEER:Indoor_Non-CFL_Ltg | 788.5 | 0.24 | 0 | eTRM SWFS007-05 | 4494.19 | 2024 | 0 | 2024 | 0 | 0 | SWFS007-05 | Com Insulated Hot Food Holding Cabinets ¦ PG&E ¦ All | Com Insulated Hot Food Holding Cabinets | 0.01356 | 1 | 0.13 | SME Input | -44.3522 | 2012 | 0.7 | SWFS007-05
COM-FOODSERV-76.3 | Com ¦ Efficient Food Holding Cabinet ¦ PG&E ¦ All | Com ¦ Efficient Food Holding Cabinet | PG&E ¦ All | PG&E | All | Electric | Efficient Food Holding Cabinet | Efficient |  |  | 0 | Conventional | FoodServ | Com - Health | Com | ROB and NEW | 0 | 1000 sqft2 of floor space | cabinet | 12 | DEER:Indoor_Non-CFL_Ltg | 788.5 | 0.24 | 0 | eTRM SWFS007-05 | 4494.19 | 2024 | 0 | 2024 | 0 | 0 | SWFS007-05 | Com Insulated Hot Food Holding Cabinets ¦ PG&E ¦ All | Com Insulated Hot Food Holding Cabinets | 0.0037081 | 1 | 0.13 | SME Input | -51.5968 | 2012 | 0.7 | SWFS007-05
COM-FOODSERV-76.4 | Com ¦ Efficient Food Holding Cabinet ¦ PG&E ¦ All | Com ¦ Efficient Food Holding Cabinet | PG&E ¦ All | PG&E | All | Electric | Efficient Food Holding Cabinet | Efficient |  |  | 0 | Conventional | FoodServ | Com - Lodging | Com | ROB and NEW | 0 | 1000 sqft2 of floor space | cabinet | 12 | DEER:Indoor_Non-CFL_Ltg | 788.5 | 0.24 | 0 | eTRM SWFS007-05 | 4494.19 | 2024 | 0 | 2024 | 0 | 0 | SWFS007-05 | Com Insulated Hot Food Holding Cabinets ¦ PG&E ¦ All | Com Insulated Hot Food Holding Cabinets | 0.032 | 1 | 0.13 | SME Input | -124.3327 | 2012 | 0.7 | SWFS007-05
COM-FOODSERV-76.5 | Com ¦ Efficient Food Holding Cabinet ¦ PG&E ¦ All | Com ¦ Efficient Food Holding Cabinet | PG&E ¦ All | PG&E | All | Electric | Efficient Food Holding Cabinet | Efficient |  |  | 0 | Conventional | FoodServ | Com - Other | Com | ROB and NEW | 0 | 1000 sqft2 of floor space | cabinet | 12 | DEER:Indoor_Non-CFL_Ltg | 788.5 | 0.24 | 0 | eTRM SWFS007-05 | 4494.19 | 2024 | 0 | 2024 | 0 | 0 | SWFS007-05 | Com Insulated Hot Food Holding Cabinets ¦ PG&E ¦ All | Com Insulated Hot Food Holding Cabinets | 0.0037081 | 1 | 0.13 | SME Input | -87.0697 | 2012 | 0.7 | SWFS007-05
COM-FOODSERV-76.6 | Com ¦ Efficient Food Holding Cabinet ¦ PG&E ¦ All | Com ¦ Efficient Food Holding Cabinet | PG&E ¦ All | PG&E | All | Electric | Efficient Food Holding Cabinet | Efficient |  |  | 0 | Conventional | FoodServ | Com - Restaurant | Com | ROB and NEW | 0 | 1000 sqft2 of floor space | cabinet | 12 | DEER:Indoor_Non-CFL_Ltg | 788.5 | 0.24 | 0 | eTRM SWFS007-05 | 4494.19 | 2024 | 0 | 2024 | 0 | 0 | SWFS007-05 | Com Insulated Hot Food Holding Cabinets ¦ PG&E ¦ All | Com Insulated Hot Food Holding Cabinets | 0.01356 | 1 | 0.13 | SME Input | -14.0125 | 2012 | 0.7 | SWFS007-05
COM-FOODSERV-76.7 | Com ¦ Efficient Food Holding Cabinet ¦ PG&E ¦ All | Com ¦ Efficient Food Holding Cabinet | PG&E ¦ All | PG&E | All | Electric | Efficient Food Holding Cabinet | Efficient |  |  | 0 | Conventional | FoodServ | Com - School | Com | ROB and NEW | 0 | 1000 sqft2 of floor space | cabinet | 12 | DEER:Indoor_Non-CFL_Ltg | 788.5 | 0.24 | 0 | eTRM SWFS007-05 | 4494.19 | 2024 | 0 | 2024 | 0 | 0 | SWFS007-05 | Com Insulated Hot Food Holding Cabinets ¦ PG&E ¦ All | Com Insulated Hot Food Holding Cabinets | 0.01356 | 1 | 0.13 | SME Input | -129.8234 | 2012 | 0.7 | SWFS007-05
COM-FOODSERV-76.8 | Com ¦ Efficient Food Holding Cabinet ¦ SCE ¦ All | Com ¦ Efficient Food Holding Cabinet | SCE ¦ All | SCE | All | Electric | Efficient Food Holding Cabinet | Efficient |  |  | 0 | Conventional | FoodServ | Com - College | Com | ROB and NEW | 0 | 1000 sqft2 of floor space | cabinet | 12 | DEER:Indoor_Non-CFL_Ltg | 788.5 | 0.24 | 0 | eTRM SWFS007-05 | 4494.19 | 2024 | 0 | 2024 | 0 | 0 | SWFS007-05 | Com Insulated Hot Food Holding Cabinets ¦ SCE ¦ All | Com Insulated Hot Food Holding Cabinets | 0.0019124 | 1 | 0.13 | SME Input | -59.5302 | 2012 | 0.7 | SWFS007-05
COM-FOODSERV-76.9 | Com ¦ Efficient Food Holding Cabinet ¦ SCE ¦ All | Com ¦ Efficient Food Holding Cabinet | SCE ¦ All | SCE | All | Electric | Efficient Food Holding Cabinet | Efficient |  |  | 0 | Conventional | FoodServ | Com - Grocery | Com | ROB and NEW | 0 | 1000 sqft2 of floor space | cabinet | 12 | DEER:Indoor_Non-CFL_Ltg | 788.5 | 0.24 | 0 | eTRM SWFS007-05 | 4494.19 | 2024 | 0 | 2024 | 0 | 0 | SWFS007-05 | Com Insulated Hot Food Holding Cabinets ¦ SCE ¦ All | Com Insulated Hot Food Holding Cabinets | 0.01356 | 1 | 0.13 | SME Input | -44.3522 | 2012 | 0.7 | SWFS007-05
COM-FOODSERV-76.10 | Com ¦ Efficient Food Holding Cabinet ¦ SCE ¦ All | Com ¦ Efficient Food Holding Cabinet | SCE ¦ All | SCE | All | Electric | Efficient Food Holding Cabinet | Efficient |  |  | 0 | Conventional | FoodServ | Com - Health | Com | ROB and NEW | 0 | 1000 sqft2 of floor space | cabinet | 12 | DEER:Indoor_Non-CFL_Ltg | 788.5 | 0.24 | 0 | eTRM SWFS007-05 | 4494.19 | 2024 | 0 | 2024 | 0 | 0 | SWFS007-05 | Com Insulated Hot Food Holding Cabinets ¦ SCE ¦ All | Com Insulated Hot Food Holding Cabinets | 0.0037081 | 1 | 0.13 | SME Input | -51.5968 | 2012 | 0.7 | SWFS007-05
COM-FOODSERV-76.11 | Com ¦ Efficient Food Holding Cabinet ¦ SCE ¦ All | Com ¦ Efficient Food Holding Cabinet | SCE ¦ All | SCE | All | Electric | Efficient Food Holding Cabinet | Efficient |  |  | 0 | Conventional | FoodServ | Com - Lodging | Com | ROB and NEW | 0 | 1000 sqft2 of floor space | cabinet | 12 | DEER:Indoor_Non-CFL_Ltg | 788.5 | 0.24 | 0 | eTRM SWFS007-05 | 4494.19 | 2024 | 0 | 2024 | 0 | 0 | SWFS007-05 | Com Insulated Hot Food Holding Cabinets ¦ SCE ¦ All | Com Insulated Hot Food Holding Cabinets | 0.032 | 1 | 0.13 | SME Input | -124.3327 | 2012 | 0.7 | SWFS007-05
COM-FOODSERV-76.12 | Com ¦ Efficient Food Holding Cabinet ¦ SCE ¦ All | Com ¦ Efficient Food Holding Cabinet | SCE ¦ All | SCE | All | Electric | Efficient Food Holding Cabinet | Efficient |  |  | 0 | Conventional | FoodServ | Com - Other | Com | ROB and NEW | 0 | 1000 sqft2 of floor space | cabinet | 12 | DEER:Indoor_Non-CFL_Ltg | 788.5 | 0.24 | 0 | eTRM SWFS007-05 | 4494.19 | 2024 | 0 | 2024 | 0 | 0 | SWFS007-05 | Com Insulated Hot Food Holding Cabinets ¦ SCE ¦ All | Com Insulated Hot Food Holding Cabinets | 0.0037081 | 1 | 0.13 | SME Input | -87.0697 | 2012 | 0.7 | SWFS007-05
COM-FOODSERV-76.13 | Com ¦ Efficient Food Holding Cabinet ¦ SCE ¦ All | Com ¦ Efficient Food Holding Cabinet | SCE ¦ All | SCE | All | Electric | Efficient Food Holding Cabinet | Efficient |  |  | 0 | Conventional | FoodServ | Com - Restaurant | Com | ROB and NEW | 0 | 1000 sqft2 of floor space | cabinet | 12 | DEER:Indoor_Non-CFL_Ltg | 788.5 | 0.24 | 0 | eTRM SWFS007-05 | 4494.19 | 2024 | 0 | 2024 | 0 | 0 | SWFS007-05 | Com Insulated Hot Food Holding Cabinets ¦ SCE ¦ All | Com Insulated Hot Food Holding Cabinets | 0.01356 | 1 | 0.13 | SME Input | -14.0125 | 2012 | 0.7 | SWFS007-05
COM-FOODSERV-76.14 | Com ¦ Efficient Food Holding Cabinet ¦ SCE ¦ All | Com ¦ Efficient Food Holding Cabinet | SCE ¦ All | SCE | All | Electric | Efficient Food Holding Cabinet | Efficient |  |  | 0 | Conventional | FoodServ | Com - School | Com | ROB and NEW | 0 | 1000 sqft2 of floor space | cabinet | 12 | DEER:Indoor_Non-CFL_Ltg | 788.5 | 0.24 | 0 | eTRM SWFS007-05 | 4494.19 | 2024 | 0 | 2024 | 0 | 0 | SWFS007-05 | Com Insulated Hot Food Holding Cabinets ¦ SCE ¦ All | Com Insulated Hot Food Holding Cabinets | 0.01356 | 1 | 0.13 | SME Input | -129.8234 | 2012 | 0.7 | SWFS007-05
COM-FOODSERV-76.15 | Com ¦ Efficient Food Holding Cabinet ¦ SDG&E ¦ All | Com ¦ Efficient Food Holding Cabinet | SDG&E ¦ All | SDG&E | All | Electric | Efficient Food Holding Cabinet | Efficient |  |  | 0 | Conventional | FoodServ | Com - College | Com | ROB and NEW | 0 | 1000 sqft2 of floor space | cabinet | 12 | DEER:Indoor_Non-CFL_Ltg | 788.5 | 0.24 | 0 | eTRM SWFS007-05 | 4494.19 | 2024 | 0 | 2024 | 0 | 0 | SWFS007-05 | Com Insulated Hot Food Holding Cabinets ¦ SDG&E ¦ All | Com Insulated Hot Food Holding Cabinets | 0.0019124 | 1 | 0.13 | SME Input | -59.5302 | 2012 | 0.7 | SWFS007-05
COM-FOODSERV-76.16 | Com ¦ Efficient Food Holding Cabinet ¦ SDG&E ¦ All | Com ¦ Efficient Food Holding Cabinet | SDG&E ¦ All | SDG&E | All | Electric | Efficient Food Holding Cabinet | Efficient |  |  | 0 | Conventional | FoodServ | Com - Grocery | Com | ROB and NEW | 0 | 1000 sqft2 of floor space | cabinet | 12 | DEER:Indoor_Non-CFL_Ltg | 788.5 | 0.24 | 0 | eTRM SWFS007-05 | 4494.19 | 2024 | 0 | 2024 | 0 | 0 | SWFS007-05 | Com Insulated Hot Food Holding Cabinets ¦ SDG&E ¦ All | Com Insulated Hot Food Holding Cabinets | 0.01356 | 1 | 0.13 | SME Input | -44.3522 | 2012 | 0.7 | SWFS007-05
COM-FOODSERV-76.17 | Com ¦ Efficient Food Holding Cabinet ¦ SDG&E ¦ All | Com ¦ Efficient Food Holding Cabinet | SDG&E ¦ All | SDG&E | All | Electric | Efficient Food Holding Cabinet | Efficient |  |  | 0 | Conventional | FoodServ | Com - Health | Com | ROB and NEW | 0 | 1000 sqft2 of floor space | cabinet | 12 | DEER:Indoor_Non-CFL_Ltg | 788.5 | 0.24 | 0 | eTRM SWFS007-05 | 4494.19 | 2024 | 0 | 2024 | 0 | 0 | SWFS007-05 | Com Insulated Hot Food Holding Cabinets ¦ SDG&E ¦ All | Com Insulated Hot Food Holding Cabinets | 0.0037081 | 1 | 0.13 | SME Input | -51.5968 | 2012 | 0.7 | SWFS007-05
COM-FOODSERV-76.18 | Com ¦ Efficient Food Holding Cabinet ¦ SDG&E ¦ All | Com ¦ Efficient Food Holding Cabinet | SDG&E ¦ All | SDG&E | All | Electric | Efficient Food Holding Cabinet | Efficient |  |  | 0 | Conventional | FoodServ | Com - Lodging | Com | ROB and NEW | 0 | 1000 sqft2 of floor space | cabinet | 12 | DEER:Indoor_Non-CFL_Ltg | 788.5 | 0.24 | 0 | eTRM SWFS007-05 | 4494.19 | 2024 | 0 | 2024 | 0 | 0 | SWFS007-05 | Com Insulated Hot Food Holding Cabinets ¦ SDG&E ¦ All | Com Insulated Hot Food Holding Cabinets | 0.032 | 1 | 0.13 | SME Input | -124.3327 | 2012 | 0.7 | SWFS007-05
COM-FOODSERV-76.19 | Com ¦ Efficient Food Holding Cabinet ¦ SDG&E ¦ All | Com ¦ Efficient Food Holding Cabinet | SDG&E ¦ All | SDG&E | All | Electric | Efficient Food Holding Cabinet | Efficient |  |  | 0 | Conventional | FoodServ | Com - Other | Com | ROB and NEW | 0 | 1000 sqft2 of floor space | cabinet | 12 | DEER:Indoor_Non-CFL_Ltg | 788.5 | 0.24 | 0 | eTRM SWFS007-05 | 4494.19 | 2024 | 0 | 2024 | 0 | 0 | SWFS007-05 | Com Insulated Hot Food Holding Cabinets ¦ SDG&E ¦ All | Com Insulated Hot Food Holding Cabinets | 0.0037081 | 1 | 0.13 | SME Input | -87.0697 | 2012 | 0.7 | SWFS007-05
COM-FOODSERV-76.20 | Com ¦ Efficient Food Holding Cabinet ¦ SDG&E ¦ All | Com ¦ Efficient Food Holding Cabinet | SDG&E ¦ All | SDG&E | All | Electric | Efficient Food Holding Cabinet | Efficient |  |  | 0 | Conventional | FoodServ | Com - Restaurant | Com | ROB and NEW | 0 | 1000 sqft2 of floor space | cabinet | 12 | DEER:Indoor_Non-CFL_Ltg | 788.5 | 0.24 | 0 | eTRM SWFS007-05 | 4494.19 | 2024 | 0 | 2024 | 0 | 0 | SWFS007-05 | Com Insulated Hot Food Holding Cabinets ¦ SDG&E ¦ All | Com Insulated Hot Food Holding Cabinets | 0.01356 | 1 | 0.13 | SME Input | -14.0125 | 2012 | 0.7 | SWFS007-05
COM-FOODSERV-76.21 | Com ¦ Efficient Food Holding Cabinet ¦ SDG&E ¦ All | Com ¦ Efficient Food Holding Cabinet | SDG&E ¦ All | SDG&E | All | Electric | Efficient Food Holding Cabinet | Efficient |  |  | 0 | Conventional | FoodServ | Com - School | Com | ROB and NEW | 0 | 1000 sqft2 of floor space | cabinet | 12 | DEER:Indoor_Non-CFL_Ltg | 788.5 | 0.24 | 0 | eTRM SWFS007-05 | 4494.19 | 2024 | 0 | 2024 | 0 | 0 | SWFS007-05 | Com Insulated Hot Food Holding Cabinets ¦ SDG&E ¦ All | Com Insulated Hot Food Holding Cabinets | 0.01356 | 1 | 0.13 | SME Input | -129.8234 | 2012 | 0.7 | SWFS007-05
COM-FOODSERV-80.1 | Com ¦ Standard Griddle - Electric ¦ PG&E ¦ All | Com ¦ Standard Griddle - Electric | PG&E ¦ All | PG&E | All | Electric | Standard, Commercial Griddle, Electric | Average Existing and Code |  |  | 0 | Conventional | FoodServ | Com - College | Com | ROB and NEW | 0 | 1000 sqft2 of floor space | Griddle | 12 | DEER:Indoor_Non-CFL_Ltg | 5910 | 1.35 | 0 | SWFS004-03 | 2819.35 | 2024 | 0 | 2024 | 0 | 0 | SWFS004-03 | Com Electric Griddles ¦ PG&E ¦ All | Com Electric Griddles | 0.0010624 | 1 | 0.81 | CBSA 2019 | -446.1934 | 2012 | 0.6 | SWFS004-03
COM-FOODSERV-80.2 | Com ¦ Standard Griddle - Electric ¦ PG&E ¦ All | Com ¦ Standard Griddle - Electric | PG&E ¦ All | PG&E | All | Electric | Standard, Commercial Griddle, Electric | Average Existing and Code |  |  | 0 | Conventional | FoodServ | Com - Grocery | Com | ROB and NEW | 0 | 1000 sqft2 of floor space | Griddle | 12 | DEER:Indoor_Non-CFL_Ltg | 5910 | 1.35 | 0 | SWFS004-03 | 2819.35 | 2024 | 0 | 2024 | 0 | 0 | SWFS004-03 | Com Electric Griddles ¦ PG&E ¦ All | Com Electric Griddles | 0.0075335 | 1 | 0.81 | CBSA 2019 | -332.4305 | 2012 | 0.6 | SWFS004-03
COM-FOODSERV-80.3 | Com ¦ Standard Griddle - Electric ¦ PG&E ¦ All | Com ¦ Standard Griddle - Electric | PG&E ¦ All | PG&E | All | Electric | Standard, Commercial Griddle, Electric | Average Existing and Code |  |  | 0 | Conventional | FoodServ | Com - Health | Com | ROB and NEW | 0 | 1000 sqft2 of floor space | Griddle | 12 | DEER:Indoor_Non-CFL_Ltg | 5910 | 1.35 | 0 | SWFS004-03 | 2819.35 | 2024 | 0 | 2024 | 0 | 0 | SWFS004-03 | Com Electric Griddles ¦ PG&E ¦ All | Com Electric Griddles | 0.0011866 | 1 | 0.81 | CBSA 2019 | -386.7307 | 2012 | 0.6 | SWFS004-03
COM-FOODSERV-80.4 | Com ¦ Standard Griddle - Electric ¦ PG&E ¦ All | Com ¦ Standard Griddle - Electric | PG&E ¦ All | PG&E | All | Electric | Standard, Commercial Griddle, Electric | Average Existing and Code |  |  | 0 | Conventional | FoodServ | Com - Lodging | Com | ROB and NEW | 0 | 1000 sqft2 of floor space | Griddle | 12 | DEER:Indoor_Non-CFL_Ltg | 5910 | 1.35 | 0 | SWFS004-03 | 2819.35 | 2024 | 0 | 2024 | 0 | 0 | SWFS004-03 | Com Electric Griddles ¦ PG&E ¦ All | Com Electric Griddles | 0.00055265 | 1 | 0.81 | CBSA 2019 | -931.9039 | 2012 | 0.6 | SWFS004-03
COM-FOODSERV-80.5 | Com ¦ Standard Griddle - Electric ¦ PG&E ¦ All | Com ¦ Standard Griddle - Electric | PG&E ¦ All | PG&E | All | Electric | Standard, Commercial Griddle, Electric | Average Existing and Code |  |  | 0 | Conventional | FoodServ | Com - Other | Com | ROB and NEW | 0 | 1000 sqft2 of floor space | Griddle | 12 | DEER:Indoor_Non-CFL_Ltg | 5910 | 1.35 | 0 | SWFS004-03 | 2819.35 | 2024 | 0 | 2024 | 0 | 0 | SWFS004-03 | Com Electric Griddles ¦ PG&E ¦ All | Com Electric Griddles | 0.0014558 | 1 | 0.81 | CBSA 2019 | -652.6086 | 2012 | 0.6 | SWFS004-03
COM-FOODSERV-80.6 | Com ¦ Standard Griddle - Electric ¦ PG&E ¦ All | Com ¦ Standard Griddle - Electric | PG&E ¦ All | PG&E | All | Electric | Standard, Commercial Griddle, Electric | Average Existing and Code |  |  | 0 | Conventional | FoodServ | Com - Restaurant | Com | ROB and NEW | 0 | 1000 sqft2 of floor space | Griddle | 12 | DEER:Indoor_Non-CFL_Ltg | 5910 | 1.35 | 0 | SWFS004-03 | 2819.35 | 2024 | 0 | 2024 | 0 | 0 | SWFS004-03 | Com Electric Griddles ¦ PG&E ¦ All | Com Electric Griddles | 0.020182 | 1 | 0.81 | CBSA 2019 | -105.0269 | 2012 | 0.6 | SWFS004-03
COM-FOODSERV-80.7 | Com ¦ Standard Griddle - Electric ¦ PG&E ¦ All | Com ¦ Standard Griddle - Electric | PG&E ¦ All | PG&E | All | Electric | Standard, Commercial Griddle, Electric | Average Existing and Code |  |  | 0 | Conventional | FoodServ | Com - School | Com | ROB and NEW | 0 | 1000 sqft2 of floor space | Griddle | 12 | DEER:Indoor_Non-CFL_Ltg | 5910 | 1.35 | 0 | SWFS004-03 | 2819.35 | 2024 | 0 | 2024 | 0 | 0 | SWFS004-03 | Com Electric Griddles ¦ PG&E ¦ All | Com Electric Griddles | 0.00054304 | 1 | 0.81 | CBSA 2019 | -973.0583 | 2012 | 0.6 | SWFS004-03
COM-FOODSERV-80.8 | Com ¦ Standard Griddle - Electric ¦ SCE ¦ All | Com ¦ Standard Griddle - Electric | SCE ¦ All | SCE | All | Electric | Standard, Commercial Griddle, Electric | Average Existing and Code |  |  | 0 | Conventional | FoodServ | Com - College | Com | ROB and NEW | 0 | 1000 sqft2 of floor space | Griddle | 12 | DEER:Indoor_Non-CFL_Ltg | 5910 | 1.35 | 0 | SWFS004-03 | 2819.35 | 2024 | 0 | 2024 | 0 | 0 | SWFS004-03 | Com Electric Griddles ¦ SCE ¦ All | Com Electric Griddles | 0.0010624 | 1 | 0.81 | CBSA 2019 | -446.1934 | 2012 | 0.6 | SWFS004-03
COM-FOODSERV-80.9 | Com ¦ Standard Griddle - Electric ¦ SCE ¦ All | Com ¦ Standard Griddle - Electric | SCE ¦ All | SCE | All | Electric | Standard, Commercial Griddle, Electric | Average Existing and Code |  |  | 0 | Conventional | FoodServ | Com - Grocery | Com | ROB and NEW | 0 | 1000 sqft2 of floor space | Griddle | 12 | DEER:Indoor_Non-CFL_Ltg | 5910 | 1.35 | 0 | SWFS004-03 | 2819.35 | 2024 | 0 | 2024 | 0 | 0 | SWFS004-03 | Com Electric Griddles ¦ SCE ¦ All | Com Electric Griddles | 0.0075335 | 1 | 0.81 | CBSA 2019 | -332.4305 | 2012 | 0.6 | SWFS004-03
COM-FOODSERV-80.10 | Com ¦ Standard Griddle - Electric ¦ SCE ¦ All | Com ¦ Standard Griddle - Electric | SCE ¦ All | SCE | All | Electric | Standard, Commercial Griddle, Electric | Average Existing and Code |  |  | 0 | Conventional | FoodServ | Com - Health | Com | ROB and NEW | 0 | 1000 sqft2 of floor space | Griddle | 12 | DEER:Indoor_Non-CFL_Ltg | 5910 | 1.35 | 0 | SWFS004-03 | 2819.35 | 2024 | 0 | 2024 | 0 | 0 | SWFS004-03 | Com Electric Griddles ¦ SCE ¦ All | Com Electric Griddles | 0.0011866 | 1 | 0.81 | CBSA 2019 | -386.7307 | 2012 | 0.6 | SWFS004-03
COM-FOODSERV-80.11 | Com ¦ Standard Griddle - Electric ¦ SCE ¦ All | Com ¦ Standard Griddle - Electric | SCE ¦ All | SCE | All | Electric | Standard, Commercial Griddle, Electric | Average Existing and Code |  |  | 0 | Conventional | FoodServ | Com - Lodging | Com | ROB and NEW | 0 | 1000 sqft2 of floor space | Griddle | 12 | DEER:Indoor_Non-CFL_Ltg | 5910 | 1.35 | 0 | SWFS004-03 | 2819.35 | 2024 | 0 | 2024 | 0 | 0 | SWFS004-03 | Com Electric Griddles ¦ SCE ¦ All | Com Electric Griddles | 0.00055265 | 1 | 0.81 | CBSA 2019 | -931.9039 | 2012 | 0.6 | SWFS004-03
COM-FOODSERV-80.12 | Com ¦ Standard Griddle - Electric ¦ SCE ¦ All | Com ¦ Standard Griddle - Electric | SCE ¦ All | SCE | All | Electric | Standard, Commercial Griddle, Electric | Average Existing and Code |  |  | 0 | Conventional | FoodServ | Com - Other | Com | ROB and NEW | 0 | 1000 sqft2 of floor space | Griddle | 12 | DEER:Indoor_Non-CFL_Ltg | 5910 | 1.35 | 0 | SWFS004-03 | 2819.35 | 2024 | 0 | 2024 | 0 | 0 | SWFS004-03 | Com Electric Griddles ¦ SCE ¦ All | Com Electric Griddles | 0.0014558 | 1 | 0.81 | CBSA 2019 | -652.6086 | 2012 | 0.6 | SWFS004-03
COM-FOODSERV-80.13 | Com ¦ Standard Griddle - Electric ¦ SCE ¦ All | Com ¦ Standard Griddle - Electric | SCE ¦ All | SCE | All | Electric | Standard, Commercial Griddle, Electric | Average Existing and Code |  |  | 0 | Conventional | FoodServ | Com - Restaurant | Com | ROB and NEW | 0 | 1000 sqft2 of floor space | Griddle | 12 | DEER:Indoor_Non-CFL_Ltg | 5910 | 1.35 | 0 | SWFS004-03 | 2819.35 | 2024 | 0 | 2024 | 0 | 0 | SWFS004-03 | Com Electric Griddles ¦ SCE ¦ All | Com Electric Griddles | 0.020182 | 1 | 0.81 | CBSA 2019 | -105.0269 | 2012 | 0.6 | SWFS004-03
COM-FOODSERV-80.14 | Com ¦ Standard Griddle - Electric ¦ SCE ¦ All | Com ¦ Standard Griddle - Electric | SCE ¦ All | SCE | All | Electric | Standard, Commercial Griddle, Electric | Average Existing and Code |  |  | 0 | Conventional | FoodServ | Com - School | Com | ROB and NEW | 0 | 1000 sqft2 of floor space | Griddle | 12 | DEER:Indoor_Non-CFL_Ltg | 5910 | 1.35 | 0 | SWFS004-03 | 2819.35 | 2024 | 0 | 2024 | 0 | 0 | SWFS004-03 | Com Electric Griddles ¦ SCE ¦ All | Com Electric Griddles | 0.00054304 | 1 | 0.81 | CBSA 2019 | -973.0583 | 2012 | 0.6 | SWFS004-03
COM-FOODSERV-80.15 | Com ¦ Standard Griddle - Electric ¦ SDG&E ¦ All | Com ¦ Standard Griddle - Electric | SDG&E ¦ All | SDG&E | All | Electric | Standard, Commercial Griddle, Electric | Average Existing and Code |  |  | 0 | Conventional | FoodServ | Com - College | Com | ROB and NEW | 0 | 1000 sqft2 of floor space | Griddle | 12 | DEER:Indoor_Non-CFL_Ltg | 5910 | 1.35 | 0 | SWFS004-03 | 2819.35 | 2024 | 0 | 2024 | 0 | 0 | SWFS004-03 | Com Electric Griddles ¦ SDG&E ¦ All | Com Electric Griddles | 0.0010624 | 1 | 0.81 | CBSA 2019 | -446.1934 | 2012 | 0.6 | SWFS004-03
COM-FOODSERV-80.16 | Com ¦ Standard Griddle - Electric ¦ SDG&E ¦ All | Com ¦ Standard Griddle - Electric | SDG&E ¦ All | SDG&E | All | Electric | Standard, Commercial Griddle, Electric | Average Existing and Code |  |  | 0 | Conventional | FoodServ | Com - Grocery | Com | ROB and NEW | 0 | 1000 sqft2 of floor space | Griddle | 12 | DEER:Indoor_Non-CFL_Ltg | 5910 | 1.35 | 0 | SWFS004-03 | 2819.35 | 2024 | 0 | 2024 | 0 | 0 | SWFS004-03 | Com Electric Griddles ¦ SDG&E ¦ All | Com Electric Griddles | 0.0075335 | 1 | 0.81 | CBSA 2019 | -332.4305 | 2012 | 0.6 | SWFS004-03
COM-FOODSERV-80.17 | Com ¦ Standard Griddle - Electric ¦ SDG&E ¦ All | Com ¦ Standard Griddle - Electric | SDG&E ¦ All | SDG&E | All | Electric | Standard, Commercial Griddle, Electric | Average Existing and Code |  |  | 0 | Conventional | FoodServ | Com - Health | Com | ROB and NEW | 0 | 1000 sqft2 of floor space | Griddle | 12 | DEER:Indoor_Non-CFL_Ltg | 5910 | 1.35 | 0 | SWFS004-03 | 2819.35 | 2024 | 0 | 2024 | 0 | 0 | SWFS004-03 | Com Electric Griddles ¦ SDG&E ¦ All | Com Electric Griddles | 0.0011866 | 1 | 0.81 | CBSA 2019 | -386.7307 | 2012 | 0.6 | SWFS004-03
COM-FOODSERV-80.18 | Com ¦ Standard Griddle - Electric ¦ SDG&E ¦ All | Com ¦ Standard Griddle - Electric | SDG&E ¦ All | SDG&E | All | Electric | Standard, Commercial Griddle, Electric | Average Existing and Code |  |  | 0 | Conventional | FoodServ | Com - Lodging | Com | ROB and NEW | 0 | 1000 sqft2 of floor space | Griddle | 12 | DEER:Indoor_Non-CFL_Ltg | 5910 | 1.35 | 0 | SWFS004-03 | 2819.35 | 2024 | 0 | 2024 | 0 | 0 | SWFS004-03 | Com Electric Griddles ¦ SDG&E ¦ All | Com Electric Griddles | 0.00055265 | 1 | 0.81 | CBSA 2019 | -931.9039 | 2012 | 0.6 | SWFS004-03
COM-FOODSERV-80.19 | Com ¦ Standard Griddle - Electric ¦ SDG&E ¦ All | Com ¦ Standard Griddle - Electric | SDG&E ¦ All | SDG&E | All | Electric | Standard, Commercial Griddle, Electric | Average Existing and Code |  |  | 0 | Conventional | FoodServ | Com - Other | Com | ROB and NEW | 0 | 1000 sqft2 of floor space | Griddle | 12 | DEER:Indoor_Non-CFL_Ltg | 5910 | 1.35 | 0 | SWFS004-03 | 2819.35 | 2024 | 0 | 2024 | 0 | 0 | SWFS004-03 | Com Electric Griddles ¦ SDG&E ¦ All | Com Electric Griddles | 0.0014558 | 1 | 0.81 | CBSA 2019 | -652.6086 | 2012 | 0.6 | SWFS004-03
COM-FOODSERV-80.20 | Com ¦ Standard Griddle - Electric ¦ SDG&E ¦ All | Com ¦ Standard Griddle - Electric | SDG&E ¦ All | SDG&E | All | Electric | Standard, Commercial Griddle, Electric | Average Existing and Code |  |  | 0 | Conventional | FoodServ | Com - Restaurant | Com | ROB and NEW | 0 | 1000 sqft2 of floor space | Griddle | 12 | DEER:Indoor_Non-CFL_Ltg | 5910 | 1.35 | 0 | SWFS004-03 | 2819.35 | 2024 | 0 | 2024 | 0 | 0 | SWFS004-03 | Com Electric Griddles ¦ SDG&E ¦ All | Com Electric Griddles | 0.020182 | 1 | 0.81 | CBSA 2019 | -105.0269 | 2012 | 0.6 | SWFS004-03
COM-FOODSERV-80.21 | Com ¦ Standard Griddle - Electric ¦ SDG&E ¦ All | Com ¦ Standard Griddle - Electric | SDG&E ¦ All | SDG&E | All | Electric | Standard, Commercial Griddle, Electric | Average Existing and Code |  |  | 0 | Conventional | FoodServ | Com - School | Com | ROB and NEW | 0 | 1000 sqft2 of floor space | Griddle | 12 | DEER:Indoor_Non-CFL_Ltg | 5910 | 1.35 | 0 | SWFS004-03 | 2819.35 | 2024 | 0 | 2024 | 0 | 0 | SWFS004-03 | Com Electric Griddles ¦ SDG&E ¦ All | Com Electric Griddles | 0.00054304 | 1 | 0.81 | CBSA 2019 | -973.0583 | 2012 | 0.6 | SWFS004-03
COM-FOODSERV-81.1 | Com ¦ ENERGY STAR Griddle - Electric ¦ PG&E ¦ All | Com ¦ ENERGY STAR Griddle - Electric | PG&E ¦ All | PG&E | All | Electric | Efficient, Commercial Griddle, Electric | Efficient |  |  | 0 | Conventional | FoodServ | Com - College | Com | ROB and NEW | 0 | 1000 sqft2 of floor space | Griddle | 12 | DEER:Indoor_Non-CFL_Ltg | 4580 | 1.05 | 0 | SWFS004-03 | 3531.09 | 2024 | 0 | 2024 | 0 | 0 | SWFS004-03 | Com Electric Griddles ¦ PG&E ¦ All | Com Electric Griddles | 0.0010624 | 1 | 0.19 | CBSA 2019 | -345.781 | 2012 | 0.6 | SWFS004-03
COM-FOODSERV-81.2 | Com ¦ ENERGY STAR Griddle - Electric ¦ PG&E ¦ All | Com ¦ ENERGY STAR Griddle - Electric | PG&E ¦ All | PG&E | All | Electric | Efficient, Commercial Griddle, Electric | Efficient |  |  | 0 | Conventional | FoodServ | Com - Grocery | Com | ROB and NEW | 0 | 1000 sqft2 of floor space | Griddle | 12 | DEER:Indoor_Non-CFL_Ltg | 4580 | 1.05 | 0 | SWFS004-03 | 3531.09 | 2024 | 0 | 2024 | 0 | 0 | SWFS004-03 | Com Electric Griddles ¦ PG&E ¦ All | Com Electric Griddles | 0.0075335 | 1 | 0.19 | CBSA 2019 | -257.6196 | 2012 | 0.6 | SWFS004-03
COM-FOODSERV-81.3 | Com ¦ ENERGY STAR Griddle - Electric ¦ PG&E ¦ All | Com ¦ ENERGY STAR Griddle - Electric | PG&E ¦ All | PG&E | All | Electric | Efficient, Commercial Griddle, Electric | Efficient |  |  | 0 | Conventional | FoodServ | Com - Health | Com | ROB and NEW | 0 | 1000 sqft2 of floor space | Griddle | 12 | DEER:Indoor_Non-CFL_Ltg | 4580 | 1.05 | 0 | SWFS004-03 | 3531.09 | 2024 | 0 | 2024 | 0 | 0 | SWFS004-03 | Com Electric Griddles ¦ PG&E ¦ All | Com Electric Griddles | 0.0011866 | 1 | 0.19 | CBSA 2019 | -299.7 | 2012 | 0.6 | SWFS004-03
COM-FOODSERV-81.4 | Com ¦ ENERGY STAR Griddle - Electric ¦ PG&E ¦ All | Com ¦ ENERGY STAR Griddle - Electric | PG&E ¦ All | PG&E | All | Electric | Efficient, Commercial Griddle, Electric | Efficient |  |  | 0 | Conventional | FoodServ | Com - Lodging | Com | ROB and NEW | 0 | 1000 sqft2 of floor space | Griddle | 12 | DEER:Indoor_Non-CFL_Ltg | 4580 | 1.05 | 0 | SWFS004-03 | 3531.09 | 2024 | 0 | 2024 | 0 | 0 | SWFS004-03 | Com Electric Griddles ¦ PG&E ¦ All | Com Electric Griddles | 0.00055265 | 1 | 0.19 | CBSA 2019 | -722.1861 | 2012 | 0.6 | SWFS004-03
COM-FOODSERV-81.5 | Com ¦ ENERGY STAR Griddle - Electric ¦ PG&E ¦ All | Com ¦ ENERGY STAR Griddle - Electric | PG&E ¦ All | PG&E | All | Electric | Efficient, Commercial Griddle, Electric | Efficient |  |  | 0 | Conventional | FoodServ | Com - Other | Com | ROB and NEW | 0 | 1000 sqft2 of floor space | Griddle | 12 | DEER:Indoor_Non-CFL_Ltg | 4580 | 1.05 | 0 | SWFS004-03 | 3531.09 | 2024 | 0 | 2024 | 0 | 0 | SWFS004-03 | Com Electric Griddles ¦ PG&E ¦ All | Com Electric Griddles | 0.0014558 | 1 | 0.19 | CBSA 2019 | -505.744 | 2012 | 0.6 | SWFS004-03
COM-FOODSERV-81.6 | Com ¦ ENERGY STAR Griddle - Electric ¦ PG&E ¦ All | Com ¦ ENERGY STAR Griddle - Electric | PG&E ¦ All | PG&E | All | Electric | Efficient, Commercial Griddle, Electric | Efficient |  |  | 0 | Conventional | FoodServ | Com - Restaurant | Com | ROB and NEW | 0 | 1000 sqft2 of floor space | Griddle | 12 | DEER:Indoor_Non-CFL_Ltg | 4580 | 1.05 | 0 | SWFS004-03 | 3531.09 | 2024 | 0 | 2024 | 0 | 0 | SWFS004-03 | Com Electric Griddles ¦ PG&E ¦ All | Com Electric Griddles | 0.020182 | 1 | 0.19 | CBSA 2019 | -81.3914 | 2012 | 0.6 | SWFS004-03
COM-FOODSERV-81.7 | Com ¦ ENERGY STAR Griddle - Electric ¦ PG&E ¦ All | Com ¦ ENERGY STAR Griddle - Electric | PG&E ¦ All | PG&E | All | Electric | Efficient, Commercial Griddle, Electric | Efficient |  |  | 0 | Conventional | FoodServ | Com - School | Com | ROB and NEW | 0 | 1000 sqft2 of floor space | Griddle | 12 | DEER:Indoor_Non-CFL_Ltg | 4580 | 1.05 | 0 | SWFS004-03 | 3531.09 | 2024 | 0 | 2024 | 0 | 0 | SWFS004-03 | Com Electric Griddles ¦ PG&E ¦ All | Com Electric Griddles | 0.00054304 | 1 | 0.19 | CBSA 2019 | -754.079 | 2012 | 0.6 | SWFS004-03
COM-FOODSERV-81.8 | Com ¦ ENERGY STAR Griddle - Electric ¦ SCE ¦ All | Com ¦ ENERGY STAR Griddle - Electric | SCE ¦ All | SCE | All | Electric | Efficient, Commercial Griddle, Electric | Efficient |  |  | 0 | Conventional | FoodServ | Com - College | Com | ROB and NEW | 0 | 1000 sqft2 of floor space | Griddle | 12 | DEER:Indoor_Non-CFL_Ltg | 4580 | 1.05 | 0 | SWFS004-03 | 3531.09 | 2024 | 0 | 2024 | 0 | 0 | SWFS004-03 | Com Electric Griddles ¦ SCE ¦ All | Com Electric Griddles | 0.0010624 | 1 | 0.19 | CBSA 2019 | -345.781 | 2012 | 0.6 | SWFS004-03
COM-FOODSERV-81.9 | Com ¦ ENERGY STAR Griddle - Electric ¦ SCE ¦ All | Com ¦ ENERGY STAR Griddle - Electric | SCE ¦ All | SCE | All | Electric | Efficient, Commercial Griddle, Electric | Efficient |  |  | 0 | Conventional | FoodServ | Com - Grocery | Com | ROB and NEW | 0 | 1000 sqft2 of floor space | Griddle | 12 | DEER:Indoor_Non-CFL_Ltg | 4580 | 1.05 | 0 | SWFS004-03 | 3531.09 | 2024 | 0 | 2024 | 0 | 0 | SWFS004-03 | Com Electric Griddles ¦ SCE ¦ All | Com Electric Griddles | 0.0075335 | 1 | 0.19 | CBSA 2019 | -257.6196 | 2012 | 0.6 | SWFS004-03
COM-FOODSERV-81.10 | Com ¦ ENERGY STAR Griddle - Electric ¦ SCE ¦ All | Com ¦ ENERGY STAR Griddle - Electric | SCE ¦ All | SCE | All | Electric | Efficient, Commercial Griddle, Electric | Efficient |  |  | 0 | Conventional | FoodServ | Com - Health | Com | ROB and NEW | 0 | 1000 sqft2 of floor space | Griddle | 12 | DEER:Indoor_Non-CFL_Ltg | 4580 | 1.05 | 0 | SWFS004-03 | 3531.09 | 2024 | 0 | 2024 | 0 | 0 | SWFS004-03 | Com Electric Griddles ¦ SCE ¦ All | Com Electric Griddles | 0.0011866 | 1 | 0.19 | CBSA 2019 | -299.7 | 2012 | 0.6 | SWFS004-03
COM-FOODSERV-81.11 | Com ¦ ENERGY STAR Griddle - Electric ¦ SCE ¦ All | Com ¦ ENERGY STAR Griddle - Electric | SCE ¦ All | SCE | All | Electric | Efficient, Commercial Griddle, Electric | Efficient |  |  | 0 | Conventional | FoodServ | Com - Lodging | Com | ROB and NEW | 0 | 1000 sqft2 of floor space | Griddle | 12 | DEER:Indoor_Non-CFL_Ltg | 4580 | 1.05 | 0 | SWFS004-03 | 3531.09 | 2024 | 0 | 2024 | 0 | 0 | SWFS004-03 | Com Electric Griddles ¦ SCE ¦ All | Com Electric Griddles | 0.00055265 | 1 | 0.19 | CBSA 2019 | -722.1861 | 2012 | 0.6 | SWFS004-03
COM-FOODSERV-81.12 | Com ¦ ENERGY STAR Griddle - Electric ¦ SCE ¦ All | Com ¦ ENERGY STAR Griddle - Electric | SCE ¦ All | SCE | All | Electric | Efficient, Commercial Griddle, Electric | Efficient |  |  | 0 | Conventional | FoodServ | Com - Other | Com | ROB and NEW | 0 | 1000 sqft2 of floor space | Griddle | 12 | DEER:Indoor_Non-CFL_Ltg | 4580 | 1.05 | 0 | SWFS004-03 | 3531.09 | 2024 | 0 | 2024 | 0 | 0 | SWFS004-03 | Com Electric Griddles ¦ SCE ¦ All | Com Electric Griddles | 0.0014558 | 1 | 0.19 | CBSA 2019 | -505.744 | 2012 | 0.6 | SWFS004-03
COM-FOODSERV-81.13 | Com ¦ ENERGY STAR Griddle - Electric ¦ SCE ¦ All | Com ¦ ENERGY STAR Griddle - Electric | SCE ¦ All | SCE | All | Electric | Efficient, Commercial Griddle, Electric | Efficient |  |  | 0 | Conventional | FoodServ | Com - Restaurant | Com | ROB and NEW | 0 | 1000 sqft2 of floor space | Griddle | 12 | DEER:Indoor_Non-CFL_Ltg | 4580 | 1.05 | 0 | SWFS004-03 | 3531.09 | 2024 | 0 | 2024 | 0 | 0 | SWFS004-03 | Com Electric Griddles ¦ SCE ¦ All | Com Electric Griddles | 0.020182 | 1 | 0.19 | CBSA 2019 | -81.3914 | 2012 | 0.6 | SWFS004-03
COM-FOODSERV-81.14 | Com ¦ ENERGY STAR Griddle - Electric ¦ SCE ¦ All | Com ¦ ENERGY STAR Griddle - Electric | SCE ¦ All | SCE | All | Electric | Efficient, Commercial Griddle, Electric | Efficient |  |  | 0 | Conventional | FoodServ | Com - School | Com | ROB and NEW | 0 | 1000 sqft2 of floor space | Griddle | 12 | DEER:Indoor_Non-CFL_Ltg | 4580 | 1.05 | 0 | SWFS004-03 | 3531.09 | 2024 | 0 | 2024 | 0 | 0 | SWFS004-03 | Com Electric Griddles ¦ SCE ¦ All | Com Electric Griddles | 0.00054304 | 1 | 0.19 | CBSA 2019 | -754.079 | 2012 | 0.6 | SWFS004-03
COM-FOODSERV-81.15 | Com ¦ ENERGY STAR Griddle - Electric ¦ SDG&E ¦ All | Com ¦ ENERGY STAR Griddle - Electric | SDG&E ¦ All | SDG&E | All | Electric | Efficient, Commercial Griddle, Electric | Efficient |  |  | 0 | Conventional | FoodServ | Com - College | Com | ROB and NEW | 0 | 1000 sqft2 of floor space | Griddle | 12 | DEER:Indoor_Non-CFL_Ltg | 4580 | 1.05 | 0 | SWFS004-03 | 3531.09 | 2024 | 0 | 2024 | 0 | 0 | SWFS004-03 | Com Electric Griddles ¦ SDG&E ¦ All | Com Electric Griddles | 0.0010624 | 1 | 0.19 | CBSA 2019 | -345.781 | 2012 | 0.6 | SWFS004-03
COM-FOODSERV-81.16 | Com ¦ ENERGY STAR Griddle - Electric ¦ SDG&E ¦ All | Com ¦ ENERGY STAR Griddle - Electric | SDG&E ¦ All | SDG&E | All | Electric | Efficient, Commercial Griddle, Electric | Efficient |  |  | 0 | Conventional | FoodServ | Com - Grocery | Com | ROB and NEW | 0 | 1000 sqft2 of floor space | Griddle | 12 | DEER:Indoor_Non-CFL_Ltg | 4580 | 1.05 | 0 | SWFS004-03 | 3531.09 | 2024 | 0 | 2024 | 0 | 0 | SWFS004-03 | Com Electric Griddles ¦ SDG&E ¦ All | Com Electric Griddles | 0.0075335 | 1 | 0.19 | CBSA 2019 | -257.6196 | 2012 | 0.6 | SWFS004-03
COM-FOODSERV-81.17 | Com ¦ ENERGY STAR Griddle - Electric ¦ SDG&E ¦ All | Com ¦ ENERGY STAR Griddle - Electric | SDG&E ¦ All | SDG&E | All | Electric | Efficient, Commercial Griddle, Electric | Efficient |  |  | 0 | Conventional | FoodServ | Com - Health | Com | ROB and NEW | 0 | 1000 sqft2 of floor space | Griddle | 12 | DEER:Indoor_Non-CFL_Ltg | 4580 | 1.05 | 0 | SWFS004-03 | 3531.09 | 2024 | 0 | 2024 | 0 | 0 | SWFS004-03 | Com Electric Griddles ¦ SDG&E ¦ All | Com Electric Griddles | 0.0011866 | 1 | 0.19 | CBSA 2019 | -299.7 | 2012 | 0.6 | SWFS004-03
COM-FOODSERV-81.18 | Com ¦ ENERGY STAR Griddle - Electric ¦ SDG&E ¦ All | Com ¦ ENERGY STAR Griddle - Electric | SDG&E ¦ All | SDG&E | All | Electric | Efficient, Commercial Griddle, Electric | Efficient |  |  | 0 | Conventional | FoodServ | Com - Lodging | Com | ROB and NEW | 0 | 1000 sqft2 of floor space | Griddle | 12 | DEER:Indoor_Non-CFL_Ltg | 4580 | 1.05 | 0 | SWFS004-03 | 3531.09 | 2024 | 0 | 2024 | 0 | 0 | SWFS004-03 | Com Electric Griddles ¦ SDG&E ¦ All | Com Electric Griddles | 0.00055265 | 1 | 0.19 | CBSA 2019 | -722.1861 | 2012 | 0.6 | SWFS004-03
COM-FOODSERV-81.19 | Com ¦ ENERGY STAR Griddle - Electric ¦ SDG&E ¦ All | Com ¦ ENERGY STAR Griddle - Electric | SDG&E ¦ All | SDG&E | All | Electric | Efficient, Commercial Griddle, Electric | Efficient |  |  | 0 | Conventional | FoodServ | Com - Other | Com | ROB and NEW | 0 | 1000 sqft2 of floor space | Griddle | 12 | DEER:Indoor_Non-CFL_Ltg | 4580 | 1.05 | 0 | SWFS004-03 | 3531.09 | 2024 | 0 | 2024 | 0 | 0 | SWFS004-03 | Com Electric Griddles ¦ SDG&E ¦ All | Com Electric Griddles | 0.0014558 | 1 | 0.19 | CBSA 2019 | -505.744 | 2012 | 0.6 | SWFS004-03
COM-FOODSERV-81.20 | Com ¦ ENERGY STAR Griddle - Electric ¦ SDG&E ¦ All | Com ¦ ENERGY STAR Griddle - Electric | SDG&E ¦ All | SDG&E | All | Electric | Efficient, Commercial Griddle, Electric | Efficient |  |  | 0 | Conventional | FoodServ | Com - Restaurant | Com | ROB and NEW | 0 | 1000 sqft2 of floor space | Griddle | 12 | DEER:Indoor_Non-CFL_Ltg | 4580 | 1.05 | 0 | SWFS004-03 | 3531.09 | 2024 | 0 | 2024 | 0 | 0 | SWFS004-03 | Com Electric Griddles ¦ SDG&E ¦ All | Com Electric Griddles | 0.020182 | 1 | 0.19 | CBSA 2019 | -81.3914 | 2012 | 0.6 | SWFS004-03
COM-FOODSERV-81.21 | Com ¦ ENERGY STAR Griddle - Electric ¦ SDG&E ¦ All | Com ¦ ENERGY STAR Griddle - Electric | SDG&E ¦ All | SDG&E | All | Electric | Efficient, Commercial Griddle, Electric | Efficient |  |  | 0 | Conventional | FoodServ | Com - School | Com | ROB and NEW | 0 | 1000 sqft2 of floor space | Griddle | 12 | DEER:Indoor_Non-CFL_Ltg | 4580 | 1.05 | 0 | SWFS004-03 | 3531.09 | 2024 | 0 | 2024 | 0 | 0 | SWFS004-03 | Com Electric Griddles ¦ SDG&E ¦ All | Com Electric Griddles | 0.00054304 | 1 | 0.19 | CBSA 2019 | -754.079 | 2012 | 0.6 | SWFS004-03
COM-FOODSERV-90.1 | Com ¦ Standard Commercial Kitchen Exhaust Hood - Retrofit ¦ PG&E ¦ All | Com ¦ Standard Commercial Kitchen Exhaust Hood - Retrofit | PG&E ¦ All | PG&E | All | Electric & Gas | Standard Commercial Kitchen Exhaust Hood - Retrofit | Average Existing and Code |  |  | 0 | Conventional | FoodServ | Com - College | Com | RET Only | 0 | 1000 sqft2 of floor space | Rated-HP | 5 | DEER:HVAC_Split-Package_HP | 5180 | 0.944 | 806 | eTRM SWFS012-04 | 0 | 2024 | 0 | 2024 | 0 | 0 | SWFS012-04 | Com DCV Exhaust Hood-Ret ¦ PG&E ¦ All | Com DCV Exhaust Hood-Ret | 0.01756 | 0.6 | 0.87233 | CBSA 2014 | -3049.7934 | 2012 | 0.6 | SWFS012-04
COM-FOODSERV-90.2 | Com ¦ Standard Commercial Kitchen Exhaust Hood - Retrofit ¦ PG&E ¦ All | Com ¦ Standard Commercial Kitchen Exhaust Hood - Retrofit | PG&E ¦ All | PG&E | All | Electric & Gas | Standard Commercial Kitchen Exhaust Hood - Retrofit | Average Existing and Code |  |  | 0 | Conventional | FoodServ | Com - Grocery | Com | RET Only | 0 | 1000 sqft2 of floor space | Rated-HP | 5 | DEER:HVAC_Split-Package_HP | 5180 | 0.944 | 806 | eTRM SWFS012-04 | 0 | 2024 | 0 | 2024 | 0 | 0 | SWFS012-04 | Com DCV Exhaust Hood-Ret ¦ PG&E ¦ All | Com DCV Exhaust Hood-Ret | 0.056145 | 0.6 | 0.87233 | CBSA 2014 | -2184.0108 | 2012 | 0.6 | SWFS012-04
COM-FOODSERV-90.3 | Com ¦ Standard Commercial Kitchen Exhaust Hood - Retrofit ¦ PG&E ¦ All | Com ¦ Standard Commercial Kitchen Exhaust Hood - Retrofit | PG&E ¦ All | PG&E | All | Electric & Gas | Standard Commercial Kitchen Exhaust Hood - Retrofit | Average Existing and Code |  |  | 0 | Conventional | FoodServ | Com - Health | Com | RET Only | 0 | 1000 sqft2 of floor space | Rated-HP | 5 | DEER:HVAC_Split-Package_HP | 5180 | 0.944 | 806 | eTRM SWFS012-04 | 0 | 2024 | 0 | 2024 | 0 | 0 | SWFS012-04 | Com DCV Exhaust Hood-Ret ¦ PG&E ¦ All | Com DCV Exhaust Hood-Ret | 0.03724 | 0.6 | 0.87233 | CBSA 2014 | -2615.5743 | 2012 | 0.6 | SWFS012-04
COM-FOODSERV-90.4 | Com ¦ Standard Commercial Kitchen Exhaust Hood - Retrofit ¦ PG&E ¦ All | Com ¦ Standard Commercial Kitchen Exhaust Hood - Retrofit | PG&E ¦ All | PG&E | All | Electric & Gas | Standard Commercial Kitchen Exhaust Hood - Retrofit | Average Existing and Code |  |  | 0 | Conventional | FoodServ | Com - Lodging | Com | RET Only | 0 | 1000 sqft2 of floor space | Rated-HP | 5 | DEER:HVAC_Split-Package_HP | 5180 | 0.944 | 806 | eTRM SWFS012-04 | 0 | 2024 | 0 | 2024 | 0 | 0 | SWFS012-04 | Com DCV Exhaust Hood-Ret ¦ PG&E ¦ All | Com DCV Exhaust Hood-Ret | 0.024295 | 0.6 | 0.87233 | CBSA 2014 | -8778.7468 | 2012 | 0.6 | SWFS012-04
COM-FOODSERV-90.5 | Com ¦ Standard Commercial Kitchen Exhaust Hood - Retrofit ¦ PG&E ¦ All | Com ¦ Standard Commercial Kitchen Exhaust Hood - Retrofit | PG&E ¦ All | PG&E | All | Electric & Gas | Standard Commercial Kitchen Exhaust Hood - Retrofit | Average Existing and Code |  |  | 0 | Conventional | FoodServ | Com - Other | Com | RET Only | 0 | 1000 sqft2 of floor space | Rated-HP | 5 | DEER:HVAC_Split-Package_HP | 5180 | 0.944 | 806 | eTRM SWFS012-04 | 0 | 2024 | 0 | 2024 | 0 | 0 | SWFS012-04 | Com DCV Exhaust Hood-Ret ¦ PG&E ¦ All | Com DCV Exhaust Hood-Ret | 0.010428 | 0.6 | 0.87233 | CBSA 2014 | -4223.184 | 2012 | 0.6 | SWFS012-04
COM-FOODSERV-90.6 | Com ¦ Standard Commercial Kitchen Exhaust Hood - Retrofit ¦ PG&E ¦ All | Com ¦ Standard Commercial Kitchen Exhaust Hood - Retrofit | PG&E ¦ All | PG&E | All | Electric & Gas | Standard Commercial Kitchen Exhaust Hood - Retrofit | Average Existing and Code |  |  | 0 | Conventional | FoodServ | Com - Restaurant | Com | RET Only | 0 | 1000 sqft2 of floor space | Rated-HP | 5 | DEER:HVAC_Split-Package_HP | 5180 | 0.944 | 806 | eTRM SWFS012-04 | 0 | 2024 | 0 | 2024 | 0 | 0 | SWFS012-04 | Com DCV Exhaust Hood-Ret ¦ PG&E ¦ All | Com DCV Exhaust Hood-Ret | 0.32069 | 0.6 | 0.75 | CBSA 2014 | -697.5511 | 2012 | 0.6 | SWFS012-04
COM-FOODSERV-90.7 | Com ¦ Standard Commercial Kitchen Exhaust Hood - Retrofit ¦ PG&E ¦ All | Com ¦ Standard Commercial Kitchen Exhaust Hood - Retrofit | PG&E ¦ All | PG&E | All | Electric & Gas | Standard Commercial Kitchen Exhaust Hood - Retrofit | Average Existing and Code |  |  | 0 | Conventional | FoodServ | Com - Retail | Com | RET Only | 0 | 1000 sqft2 of floor space | Rated-HP | 5 | DEER:HVAC_Split-Package_HP | 5180 | 0.944 | 806 | eTRM SWFS012-04 | 0 | 2024 | 0 | 2024 | 0 | 0 | SWFS012-04 | Com DCV Exhaust Hood-Ret ¦ PG&E ¦ All | Com DCV Exhaust Hood-Ret | 0.0041552 | 0.6 | 0.87233 | CBSA 2014 | -5802.3643 | 2012 | 0.6 | SWFS012-04
COM-FOODSERV-90.8 | Com ¦ Standard Commercial Kitchen Exhaust Hood - Retrofit ¦ PG&E ¦ All | Com ¦ Standard Commercial Kitchen Exhaust Hood - Retrofit | PG&E ¦ All | PG&E | All | Electric & Gas | Standard Commercial Kitchen Exhaust Hood - Retrofit | Average Existing and Code |  |  | 0 | Conventional | FoodServ | Com - School | Com | RET Only | 0 | 1000 sqft2 of floor space | Rated-HP | 5 | DEER:HVAC_Split-Package_HP | 5180 | 0.944 | 806 | eTRM SWFS012-04 | 0 | 2024 | 0 | 2024 | 0 | 0 | SWFS012-04 | Com DCV Exhaust Hood-Ret ¦ PG&E ¦ All | Com DCV Exhaust Hood-Ret | 0.01756 | 0.6 | 0.87233 | CBSA 2014 | -2694.3684 | 2012 | 0.6 | SWFS012-04
COM-FOODSERV-90.9 | Com ¦ Standard Commercial Kitchen Exhaust Hood - Retrofit ¦ SCE ¦ All | Com ¦ Standard Commercial Kitchen Exhaust Hood - Retrofit | SCE ¦ All | SCE | All | Electric & Gas | Standard Commercial Kitchen Exhaust Hood - Retrofit | Average Existing and Code |  |  | 0 | Conventional | FoodServ | Com - College | Com | RET Only | 0 | 1000 sqft2 of floor space | Rated-HP | 5 | DEER:HVAC_Split-Package_HP | 5180 | 0.944 | 371 | eTRM SWFS012-04 | 0 | 2024 | 0 | 2024 | 0 | 0 | SWFS012-04 | Com DCV Exhaust Hood-Ret ¦ SCE ¦ All | Com DCV Exhaust Hood-Ret | 0.01756 | 0.6 | 0.87233 | CBSA 2014 | -1614.8798 | 2012 | 0.6 | SWFS012-04
COM-FOODSERV-90.10 | Com ¦ Standard Commercial Kitchen Exhaust Hood - Retrofit ¦ SCE ¦ All | Com ¦ Standard Commercial Kitchen Exhaust Hood - Retrofit | SCE ¦ All | SCE | All | Electric & Gas | Standard Commercial Kitchen Exhaust Hood - Retrofit | Average Existing and Code |  |  | 0 | Conventional | FoodServ | Com - Grocery | Com | RET Only | 0 | 1000 sqft2 of floor space | Rated-HP | 5 | DEER:HVAC_Split-Package_HP | 5180 | 0.944 | 371 | eTRM SWFS012-04 | 0 | 2024 | 0 | 2024 | 0 | 0 | SWFS012-04 | Com DCV Exhaust Hood-Ret ¦ SCE ¦ All | Com DCV Exhaust Hood-Ret | 0.056145 | 0.6 | 0.87233 | CBSA 2014 | -1162.5477 | 2012 | 0.6 | SWFS012-04
COM-FOODSERV-90.11 | Com ¦ Standard Commercial Kitchen Exhaust Hood - Retrofit ¦ SCE ¦ All | Com ¦ Standard Commercial Kitchen Exhaust Hood - Retrofit | SCE ¦ All | SCE | All | Electric & Gas | Standard Commercial Kitchen Exhaust Hood - Retrofit | Average Existing and Code |  |  | 0 | Conventional | FoodServ | Com - Health | Com | RET Only | 0 | 1000 sqft2 of floor space | Rated-HP | 5 | DEER:HVAC_Split-Package_HP | 5180 | 0.944 | 371 | eTRM SWFS012-04 | 0 | 2024 | 0 | 2024 | 0 | 0 | SWFS012-04 | Com DCV Exhaust Hood-Ret ¦ SCE ¦ All | Com DCV Exhaust Hood-Ret | 0.03724 | 0.6 | 0.87233 | CBSA 2014 | -1386.8815 | 2012 | 0.6 | SWFS012-04
COM-FOODSERV-90.12 | Com ¦ Standard Commercial Kitchen Exhaust Hood - Retrofit ¦ SCE ¦ All | Com ¦ Standard Commercial Kitchen Exhaust Hood - Retrofit | SCE ¦ All | SCE | All | Electric & Gas | Standard Commercial Kitchen Exhaust Hood - Retrofit | Average Existing and Code |  |  | 0 | Conventional | FoodServ | Com - Lodging | Com | RET Only | 0 | 1000 sqft2 of floor space | Rated-HP | 5 | DEER:HVAC_Split-Package_HP | 5180 | 0.944 | 371 | eTRM SWFS012-04 | 0 | 2024 | 0 | 2024 | 0 | 0 | SWFS012-04 | Com DCV Exhaust Hood-Ret ¦ SCE ¦ All | Com DCV Exhaust Hood-Ret | 0.024295 | 0.6 | 0.87233 | CBSA 2014 | -4481.664 | 2012 | 0.6 | SWFS012-04
COM-FOODSERV-90.13 | Com ¦ Standard Commercial Kitchen Exhaust Hood - Retrofit ¦ SCE ¦ All | Com ¦ Standard Commercial Kitchen Exhaust Hood - Retrofit | SCE ¦ All | SCE | All | Electric & Gas | Standard Commercial Kitchen Exhaust Hood - Retrofit | Average Existing and Code |  |  | 0 | Conventional | FoodServ | Com - Other | Com | RET Only | 0 | 1000 sqft2 of floor space | Rated-HP | 5 | DEER:HVAC_Split-Package_HP | 5180 | 0.944 | 371 | eTRM SWFS012-04 | 0 | 2024 | 0 | 2024 | 0 | 0 | SWFS012-04 | Com DCV Exhaust Hood-Ret ¦ SCE ¦ All | Com DCV Exhaust Hood-Ret | 0.010428 | 0.6 | 0.87233 | CBSA 2014 | -2252.6311 | 2012 | 0.6 | SWFS012-04
COM-FOODSERV-90.14 | Com ¦ Standard Commercial Kitchen Exhaust Hood - Retrofit ¦ SCE ¦ All | Com ¦ Standard Commercial Kitchen Exhaust Hood - Retrofit | SCE ¦ All | SCE | All | Electric & Gas | Standard Commercial Kitchen Exhaust Hood - Retrofit | Average Existing and Code |  |  | 0 | Conventional | FoodServ | Com - Restaurant | Com | RET Only | 0 | 1000 sqft2 of floor space | Rated-HP | 5 | DEER:HVAC_Split-Package_HP | 5180 | 0.944 | 371 | eTRM SWFS012-04 | 0 | 2024 | 0 | 2024 | 0 | 0 | SWFS012-04 | Com DCV Exhaust Hood-Ret ¦ SCE ¦ All | Com DCV Exhaust Hood-Ret | 0.32069 | 0.6 | 0.75 | CBSA 2014 | -370.763 | 2012 | 0.6 | SWFS012-04
COM-FOODSERV-90.15 | Com ¦ Standard Commercial Kitchen Exhaust Hood - Retrofit ¦ SCE ¦ All | Com ¦ Standard Commercial Kitchen Exhaust Hood - Retrofit | SCE ¦ All | SCE | All | Electric & Gas | Standard Commercial Kitchen Exhaust Hood - Retrofit | Average Existing and Code |  |  | 0 | Conventional | FoodServ | Com - Retail | Com | RET Only | 0 | 1000 sqft2 of floor space | Rated-HP | 5 | DEER:HVAC_Split-Package_HP | 5180 | 0.944 | 371 | eTRM SWFS012-04 | 0 | 2024 | 0 | 2024 | 0 | 0 | SWFS012-04 | Com DCV Exhaust Hood-Ret ¦ SCE ¦ All | Com DCV Exhaust Hood-Ret | 0.0041552 | 0.6 | 0.87233 | CBSA 2014 | -3652.9782 | 2012 | 0.6 | SWFS012-04
COM-FOODSERV-90.16 | Com ¦ Standard Commercial Kitchen Exhaust Hood - Retrofit ¦ SCE ¦ All | Com ¦ Standard Commercial Kitchen Exhaust Hood - Retrofit | SCE ¦ All | SCE | All | Electric & Gas | Standard Commercial Kitchen Exhaust Hood - Retrofit | Average Existing and Code |  |  | 0 | Conventional | FoodServ | Com - School | Com | RET Only | 0 | 1000 sqft2 of floor space | Rated-HP | 5 | DEER:HVAC_Split-Package_HP | 5180 | 0.944 | 371 | eTRM SWFS012-04 | 0 | 2024 | 0 | 2024 | 0 | 0 | SWFS012-04 | Com DCV Exhaust Hood-Ret ¦ SCE ¦ All | Com DCV Exhaust Hood-Ret | 0.01756 | 0.6 | 0.87233 | CBSA 2014 | -1700.5058 | 2012 | 0.6 | SWFS012-04
COM-FOODSERV-90.17 | Com ¦ Standard Commercial Kitchen Exhaust Hood - Retrofit ¦ SDG&E ¦ All | Com ¦ Standard Commercial Kitchen Exhaust Hood - Retrofit | SDG&E ¦ All | SDG&E | All | Electric & Gas | Standard Commercial Kitchen Exhaust Hood - Retrofit | Average Existing and Code |  |  | 0 | Conventional | FoodServ | Com - College | Com | RET Only | 0 | 1000 sqft2 of floor space | Rated-HP | 5 | DEER:HVAC_Split-Package_HP | 5180 | 0.944 | 296 | eTRM SWFS012-04 | 0 | 2024 | 0 | 2024 | 0 | 0 | SWFS012-04 | Com DCV Exhaust Hood-Ret ¦ SDG&E ¦ All | Com DCV Exhaust Hood-Ret | 0.01756 | 0.6 | 0.87233 | CBSA 2014 | -1367.4809 | 2012 | 0.6 | SWFS012-04
COM-FOODSERV-90.18 | Com ¦ Standard Commercial Kitchen Exhaust Hood - Retrofit ¦ SDG&E ¦ All | Com ¦ Standard Commercial Kitchen Exhaust Hood - Retrofit | SDG&E ¦ All | SDG&E | All | Electric & Gas | Standard Commercial Kitchen Exhaust Hood - Retrofit | Average Existing and Code |  |  | 0 | Conventional | FoodServ | Com - Grocery | Com | RET Only | 0 | 1000 sqft2 of floor space | Rated-HP | 5 | DEER:HVAC_Split-Package_HP | 5180 | 0.944 | 296 | eTRM SWFS012-04 | 0 | 2024 | 0 | 2024 | 0 | 0 | SWFS012-04 | Com DCV Exhaust Hood-Ret ¦ SDG&E ¦ All | Com DCV Exhaust Hood-Ret | 0.056145 | 0.6 | 0.87233 | CBSA 2014 | -986.4334 | 2012 | 0.6 | SWFS012-04
COM-FOODSERV-90.19 | Com ¦ Standard Commercial Kitchen Exhaust Hood - Retrofit ¦ SDG&E ¦ All | Com ¦ Standard Commercial Kitchen Exhaust Hood - Retrofit | SDG&E ¦ All | SDG&E | All | Electric & Gas | Standard Commercial Kitchen Exhaust Hood - Retrofit | Average Existing and Code |  |  | 0 | Conventional | FoodServ | Com - Health | Com | RET Only | 0 | 1000 sqft2 of floor space | Rated-HP | 5 | DEER:HVAC_Split-Package_HP | 5180 | 0.944 | 296 | eTRM SWFS012-04 | 0 | 2024 | 0 | 2024 | 0 | 0 | SWFS012-04 | Com DCV Exhaust Hood-Ret ¦ SDG&E ¦ All | Com DCV Exhaust Hood-Ret | 0.03724 | 0.6 | 0.87233 | CBSA 2014 | -1175.038 | 2012 | 0.6 | SWFS012-04
COM-FOODSERV-90.20 | Com ¦ Standard Commercial Kitchen Exhaust Hood - Retrofit ¦ SDG&E ¦ All | Com ¦ Standard Commercial Kitchen Exhaust Hood - Retrofit | SDG&E ¦ All | SDG&E | All | Electric & Gas | Standard Commercial Kitchen Exhaust Hood - Retrofit | Average Existing and Code |  |  | 0 | Conventional | FoodServ | Com - Lodging | Com | RET Only | 0 | 1000 sqft2 of floor space | Rated-HP | 5 | DEER:HVAC_Split-Package_HP | 5180 | 0.944 | 296 | eTRM SWFS012-04 | 0 | 2024 | 0 | 2024 | 0 | 0 | SWFS012-04 | Com DCV Exhaust Hood-Ret ¦ SDG&E ¦ All | Com DCV Exhaust Hood-Ret | 0.024295 | 0.6 | 0.87233 | CBSA 2014 | -3740.7877 | 2012 | 0.6 | SWFS012-04
COM-FOODSERV-90.21 | Com ¦ Standard Commercial Kitchen Exhaust Hood - Retrofit ¦ SDG&E ¦ All | Com ¦ Standard Commercial Kitchen Exhaust Hood - Retrofit | SDG&E ¦ All | SDG&E | All | Electric & Gas | Standard Commercial Kitchen Exhaust Hood - Retrofit | Average Existing and Code |  |  | 0 | Conventional | FoodServ | Com - Other | Com | RET Only | 0 | 1000 sqft2 of floor space | Rated-HP | 5 | DEER:HVAC_Split-Package_HP | 5180 | 0.944 | 296 | eTRM SWFS012-04 | 0 | 2024 | 0 | 2024 | 0 | 0 | SWFS012-04 | Com DCV Exhaust Hood-Ret ¦ SDG&E ¦ All | Com DCV Exhaust Hood-Ret | 0.010428 | 0.6 | 0.87233 | CBSA 2014 | -1912.8807 | 2012 | 0.6 | SWFS012-04
COM-FOODSERV-90.22 | Com ¦ Standard Commercial Kitchen Exhaust Hood - Retrofit ¦ SDG&E ¦ All | Com ¦ Standard Commercial Kitchen Exhaust Hood - Retrofit | SDG&E ¦ All | SDG&E | All | Electric & Gas | Standard Commercial Kitchen Exhaust Hood - Retrofit | Average Existing and Code |  |  | 0 | Conventional | FoodServ | Com - Restaurant | Com | RET Only | 0 | 1000 sqft2 of floor space | Rated-HP | 5 | DEER:HVAC_Split-Package_HP | 5180 | 0.944 | 296 | eTRM SWFS012-04 | 0 | 2024 | 0 | 2024 | 0 | 0 | SWFS012-04 | Com DCV Exhaust Hood-Ret ¦ SDG&E ¦ All | Com DCV Exhaust Hood-Ret | 0.32069 | 0.6 | 0.75 | CBSA 2014 | -314.4202 | 2012 | 0.6 | SWFS012-04
COM-FOODSERV-90.23 | Com ¦ Standard Commercial Kitchen Exhaust Hood - Retrofit ¦ SDG&E ¦ All | Com ¦ Standard Commercial Kitchen Exhaust Hood - Retrofit | SDG&E ¦ All | SDG&E | All | Electric & Gas | Standard Commercial Kitchen Exhaust Hood - Retrofit | Average Existing and Code |  |  | 0 | Conventional | FoodServ | Com - Retail | Com | RET Only | 0 | 1000 sqft2 of floor space | Rated-HP | 5 | DEER:HVAC_Split-Package_HP | 5180 | 0.944 | 296 | eTRM SWFS012-04 | 0 | 2024 | 0 | 2024 | 0 | 0 | SWFS012-04 | Com DCV Exhaust Hood-Ret ¦ SDG&E ¦ All | Com DCV Exhaust Hood-Ret | 0.0041552 | 0.6 | 0.87233 | CBSA 2014 | -3282.3944 | 2012 | 0.6 | SWFS012-04
COM-FOODSERV-90.24 | Com ¦ Standard Commercial Kitchen Exhaust Hood - Retrofit ¦ SDG&E ¦ All | Com ¦ Standard Commercial Kitchen Exhaust Hood - Retrofit | SDG&E ¦ All | SDG&E | All | Electric & Gas | Standard Commercial Kitchen Exhaust Hood - Retrofit | Average Existing and Code |  |  | 0 | Conventional | FoodServ | Com - School | Com | RET Only | 0 | 1000 sqft2 of floor space | Rated-HP | 5 | DEER:HVAC_Split-Package_HP | 5180 | 0.944 | 296 | eTRM SWFS012-04 | 0 | 2024 | 0 | 2024 | 0 | 0 | SWFS012-04 | Com DCV Exhaust Hood-Ret ¦ SDG&E ¦ All | Com DCV Exhaust Hood-Ret | 0.01756 | 0.6 | 0.87233 | CBSA 2014 | -1529.1502 | 2012 | 0.6 | SWFS012-04
COM-FOODSERV-90.25 | Com ¦ Standard Commercial Kitchen Exhaust Hood - Retrofit ¦ SCG ¦ All | Com ¦ Standard Commercial Kitchen Exhaust Hood - Retrofit | SCG ¦ All | SCG | All | Electric & Gas | Standard Commercial Kitchen Exhaust Hood - Retrofit | Average Existing and Code |  |  | 0 | Conventional | FoodServ | Com - College | Com | RET Only | 0 | 1000 sqft2 of floor space | Rated-HP | 5 | DEER:HVAC_Split-Package_HP | 5180 | 0.944 | 371 | eTRM SWFS012-04 | 0 | 2024 | 0 | 2024 | 0 | 0 | SWFS012-04 | Com DCV Exhaust Hood-Ret ¦ SCG ¦ All | Com DCV Exhaust Hood-Ret | 0.01756 | 0.6 | 0.87233 | CBSA 2014 | -1614.8798 | 2012 | 0.6 | SWFS012-04
COM-FOODSERV-90.26 | Com ¦ Standard Commercial Kitchen Exhaust Hood - Retrofit ¦ SCG ¦ All | Com ¦ Standard Commercial Kitchen Exhaust Hood - Retrofit | SCG ¦ All | SCG | All | Electric & Gas | Standard Commercial Kitchen Exhaust Hood - Retrofit | Average Existing and Code |  |  | 0 | Conventional | FoodServ | Com - Grocery | Com | RET Only | 0 | 1000 sqft2 of floor space | Rated-HP | 5 | DEER:HVAC_Split-Package_HP | 5180 | 0.944 | 371 | eTRM SWFS012-04 | 0 | 2024 | 0 | 2024 | 0 | 0 | SWFS012-04 | Com DCV Exhaust Hood-Ret ¦ SCG ¦ All | Com DCV Exhaust Hood-Ret | 0.056145 | 0.6 | 0.87233 | CBSA 2014 | -1162.5477 | 2012 | 0.6 | SWFS012-04
COM-FOODSERV-90.27 | Com ¦ Standard Commercial Kitchen Exhaust Hood - Retrofit ¦ SCG ¦ All | Com ¦ Standard Commercial Kitchen Exhaust Hood - Retrofit | SCG ¦ All | SCG | All | Electric & Gas | Standard Commercial Kitchen Exhaust Hood - Retrofit | Average Existing and Code |  |  | 0 | Conventional | FoodServ | Com - Health | Com | RET Only | 0 | 1000 sqft2 of floor space | Rated-HP | 5 | DEER:HVAC_Split-Package_HP | 5180 | 0.944 | 371 | eTRM SWFS012-04 | 0 | 2024 | 0 | 2024 | 0 | 0 | SWFS012-04 | Com DCV Exhaust Hood-Ret ¦ SCG ¦ All | Com DCV Exhaust Hood-Ret | 0.03724 | 0.6 | 0.87233 | CBSA 2014 | -1386.8815 | 2012 | 0.6 | SWFS012-04
COM-FOODSERV-90.28 | Com ¦ Standard Commercial Kitchen Exhaust Hood - Retrofit ¦ SCG ¦ All | Com ¦ Standard Commercial Kitchen Exhaust Hood - Retrofit | SCG ¦ All | SCG | All | Electric & Gas | Standard Commercial Kitchen Exhaust Hood - Retrofit | Average Existing and Code |  |  | 0 | Conventional | FoodServ | Com - Lodging | Com | RET Only | 0 | 1000 sqft2 of floor space | Rated-HP | 5 | DEER:HVAC_Split-Package_HP | 5180 | 0.944 | 371 | eTRM SWFS012-04 | 0 | 2024 | 0 | 2024 | 0 | 0 | SWFS012-04 | Com DCV Exhaust Hood-Ret ¦ SCG ¦ All | Com DCV Exhaust Hood-Ret | 0.024295 | 0.6 | 0.87233 | CBSA 2014 | -4481.664 | 2012 | 0.6 | SWFS012-04
COM-FOODSERV-90.29 | Com ¦ Standard Commercial Kitchen Exhaust Hood - Retrofit ¦ SCG ¦ All | Com ¦ Standard Commercial Kitchen Exhaust Hood - Retrofit | SCG ¦ All | SCG | All | Electric & Gas | Standard Commercial Kitchen Exhaust Hood - Retrofit | Average Existing and Code |  |  | 0 | Conventional | FoodServ | Com - Other | Com | RET Only | 0 | 1000 sqft2 of floor space | Rated-HP | 5 | DEER:HVAC_Split-Package_HP | 5180 | 0.944 | 371 | eTRM SWFS012-04 | 0 | 2024 | 0 | 2024 | 0 | 0 | SWFS012-04 | Com DCV Exhaust Hood-Ret ¦ SCG ¦ All | Com DCV Exhaust Hood-Ret | 0.010428 | 0.6 | 0.87233 | CBSA 2014 | -2252.6311 | 2012 | 0.6 | SWFS012-04
COM-FOODSERV-90.30 | Com ¦ Standard Commercial Kitchen Exhaust Hood - Retrofit ¦ SCG ¦ All | Com ¦ Standard Commercial Kitchen Exhaust Hood - Retrofit | SCG ¦ All | SCG | All | Electric & Gas | Standard Commercial Kitchen Exhaust Hood - Retrofit | Average Existing and Code |  |  | 0 | Conventional | FoodServ | Com - Restaurant | Com | RET Only | 0 | 1000 sqft2 of floor space | Rated-HP | 5 | DEER:HVAC_Split-Package_HP | 5180 | 0.944 | 371 | eTRM SWFS012-04 | 0 | 2024 | 0 | 2024 | 0 | 0 | SWFS012-04 | Com DCV Exhaust Hood-Ret ¦ SCG ¦ All | Com DCV Exhaust Hood-Ret | 0.32069 | 0.6 | 0.75 | CBSA 2014 | -370.763 | 2012 | 0.6 | SWFS012-04
COM-FOODSERV-90.31 | Com ¦ Standard Commercial Kitchen Exhaust Hood - Retrofit ¦ SCG ¦ All | Com ¦ Standard Commercial Kitchen Exhaust Hood - Retrofit | SCG ¦ All | SCG | All | Electric & Gas | Standard Commercial Kitchen Exhaust Hood - Retrofit | Average Existing and Code |  |  | 0 | Conventional | FoodServ | Com - Retail | Com | RET Only | 0 | 1000 sqft2 of floor space | Rated-HP | 5 | DEER:HVAC_Split-Package_HP | 5180 | 0.944 | 371 | eTRM SWFS012-04 | 0 | 2024 | 0 | 2024 | 0 | 0 | SWFS012-04 | Com DCV Exhaust Hood-Ret ¦ SCG ¦ All | Com DCV Exhaust Hood-Ret | 0.0041552 | 0.6 | 0.87233 | CBSA 2014 | -3652.9782 | 2012 | 0.6 | SWFS012-04
COM-FOODSERV-90.32 | Com ¦ Standard Commercial Kitchen Exhaust Hood - Retrofit ¦ SCG ¦ All | Com ¦ Standard Commercial Kitchen Exhaust Hood - Retrofit | SCG ¦ All | SCG | All | Electric & Gas | Standard Commercial Kitchen Exhaust Hood - Retrofit | Average Existing and Code |  |  | 0 | Conventional | FoodServ | Com - School | Com | RET Only | 0 | 1000 sqft2 of floor space | Rated-HP | 5 | DEER:HVAC_Split-Package_HP | 5180 | 0.944 | 371 | eTRM SWFS012-04 | 0 | 2024 | 0 | 2024 | 0 | 0 | SWFS012-04 | Com DCV Exhaust Hood-Ret ¦ SCG ¦ All | Com DCV Exhaust Hood-Ret | 0.01756 | 0.6 | 0.87233 | CBSA 2014 | -1700.5058 | 2012 | 0.6 | SWFS012-04
COM-FOODSERV-91.1 | Com ¦ Demand Controlled Ventilation (DCV) Exhaust Hood - Retrofit ¦ PG&E ¦ All | Com ¦ Demand Controlled Ventilation (DCV) Exhaust Hood - Retrofit | PG&E ¦ All | PG&E | All | Electric & Gas | Demand Controlled Ventilation (DCV) Exhaust Hood - Retrofit | Efficient |  |  | 0 | Conventional | FoodServ | Com - College | Com | RET Only | 0 | 1000 sqft2 of floor space | Rated-HP | 5 | DEER:HVAC_Split-Package_HP | 2290 | 0.354 | 667 | eTRM SWFS012-04 | 1980.53 | 2024 | 0 | 2024 | 0 | 0 | SWFS012-04 | Com DCV Exhaust Hood-Ret ¦ PG&E ¦ All | Com DCV Exhaust Hood-Ret | 0.01756 | 0.6 | 0.12767 | CBSA 2014 | -2373.0914 | 2012 | 0.6 | SWFS012-04
COM-FOODSERV-91.2 | Com ¦ Demand Controlled Ventilation (DCV) Exhaust Hood - Retrofit ¦ PG&E ¦ All | Com ¦ Demand Controlled Ventilation (DCV) Exhaust Hood - Retrofit | PG&E ¦ All | PG&E | All | Electric & Gas | Demand Controlled Ventilation (DCV) Exhaust Hood - Retrofit | Efficient |  |  | 0 | Conventional | FoodServ | Com - Grocery | Com | RET Only | 0 | 1000 sqft2 of floor space | Rated-HP | 5 | DEER:HVAC_Split-Package_HP | 2290 | 0.354 | 667 | eTRM SWFS012-04 | 1980.53 | 2024 | 0 | 2024 | 0 | 0 | SWFS012-04 | Com DCV Exhaust Hood-Ret ¦ PG&E ¦ All | Com DCV Exhaust Hood-Ret | 0.056145 | 0.6 | 0.12767 | CBSA 2014 | -1695.0532 | 2012 | 0.6 | SWFS012-04
COM-FOODSERV-91.3 | Com ¦ Demand Controlled Ventilation (DCV) Exhaust Hood - Retrofit ¦ PG&E ¦ All | Com ¦ Demand Controlled Ventilation (DCV) Exhaust Hood - Retrofit | PG&E ¦ All | PG&E | All | Electric & Gas | Demand Controlled Ventilation (DCV) Exhaust Hood - Retrofit | Efficient |  |  | 0 | Conventional | FoodServ | Com - Health | Com | RET Only | 0 | 1000 sqft2 of floor space | Rated-HP | 5 | DEER:HVAC_Split-Package_HP | 2290 | 0.354 | 667 | eTRM SWFS012-04 | 1980.53 | 2024 | 0 | 2024 | 0 | 0 | SWFS012-04 | Com DCV Exhaust Hood-Ret ¦ PG&E ¦ All | Com DCV Exhaust Hood-Ret | 0.03724 | 0.6 | 0.12767 | CBSA 2014 | -2033.8456 | 2012 | 0.6 | SWFS012-04
COM-FOODSERV-91.4 | Com ¦ Demand Controlled Ventilation (DCV) Exhaust Hood - Retrofit ¦ PG&E ¦ All | Com ¦ Demand Controlled Ventilation (DCV) Exhaust Hood - Retrofit | PG&E ¦ All | PG&E | All | Electric & Gas | Demand Controlled Ventilation (DCV) Exhaust Hood - Retrofit | Efficient |  |  | 0 | Conventional | FoodServ | Com - Lodging | Com | RET Only | 0 | 1000 sqft2 of floor space | Rated-HP | 5 | DEER:HVAC_Split-Package_HP | 2290 | 0.354 | 667 | eTRM SWFS012-04 | 1980.53 | 2024 | 0 | 2024 | 0 | 0 | SWFS012-04 | Com DCV Exhaust Hood-Ret ¦ PG&E ¦ All | Com DCV Exhaust Hood-Ret | 0.024295 | 0.6 | 0.12767 | CBSA 2014 | -6949.9534 | 2012 | 0.6 | SWFS012-04
COM-FOODSERV-91.5 | Com ¦ Demand Controlled Ventilation (DCV) Exhaust Hood - Retrofit ¦ PG&E ¦ All | Com ¦ Demand Controlled Ventilation (DCV) Exhaust Hood - Retrofit | PG&E ¦ All | PG&E | All | Electric & Gas | Demand Controlled Ventilation (DCV) Exhaust Hood - Retrofit | Efficient |  |  | 0 | Conventional | FoodServ | Com - Other | Com | RET Only | 0 | 1000 sqft2 of floor space | Rated-HP | 5 | DEER:HVAC_Split-Package_HP | 2290 | 0.354 | 667 | eTRM SWFS012-04 | 1980.53 | 2024 | 0 | 2024 | 0 | 0 | SWFS012-04 | Com DCV Exhaust Hood-Ret ¦ PG&E ¦ All | Com DCV Exhaust Hood-Ret | 0.010428 | 0.6 | 0.12767 | CBSA 2014 | -3274.3864 | 2012 | 0.6 | SWFS012-04
COM-FOODSERV-91.6 | Com ¦ Demand Controlled Ventilation (DCV) Exhaust Hood - Retrofit ¦ PG&E ¦ All | Com ¦ Demand Controlled Ventilation (DCV) Exhaust Hood - Retrofit | PG&E ¦ All | PG&E | All | Electric & Gas | Demand Controlled Ventilation (DCV) Exhaust Hood - Retrofit | Efficient |  |  | 0 | Conventional | FoodServ | Com - Restaurant | Com | RET Only | 0 | 1000 sqft2 of floor space | Rated-HP | 5 | DEER:HVAC_Split-Package_HP | 2290 | 0.354 | 667 | eTRM SWFS012-04 | 1980.53 | 2024 | 0 | 2024 | 0 | 0 | SWFS012-04 | Com DCV Exhaust Hood-Ret ¦ PG&E ¦ All | Com DCV Exhaust Hood-Ret | 0.32069 | 0.6 | 0.25 | CBSA 2014 | -541.7709 | 2012 | 0.6 | SWFS012-04
COM-FOODSERV-91.7 | Com ¦ Demand Controlled Ventilation (DCV) Exhaust Hood - Retrofit ¦ PG&E ¦ All | Com ¦ Demand Controlled Ventilation (DCV) Exhaust Hood - Retrofit | PG&E ¦ All | PG&E | All | Electric & Gas | Demand Controlled Ventilation (DCV) Exhaust Hood - Retrofit | Efficient |  |  | 0 | Conventional | FoodServ | Com - Retail | Com | RET Only | 0 | 1000 sqft2 of floor space | Rated-HP | 5 | DEER:HVAC_Split-Package_HP | 2290 | 0.354 | 667 | eTRM SWFS012-04 | 1980.53 | 2024 | 0 | 2024 | 0 | 0 | SWFS012-04 | Com DCV Exhaust Hood-Ret ¦ PG&E ¦ All | Com DCV Exhaust Hood-Ret | 0.0041552 | 0.6 | 0.12767 | CBSA 2014 | -4100.242 | 2012 | 0.6 | SWFS012-04
COM-FOODSERV-91.8 | Com ¦ Demand Controlled Ventilation (DCV) Exhaust Hood - Retrofit ¦ PG&E ¦ All | Com ¦ Demand Controlled Ventilation (DCV) Exhaust Hood - Retrofit | PG&E ¦ All | PG&E | All | Electric & Gas | Demand Controlled Ventilation (DCV) Exhaust Hood - Retrofit | Efficient |  |  | 0 | Conventional | FoodServ | Com - School | Com | RET Only | 0 | 1000 sqft2 of floor space | Rated-HP | 5 | DEER:HVAC_Split-Package_HP | 2290 | 0.354 | 667 | eTRM SWFS012-04 | 1980.53 | 2024 | 0 | 2024 | 0 | 0 | SWFS012-04 | Com DCV Exhaust Hood-Ret ¦ PG&E ¦ All | Com DCV Exhaust Hood-Ret | 0.01756 | 0.6 | 0.12767 | CBSA 2014 | -1900.9622 | 2012 | 0.6 | SWFS012-04
COM-FOODSERV-91.9 | Com ¦ Demand Controlled Ventilation (DCV) Exhaust Hood - Retrofit ¦ SCE ¦ All | Com ¦ Demand Controlled Ventilation (DCV) Exhaust Hood - Retrofit | SCE ¦ All | SCE | All | Electric & Gas | Demand Controlled Ventilation (DCV) Exhaust Hood - Retrofit | Efficient |  |  | 0 | Conventional | FoodServ | Com - College | Com | RET Only | 0 | 1000 sqft2 of floor space | Rated-HP | 5 | DEER:HVAC_Split-Package_HP | 2290 | 0.354 | 307 | eTRM SWFS012-04 | 1980.53 | 2024 | 0 | 2024 | 0 | 0 | SWFS012-04 | Com DCV Exhaust Hood-Ret ¦ SCE ¦ All | Com DCV Exhaust Hood-Ret | 0.01756 | 0.6 | 0.12767 | CBSA 2014 | -1185.5767 | 2012 | 0.6 | SWFS012-04
COM-FOODSERV-91.10 | Com ¦ Demand Controlled Ventilation (DCV) Exhaust Hood - Retrofit ¦ SCE ¦ All | Com ¦ Demand Controlled Ventilation (DCV) Exhaust Hood - Retrofit | SCE ¦ All | SCE | All | Electric & Gas | Demand Controlled Ventilation (DCV) Exhaust Hood - Retrofit | Efficient |  |  | 0 | Conventional | FoodServ | Com - Grocery | Com | RET Only | 0 | 1000 sqft2 of floor space | Rated-HP | 5 | DEER:HVAC_Split-Package_HP | 2290 | 0.354 | 307 | eTRM SWFS012-04 | 1980.53 | 2024 | 0 | 2024 | 0 | 0 | SWFS012-04 | Com DCV Exhaust Hood-Ret ¦ SCE ¦ All | Com DCV Exhaust Hood-Ret | 0.056145 | 0.6 | 0.12767 | CBSA 2014 | -849.7044 | 2012 | 0.6 | SWFS012-04
COM-FOODSERV-91.11 | Com ¦ Demand Controlled Ventilation (DCV) Exhaust Hood - Retrofit ¦ SCE ¦ All | Com ¦ Demand Controlled Ventilation (DCV) Exhaust Hood - Retrofit | SCE ¦ All | SCE | All | Electric & Gas | Demand Controlled Ventilation (DCV) Exhaust Hood - Retrofit | Efficient |  |  | 0 | Conventional | FoodServ | Com - Health | Com | RET Only | 0 | 1000 sqft2 of floor space | Rated-HP | 5 | DEER:HVAC_Split-Package_HP | 2290 | 0.354 | 307 | eTRM SWFS012-04 | 1980.53 | 2024 | 0 | 2024 | 0 | 0 | SWFS012-04 | Com DCV Exhaust Hood-Ret ¦ SCE ¦ All | Com DCV Exhaust Hood-Ret | 0.03724 | 0.6 | 0.12767 | CBSA 2014 | -1016.9964 | 2012 | 0.6 | SWFS012-04
COM-FOODSERV-91.12 | Com ¦ Demand Controlled Ventilation (DCV) Exhaust Hood - Retrofit ¦ SCE ¦ All | Com ¦ Demand Controlled Ventilation (DCV) Exhaust Hood - Retrofit | SCE ¦ All | SCE | All | Electric & Gas | Demand Controlled Ventilation (DCV) Exhaust Hood - Retrofit | Efficient |  |  | 0 | Conventional | FoodServ | Com - Lodging | Com | RET Only | 0 | 1000 sqft2 of floor space | Rated-HP | 5 | DEER:HVAC_Split-Package_HP | 2290 | 0.354 | 307 | eTRM SWFS012-04 | 1980.53 | 2024 | 0 | 2024 | 0 | 0 | SWFS012-04 | Com DCV Exhaust Hood-Ret ¦ SCE ¦ All | Com DCV Exhaust Hood-Ret | 0.024295 | 0.6 | 0.12767 | CBSA 2014 | -3393.7469 | 2012 | 0.6 | SWFS012-04
COM-FOODSERV-91.13 | Com ¦ Demand Controlled Ventilation (DCV) Exhaust Hood - Retrofit ¦ SCE ¦ All | Com ¦ Demand Controlled Ventilation (DCV) Exhaust Hood - Retrofit | SCE ¦ All | SCE | All | Electric & Gas | Demand Controlled Ventilation (DCV) Exhaust Hood - Retrofit | Efficient |  |  | 0 | Conventional | FoodServ | Com - Other | Com | RET Only | 0 | 1000 sqft2 of floor space | Rated-HP | 5 | DEER:HVAC_Split-Package_HP | 2290 | 0.354 | 307 | eTRM SWFS012-04 | 1980.53 | 2024 | 0 | 2024 | 0 | 0 | SWFS012-04 | Com DCV Exhaust Hood-Ret ¦ SCE ¦ All | Com DCV Exhaust Hood-Ret | 0.010428 | 0.6 | 0.12767 | CBSA 2014 | -1643.584 | 2012 | 0.6 | SWFS012-04
COM-FOODSERV-91.14 | Com ¦ Demand Controlled Ventilation (DCV) Exhaust Hood - Retrofit ¦ SCE ¦ All | Com ¦ Demand Controlled Ventilation (DCV) Exhaust Hood - Retrofit | SCE ¦ All | SCE | All | Electric & Gas | Demand Controlled Ventilation (DCV) Exhaust Hood - Retrofit | Efficient |  |  | 0 | Conventional | FoodServ | Com - Restaurant | Com | RET Only | 0 | 1000 sqft2 of floor space | Rated-HP | 5 | DEER:HVAC_Split-Package_HP | 2290 | 0.354 | 307 | eTRM SWFS012-04 | 1980.53 | 2024 | 0 | 2024 | 0 | 0 | SWFS012-04 | Com DCV Exhaust Hood-Ret ¦ SCE ¦ All | Com DCV Exhaust Hood-Ret | 0.32069 | 0.6 | 0.25 | CBSA 2014 | -271.3255 | 2012 | 0.6 | SWFS012-04
COM-FOODSERV-91.15 | Com ¦ Demand Controlled Ventilation (DCV) Exhaust Hood - Retrofit ¦ SCE ¦ All | Com ¦ Demand Controlled Ventilation (DCV) Exhaust Hood - Retrofit | SCE ¦ All | SCE | All | Electric & Gas | Demand Controlled Ventilation (DCV) Exhaust Hood - Retrofit | Efficient |  |  | 0 | Conventional | FoodServ | Com - Retail | Com | RET Only | 0 | 1000 sqft2 of floor space | Rated-HP | 5 | DEER:HVAC_Split-Package_HP | 2290 | 0.354 | 307 | eTRM SWFS012-04 | 1980.53 | 2024 | 0 | 2024 | 0 | 0 | SWFS012-04 | Com DCV Exhaust Hood-Ret ¦ SCE ¦ All | Com DCV Exhaust Hood-Ret | 0.0041552 | 0.6 | 0.12767 | CBSA 2014 | -2321.4397 | 2012 | 0.6 | SWFS012-04
COM-FOODSERV-91.16 | Com ¦ Demand Controlled Ventilation (DCV) Exhaust Hood - Retrofit ¦ SCE ¦ All | Com ¦ Demand Controlled Ventilation (DCV) Exhaust Hood - Retrofit | SCE ¦ All | SCE | All | Electric & Gas | Demand Controlled Ventilation (DCV) Exhaust Hood - Retrofit | Efficient |  |  | 0 | Conventional | FoodServ | Com - School | Com | RET Only | 0 | 1000 sqft2 of floor space | Rated-HP | 5 | DEER:HVAC_Split-Package_HP | 2290 | 0.354 | 307 | eTRM SWFS012-04 | 1980.53 | 2024 | 0 | 2024 | 0 | 0 | SWFS012-04 | Com DCV Exhaust Hood-Ret ¦ SCE ¦ All | Com DCV Exhaust Hood-Ret | 0.01756 | 0.6 | 0.12767 | CBSA 2014 | -1078.4552 | 2012 | 0.6 | SWFS012-04
COM-FOODSERV-91.17 | Com ¦ Demand Controlled Ventilation (DCV) Exhaust Hood - Retrofit ¦ SDG&E ¦ All | Com ¦ Demand Controlled Ventilation (DCV) Exhaust Hood - Retrofit | SDG&E ¦ All | SDG&E | All | Electric & Gas | Demand Controlled Ventilation (DCV) Exhaust Hood - Retrofit | Efficient |  |  | 0 | Conventional | FoodServ | Com - College | Com | RET Only | 0 | 1000 sqft2 of floor space | Rated-HP | 5 | DEER:HVAC_Split-Package_HP | 2290 | 0.354 | 245 | eTRM SWFS012-04 | 1980.53 | 2024 | 0 | 2024 | 0 | 0 | SWFS012-04 | Com DCV Exhaust Hood-Ret ¦ SDG&E ¦ All | Com DCV Exhaust Hood-Ret | 0.01756 | 0.6 | 0.12767 | CBSA 2014 | -981.0603 | 2012 | 0.6 | SWFS012-04
COM-FOODSERV-91.18 | Com ¦ Demand Controlled Ventilation (DCV) Exhaust Hood - Retrofit ¦ SDG&E ¦ All | Com ¦ Demand Controlled Ventilation (DCV) Exhaust Hood - Retrofit | SDG&E ¦ All | SDG&E | All | Electric & Gas | Demand Controlled Ventilation (DCV) Exhaust Hood - Retrofit | Efficient |  |  | 0 | Conventional | FoodServ | Com - Grocery | Com | RET Only | 0 | 1000 sqft2 of floor space | Rated-HP | 5 | DEER:HVAC_Split-Package_HP | 2290 | 0.354 | 245 | eTRM SWFS012-04 | 1980.53 | 2024 | 0 | 2024 | 0 | 0 | SWFS012-04 | Com DCV Exhaust Hood-Ret ¦ SDG&E ¦ All | Com DCV Exhaust Hood-Ret | 0.056145 | 0.6 | 0.12767 | CBSA 2014 | -704.1166 | 2012 | 0.6 | SWFS012-04
COM-FOODSERV-91.19 | Com ¦ Demand Controlled Ventilation (DCV) Exhaust Hood - Retrofit ¦ SDG&E ¦ All | Com ¦ Demand Controlled Ventilation (DCV) Exhaust Hood - Retrofit | SDG&E ¦ All | SDG&E | All | Electric & Gas | Demand Controlled Ventilation (DCV) Exhaust Hood - Retrofit | Efficient |  |  | 0 | Conventional | FoodServ | Com - Health | Com | RET Only | 0 | 1000 sqft2 of floor space | Rated-HP | 5 | DEER:HVAC_Split-Package_HP | 2290 | 0.354 | 245 | eTRM SWFS012-04 | 1980.53 | 2024 | 0 | 2024 | 0 | 0 | SWFS012-04 | Com DCV Exhaust Hood-Ret ¦ SDG&E ¦ All | Com DCV Exhaust Hood-Ret | 0.03724 | 0.6 | 0.12767 | CBSA 2014 | -841.8723 | 2012 | 0.6 | SWFS012-04
COM-FOODSERV-91.20 | Com ¦ Demand Controlled Ventilation (DCV) Exhaust Hood - Retrofit ¦ SDG&E ¦ All | Com ¦ Demand Controlled Ventilation (DCV) Exhaust Hood - Retrofit | SDG&E ¦ All | SDG&E | All | Electric & Gas | Demand Controlled Ventilation (DCV) Exhaust Hood - Retrofit | Efficient |  |  | 0 | Conventional | FoodServ | Com - Lodging | Com | RET Only | 0 | 1000 sqft2 of floor space | Rated-HP | 5 | DEER:HVAC_Split-Package_HP | 2290 | 0.354 | 245 | eTRM SWFS012-04 | 1980.53 | 2024 | 0 | 2024 | 0 | 0 | SWFS012-04 | Com DCV Exhaust Hood-Ret ¦ SDG&E ¦ All | Com DCV Exhaust Hood-Ret | 0.024295 | 0.6 | 0.12767 | CBSA 2014 | -2781.2891 | 2012 | 0.6 | SWFS012-04
COM-FOODSERV-91.21 | Com ¦ Demand Controlled Ventilation (DCV) Exhaust Hood - Retrofit ¦ SDG&E ¦ All | Com ¦ Demand Controlled Ventilation (DCV) Exhaust Hood - Retrofit | SDG&E ¦ All | SDG&E | All | Electric & Gas | Demand Controlled Ventilation (DCV) Exhaust Hood - Retrofit | Efficient |  |  | 0 | Conventional | FoodServ | Com - Other | Com | RET Only | 0 | 1000 sqft2 of floor space | Rated-HP | 5 | DEER:HVAC_Split-Package_HP | 2290 | 0.354 | 245 | eTRM SWFS012-04 | 1980.53 | 2024 | 0 | 2024 | 0 | 0 | SWFS012-04 | Com DCV Exhaust Hood-Ret ¦ SDG&E ¦ All | Com DCV Exhaust Hood-Ret | 0.010428 | 0.6 | 0.12767 | CBSA 2014 | -1362.7236 | 2012 | 0.6 | SWFS012-04
COM-FOODSERV-91.22 | Com ¦ Demand Controlled Ventilation (DCV) Exhaust Hood - Retrofit ¦ SDG&E ¦ All | Com ¦ Demand Controlled Ventilation (DCV) Exhaust Hood - Retrofit | SDG&E ¦ All | SDG&E | All | Electric & Gas | Demand Controlled Ventilation (DCV) Exhaust Hood - Retrofit | Efficient |  |  | 0 | Conventional | FoodServ | Com - Restaurant | Com | RET Only | 0 | 1000 sqft2 of floor space | Rated-HP | 5 | DEER:HVAC_Split-Package_HP | 2290 | 0.354 | 245 | eTRM SWFS012-04 | 1980.53 | 2024 | 0 | 2024 | 0 | 0 | SWFS012-04 | Com DCV Exhaust Hood-Ret ¦ SDG&E ¦ All | Com DCV Exhaust Hood-Ret | 0.32069 | 0.6 | 0.25 | CBSA 2014 | -224.7488 | 2012 | 0.6 | SWFS012-04
COM-FOODSERV-91.23 | Com ¦ Demand Controlled Ventilation (DCV) Exhaust Hood - Retrofit ¦ SDG&E ¦ All | Com ¦ Demand Controlled Ventilation (DCV) Exhaust Hood - Retrofit | SDG&E ¦ All | SDG&E | All | Electric & Gas | Demand Controlled Ventilation (DCV) Exhaust Hood - Retrofit | Efficient |  |  | 0 | Conventional | FoodServ | Com - Retail | Com | RET Only | 0 | 1000 sqft2 of floor space | Rated-HP | 5 | DEER:HVAC_Split-Package_HP | 2290 | 0.354 | 245 | eTRM SWFS012-04 | 1980.53 | 2024 | 0 | 2024 | 0 | 0 | SWFS012-04 | Com DCV Exhaust Hood-Ret ¦ SDG&E ¦ All | Com DCV Exhaust Hood-Ret | 0.0041552 | 0.6 | 0.12767 | CBSA 2014 | -2015.0904 | 2012 | 0.6 | SWFS012-04
COM-FOODSERV-91.24 | Com ¦ Demand Controlled Ventilation (DCV) Exhaust Hood - Retrofit ¦ SDG&E ¦ All | Com ¦ Demand Controlled Ventilation (DCV) Exhaust Hood - Retrofit | SDG&E ¦ All | SDG&E | All | Electric & Gas | Demand Controlled Ventilation (DCV) Exhaust Hood - Retrofit | Efficient |  |  | 0 | Conventional | FoodServ | Com - School | Com | RET Only | 0 | 1000 sqft2 of floor space | Rated-HP | 5 | DEER:HVAC_Split-Package_HP | 2290 | 0.354 | 245 | eTRM SWFS012-04 | 1980.53 | 2024 | 0 | 2024 | 0 | 0 | SWFS012-04 | Com DCV Exhaust Hood-Ret ¦ SDG&E ¦ All | Com DCV Exhaust Hood-Ret | 0.01756 | 0.6 | 0.12767 | CBSA 2014 | -936.8012 | 2012 | 0.6 | SWFS012-04
COM-FOODSERV-91.25 | Com ¦ Demand Controlled Ventilation (DCV) Exhaust Hood - Retrofit ¦ SCG ¦ All | Com ¦ Demand Controlled Ventilation (DCV) Exhaust Hood - Retrofit | SCG ¦ All | SCG | All | Electric & Gas | Demand Controlled Ventilation (DCV) Exhaust Hood - Retrofit | Efficient |  |  | 0 | Conventional | FoodServ | Com - College | Com | RET Only | 0 | 1000 sqft2 of floor space | Rated-HP | 5 | DEER:HVAC_Split-Package_HP | 2290 | 0.354 | 307 | eTRM SWFS012-04 | 1980.53 | 2024 | 0 | 2024 | 0 | 0 | SWFS012-04 | Com DCV Exhaust Hood-Ret ¦ SCG ¦ All | Com DCV Exhaust Hood-Ret | 0.01756 | 0.6 | 0.12767 | CBSA 2014 | -1185.5767 | 2012 | 0.6 | SWFS012-04
COM-FOODSERV-91.26 | Com ¦ Demand Controlled Ventilation (DCV) Exhaust Hood - Retrofit ¦ SCG ¦ All | Com ¦ Demand Controlled Ventilation (DCV) Exhaust Hood - Retrofit | SCG ¦ All | SCG | All | Electric & Gas | Demand Controlled Ventilation (DCV) Exhaust Hood - Retrofit | Efficient |  |  | 0 | Conventional | FoodServ | Com - Grocery | Com | RET Only | 0 | 1000 sqft2 of floor space | Rated-HP | 5 | DEER:HVAC_Split-Package_HP | 2290 | 0.354 | 307 | eTRM SWFS012-04 | 1980.53 | 2024 | 0 | 2024 | 0 | 0 | SWFS012-04 | Com DCV Exhaust Hood-Ret ¦ SCG ¦ All | Com DCV Exhaust Hood-Ret | 0.056145 | 0.6 | 0.12767 | CBSA 2014 | -849.7044 | 2012 | 0.6 | SWFS012-04
COM-FOODSERV-91.27 | Com ¦ Demand Controlled Ventilation (DCV) Exhaust Hood - Retrofit ¦ SCG ¦ All | Com ¦ Demand Controlled Ventilation (DCV) Exhaust Hood - Retrofit | SCG ¦ All | SCG | All | Electric & Gas | Demand Controlled Ventilation (DCV) Exhaust Hood - Retrofit | Efficient |  |  | 0 | Conventional | FoodServ | Com - Health | Com | RET Only | 0 | 1000 sqft2 of floor space | Rated-HP | 5 | DEER:HVAC_Split-Package_HP | 2290 | 0.354 | 307 | eTRM SWFS012-04 | 1980.53 | 2024 | 0 | 2024 | 0 | 0 | SWFS012-04 | Com DCV Exhaust Hood-Ret ¦ SCG ¦ All | Com DCV Exhaust Hood-Ret | 0.03724 | 0.6 | 0.12767 | CBSA 2014 | -1016.9964 | 2012 | 0.6 | SWFS012-04
COM-FOODSERV-91.28 | Com ¦ Demand Controlled Ventilation (DCV) Exhaust Hood - Retrofit ¦ SCG ¦ All | Com ¦ Demand Controlled Ventilation (DCV) Exhaust Hood - Retrofit | SCG ¦ All | SCG | All | Electric & Gas | Demand Controlled Ventilation (DCV) Exhaust Hood - Retrofit | Efficient |  |  | 0 | Conventional | FoodServ | Com - Lodging | Com | RET Only | 0 | 1000 sqft2 of floor space | Rated-HP | 5 | DEER:HVAC_Split-Package_HP | 2290 | 0.354 | 307 | eTRM SWFS012-04 | 1980.53 | 2024 | 0 | 2024 | 0 | 0 | SWFS012-04 | Com DCV Exhaust Hood-Ret ¦ SCG ¦ All | Com DCV Exhaust Hood-Ret | 0.024295 | 0.6 | 0.12767 | CBSA 2014 | -3393.7469 | 2012 | 0.6 | SWFS012-04
COM-FOODSERV-91.29 | Com ¦ Demand Controlled Ventilation (DCV) Exhaust Hood - Retrofit ¦ SCG ¦ All | Com ¦ Demand Controlled Ventilation (DCV) Exhaust Hood - Retrofit | SCG ¦ All | SCG | All | Electric & Gas | Demand Controlled Ventilation (DCV) Exhaust Hood - Retrofit | Efficient |  |  | 0 | Conventional | FoodServ | Com - Other | Com | RET Only | 0 | 1000 sqft2 of floor space | Rated-HP | 5 | DEER:HVAC_Split-Package_HP | 2290 | 0.354 | 307 | eTRM SWFS012-04 | 1980.53 | 2024 | 0 | 2024 | 0 | 0 | SWFS012-04 | Com DCV Exhaust Hood-Ret ¦ SCG ¦ All | Com DCV Exhaust Hood-Ret | 0.010428 | 0.6 | 0.12767 | CBSA 2014 | -1643.584 | 2012 | 0.6 | SWFS012-04
COM-FOODSERV-91.30 | Com ¦ Demand Controlled Ventilation (DCV) Exhaust Hood - Retrofit ¦ SCG ¦ All | Com ¦ Demand Controlled Ventilation (DCV) Exhaust Hood - Retrofit | SCG ¦ All | SCG | All | Electric & Gas | Demand Controlled Ventilation (DCV) Exhaust Hood - Retrofit | Efficient |  |  | 0 | Conventional | FoodServ | Com - Restaurant | Com | RET Only | 0 | 1000 sqft2 of floor space | Rated-HP | 5 | DEER:HVAC_Split-Package_HP | 2290 | 0.354 | 307 | eTRM SWFS012-04 | 1980.53 | 2024 | 0 | 2024 | 0 | 0 | SWFS012-04 | Com DCV Exhaust Hood-Ret ¦ SCG ¦ All | Com DCV Exhaust Hood-Ret | 0.32069 | 0.6 | 0.25 | CBSA 2014 | -271.3255 | 2012 | 0.6 | SWFS012-04
COM-FOODSERV-91.31 | Com ¦ Demand Controlled Ventilation (DCV) Exhaust Hood - Retrofit ¦ SCG ¦ All | Com ¦ Demand Controlled Ventilation (DCV) Exhaust Hood - Retrofit | SCG ¦ All | SCG | All | Electric & Gas | Demand Controlled Ventilation (DCV) Exhaust Hood - Retrofit | Efficient |  |  | 0 | Conventional | FoodServ | Com - Retail | Com | RET Only | 0 | 1000 sqft2 of floor space | Rated-HP | 5 | DEER:HVAC_Split-Package_HP | 2290 | 0.354 | 307 | eTRM SWFS012-04 | 1980.53 | 2024 | 0 | 2024 | 0 | 0 | SWFS012-04 | Com DCV Exhaust Hood-Ret ¦ SCG ¦ All | Com DCV Exhaust Hood-Ret | 0.0041552 | 0.6 | 0.12767 | CBSA 2014 | -2321.4397 | 2012 | 0.6 | SWFS012-04
COM-FOODSERV-91.32 | Com ¦ Demand Controlled Ventilation (DCV) Exhaust Hood - Retrofit ¦ SCG ¦ All | Com ¦ Demand Controlled Ventilation (DCV) Exhaust Hood - Retrofit | SCG ¦ All | SCG | All | Electric & Gas | Demand Controlled Ventilation (DCV) Exhaust Hood - Retrofit | Efficient |  |  | 0 | Conventional | FoodServ | Com - School | Com | RET Only | 0 | 1000 sqft2 of floor space | Rated-HP | 5 | DEER:HVAC_Split-Package_HP | 2290 | 0.354 | 307 | eTRM SWFS012-04 | 1980.53 | 2024 | 0 | 2024 | 0 | 0 | SWFS012-04 | Com DCV Exhaust Hood-Ret ¦ SCG ¦ All | Com DCV Exhaust Hood-Ret | 0.01756 | 0.6 | 0.12767 | CBSA 2014 | -1078.4552 | 2012 | 0.6 | SWFS012-04
COM-FOODSERV-FS-10.1 | Com ¦ Standard Fryer - Gas ¦ PG&E ¦ All | Com ¦ Standard Fryer - Gas | PG&E ¦ All | PG&E | All | Electric & Gas | Standard, Commercial Fryer, Gas | Average Existing and Code |  |  | 0 | Conventional | FoodServ | Com - College | Com | ROB and NEW | 0 | 1000 sqft2 of floor space | Fryer | 11 | DEER:Indoor_Non-CFL_Ltg | 0 | 0 | 0 | SWFS011-07 | 2089.71 | 2024 | 0 | 2024 | 0 | 0 | SWFS011-07 | Com Gas Fryers ¦ PG&E ¦ All | Com Gas Fryers | 0.0039111 | 0.378 | 0.79 | CBSA 2014 | 0 | 2012 | 1 | SWFS011-07
COM-FOODSERV-FS-10.2 | Com ¦ Standard Fryer - Gas ¦ PG&E ¦ All | Com ¦ Standard Fryer - Gas | PG&E ¦ All | PG&E | All | Electric & Gas | Standard, Commercial Fryer, Gas | Average Existing and Code |  |  | 0 | Conventional | FoodServ | Com - Grocery | Com | ROB and NEW | 0 | 1000 sqft2 of floor space | Fryer | 11 | DEER:Indoor_Non-CFL_Ltg | 0 | 0 | 0 | SWFS011-07 | 2089.71 | 2024 | 0 | 2024 | 0 | 0 | SWFS011-07 | Com Gas Fryers ¦ PG&E ¦ All | Com Gas Fryers | 0.08901 | 0.378 | 0.79 | CBSA 2014 | 0 | 2012 | 1 | SWFS011-07
COM-FOODSERV-FS-10.3 | Com ¦ Standard Fryer - Gas ¦ PG&E ¦ All | Com ¦ Standard Fryer - Gas | PG&E ¦ All | PG&E | All | Electric & Gas | Standard, Commercial Fryer, Gas | Average Existing and Code |  |  | 0 | Conventional | FoodServ | Com - Health | Com | ROB and NEW | 0 | 1000 sqft2 of floor space | Fryer | 11 | DEER:Indoor_Non-CFL_Ltg | 0 | 0 | 0 | SWFS011-07 | 2089.71 | 2024 | 0 | 2024 | 0 | 0 | SWFS011-07 | Com Gas Fryers ¦ PG&E ¦ All | Com Gas Fryers | 0.016628 | 0.378 | 0.79 | CBSA 2014 | 0 | 2012 | 1 | SWFS011-07
COM-FOODSERV-FS-10.4 | Com ¦ Standard Fryer - Gas ¦ PG&E ¦ All | Com ¦ Standard Fryer - Gas | PG&E ¦ All | PG&E | All | Electric & Gas | Standard, Commercial Fryer, Gas | Average Existing and Code |  |  | 0 | Conventional | FoodServ | Com - Lodging | Com | ROB and NEW | 0 | 1000 sqft2 of floor space | Fryer | 11 | DEER:Indoor_Non-CFL_Ltg | 0 | 0 | 0 | SWFS011-07 | 2089.71 | 2024 | 0 | 2024 | 0 | 0 | SWFS011-07 | Com Gas Fryers ¦ PG&E ¦ All | Com Gas Fryers | 0.018993 | 0.378 | 0.79 | CBSA 2014 | 0 | 2012 | 1 | SWFS011-07
COM-FOODSERV-FS-10.5 | Com ¦ Standard Fryer - Gas ¦ PG&E ¦ All | Com ¦ Standard Fryer - Gas | PG&E ¦ All | PG&E | All | Electric & Gas | Standard, Commercial Fryer, Gas | Average Existing and Code |  |  | 0 | Conventional | FoodServ | Com - Other | Com | ROB and NEW | 0 | 1000 sqft2 of floor space | Fryer | 11 | DEER:Indoor_Non-CFL_Ltg | 0 | 0 | 0 | SWFS011-07 | 2089.71 | 2024 | 0 | 2024 | 0 | 0 | SWFS011-07 | Com Gas Fryers ¦ PG&E ¦ All | Com Gas Fryers | 0.0055888 | 0.378 | 0.79 | CBSA 2014 | 0 | 2012 | 1 | SWFS011-07
COM-FOODSERV-FS-10.6 | Com ¦ Standard Fryer - Gas ¦ PG&E ¦ All | Com ¦ Standard Fryer - Gas | PG&E ¦ All | PG&E | All | Electric & Gas | Standard, Commercial Fryer, Gas | Average Existing and Code |  |  | 0 | Conventional | FoodServ | Com - Restaurant | Com | ROB and NEW | 0 | 1000 sqft2 of floor space | Fryer | 11 | DEER:Indoor_Non-CFL_Ltg | 0 | 0 | 0 | SWFS011-07 | 2089.71 | 2024 | 0 | 2024 | 0 | 0 | SWFS011-07 | Com Gas Fryers ¦ PG&E ¦ All | Com Gas Fryers | 0.42016 | 0.378 | 0.79 | CBSA 2014 | 0 | 2012 | 1 | SWFS011-07
COM-FOODSERV-FS-10.7 | Com ¦ Standard Fryer - Gas ¦ PG&E ¦ All | Com ¦ Standard Fryer - Gas | PG&E ¦ All | PG&E | All | Electric & Gas | Standard, Commercial Fryer, Gas | Average Existing and Code |  |  | 0 | Conventional | FoodServ | Com - School | Com | ROB and NEW | 0 | 1000 sqft2 of floor space | Fryer | 11 | DEER:Indoor_Non-CFL_Ltg | 0 | 0 | 0 | SWFS011-07 | 2089.71 | 2024 | 0 | 2024 | 0 | 0 | SWFS011-07 | Com Gas Fryers ¦ PG&E ¦ All | Com Gas Fryers | 0.0039111 | 0.378 | 0.79 | CBSA 2014 | 0 | 2012 | 1 | SWFS011-07
COM-FOODSERV-FS-10.8 | Com ¦ Standard Fryer - Gas ¦ SCG ¦ All | Com ¦ Standard Fryer - Gas | SCG ¦ All | SCG | All | Electric & Gas | Standard, Commercial Fryer, Gas | Average Existing and Code |  |  | 0 | Conventional | FoodServ | Com - College | Com | ROB and NEW | 0 | 1000 sqft2 of floor space | Fryer | 11 | DEER:Indoor_Non-CFL_Ltg | 0 | 0 | 0 | SWFS011-07 | 2089.71 | 2024 | 0 | 2024 | 0 | 0 | SWFS011-07 | Com Gas Fryers ¦ SCG ¦ All | Com Gas Fryers | 0.0039111 | 0.378 | 0.79 | CBSA 2014 | 0 | 2012 | 1 | SWFS011-07
COM-FOODSERV-FS-10.9 | Com ¦ Standard Fryer - Gas ¦ SCG ¦ All | Com ¦ Standard Fryer - Gas | SCG ¦ All | SCG | All | Electric & Gas | Standard, Commercial Fryer, Gas | Average Existing and Code |  |  | 0 | Conventional | FoodServ | Com - Grocery | Com | ROB and NEW | 0 | 1000 sqft2 of floor space | Fryer | 11 | DEER:Indoor_Non-CFL_Ltg | 0 | 0 | 0 | SWFS011-07 | 2089.71 | 2024 | 0 | 2024 | 0 | 0 | SWFS011-07 | Com Gas Fryers ¦ SCG ¦ All | Com Gas Fryers | 0.08901 | 0.378 | 0.79 | CBSA 2014 | 0 | 2012 | 1 | SWFS011-07
COM-FOODSERV-FS-10.10 | Com ¦ Standard Fryer - Gas ¦ SCG ¦ All | Com ¦ Standard Fryer - Gas | SCG ¦ All | SCG | All | Electric & Gas | Standard, Commercial Fryer, Gas | Average Existing and Code |  |  | 0 | Conventional | FoodServ | Com - Health | Com | ROB and NEW | 0 | 1000 sqft2 of floor space | Fryer | 11 | DEER:Indoor_Non-CFL_Ltg | 0 | 0 | 0 | SWFS011-07 | 2089.71 | 2024 | 0 | 2024 | 0 | 0 | SWFS011-07 | Com Gas Fryers ¦ SCG ¦ All | Com Gas Fryers | 0.016628 | 0.378 | 0.79 | CBSA 2014 | 0 | 2012 | 1 | SWFS011-07
COM-FOODSERV-FS-10.11 | Com ¦ Standard Fryer - Gas ¦ SCG ¦ All | Com ¦ Standard Fryer - Gas | SCG ¦ All | SCG | All | Electric & Gas | Standard, Commercial Fryer, Gas | Average Existing and Code |  |  | 0 | Conventional | FoodServ | Com - Lodging | Com | ROB and NEW | 0 | 1000 sqft2 of floor space | Fryer | 11 | DEER:Indoor_Non-CFL_Ltg | 0 | 0 | 0 | SWFS011-07 | 2089.71 | 2024 | 0 | 2024 | 0 | 0 | SWFS011-07 | Com Gas Fryers ¦ SCG ¦ All | Com Gas Fryers | 0.018993 | 0.378 | 0.79 | CBSA 2014 | 0 | 2012 | 1 | SWFS011-07
COM-FOODSERV-FS-10.12 | Com ¦ Standard Fryer - Gas ¦ SCG ¦ All | Com ¦ Standard Fryer - Gas | SCG ¦ All | SCG | All | Electric & Gas | Standard, Commercial Fryer, Gas | Average Existing and Code |  |  | 0 | Conventional | FoodServ | Com - Other | Com | ROB and NEW | 0 | 1000 sqft2 of floor space | Fryer | 11 | DEER:Indoor_Non-CFL_Ltg | 0 | 0 | 0 | SWFS011-07 | 2089.71 | 2024 | 0 | 2024 | 0 | 0 | SWFS011-07 | Com Gas Fryers ¦ SCG ¦ All | Com Gas Fryers | 0.0055888 | 0.378 | 0.79 | CBSA 2014 | 0 | 2012 | 1 | SWFS011-07
COM-FOODSERV-FS-10.13 | Com ¦ Standard Fryer - Gas ¦ SCG ¦ All | Com ¦ Standard Fryer - Gas | SCG ¦ All | SCG | All | Electric & Gas | Standard, Commercial Fryer, Gas | Average Existing and Code |  |  | 0 | Conventional | FoodServ | Com - Restaurant | Com | ROB and NEW | 0 | 1000 sqft2 of floor space | Fryer | 11 | DEER:Indoor_Non-CFL_Ltg | 0 | 0 | 0 | SWFS011-07 | 2089.71 | 2024 | 0 | 2024 | 0 | 0 | SWFS011-07 | Com Gas Fryers ¦ SCG ¦ All | Com Gas Fryers | 0.42016 | 0.378 | 0.79 | CBSA 2014 | 0 | 2012 | 1 | SWFS011-07
COM-FOODSERV-FS-10.14 | Com ¦ Standard Fryer - Gas ¦ SCG ¦ All | Com ¦ Standard Fryer - Gas | SCG ¦ All | SCG | All | Electric & Gas | Standard, Commercial Fryer, Gas | Average Existing and Code |  |  | 0 | Conventional | FoodServ | Com - School | Com | ROB and NEW | 0 | 1000 sqft2 of floor space | Fryer | 11 | DEER:Indoor_Non-CFL_Ltg | 0 | 0 | 0 | SWFS011-07 | 2089.71 | 2024 | 0 | 2024 | 0 | 0 | SWFS011-07 | Com Gas Fryers ¦ SCG ¦ All | Com Gas Fryers | 0.0039111 | 0.378 | 0.79 | CBSA 2014 | 0 | 2012 | 1 | SWFS011-07
COM-FOODSERV-FS-10.15 | Com ¦ Standard Fryer - Gas ¦ SDG&E ¦ All | Com ¦ Standard Fryer - Gas | SDG&E ¦ All | SDG&E | All | Electric & Gas | Standard, Commercial Fryer, Gas | Average Existing and Code |  |  | 0 | Conventional | FoodServ | Com - College | Com | ROB and NEW | 0 | 1000 sqft2 of floor space | Fryer | 11 | DEER:Indoor_Non-CFL_Ltg | 0 | 0 | 0 | SWFS011-07 | 2089.71 | 2024 | 0 | 2024 | 0 | 0 | SWFS011-07 | Com Gas Fryers ¦ SDG&E ¦ All | Com Gas Fryers | 0.0039111 | 0.378 | 0.79 | CBSA 2014 | 0 | 2012 | 1 | SWFS011-07
COM-FOODSERV-FS-10.16 | Com ¦ Standard Fryer - Gas ¦ SDG&E ¦ All | Com ¦ Standard Fryer - Gas | SDG&E ¦ All | SDG&E | All | Electric & Gas | Standard, Commercial Fryer, Gas | Average Existing and Code |  |  | 0 | Conventional | FoodServ | Com - Grocery | Com | ROB and NEW | 0 | 1000 sqft2 of floor space | Fryer | 11 | DEER:Indoor_Non-CFL_Ltg | 0 | 0 | 0 | SWFS011-07 | 2089.71 | 2024 | 0 | 2024 | 0 | 0 | SWFS011-07 | Com Gas Fryers ¦ SDG&E ¦ All | Com Gas Fryers | 0.08901 | 0.378 | 0.79 | CBSA 2014 | 0 | 2012 | 1 | SWFS011-07
COM-FOODSERV-FS-10.17 | Com ¦ Standard Fryer - Gas ¦ SDG&E ¦ All | Com ¦ Standard Fryer - Gas | SDG&E ¦ All | SDG&E | All | Electric & Gas | Standard, Commercial Fryer, Gas | Average Existing and Code |  |  | 0 | Conventional | FoodServ | Com - Health | Com | ROB and NEW | 0 | 1000 sqft2 of floor space | Fryer | 11 | DEER:Indoor_Non-CFL_Ltg | 0 | 0 | 0 | SWFS011-07 | 2089.71 | 2024 | 0 | 2024 | 0 | 0 | SWFS011-07 | Com Gas Fryers ¦ SDG&E ¦ All | Com Gas Fryers | 0.016628 | 0.378 | 0.79 | CBSA 2014 | 0 | 2012 | 1 | SWFS011-07
COM-FOODSERV-FS-10.18 | Com ¦ Standard Fryer - Gas ¦ SDG&E ¦ All | Com ¦ Standard Fryer - Gas | SDG&E ¦ All | SDG&E | All | Electric & Gas | Standard, Commercial Fryer, Gas | Average Existing and Code |  |  | 0 | Conventional | FoodServ | Com - Lodging | Com | ROB and NEW | 0 | 1000 sqft2 of floor space | Fryer | 11 | DEER:Indoor_Non-CFL_Ltg | 0 | 0 | 0 | SWFS011-07 | 2089.71 | 2024 | 0 | 2024 | 0 | 0 | SWFS011-07 | Com Gas Fryers ¦ SDG&E ¦ All | Com Gas Fryers | 0.018993 | 0.378 | 0.79 | CBSA 2014 | 0 | 2012 | 1 | SWFS011-07
COM-FOODSERV-FS-10.19 | Com ¦ Standard Fryer - Gas ¦ SDG&E ¦ All | Com ¦ Standard Fryer - Gas | SDG&E ¦ All | SDG&E | All | Electric & Gas | Standard, Commercial Fryer, Gas | Average Existing and Code |  |  | 0 | Conventional | FoodServ | Com - Other | Com | ROB and NEW | 0 | 1000 sqft2 of floor space | Fryer | 11 | DEER:Indoor_Non-CFL_Ltg | 0 | 0 | 0 | SWFS011-07 | 2089.71 | 2024 | 0 | 2024 | 0 | 0 | SWFS011-07 | Com Gas Fryers ¦ SDG&E ¦ All | Com Gas Fryers | 0.0055888 | 0.378 | 0.79 | CBSA 2014 | 0 | 2012 | 1 | SWFS011-07
COM-FOODSERV-FS-10.20 | Com ¦ Standard Fryer - Gas ¦ SDG&E ¦ All | Com ¦ Standard Fryer - Gas | SDG&E ¦ All | SDG&E | All | Electric & Gas | Standard, Commercial Fryer, Gas | Average Existing and Code |  |  | 0 | Conventional | FoodServ | Com - Restaurant | Com | ROB and NEW | 0 | 1000 sqft2 of floor space | Fryer | 11 | DEER:Indoor_Non-CFL_Ltg | 0 | 0 | 0 | SWFS011-07 | 2089.71 | 2024 | 0 | 2024 | 0 | 0 | SWFS011-07 | Com Gas Fryers ¦ SDG&E ¦ All | Com Gas Fryers | 0.42016 | 0.378 | 0.79 | CBSA 2014 | 0 | 2012 | 1 | SWFS011-07
COM-FOODSERV-FS-10.21 | Com ¦ Standard Fryer - Gas ¦ SDG&E ¦ All | Com ¦ Standard Fryer - Gas | SDG&E ¦ All | SDG&E | All | Electric & Gas | Standard, Commercial Fryer, Gas | Average Existing and Code |  |  | 0 | Conventional | FoodServ | Com - School | Com | ROB and NEW | 0 | 1000 sqft2 of floor space | Fryer | 11 | DEER:Indoor_Non-CFL_Ltg | 0 | 0 | 0 | SWFS011-07 | 2089.71 | 2024 | 0 | 2024 | 0 | 0 | SWFS011-07 | Com Gas Fryers ¦ SDG&E ¦ All | Com Gas Fryers | 0.0039111 | 0.378 | 0.79 | CBSA 2014 | 0 | 2012 | 1 | SWFS011-07
COM-FOODSERV-FS-11.1 | Com ¦ ENERGY STAR Fryer - Tier 1 Gas ¦ PG&E ¦ All | Com ¦ ENERGY STAR Fryer - Tier 1 Gas | PG&E ¦ All | PG&E | All | Electric & Gas | Efficient, Commercial Fryer, Gas Tier 1 | Efficient |  |  | 0 | Conventional | FoodServ | Com - College | Com | ROB and NEW | 0 | 1000 sqft2 of floor space | Fryer | 11 | DEER:Indoor_Non-CFL_Ltg | 0 | 0 | -375 | SWFS011-07 | 3256.4 | 2024 | 0 | 2024 | 0 | 0 | SWFS011-07 | Com Gas Fryers ¦ PG&E ¦ All | Com Gas Fryers | 0.0039111 | 0.378 | 0.21 | CBSA 2014 | 1236.9945 | 2012 | 0.35 | SWFS011-07
COM-FOODSERV-FS-11.2 | Com ¦ ENERGY STAR Fryer - Tier 1 Gas ¦ PG&E ¦ All | Com ¦ ENERGY STAR Fryer - Tier 1 Gas | PG&E ¦ All | PG&E | All | Electric & Gas | Efficient, Commercial Fryer, Gas Tier 1 | Efficient |  |  | 0 | Conventional | FoodServ | Com - Grocery | Com | ROB and NEW | 0 | 1000 sqft2 of floor space | Fryer | 11 | DEER:Indoor_Non-CFL_Ltg | 0 | 0 | -375 | SWFS011-07 | 3256.4 | 2024 | 0 | 2024 | 0 | 0 | SWFS011-07 | Com Gas Fryers ¦ PG&E ¦ All | Com Gas Fryers | 0.08901 | 0.378 | 0.21 | CBSA 2014 | 880.5716 | 2012 | 0.35 | SWFS011-07
COM-FOODSERV-FS-11.3 | Com ¦ ENERGY STAR Fryer - Tier 1 Gas ¦ PG&E ¦ All | Com ¦ ENERGY STAR Fryer - Tier 1 Gas | PG&E ¦ All | PG&E | All | Electric & Gas | Efficient, Commercial Fryer, Gas Tier 1 | Efficient |  |  | 0 | Conventional | FoodServ | Com - Health | Com | ROB and NEW | 0 | 1000 sqft2 of floor space | Fryer | 11 | DEER:Indoor_Non-CFL_Ltg | 0 | 0 | -375 | SWFS011-07 | 3256.4 | 2024 | 0 | 2024 | 0 | 0 | SWFS011-07 | Com Gas Fryers ¦ PG&E ¦ All | Com Gas Fryers | 0.016628 | 0.378 | 0.21 | CBSA 2014 | 1059.2179 | 2012 | 0.35 | SWFS011-07
COM-FOODSERV-FS-11.4 | Com ¦ ENERGY STAR Fryer - Tier 1 Gas ¦ PG&E ¦ All | Com ¦ ENERGY STAR Fryer - Tier 1 Gas | PG&E ¦ All | PG&E | All | Electric & Gas | Efficient, Commercial Fryer, Gas Tier 1 | Efficient |  |  | 0 | Conventional | FoodServ | Com - Lodging | Com | ROB and NEW | 0 | 1000 sqft2 of floor space | Fryer | 11 | DEER:Indoor_Non-CFL_Ltg | 0 | 0 | -375 | SWFS011-07 | 3256.4 | 2024 | 0 | 2024 | 0 | 0 | SWFS011-07 | Com Gas Fryers ¦ PG&E ¦ All | Com Gas Fryers | 0.018993 | 0.378 | 0.21 | CBSA 2014 | 3704.3817 | 2012 | 0.35 | SWFS011-07
COM-FOODSERV-FS-11.5 | Com ¦ ENERGY STAR Fryer - Tier 1 Gas ¦ PG&E ¦ All | Com ¦ ENERGY STAR Fryer - Tier 1 Gas | PG&E ¦ All | PG&E | All | Electric & Gas | Efficient, Commercial Fryer, Gas Tier 1 | Efficient |  |  | 0 | Conventional | FoodServ | Com - Other | Com | ROB and NEW | 0 | 1000 sqft2 of floor space | Fryer | 11 | DEER:Indoor_Non-CFL_Ltg | 0 | 0 | -375 | SWFS011-07 | 3256.4 | 2024 | 0 | 2024 | 0 | 0 | SWFS011-07 | Com Gas Fryers ¦ PG&E ¦ All | Com Gas Fryers | 0.0055888 | 0.378 | 0.21 | CBSA 2014 | 1698.7525 | 2012 | 0.35 | SWFS011-07
COM-FOODSERV-FS-11.6 | Com ¦ ENERGY STAR Fryer - Tier 1 Gas ¦ PG&E ¦ All | Com ¦ ENERGY STAR Fryer - Tier 1 Gas | PG&E ¦ All | PG&E | All | Electric & Gas | Efficient, Commercial Fryer, Gas Tier 1 | Efficient |  |  | 0 | Conventional | FoodServ | Com - Restaurant | Com | ROB and NEW | 0 | 1000 sqft2 of floor space | Fryer | 11 | DEER:Indoor_Non-CFL_Ltg | 0 | 0 | -375 | SWFS011-07 | 3256.4 | 2024 | 0 | 2024 | 0 | 0 | SWFS011-07 | Com Gas Fryers ¦ PG&E ¦ All | Com Gas Fryers | 0.42016 | 0.378 | 0.21 | CBSA 2014 | 281.7139 | 2012 | 0.35 | SWFS011-07
COM-FOODSERV-FS-11.7 | Com ¦ ENERGY STAR Fryer - Tier 1 Gas ¦ PG&E ¦ All | Com ¦ ENERGY STAR Fryer - Tier 1 Gas | PG&E ¦ All | PG&E | All | Electric & Gas | Efficient, Commercial Fryer, Gas Tier 1 | Efficient |  |  | 0 | Conventional | FoodServ | Com - School | Com | ROB and NEW | 0 | 1000 sqft2 of floor space | Fryer | 11 | DEER:Indoor_Non-CFL_Ltg | 0 | 0 | -375 | SWFS011-07 | 3256.4 | 2024 | 0 | 2024 | 0 | 0 | SWFS011-07 | Com Gas Fryers ¦ PG&E ¦ All | Com Gas Fryers | 0.0039111 | 0.378 | 0.21 | CBSA 2014 | 856.7781 | 2012 | 0.35 | SWFS011-07
COM-FOODSERV-FS-11.8 | Com ¦ ENERGY STAR Fryer - Tier 1 Gas ¦ SCG ¦ All | Com ¦ ENERGY STAR Fryer - Tier 1 Gas | SCG ¦ All | SCG | All | Electric & Gas | Efficient, Commercial Fryer, Gas Tier 1 | Efficient |  |  | 0 | Conventional | FoodServ | Com - College | Com | ROB and NEW | 0 | 1000 sqft2 of floor space | Fryer | 11 | DEER:Indoor_Non-CFL_Ltg | 0 | 0 | -375 | SWFS011-07 | 3256.4 | 2024 | 0 | 2024 | 0 | 0 | SWFS011-07 | Com Gas Fryers ¦ SCG ¦ All | Com Gas Fryers | 0.0039111 | 0.378 | 0.21 | CBSA 2014 | 1236.9945 | 2012 | 0.35 | SWFS011-07
COM-FOODSERV-FS-11.9 | Com ¦ ENERGY STAR Fryer - Tier 1 Gas ¦ SCG ¦ All | Com ¦ ENERGY STAR Fryer - Tier 1 Gas | SCG ¦ All | SCG | All | Electric & Gas | Efficient, Commercial Fryer, Gas Tier 1 | Efficient |  |  | 0 | Conventional | FoodServ | Com - Grocery | Com | ROB and NEW | 0 | 1000 sqft2 of floor space | Fryer | 11 | DEER:Indoor_Non-CFL_Ltg | 0 | 0 | -375 | SWFS011-07 | 3256.4 | 2024 | 0 | 2024 | 0 | 0 | SWFS011-07 | Com Gas Fryers ¦ SCG ¦ All | Com Gas Fryers | 0.08901 | 0.378 | 0.21 | CBSA 2014 | 880.5716 | 2012 | 0.35 | SWFS011-07
COM-FOODSERV-FS-11.10 | Com ¦ ENERGY STAR Fryer - Tier 1 Gas ¦ SCG ¦ All | Com ¦ ENERGY STAR Fryer - Tier 1 Gas | SCG ¦ All | SCG | All | Electric & Gas | Efficient, Commercial Fryer, Gas Tier 1 | Efficient |  |  | 0 | Conventional | FoodServ | Com - Health | Com | ROB and NEW | 0 | 1000 sqft2 of floor space | Fryer | 11 | DEER:Indoor_Non-CFL_Ltg | 0 | 0 | -375 | SWFS011-07 | 3256.4 | 2024 | 0 | 2024 | 0 | 0 | SWFS011-07 | Com Gas Fryers ¦ SCG ¦ All | Com Gas Fryers | 0.016628 | 0.378 | 0.21 | CBSA 2014 | 1059.2179 | 2012 | 0.35 | SWFS011-07
COM-FOODSERV-FS-11.11 | Com ¦ ENERGY STAR Fryer - Tier 1 Gas ¦ SCG ¦ All | Com ¦ ENERGY STAR Fryer - Tier 1 Gas | SCG ¦ All | SCG | All | Electric & Gas | Efficient, Commercial Fryer, Gas Tier 1 | Efficient |  |  | 0 | Conventional | FoodServ | Com - Lodging | Com | ROB and NEW | 0 | 1000 sqft2 of floor space | Fryer | 11 | DEER:Indoor_Non-CFL_Ltg | 0 | 0 | -375 | SWFS011-07 | 3256.4 | 2024 | 0 | 2024 | 0 | 0 | SWFS011-07 | Com Gas Fryers ¦ SCG ¦ All | Com Gas Fryers | 0.018993 | 0.378 | 0.21 | CBSA 2014 | 3704.3817 | 2012 | 0.35 | SWFS011-07
COM-FOODSERV-FS-11.12 | Com ¦ ENERGY STAR Fryer - Tier 1 Gas ¦ SCG ¦ All | Com ¦ ENERGY STAR Fryer - Tier 1 Gas | SCG ¦ All | SCG | All | Electric & Gas | Efficient, Commercial Fryer, Gas Tier 1 | Efficient |  |  | 0 | Conventional | FoodServ | Com - Other | Com | ROB and NEW | 0 | 1000 sqft2 of floor space | Fryer | 11 | DEER:Indoor_Non-CFL_Ltg | 0 | 0 | -375 | SWFS011-07 | 3256.4 | 2024 | 0 | 2024 | 0 | 0 | SWFS011-07 | Com Gas Fryers ¦ SCG ¦ All | Com Gas Fryers | 0.0055888 | 0.378 | 0.21 | CBSA 2014 | 1698.7525 | 2012 | 0.35 | SWFS011-07
COM-FOODSERV-FS-11.13 | Com ¦ ENERGY STAR Fryer - Tier 1 Gas ¦ SCG ¦ All | Com ¦ ENERGY STAR Fryer - Tier 1 Gas | SCG ¦ All | SCG | All | Electric & Gas | Efficient, Commercial Fryer, Gas Tier 1 | Efficient |  |  | 0 | Conventional | FoodServ | Com - Restaurant | Com | ROB and NEW | 0 | 1000 sqft2 of floor space | Fryer | 11 | DEER:Indoor_Non-CFL_Ltg | 0 | 0 | -375 | SWFS011-07 | 3256.4 | 2024 | 0 | 2024 | 0 | 0 | SWFS011-07 | Com Gas Fryers ¦ SCG ¦ All | Com Gas Fryers | 0.42016 | 0.378 | 0.21 | CBSA 2014 | 281.7139 | 2012 | 0.35 | SWFS011-07
COM-FOODSERV-FS-11.14 | Com ¦ ENERGY STAR Fryer - Tier 1 Gas ¦ SCG ¦ All | Com ¦ ENERGY STAR Fryer - Tier 1 Gas | SCG ¦ All | SCG | All | Electric & Gas | Efficient, Commercial Fryer, Gas Tier 1 | Efficient |  |  | 0 | Conventional | FoodServ | Com - School | Com | ROB and NEW | 0 | 1000 sqft2 of floor space | Fryer | 11 | DEER:Indoor_Non-CFL_Ltg | 0 | 0 | -375 | SWFS011-07 | 3256.4 | 2024 | 0 | 2024 | 0 | 0 | SWFS011-07 | Com Gas Fryers ¦ SCG ¦ All | Com Gas Fryers | 0.0039111 | 0.378 | 0.21 | CBSA 2014 | 856.7781 | 2012 | 0.35 | SWFS011-07
COM-FOODSERV-FS-11.15 | Com ¦ ENERGY STAR Fryer - Tier 1 Gas ¦ SDG&E ¦ All | Com ¦ ENERGY STAR Fryer - Tier 1 Gas | SDG&E ¦ All | SDG&E | All | Electric & Gas | Efficient, Commercial Fryer, Gas Tier 1 | Efficient |  |  | 0 | Conventional | FoodServ | Com - College | Com | ROB and NEW | 0 | 1000 sqft2 of floor space | Fryer | 11 | DEER:Indoor_Non-CFL_Ltg | 0 | 0 | -375 | SWFS011-07 | 3256.4 | 2024 | 0 | 2024 | 0 | 0 | SWFS011-07 | Com Gas Fryers ¦ SDG&E ¦ All | Com Gas Fryers | 0.0039111 | 0.378 | 0.21 | CBSA 2014 | 1236.9945 | 2012 | 0.35 | SWFS011-07
COM-FOODSERV-FS-11.16 | Com ¦ ENERGY STAR Fryer - Tier 1 Gas ¦ SDG&E ¦ All | Com ¦ ENERGY STAR Fryer - Tier 1 Gas | SDG&E ¦ All | SDG&E | All | Electric & Gas | Efficient, Commercial Fryer, Gas Tier 1 | Efficient |  |  | 0 | Conventional | FoodServ | Com - Grocery | Com | ROB and NEW | 0 | 1000 sqft2 of floor space | Fryer | 11 | DEER:Indoor_Non-CFL_Ltg | 0 | 0 | -375 | SWFS011-07 | 3256.4 | 2024 | 0 | 2024 | 0 | 0 | SWFS011-07 | Com Gas Fryers ¦ SDG&E ¦ All | Com Gas Fryers | 0.08901 | 0.378 | 0.21 | CBSA 2014 | 880.5716 | 2012 | 0.35 | SWFS011-07
COM-FOODSERV-FS-11.17 | Com ¦ ENERGY STAR Fryer - Tier 1 Gas ¦ SDG&E ¦ All | Com ¦ ENERGY STAR Fryer - Tier 1 Gas | SDG&E ¦ All | SDG&E | All | Electric & Gas | Efficient, Commercial Fryer, Gas Tier 1 | Efficient |  |  | 0 | Conventional | FoodServ | Com - Health | Com | ROB and NEW | 0 | 1000 sqft2 of floor space | Fryer | 11 | DEER:Indoor_Non-CFL_Ltg | 0 | 0 | -375 | SWFS011-07 | 3256.4 | 2024 | 0 | 2024 | 0 | 0 | SWFS011-07 | Com Gas Fryers ¦ SDG&E ¦ All | Com Gas Fryers | 0.016628 | 0.378 | 0.21 | CBSA 2014 | 1059.2179 | 2012 | 0.35 | SWFS011-07
COM-FOODSERV-FS-11.18 | Com ¦ ENERGY STAR Fryer - Tier 1 Gas ¦ SDG&E ¦ All | Com ¦ ENERGY STAR Fryer - Tier 1 Gas | SDG&E ¦ All | SDG&E | All | Electric & Gas | Efficient, Commercial Fryer, Gas Tier 1 | Efficient |  |  | 0 | Conventional | FoodServ | Com - Lodging | Com | ROB and NEW | 0 | 1000 sqft2 of floor space | Fryer | 11 | DEER:Indoor_Non-CFL_Ltg | 0 | 0 | -375 | SWFS011-07 | 3256.4 | 2024 | 0 | 2024 | 0 | 0 | SWFS011-07 | Com Gas Fryers ¦ SDG&E ¦ All | Com Gas Fryers | 0.018993 | 0.378 | 0.21 | CBSA 2014 | 3704.3817 | 2012 | 0.35 | SWFS011-07
COM-FOODSERV-FS-11.19 | Com ¦ ENERGY STAR Fryer - Tier 1 Gas ¦ SDG&E ¦ All | Com ¦ ENERGY STAR Fryer - Tier 1 Gas | SDG&E ¦ All | SDG&E | All | Electric & Gas | Efficient, Commercial Fryer, Gas Tier 1 | Efficient |  |  | 0 | Conventional | FoodServ | Com - Other | Com | ROB and NEW | 0 | 1000 sqft2 of floor space | Fryer | 11 | DEER:Indoor_Non-CFL_Ltg | 0 | 0 | -375 | SWFS011-07 | 3256.4 | 2024 | 0 | 2024 | 0 | 0 | SWFS011-07 | Com Gas Fryers ¦ SDG&E ¦ All | Com Gas Fryers | 0.0055888 | 0.378 | 0.21 | CBSA 2014 | 1698.7525 | 2012 | 0.35 | SWFS011-07
COM-FOODSERV-FS-11.20 | Com ¦ ENERGY STAR Fryer - Tier 1 Gas ¦ SDG&E ¦ All | Com ¦ ENERGY STAR Fryer - Tier 1 Gas | SDG&E ¦ All | SDG&E | All | Electric & Gas | Efficient, Commercial Fryer, Gas Tier 1 | Efficient |  |  | 0 | Conventional | FoodServ | Com - Restaurant | Com | ROB and NEW | 0 | 1000 sqft2 of floor space | Fryer | 11 | DEER:Indoor_Non-CFL_Ltg | 0 | 0 | -375 | SWFS011-07 | 3256.4 | 2024 | 0 | 2024 | 0 | 0 | SWFS011-07 | Com Gas Fryers ¦ SDG&E ¦ All | Com Gas Fryers | 0.42016 | 0.378 | 0.21 | CBSA 2014 | 281.7139 | 2012 | 0.35 | SWFS011-07
COM-FOODSERV-FS-11.21 | Com ¦ ENERGY STAR Fryer - Tier 1 Gas ¦ SDG&E ¦ All | Com ¦ ENERGY STAR Fryer - Tier 1 Gas | SDG&E ¦ All | SDG&E | All | Electric & Gas | Efficient, Commercial Fryer, Gas Tier 1 | Efficient |  |  | 0 | Conventional | FoodServ | Com - School | Com | ROB and NEW | 0 | 1000 sqft2 of floor space | Fryer | 11 | DEER:Indoor_Non-CFL_Ltg | 0 | 0 | -375 | SWFS011-07 | 3256.4 | 2024 | 0 | 2024 | 0 | 0 | SWFS011-07 | Com Gas Fryers ¦ SDG&E ¦ All | Com Gas Fryers | 0.0039111 | 0.378 | 0.21 | CBSA 2014 | 856.7781 | 2012 | 0.35 | SWFS011-07
COM-FOODSERV-FS-12.1 | Com ¦ ENERGY STAR Fryer - Tier 2 Gas ¦ PG&E ¦ All | Com ¦ ENERGY STAR Fryer - Tier 2 Gas | PG&E ¦ All | PG&E | All | Electric & Gas | Super Efficient, Commercial Fryer, Gas Tier 2 | Efficient |  |  | 0 | Conventional | FoodServ | Com - College | Com | ROB and NEW | 0 | 1000 sqft2 of floor space | Fryer | 11 | DEER:Indoor_Non-CFL_Ltg | 0 | 0 | -569 | SWFS011-07 | 11557.93 | 2024 | 0 | 2024 | 0 | 0 | SWFS011-07 | Com Gas Fryers ¦ PG&E ¦ All | Com Gas Fryers | 0.0039111 | 0.378 | 0 | CBSA 2014 | 1876.933 | 2012 | 0.35 | SWFS011-07
COM-FOODSERV-FS-12.2 | Com ¦ ENERGY STAR Fryer - Tier 2 Gas ¦ PG&E ¦ All | Com ¦ ENERGY STAR Fryer - Tier 2 Gas | PG&E ¦ All | PG&E | All | Electric & Gas | Super Efficient, Commercial Fryer, Gas Tier 2 | Efficient |  |  | 0 | Conventional | FoodServ | Com - Grocery | Com | ROB and NEW | 0 | 1000 sqft2 of floor space | Fryer | 11 | DEER:Indoor_Non-CFL_Ltg | 0 | 0 | -569 | SWFS011-07 | 11557.93 | 2024 | 0 | 2024 | 0 | 0 | SWFS011-07 | Com Gas Fryers ¦ PG&E ¦ All | Com Gas Fryers | 0.08901 | 0.378 | 0 | CBSA 2014 | 1336.1207 | 2012 | 0.35 | SWFS011-07
COM-FOODSERV-FS-12.3 | Com ¦ ENERGY STAR Fryer - Tier 2 Gas ¦ PG&E ¦ All | Com ¦ ENERGY STAR Fryer - Tier 2 Gas | PG&E ¦ All | PG&E | All | Electric & Gas | Super Efficient, Commercial Fryer, Gas Tier 2 | Efficient |  |  | 0 | Conventional | FoodServ | Com - Health | Com | ROB and NEW | 0 | 1000 sqft2 of floor space | Fryer | 11 | DEER:Indoor_Non-CFL_Ltg | 0 | 0 | -569 | SWFS011-07 | 11557.93 | 2024 | 0 | 2024 | 0 | 0 | SWFS011-07 | Com Gas Fryers ¦ PG&E ¦ All | Com Gas Fryers | 0.016628 | 0.378 | 0 | CBSA 2014 | 1607.1866 | 2012 | 0.35 | SWFS011-07
COM-FOODSERV-FS-12.4 | Com ¦ ENERGY STAR Fryer - Tier 2 Gas ¦ PG&E ¦ All | Com ¦ ENERGY STAR Fryer - Tier 2 Gas | PG&E ¦ All | PG&E | All | Electric & Gas | Super Efficient, Commercial Fryer, Gas Tier 2 | Efficient |  |  | 0 | Conventional | FoodServ | Com - Lodging | Com | ROB and NEW | 0 | 1000 sqft2 of floor space | Fryer | 11 | DEER:Indoor_Non-CFL_Ltg | 0 | 0 | -569 | SWFS011-07 | 11557.93 | 2024 | 0 | 2024 | 0 | 0 | SWFS011-07 | Com Gas Fryers ¦ PG&E ¦ All | Com Gas Fryers | 0.018993 | 0.378 | 0 | CBSA 2014 | 5620.7819 | 2012 | 0.35 | SWFS011-07
COM-FOODSERV-FS-12.5 | Com ¦ ENERGY STAR Fryer - Tier 2 Gas ¦ PG&E ¦ All | Com ¦ ENERGY STAR Fryer - Tier 2 Gas | PG&E ¦ All | PG&E | All | Electric & Gas | Super Efficient, Commercial Fryer, Gas Tier 2 | Efficient |  |  | 0 | Conventional | FoodServ | Com - Other | Com | ROB and NEW | 0 | 1000 sqft2 of floor space | Fryer | 11 | DEER:Indoor_Non-CFL_Ltg | 0 | 0 | -569 | SWFS011-07 | 11557.93 | 2024 | 0 | 2024 | 0 | 0 | SWFS011-07 | Com Gas Fryers ¦ PG&E ¦ All | Com Gas Fryers | 0.0055888 | 0.378 | 0 | CBSA 2014 | 2577.5738 | 2012 | 0.35 | SWFS011-07
COM-FOODSERV-FS-12.6 | Com ¦ ENERGY STAR Fryer - Tier 2 Gas ¦ PG&E ¦ All | Com ¦ ENERGY STAR Fryer - Tier 2 Gas | PG&E ¦ All | PG&E | All | Electric & Gas | Super Efficient, Commercial Fryer, Gas Tier 2 | Efficient |  |  | 0 | Conventional | FoodServ | Com - Restaurant | Com | ROB and NEW | 0 | 1000 sqft2 of floor space | Fryer | 11 | DEER:Indoor_Non-CFL_Ltg | 0 | 0 | -569 | SWFS011-07 | 11557.93 | 2024 | 0 | 2024 | 0 | 0 | SWFS011-07 | Com Gas Fryers ¦ PG&E ¦ All | Com Gas Fryers | 0.42016 | 0.378 | 0 | CBSA 2014 | 427.4539 | 2012 | 0.35 | SWFS011-07
COM-FOODSERV-FS-12.7 | Com ¦ ENERGY STAR Fryer - Tier 2 Gas ¦ PG&E ¦ All | Com ¦ ENERGY STAR Fryer - Tier 2 Gas | PG&E ¦ All | PG&E | All | Electric & Gas | Super Efficient, Commercial Fryer, Gas Tier 2 | Efficient |  |  | 0 | Conventional | FoodServ | Com - School | Com | ROB and NEW | 0 | 1000 sqft2 of floor space | Fryer | 11 | DEER:Indoor_Non-CFL_Ltg | 0 | 0 | -569 | SWFS011-07 | 11557.93 | 2024 | 0 | 2024 | 0 | 0 | SWFS011-07 | Com Gas Fryers ¦ PG&E ¦ All | Com Gas Fryers | 0.0039111 | 0.378 | 0 | CBSA 2014 | 1300.018 | 2012 | 0.35 | SWFS011-07
COM-FOODSERV-FS-12.8 | Com ¦ ENERGY STAR Fryer - Tier 2 Gas ¦ SCG ¦ All | Com ¦ ENERGY STAR Fryer - Tier 2 Gas | SCG ¦ All | SCG | All | Electric & Gas | Super Efficient, Commercial Fryer, Gas Tier 2 | Efficient |  |  | 0 | Conventional | FoodServ | Com - College | Com | ROB and NEW | 0 | 1000 sqft2 of floor space | Fryer | 11 | DEER:Indoor_Non-CFL_Ltg | 0 | 0 | -569 | SWFS011-07 | 11557.93 | 2024 | 0 | 2024 | 0 | 0 | SWFS011-07 | Com Gas Fryers ¦ SCG ¦ All | Com Gas Fryers | 0.0039111 | 0.378 | 0 | CBSA 2014 | 1876.933 | 2012 | 0.35 | SWFS011-07
COM-FOODSERV-FS-12.9 | Com ¦ ENERGY STAR Fryer - Tier 2 Gas ¦ SCG ¦ All | Com ¦ ENERGY STAR Fryer - Tier 2 Gas | SCG ¦ All | SCG | All | Electric & Gas | Super Efficient, Commercial Fryer, Gas Tier 2 | Efficient |  |  | 0 | Conventional | FoodServ | Com - Grocery | Com | ROB and NEW | 0 | 1000 sqft2 of floor space | Fryer | 11 | DEER:Indoor_Non-CFL_Ltg | 0 | 0 | -569 | SWFS011-07 | 11557.93 | 2024 | 0 | 2024 | 0 | 0 | SWFS011-07 | Com Gas Fryers ¦ SCG ¦ All | Com Gas Fryers | 0.08901 | 0.378 | 0 | CBSA 2014 | 1336.1207 | 2012 | 0.35 | SWFS011-07
COM-FOODSERV-FS-12.10 | Com ¦ ENERGY STAR Fryer - Tier 2 Gas ¦ SCG ¦ All | Com ¦ ENERGY STAR Fryer - Tier 2 Gas | SCG ¦ All | SCG | All | Electric & Gas | Super Efficient, Commercial Fryer, Gas Tier 2 | Efficient |  |  | 0 | Conventional | FoodServ | Com - Health | Com | ROB and NEW | 0 | 1000 sqft2 of floor space | Fryer | 11 | DEER:Indoor_Non-CFL_Ltg | 0 | 0 | -569 | SWFS011-07 | 11557.93 | 2024 | 0 | 2024 | 0 | 0 | SWFS011-07 | Com Gas Fryers ¦ SCG ¦ All | Com Gas Fryers | 0.016628 | 0.378 | 0 | CBSA 2014 | 1607.1866 | 2012 | 0.35 | SWFS011-07
COM-FOODSERV-FS-12.11 | Com ¦ ENERGY STAR Fryer - Tier 2 Gas ¦ SCG ¦ All | Com ¦ ENERGY STAR Fryer - Tier 2 Gas | SCG ¦ All | SCG | All | Electric & Gas | Super Efficient, Commercial Fryer, Gas Tier 2 | Efficient |  |  | 0 | Conventional | FoodServ | Com - Lodging | Com | ROB and NEW | 0 | 1000 sqft2 of floor space | Fryer | 11 | DEER:Indoor_Non-CFL_Ltg | 0 | 0 | -569 | SWFS011-07 | 11557.93 | 2024 | 0 | 2024 | 0 | 0 | SWFS011-07 | Com Gas Fryers ¦ SCG ¦ All | Com Gas Fryers | 0.018993 | 0.378 | 0 | CBSA 2014 | 5620.7819 | 2012 | 0.35 | SWFS011-07
COM-FOODSERV-FS-12.12 | Com ¦ ENERGY STAR Fryer - Tier 2 Gas ¦ SCG ¦ All | Com ¦ ENERGY STAR Fryer - Tier 2 Gas | SCG ¦ All | SCG | All | Electric & Gas | Super Efficient, Commercial Fryer, Gas Tier 2 | Efficient |  |  | 0 | Conventional | FoodServ | Com - Other | Com | ROB and NEW | 0 | 1000 sqft2 of floor space | Fryer | 11 | DEER:Indoor_Non-CFL_Ltg | 0 | 0 | -569 | SWFS011-07 | 11557.93 | 2024 | 0 | 2024 | 0 | 0 | SWFS011-07 | Com Gas Fryers ¦ SCG ¦ All | Com Gas Fryers | 0.0055888 | 0.378 | 0 | CBSA 2014 | 2577.5738 | 2012 | 0.35 | SWFS011-07
COM-FOODSERV-FS-12.13 | Com ¦ ENERGY STAR Fryer - Tier 2 Gas ¦ SCG ¦ All | Com ¦ ENERGY STAR Fryer - Tier 2 Gas | SCG ¦ All | SCG | All | Electric & Gas | Super Efficient, Commercial Fryer, Gas Tier 2 | Efficient |  |  | 0 | Conventional | FoodServ | Com - Restaurant | Com | ROB and NEW | 0 | 1000 sqft2 of floor space | Fryer | 11 | DEER:Indoor_Non-CFL_Ltg | 0 | 0 | -569 | SWFS011-07 | 11557.93 | 2024 | 0 | 2024 | 0 | 0 | SWFS011-07 | Com Gas Fryers ¦ SCG ¦ All | Com Gas Fryers | 0.42016 | 0.378 | 0 | CBSA 2014 | 427.4539 | 2012 | 0.35 | SWFS011-07
COM-FOODSERV-FS-12.14 | Com ¦ ENERGY STAR Fryer - Tier 2 Gas ¦ SCG ¦ All | Com ¦ ENERGY STAR Fryer - Tier 2 Gas | SCG ¦ All | SCG | All | Electric & Gas | Super Efficient, Commercial Fryer, Gas Tier 2 | Efficient |  |  | 0 | Conventional | FoodServ | Com - School | Com | ROB and NEW | 0 | 1000 sqft2 of floor space | Fryer | 11 | DEER:Indoor_Non-CFL_Ltg | 0 | 0 | -569 | SWFS011-07 | 11557.93 | 2024 | 0 | 2024 | 0 | 0 | SWFS011-07 | Com Gas Fryers ¦ SCG ¦ All | Com Gas Fryers | 0.0039111 | 0.378 | 0 | CBSA 2014 | 1300.018 | 2012 | 0.35 | SWFS011-07
COM-FOODSERV-FS-12.15 | Com ¦ ENERGY STAR Fryer - Tier 2 Gas ¦ SDG&E ¦ All | Com ¦ ENERGY STAR Fryer - Tier 2 Gas | SDG&E ¦ All | SDG&E | All | Electric & Gas | Super Efficient, Commercial Fryer, Gas Tier 2 | Efficient |  |  | 0 | Conventional | FoodServ | Com - College | Com | ROB and NEW | 0 | 1000 sqft2 of floor space | Fryer | 11 | DEER:Indoor_Non-CFL_Ltg | 0 | 0 | -569 | SWFS011-07 | 11557.93 | 2024 | 0 | 2024 | 0 | 0 | SWFS011-07 | Com Gas Fryers ¦ SDG&E ¦ All | Com Gas Fryers | 0.0039111 | 0.378 | 0 | CBSA 2014 | 1876.933 | 2012 | 0.35 | SWFS011-07
COM-FOODSERV-FS-12.16 | Com ¦ ENERGY STAR Fryer - Tier 2 Gas ¦ SDG&E ¦ All | Com ¦ ENERGY STAR Fryer - Tier 2 Gas | SDG&E ¦ All | SDG&E | All | Electric & Gas | Super Efficient, Commercial Fryer, Gas Tier 2 | Efficient |  |  | 0 | Conventional | FoodServ | Com - Grocery | Com | ROB and NEW | 0 | 1000 sqft2 of floor space | Fryer | 11 | DEER:Indoor_Non-CFL_Ltg | 0 | 0 | -569 | SWFS011-07 | 11557.93 | 2024 | 0 | 2024 | 0 | 0 | SWFS011-07 | Com Gas Fryers ¦ SDG&E ¦ All | Com Gas Fryers | 0.08901 | 0.378 | 0 | CBSA 2014 | 1336.1207 | 2012 | 0.35 | SWFS011-07
COM-FOODSERV-FS-12.17 | Com ¦ ENERGY STAR Fryer - Tier 2 Gas ¦ SDG&E ¦ All | Com ¦ ENERGY STAR Fryer - Tier 2 Gas | SDG&E ¦ All | SDG&E | All | Electric & Gas | Super Efficient, Commercial Fryer, Gas Tier 2 | Efficient |  |  | 0 | Conventional | FoodServ | Com - Health | Com | ROB and NEW | 0 | 1000 sqft2 of floor space | Fryer | 11 | DEER:Indoor_Non-CFL_Ltg | 0 | 0 | -569 | SWFS011-07 | 11557.93 | 2024 | 0 | 2024 | 0 | 0 | SWFS011-07 | Com Gas Fryers ¦ SDG&E ¦ All | Com Gas Fryers | 0.016628 | 0.378 | 0 | CBSA 2014 | 1607.1866 | 2012 | 0.35 | SWFS011-07
COM-FOODSERV-FS-12.18 | Com ¦ ENERGY STAR Fryer - Tier 2 Gas ¦ SDG&E ¦ All | Com ¦ ENERGY STAR Fryer - Tier 2 Gas | SDG&E ¦ All | SDG&E | All | Electric & Gas | Super Efficient, Commercial Fryer, Gas Tier 2 | Efficient |  |  | 0 | Conventional | FoodServ | Com - Lodging | Com | ROB and NEW | 0 | 1000 sqft2 of floor space | Fryer | 11 | DEER:Indoor_Non-CFL_Ltg | 0 | 0 | -569 | SWFS011-07 | 11557.93 | 2024 | 0 | 2024 | 0 | 0 | SWFS011-07 | Com Gas Fryers ¦ SDG&E ¦ All | Com Gas Fryers | 0.018993 | 0.378 | 0 | CBSA 2014 | 5620.7819 | 2012 | 0.35 | SWFS011-07
COM-FOODSERV-FS-12.19 | Com ¦ ENERGY STAR Fryer - Tier 2 Gas ¦ SDG&E ¦ All | Com ¦ ENERGY STAR Fryer - Tier 2 Gas | SDG&E ¦ All | SDG&E | All | Electric & Gas | Super Efficient, Commercial Fryer, Gas Tier 2 | Efficient |  |  | 0 | Conventional | FoodServ | Com - Other | Com | ROB and NEW | 0 | 1000 sqft2 of floor space | Fryer | 11 | DEER:Indoor_Non-CFL_Ltg | 0 | 0 | -569 | SWFS011-07 | 11557.93 | 2024 | 0 | 2024 | 0 | 0 | SWFS011-07 | Com Gas Fryers ¦ SDG&E ¦ All | Com Gas Fryers | 0.0055888 | 0.378 | 0 | CBSA 2014 | 2577.5738 | 2012 | 0.35 | SWFS011-07
COM-FOODSERV-FS-12.20 | Com ¦ ENERGY STAR Fryer - Tier 2 Gas ¦ SDG&E ¦ All | Com ¦ ENERGY STAR Fryer - Tier 2 Gas | SDG&E ¦ All | SDG&E | All | Electric & Gas | Super Efficient, Commercial Fryer, Gas Tier 2 | Efficient |  |  | 0 | Conventional | FoodServ | Com - Restaurant | Com | ROB and NEW | 0 | 1000 sqft2 of floor space | Fryer | 11 | DEER:Indoor_Non-CFL_Ltg | 0 | 0 | -569 | SWFS011-07 | 11557.93 | 2024 | 0 | 2024 | 0 | 0 | SWFS011-07 | Com Gas Fryers ¦ SDG&E ¦ All | Com Gas Fryers | 0.42016 | 0.378 | 0 | CBSA 2014 | 427.4539 | 2012 | 0.35 | SWFS011-07
COM-FOODSERV-FS-12.21 | Com ¦ ENERGY STAR Fryer - Tier 2 Gas ¦ SDG&E ¦ All | Com ¦ ENERGY STAR Fryer - Tier 2 Gas | SDG&E ¦ All | SDG&E | All | Electric & Gas | Super Efficient, Commercial Fryer, Gas Tier 2 | Efficient |  |  | 0 | Conventional | FoodServ | Com - School | Com | ROB and NEW | 0 | 1000 sqft2 of floor space | Fryer | 11 | DEER:Indoor_Non-CFL_Ltg | 0 | 0 | -569 | SWFS011-07 | 11557.93 | 2024 | 0 | 2024 | 0 | 0 | SWFS011-07 | Com Gas Fryers ¦ SDG&E ¦ All | Com Gas Fryers | 0.0039111 | 0.378 | 0 | CBSA 2014 | 1300.018 | 2012 | 0.35 | SWFS011-07
COM-FOODSERV-FS-13. | Com ¦ ENERGY STAR Fryer - Fuel Sub ¦ PG&E ¦ All | Com ¦ ENERGY STAR Fryer - Fuel Sub | PG&E ¦ All | PG&E | All | Electric & Gas | Electric Fryer, Fuel Sub | Efficient |  |  | 0 | Conventional | FoodServ | Com - College | Com | ROB Only | 1 | 1000 sqft2 of floor space | Fryer | 12 | DEER:Indoor_Non-CFL_Ltg | 10500 | 0 | -1110 | SWFS021-05 | 7723.65 | 2024 | -26.44 | 2024 | 0 | 0 | SWFS021-05 | Com Gas Fryers ¦ PG&E ¦ All | Com Gas Fryers | 0.0039111 | 0.378 | 0 | CBSA 2014 | 2868.7743 | 2012 | 1 | SWFS021-05
COM-FOODSERV-FS-13. | Com ¦ ENERGY STAR Fryer - Fuel Sub ¦ PG&E ¦ All | Com ¦ ENERGY STAR Fryer - Fuel Sub | PG&E ¦ All | PG&E | All | Electric & Gas | Electric Fryer, Fuel Sub | Efficient |  |  | 0 | Conventional | FoodServ | Com - Grocery | Com | ROB Only | 1 | 1000 sqft2 of floor space | Fryer | 12 | DEER:Indoor_Non-CFL_Ltg | 10500 | 0 | -1110 | SWFS021-05 | 7723.65 | 2024 | -26.44 | 2024 | 0 | 0 | SWFS021-05 | Com Gas Fryers ¦ PG&E ¦ All | Com Gas Fryers | 0.08901 | 0.378 | 0 | CBSA 2014 | 2015.8794 | 2012 | 1 | SWFS021-05
COM-FOODSERV-FS-13. | Com ¦ ENERGY STAR Fryer - Fuel Sub ¦ PG&E ¦ All | Com ¦ ENERGY STAR Fryer - Fuel Sub | PG&E ¦ All | PG&E | All | Electric & Gas | Electric Fryer, Fuel Sub | Efficient |  |  | 0 | Conventional | FoodServ | Com - Health | Com | ROB Only | 1 | 1000 sqft2 of floor space | Fryer | 12 | DEER:Indoor_Non-CFL_Ltg | 10500 | 0 | -1110 | SWFS021-05 | 7723.65 | 2024 | -26.44 | 2024 | 0 | 0 | SWFS021-05 | Com Gas Fryers ¦ PG&E ¦ All | Com Gas Fryers | 0.016628 | 0.378 | 0 | CBSA 2014 | 2448.1999 | 2012 | 1 | SWFS021-05
COM-FOODSERV-FS-13. | Com ¦ ENERGY STAR Fryer - Fuel Sub ¦ PG&E ¦ All | Com ¦ ENERGY STAR Fryer - Fuel Sub | PG&E ¦ All | PG&E | All | Electric & Gas | Electric Fryer, Fuel Sub | Efficient |  |  | 0 | Conventional | FoodServ | Com - Lodging | Com | ROB Only | 1 | 1000 sqft2 of floor space | Fryer | 12 | DEER:Indoor_Non-CFL_Ltg | 10500 | 0 | -1110 | SWFS021-05 | 7723.65 | 2024 | -26.44 | 2024 | 0 | 0 | SWFS021-05 | Com Gas Fryers ¦ PG&E ¦ All | Com Gas Fryers | 0.018993 | 0.378 | 0 | CBSA 2014 | 9309.3031 | 2012 | 1 | SWFS021-05
COM-FOODSERV-FS-13. | Com ¦ ENERGY STAR Fryer - Fuel Sub ¦ PG&E ¦ All | Com ¦ ENERGY STAR Fryer - Fuel Sub | PG&E ¦ All | PG&E | All | Electric & Gas | Electric Fryer, Fuel Sub | Efficient |  |  | 0 | Conventional | FoodServ | Com - Other | Com | ROB Only | 1 | 1000 sqft2 of floor space | Fryer | 12 | DEER:Indoor_Non-CFL_Ltg | 10500 | 0 | -1110 | SWFS021-05 | 7723.65 | 2024 | -26.44 | 2024 | 0 | 0 | SWFS021-05 | Com Gas Fryers ¦ PG&E ¦ All | Com Gas Fryers | 0.0055888 | 0.378 | 0 | CBSA 2014 | 3868.8505 | 2012 | 1 | SWFS021-05
COM-FOODSERV-FS-13. | Com ¦ ENERGY STAR Fryer - Fuel Sub ¦ PG&E ¦ All | Com ¦ ENERGY STAR Fryer - Fuel Sub | PG&E ¦ All | PG&E | All | Electric & Gas | Electric Fryer, Fuel Sub | Efficient |  |  | 0 | Conventional | FoodServ | Com - Restaurant | Com | ROB Only | 1 | 1000 sqft2 of floor space | Fryer | 12 | DEER:Indoor_Non-CFL_Ltg | 10500 | 0 | -1110 | SWFS021-05 | 7723.65 | 2024 | -26.44 | 2024 | 0 | 0 | SWFS021-05 | Com Gas Fryers ¦ PG&E ¦ All | Com Gas Fryers | 0.42016 | 0.378 | 0 | CBSA 2014 | 647.2772 | 2012 | 1 | SWFS021-05
COM-FOODSERV-FS-13. | Com ¦ ENERGY STAR Fryer - Fuel Sub ¦ PG&E ¦ All | Com ¦ ENERGY STAR Fryer - Fuel Sub | PG&E ¦ All | PG&E | All | Electric & Gas | Electric Fryer, Fuel Sub | Efficient |  |  | 0 | Conventional | FoodServ | Com - School | Com | ROB Only | 1 | 1000 sqft2 of floor space | Fryer | 12 | DEER:Indoor_Non-CFL_Ltg | 10500 | 0 | -1110 | SWFS021-05 | 7723.65 | 2024 | -26.44 | 2024 | 0 | 0 | SWFS021-05 | Com Gas Fryers ¦ PG&E ¦ All | Com Gas Fryers | 0.0039111 | 0.378 | 0 | CBSA 2014 | 807.2794 | 2012 | 1 | SWFS021-05
COM-FOODSERV-FS-13. | Com ¦ ENERGY STAR Fryer - Fuel Sub ¦ SCG ¦ All | Com ¦ ENERGY STAR Fryer - Fuel Sub | SCG ¦ All | SCG | All | Electric & Gas | Electric Fryer, Fuel Sub | Efficient |  |  | 0 | Conventional | FoodServ | Com - College | Com | ROB Only | 1 | 1000 sqft2 of floor space | Fryer | 12 | DEER:Indoor_Non-CFL_Ltg | 10500 | 0 | -1110 | SWFS021-05 | 7723.65 | 2024 | -26.44 | 2024 | 0 | 0 | SWFS021-05 | Com Gas Fryers ¦ SCG ¦ All | Com Gas Fryers | 0.0039111 | 0.378 | 0 | CBSA 2014 | 2868.7743 | 2012 | 1 | SWFS021-05
COM-FOODSERV-FS-13. | Com ¦ ENERGY STAR Fryer - Fuel Sub ¦ SCG ¦ All | Com ¦ ENERGY STAR Fryer - Fuel Sub | SCG ¦ All | SCG | All | Electric & Gas | Electric Fryer, Fuel Sub | Efficient |  |  | 0 | Conventional | FoodServ | Com - Grocery | Com | ROB Only | 1 | 1000 sqft2 of floor space | Fryer | 12 | DEER:Indoor_Non-CFL_Ltg | 10500 | 0 | -1110 | SWFS021-05 | 7723.65 | 2024 | -26.44 | 2024 | 0 | 0 | SWFS021-05 | Com Gas Fryers ¦ SCG ¦ All | Com Gas Fryers | 0.08901 | 0.378 | 0 | CBSA 2014 | 2015.8794 | 2012 | 1 | SWFS021-05
COM-FOODSERV-FS-13. | Com ¦ ENERGY STAR Fryer - Fuel Sub ¦ SCG ¦ All | Com ¦ ENERGY STAR Fryer - Fuel Sub | SCG ¦ All | SCG | All | Electric & Gas | Electric Fryer, Fuel Sub | Efficient |  |  | 0 | Conventional | FoodServ | Com - Health | Com | ROB Only | 1 | 1000 sqft2 of floor space | Fryer | 12 | DEER:Indoor_Non-CFL_Ltg | 10500 | 0 | -1110 | SWFS021-05 | 7723.65 | 2024 | -26.44 | 2024 | 0 | 0 | SWFS021-05 | Com Gas Fryers ¦ SCG ¦ All | Com Gas Fryers | 0.016628 | 0.378 | 0 | CBSA 2014 | 2448.1999 | 2012 | 1 | SWFS021-05
COM-FOODSERV-FS-13. | Com ¦ ENERGY STAR Fryer - Fuel Sub ¦ SCG ¦ All | Com ¦ ENERGY STAR Fryer - Fuel Sub | SCG ¦ All | SCG | All | Electric & Gas | Electric Fryer, Fuel Sub | Efficient |  |  | 0 | Conventional | FoodServ | Com - Lodging | Com | ROB Only | 1 | 1000 sqft2 of floor space | Fryer | 12 | DEER:Indoor_Non-CFL_Ltg | 10500 | 0 | -1110 | SWFS021-05 | 7723.65 | 2024 | -26.44 | 2024 | 0 | 0 | SWFS021-05 | Com Gas Fryers ¦ SCG ¦ All | Com Gas Fryers | 0.018993 | 0.378 | 0 | CBSA 2014 | 9309.3031 | 2012 | 1 | SWFS021-05
COM-FOODSERV-FS-13. | Com ¦ ENERGY STAR Fryer - Fuel Sub ¦ SCG ¦ All | Com ¦ ENERGY STAR Fryer - Fuel Sub | SCG ¦ All | SCG | All | Electric & Gas | Electric Fryer, Fuel Sub | Efficient |  |  | 0 | Conventional | FoodServ | Com - Other | Com | ROB Only | 1 | 1000 sqft2 of floor space | Fryer | 12 | DEER:Indoor_Non-CFL_Ltg | 10500 | 0 | -1110 | SWFS021-05 | 7723.65 | 2024 | -26.44 | 2024 | 0 | 0 | SWFS021-05 | Com Gas Fryers ¦ SCG ¦ All | Com Gas Fryers | 0.0055888 | 0.378 | 0 | CBSA 2014 | 3868.8505 | 2012 | 1 | SWFS021-05
COM-FOODSERV-FS-13. | Com ¦ ENERGY STAR Fryer - Fuel Sub ¦ SCG ¦ All | Com ¦ ENERGY STAR Fryer - Fuel Sub | SCG ¦ All | SCG | All | Electric & Gas | Electric Fryer, Fuel Sub | Efficient |  |  | 0 | Conventional | FoodServ | Com - Restaurant | Com | ROB Only | 1 | 1000 sqft2 of floor space | Fryer | 12 | DEER:Indoor_Non-CFL_Ltg | 10500 | 0 | -1110 | SWFS021-05 | 7723.65 | 2024 | -26.44 | 2024 | 0 | 0 | SWFS021-05 | Com Gas Fryers ¦ SCG ¦ All | Com Gas Fryers | 0.42016 | 0.378 | 0 | CBSA 2014 | 647.2772 | 2012 | 1 | SWFS021-05
COM-FOODSERV-FS-13. | Com ¦ ENERGY STAR Fryer - Fuel Sub ¦ SCG ¦ All | Com ¦ ENERGY STAR Fryer - Fuel Sub | SCG ¦ All | SCG | All | Electric & Gas | Electric Fryer, Fuel Sub | Efficient |  |  | 0 | Conventional | FoodServ | Com - School | Com | ROB Only | 1 | 1000 sqft2 of floor space | Fryer | 12 | DEER:Indoor_Non-CFL_Ltg | 10500 | 0 | -1110 | SWFS021-05 | 7723.65 | 2024 | -26.44 | 2024 | 0 | 0 | SWFS021-05 | Com Gas Fryers ¦ SCG ¦ All | Com Gas Fryers | 0.0039111 | 0.378 | 0 | CBSA 2014 | 807.2794 | 2012 | 1 | SWFS021-05
COM-FOODSERV-FS-13. | Com ¦ ENERGY STAR Fryer - Fuel Sub ¦ SDG&E ¦ All | Com ¦ ENERGY STAR Fryer - Fuel Sub | SDG&E ¦ All | SDG&E | All | Electric & Gas | Electric Fryer, Fuel Sub | Efficient |  |  | 0 | Conventional | FoodServ | Com - College | Com | ROB Only | 1 | 1000 sqft2 of floor space | Fryer | 12 | DEER:Indoor_Non-CFL_Ltg | 10500 | 0 | -1110 | SWFS021-05 | 7723.65 | 2024 | -26.44 | 2024 | 0 | 0 | SWFS021-05 | Com Gas Fryers ¦ SDG&E ¦ All | Com Gas Fryers | 0.0039111 | 0.378 | 0 | CBSA 2014 | 2868.7743 | 2012 | 1 | SWFS021-05
COM-FOODSERV-FS-13. | Com ¦ ENERGY STAR Fryer - Fuel Sub ¦ SDG&E ¦ All | Com ¦ ENERGY STAR Fryer - Fuel Sub | SDG&E ¦ All | SDG&E | All | Electric & Gas | Electric Fryer, Fuel Sub | Efficient |  |  | 0 | Conventional | FoodServ | Com - Grocery | Com | ROB Only | 1 | 1000 sqft2 of floor space | Fryer | 12 | DEER:Indoor_Non-CFL_Ltg | 10500 | 0 | -1110 | SWFS021-05 | 7723.65 | 2024 | -26.44 | 2024 | 0 | 0 | SWFS021-05 | Com Gas Fryers ¦ SDG&E ¦ All | Com Gas Fryers | 0.08901 | 0.378 | 0 | CBSA 2014 | 2015.8794 | 2012 | 1 | SWFS021-05
COM-FOODSERV-FS-13. | Com ¦ ENERGY STAR Fryer - Fuel Sub ¦ SDG&E ¦ All | Com ¦ ENERGY STAR Fryer - Fuel Sub | SDG&E ¦ All | SDG&E | All | Electric & Gas | Electric Fryer, Fuel Sub | Efficient |  |  | 0 | Conventional | FoodServ | Com - Health | Com | ROB Only | 1 | 1000 sqft2 of floor space | Fryer | 12 | DEER:Indoor_Non-CFL_Ltg | 10500 | 0 | -1110 | SWFS021-05 | 7723.65 | 2024 | -26.44 | 2024 | 0 | 0 | SWFS021-05 | Com Gas Fryers ¦ SDG&E ¦ All | Com Gas Fryers | 0.016628 | 0.378 | 0 | CBSA 2014 | 2448.1999 | 2012 | 1 | SWFS021-05
COM-FOODSERV-FS-13. | Com ¦ ENERGY STAR Fryer - Fuel Sub ¦ SDG&E ¦ All | Com ¦ ENERGY STAR Fryer - Fuel Sub | SDG&E ¦ All | SDG&E | All | Electric & Gas | Electric Fryer, Fuel Sub | Efficient |  |  | 0 | Conventional | FoodServ | Com - Lodging | Com | ROB Only | 1 | 1000 sqft2 of floor space | Fryer | 12 | DEER:Indoor_Non-CFL_Ltg | 10500 | 0 | -1110 | SWFS021-05 | 7723.65 | 2024 | -26.44 | 2024 | 0 | 0 | SWFS021-05 | Com Gas Fryers ¦ SDG&E ¦ All | Com Gas Fryers | 0.018993 | 0.378 | 0 | CBSA 2014 | 9309.3031 | 2012 | 1 | SWFS021-05
COM-FOODSERV-FS-13. | Com ¦ ENERGY STAR Fryer - Fuel Sub ¦ SDG&E ¦ All | Com ¦ ENERGY STAR Fryer - Fuel Sub | SDG&E ¦ All | SDG&E | All | Electric & Gas | Electric Fryer, Fuel Sub | Efficient |  |  | 0 | Conventional | FoodServ | Com - Other | Com | ROB Only | 1 | 1000 sqft2 of floor space | Fryer | 12 | DEER:Indoor_Non-CFL_Ltg | 10500 | 0 | -1110 | SWFS021-05 | 7723.65 | 2024 | -26.44 | 2024 | 0 | 0 | SWFS021-05 | Com Gas Fryers ¦ SDG&E ¦ All | Com Gas Fryers | 0.0055888 | 0.378 | 0 | CBSA 2014 | 3868.8505 | 2012 | 1 | SWFS021-05
COM-FOODSERV-FS-13. | Com ¦ ENERGY STAR Fryer - Fuel Sub ¦ SDG&E ¦ All | Com ¦ ENERGY STAR Fryer - Fuel Sub | SDG&E ¦ All | SDG&E | All | Electric & Gas | Electric Fryer, Fuel Sub | Efficient |  |  | 0 | Conventional | FoodServ | Com - Restaurant | Com | ROB Only | 1 | 1000 sqft2 of floor space | Fryer | 12 | DEER:Indoor_Non-CFL_Ltg | 10500 | 0 | -1110 | SWFS021-05 | 7723.65 | 2024 | -26.44 | 2024 | 0 | 0 | SWFS021-05 | Com Gas Fryers ¦ SDG&E ¦ All | Com Gas Fryers | 0.42016 | 0.378 | 0 | CBSA 2014 | 647.2772 | 2012 | 1 | SWFS021-05
COM-FOODSERV-FS-13. | Com ¦ ENERGY STAR Fryer - Fuel Sub ¦ SDG&E ¦ All | Com ¦ ENERGY STAR Fryer - Fuel Sub | SDG&E ¦ All | SDG&E | All | Electric & Gas | Electric Fryer, Fuel Sub | Efficient |  |  | 0 | Conventional | FoodServ | Com - School | Com | ROB Only | 1 | 1000 sqft2 of floor space | Fryer | 12 | DEER:Indoor_Non-CFL_Ltg | 10500 | 0 | -1110 | SWFS021-05 | 7723.65 | 2024 | -26.44 | 2024 | 0 | 0 | SWFS021-05 | Com Gas Fryers ¦ SDG&E ¦ All | Com Gas Fryers | 0.0039111 | 0.378 | 0 | CBSA 2014 | 807.2794 | 2012 | 1 | SWFS021-05
COM-FOODSERV-FS-20.1 | Com ¦ Standard Steamer - Gas ¦ PG&E ¦ All | Com ¦ Standard Steamer - Gas | PG&E ¦ All | PG&E | All | Electric & Gas | Standard, Commercial Steamer, Gas | Average Existing and Code |  |  | 0 | Conventional | FoodServ | Com - College | Com | ROB and NEW | 0 | 1000 sqft2 of floor space | Steamer | 12 | DEER:Indoor_Non-CFL_Ltg | 0 | 0 | 1700 | SWFS005-05 | 10265.15 | 2024 | 0 | 2024 | 0 | 0 | SWFS005-05 | Com Gas Steamers ¦ PG&E ¦ All | Com Gas Steamers | 0.0012302 | 0.378 | 0.59 | CBSA 2014 | -5607.7085 | 2012 | 0.6 | SWFS005-05
COM-FOODSERV-FS-20.2 | Com ¦ Standard Steamer - Gas ¦ PG&E ¦ All | Com ¦ Standard Steamer - Gas | PG&E ¦ All | PG&E | All | Electric & Gas | Standard, Commercial Steamer, Gas | Average Existing and Code |  |  | 0 | Conventional | FoodServ | Com - Grocery | Com | ROB and NEW | 0 | 1000 sqft2 of floor space | Steamer | 12 | DEER:Indoor_Non-CFL_Ltg | 0 | 0 | 1700 | SWFS005-05 | 10265.15 | 2024 | 0 | 2024 | 0 | 0 | SWFS005-05 | Com Gas Steamers ¦ PG&E ¦ All | Com Gas Steamers | 0.0055795 | 0.378 | 0.59 | CBSA 2014 | -3991.9247 | 2012 | 0.6 | SWFS005-05
COM-FOODSERV-FS-20.3 | Com ¦ Standard Steamer - Gas ¦ PG&E ¦ All | Com ¦ Standard Steamer - Gas | PG&E ¦ All | PG&E | All | Electric & Gas | Standard, Commercial Steamer, Gas | Average Existing and Code |  |  | 0 | Conventional | FoodServ | Com - Health | Com | ROB and NEW | 0 | 1000 sqft2 of floor space | Steamer | 12 | DEER:Indoor_Non-CFL_Ltg | 0 | 0 | 1700 | SWFS005-05 | 10265.15 | 2024 | 0 | 2024 | 0 | 0 | SWFS005-05 | Com Gas Steamers ¦ PG&E ¦ All | Com Gas Steamers | 0.0036977 | 0.378 | 0.59 | CBSA 2014 | -4801.7878 | 2012 | 0.6 | SWFS005-05
COM-FOODSERV-FS-20.4 | Com ¦ Standard Steamer - Gas ¦ PG&E ¦ All | Com ¦ Standard Steamer - Gas | PG&E ¦ All | PG&E | All | Electric & Gas | Standard, Commercial Steamer, Gas | Average Existing and Code |  |  | 0 | Conventional | FoodServ | Com - Lodging | Com | ROB and NEW | 0 | 1000 sqft2 of floor space | Steamer | 12 | DEER:Indoor_Non-CFL_Ltg | 0 | 0 | 1700 | SWFS005-05 | 10265.15 | 2024 | 0 | 2024 | 0 | 0 | SWFS005-05 | Com Gas Steamers ¦ PG&E ¦ All | Com Gas Steamers | 0.0020736 | 0.378 | 0.59 | CBSA 2014 | -16793.1972 | 2012 | 0.6 | SWFS005-05
COM-FOODSERV-FS-20.5 | Com ¦ Standard Steamer - Gas ¦ PG&E ¦ All | Com ¦ Standard Steamer - Gas | PG&E ¦ All | PG&E | All | Electric & Gas | Standard, Commercial Steamer, Gas | Average Existing and Code |  |  | 0 | Conventional | FoodServ | Com - Other | Com | ROB and NEW | 0 | 1000 sqft2 of floor space | Steamer | 12 | DEER:Indoor_Non-CFL_Ltg | 0 | 0 | 1700 | SWFS005-05 | 10265.15 | 2024 | 0 | 2024 | 0 | 0 | SWFS005-05 | Com Gas Steamers ¦ PG&E ¦ All | Com Gas Steamers | 0.0011331 | 0.378 | 0.59 | CBSA 2014 | -7701.0112 | 2012 | 0.6 | SWFS005-05
COM-FOODSERV-FS-20.6 | Com ¦ Standard Steamer - Gas ¦ PG&E ¦ All | Com ¦ Standard Steamer - Gas | PG&E ¦ All | PG&E | All | Electric & Gas | Standard, Commercial Steamer, Gas | Average Existing and Code |  |  | 0 | Conventional | FoodServ | Com - Restaurant | Com | ROB and NEW | 0 | 1000 sqft2 of floor space | Steamer | 12 | DEER:Indoor_Non-CFL_Ltg | 0 | 0 | 1700 | SWFS005-05 | 10265.15 | 2024 | 0 | 2024 | 0 | 0 | SWFS005-05 | Com Gas Steamers ¦ PG&E ¦ All | Com Gas Steamers | 0.02503 | 0.378 | 0.59 | CBSA 2014 | -1277.1031 | 2012 | 0.6 | SWFS005-05
COM-FOODSERV-FS-20.7 | Com ¦ Standard Steamer - Gas ¦ PG&E ¦ All | Com ¦ Standard Steamer - Gas | PG&E ¦ All | PG&E | All | Electric & Gas | Standard, Commercial Steamer, Gas | Average Existing and Code |  |  | 0 | Conventional | FoodServ | Com - School | Com | ROB and NEW | 0 | 1000 sqft2 of floor space | Steamer | 12 | DEER:Indoor_Non-CFL_Ltg | 0 | 0 | 1700 | SWFS005-05 | 10265.15 | 2024 | 0 | 2024 | 0 | 0 | SWFS005-05 | Com Gas Steamers ¦ PG&E ¦ All | Com Gas Steamers | 0.0012302 | 0.378 | 0.59 | CBSA 2014 | -3884.0607 | 2012 | 0.6 | SWFS005-05
COM-FOODSERV-FS-20.8 | Com ¦ Standard Steamer - Gas ¦ SCG ¦ All | Com ¦ Standard Steamer - Gas | SCG ¦ All | SCG | All | Electric & Gas | Standard, Commercial Steamer, Gas | Average Existing and Code |  |  | 0 | Conventional | FoodServ | Com - College | Com | ROB and NEW | 0 | 1000 sqft2 of floor space | Steamer | 12 | DEER:Indoor_Non-CFL_Ltg | 0 | 0 | 1700 | SWFS005-05 | 10265.15 | 2024 | 0 | 2024 | 0 | 0 | SWFS005-05 | Com Gas Steamers ¦ SCG ¦ All | Com Gas Steamers | 0.0012302 | 0.378 | 0.59 | CBSA 2014 | -5607.7085 | 2012 | 0.6 | SWFS005-05
COM-FOODSERV-FS-20.9 | Com ¦ Standard Steamer - Gas ¦ SCG ¦ All | Com ¦ Standard Steamer - Gas | SCG ¦ All | SCG | All | Electric & Gas | Standard, Commercial Steamer, Gas | Average Existing and Code |  |  | 0 | Conventional | FoodServ | Com - Grocery | Com | ROB and NEW | 0 | 1000 sqft2 of floor space | Steamer | 12 | DEER:Indoor_Non-CFL_Ltg | 0 | 0 | 1700 | SWFS005-05 | 10265.15 | 2024 | 0 | 2024 | 0 | 0 | SWFS005-05 | Com Gas Steamers ¦ SCG ¦ All | Com Gas Steamers | 0.0055795 | 0.378 | 0.59 | CBSA 2014 | -3991.9247 | 2012 | 0.6 | SWFS005-05
COM-FOODSERV-FS-20.10 | Com ¦ Standard Steamer - Gas ¦ SCG ¦ All | Com ¦ Standard Steamer - Gas | SCG ¦ All | SCG | All | Electric & Gas | Standard, Commercial Steamer, Gas | Average Existing and Code |  |  | 0 | Conventional | FoodServ | Com - Health | Com | ROB and NEW | 0 | 1000 sqft2 of floor space | Steamer | 12 | DEER:Indoor_Non-CFL_Ltg | 0 | 0 | 1700 | SWFS005-05 | 10265.15 | 2024 | 0 | 2024 | 0 | 0 | SWFS005-05 | Com Gas Steamers ¦ SCG ¦ All | Com Gas Steamers | 0.0036977 | 0.378 | 0.59 | CBSA 2014 | -4801.7878 | 2012 | 0.6 | SWFS005-05
COM-FOODSERV-FS-20.11 | Com ¦ Standard Steamer - Gas ¦ SCG ¦ All | Com ¦ Standard Steamer - Gas | SCG ¦ All | SCG | All | Electric & Gas | Standard, Commercial Steamer, Gas | Average Existing and Code |  |  | 0 | Conventional | FoodServ | Com - Lodging | Com | ROB and NEW | 0 | 1000 sqft2 of floor space | Steamer | 12 | DEER:Indoor_Non-CFL_Ltg | 0 | 0 | 1700 | SWFS005-05 | 10265.15 | 2024 | 0 | 2024 | 0 | 0 | SWFS005-05 | Com Gas Steamers ¦ SCG ¦ All | Com Gas Steamers | 0.0020736 | 0.378 | 0.59 | CBSA 2014 | -16793.1972 | 2012 | 0.6 | SWFS005-05
COM-FOODSERV-FS-20.12 | Com ¦ Standard Steamer - Gas ¦ SCG ¦ All | Com ¦ Standard Steamer - Gas | SCG ¦ All | SCG | All | Electric & Gas | Standard, Commercial Steamer, Gas | Average Existing and Code |  |  | 0 | Conventional | FoodServ | Com - Other | Com | ROB and NEW | 0 | 1000 sqft2 of floor space | Steamer | 12 | DEER:Indoor_Non-CFL_Ltg | 0 | 0 | 1700 | SWFS005-05 | 10265.15 | 2024 | 0 | 2024 | 0 | 0 | SWFS005-05 | Com Gas Steamers ¦ SCG ¦ All | Com Gas Steamers | 0.0011331 | 0.378 | 0.59 | CBSA 2014 | -7701.0112 | 2012 | 0.6 | SWFS005-05
COM-FOODSERV-FS-20.13 | Com ¦ Standard Steamer - Gas ¦ SCG ¦ All | Com ¦ Standard Steamer - Gas | SCG ¦ All | SCG | All | Electric & Gas | Standard, Commercial Steamer, Gas | Average Existing and Code |  |  | 0 | Conventional | FoodServ | Com - Restaurant | Com | ROB and NEW | 0 | 1000 sqft2 of floor space | Steamer | 12 | DEER:Indoor_Non-CFL_Ltg | 0 | 0 | 1700 | SWFS005-05 | 10265.15 | 2024 | 0 | 2024 | 0 | 0 | SWFS005-05 | Com Gas Steamers ¦ SCG ¦ All | Com Gas Steamers | 0.02503 | 0.378 | 0.59 | CBSA 2014 | -1277.1031 | 2012 | 0.6 | SWFS005-05
COM-FOODSERV-FS-20.14 | Com ¦ Standard Steamer - Gas ¦ SCG ¦ All | Com ¦ Standard Steamer - Gas | SCG ¦ All | SCG | All | Electric & Gas | Standard, Commercial Steamer, Gas | Average Existing and Code |  |  | 0 | Conventional | FoodServ | Com - School | Com | ROB and NEW | 0 | 1000 sqft2 of floor space | Steamer | 12 | DEER:Indoor_Non-CFL_Ltg | 0 | 0 | 1700 | SWFS005-05 | 10265.15 | 2024 | 0 | 2024 | 0 | 0 | SWFS005-05 | Com Gas Steamers ¦ SCG ¦ All | Com Gas Steamers | 0.0012302 | 0.378 | 0.59 | CBSA 2014 | -3884.0607 | 2012 | 0.6 | SWFS005-05
COM-FOODSERV-FS-20.15 | Com ¦ Standard Steamer - Gas ¦ SDG&E ¦ All | Com ¦ Standard Steamer - Gas | SDG&E ¦ All | SDG&E | All | Electric & Gas | Standard, Commercial Steamer, Gas | Average Existing and Code |  |  | 0 | Conventional | FoodServ | Com - College | Com | ROB and NEW | 0 | 1000 sqft2 of floor space | Steamer | 12 | DEER:Indoor_Non-CFL_Ltg | 0 | 0 | 1700 | SWFS005-05 | 10265.15 | 2024 | 0 | 2024 | 0 | 0 | SWFS005-05 | Com Gas Steamers ¦ SDG&E ¦ All | Com Gas Steamers | 0.0012302 | 0.378 | 0.59 | CBSA 2014 | -5607.7085 | 2012 | 0.6 | SWFS005-05
COM-FOODSERV-FS-20.16 | Com ¦ Standard Steamer - Gas ¦ SDG&E ¦ All | Com ¦ Standard Steamer - Gas | SDG&E ¦ All | SDG&E | All | Electric & Gas | Standard, Commercial Steamer, Gas | Average Existing and Code |  |  | 0 | Conventional | FoodServ | Com - Grocery | Com | ROB and NEW | 0 | 1000 sqft2 of floor space | Steamer | 12 | DEER:Indoor_Non-CFL_Ltg | 0 | 0 | 1700 | SWFS005-05 | 10265.15 | 2024 | 0 | 2024 | 0 | 0 | SWFS005-05 | Com Gas Steamers ¦ SDG&E ¦ All | Com Gas Steamers | 0.0055795 | 0.378 | 0.59 | CBSA 2014 | -3991.9247 | 2012 | 0.6 | SWFS005-05
COM-FOODSERV-FS-20.17 | Com ¦ Standard Steamer - Gas ¦ SDG&E ¦ All | Com ¦ Standard Steamer - Gas | SDG&E ¦ All | SDG&E | All | Electric & Gas | Standard, Commercial Steamer, Gas | Average Existing and Code |  |  | 0 | Conventional | FoodServ | Com - Health | Com | ROB and NEW | 0 | 1000 sqft2 of floor space | Steamer | 12 | DEER:Indoor_Non-CFL_Ltg | 0 | 0 | 1700 | SWFS005-05 | 10265.15 | 2024 | 0 | 2024 | 0 | 0 | SWFS005-05 | Com Gas Steamers ¦ SDG&E ¦ All | Com Gas Steamers | 0.0036977 | 0.378 | 0.59 | CBSA 2014 | -4801.7878 | 2012 | 0.6 | SWFS005-05
COM-FOODSERV-FS-20.18 | Com ¦ Standard Steamer - Gas ¦ SDG&E ¦ All | Com ¦ Standard Steamer - Gas | SDG&E ¦ All | SDG&E | All | Electric & Gas | Standard, Commercial Steamer, Gas | Average Existing and Code |  |  | 0 | Conventional | FoodServ | Com - Lodging | Com | ROB and NEW | 0 | 1000 sqft2 of floor space | Steamer | 12 | DEER:Indoor_Non-CFL_Ltg | 0 | 0 | 1700 | SWFS005-05 | 10265.15 | 2024 | 0 | 2024 | 0 | 0 | SWFS005-05 | Com Gas Steamers ¦ SDG&E ¦ All | Com Gas Steamers | 0.0020736 | 0.378 | 0.59 | CBSA 2014 | -16793.1972 | 2012 | 0.6 | SWFS005-05
COM-FOODSERV-FS-20.19 | Com ¦ Standard Steamer - Gas ¦ SDG&E ¦ All | Com ¦ Standard Steamer - Gas | SDG&E ¦ All | SDG&E | All | Electric & Gas | Standard, Commercial Steamer, Gas | Average Existing and Code |  |  | 0 | Conventional | FoodServ | Com - Other | Com | ROB and NEW | 0 | 1000 sqft2 of floor space | Steamer | 12 | DEER:Indoor_Non-CFL_Ltg | 0 | 0 | 1700 | SWFS005-05 | 10265.15 | 2024 | 0 | 2024 | 0 | 0 | SWFS005-05 | Com Gas Steamers ¦ SDG&E ¦ All | Com Gas Steamers | 0.0011331 | 0.378 | 0.59 | CBSA 2014 | -7701.0112 | 2012 | 0.6 | SWFS005-05
COM-FOODSERV-FS-20.20 | Com ¦ Standard Steamer - Gas ¦ SDG&E ¦ All | Com ¦ Standard Steamer - Gas | SDG&E ¦ All | SDG&E | All | Electric & Gas | Standard, Commercial Steamer, Gas | Average Existing and Code |  |  | 0 | Conventional | FoodServ | Com - Restaurant | Com | ROB and NEW | 0 | 1000 sqft2 of floor space | Steamer | 12 | DEER:Indoor_Non-CFL_Ltg | 0 | 0 | 1700 | SWFS005-05 | 10265.15 | 2024 | 0 | 2024 | 0 | 0 | SWFS005-05 | Com Gas Steamers ¦ SDG&E ¦ All | Com Gas Steamers | 0.02503 | 0.378 | 0.59 | CBSA 2014 | -1277.1031 | 2012 | 0.6 | SWFS005-05
COM-FOODSERV-FS-20.21 | Com ¦ Standard Steamer - Gas ¦ SDG&E ¦ All | Com ¦ Standard Steamer - Gas | SDG&E ¦ All | SDG&E | All | Electric & Gas | Standard, Commercial Steamer, Gas | Average Existing and Code |  |  | 0 | Conventional | FoodServ | Com - School | Com | ROB and NEW | 0 | 1000 sqft2 of floor space | Steamer | 12 | DEER:Indoor_Non-CFL_Ltg | 0 | 0 | 1700 | SWFS005-05 | 10265.15 | 2024 | 0 | 2024 | 0 | 0 | SWFS005-05 | Com Gas Steamers ¦ SDG&E ¦ All | Com Gas Steamers | 0.0012302 | 0.378 | 0.59 | CBSA 2014 | -3884.0607 | 2012 | 0.6 | SWFS005-05
COM-FOODSERV-FS-21.1 | Com ¦ ENERGY STAR Steamer - Gas ¦ PG&E ¦ All | Com ¦ ENERGY STAR Steamer - Gas | PG&E ¦ All | PG&E | All | Electric & Gas | Efficient, Commercial Steamer, Gas | Efficient |  |  | 0 | Conventional | FoodServ | Com - College | Com | ROB and NEW | 0 | 1000 sqft2 of floor space | Steamer | 12 | DEER:Indoor_Non-CFL_Ltg | 0 | 0 | 600 | SWFS005-05 | 12324.27 | 2024 | 0 | 2024 | 0 | 0 | SWFS005-05 | Com Gas Steamers ¦ PG&E ¦ All | Com Gas Steamers | 0.0012302 | 0.378 | 0.41 | CBSA 2014 | -1979.1912 | 2012 | 0.6 | SWFS005-05
COM-FOODSERV-FS-21.2 | Com ¦ ENERGY STAR Steamer - Gas ¦ PG&E ¦ All | Com ¦ ENERGY STAR Steamer - Gas | PG&E ¦ All | PG&E | All | Electric & Gas | Efficient, Commercial Steamer, Gas | Efficient |  |  | 0 | Conventional | FoodServ | Com - Grocery | Com | ROB and NEW | 0 | 1000 sqft2 of floor space | Steamer | 12 | DEER:Indoor_Non-CFL_Ltg | 0 | 0 | 600 | SWFS005-05 | 12324.27 | 2024 | 0 | 2024 | 0 | 0 | SWFS005-05 | Com Gas Steamers ¦ PG&E ¦ All | Com Gas Steamers | 0.0055795 | 0.378 | 0.41 | CBSA 2014 | -1408.9146 | 2012 | 0.6 | SWFS005-05
COM-FOODSERV-FS-21.3 | Com ¦ ENERGY STAR Steamer - Gas ¦ PG&E ¦ All | Com ¦ ENERGY STAR Steamer - Gas | PG&E ¦ All | PG&E | All | Electric & Gas | Efficient, Commercial Steamer, Gas | Efficient |  |  | 0 | Conventional | FoodServ | Com - Health | Com | ROB and NEW | 0 | 1000 sqft2 of floor space | Steamer | 12 | DEER:Indoor_Non-CFL_Ltg | 0 | 0 | 600 | SWFS005-05 | 12324.27 | 2024 | 0 | 2024 | 0 | 0 | SWFS005-05 | Com Gas Steamers ¦ PG&E ¦ All | Com Gas Steamers | 0.0036977 | 0.378 | 0.41 | CBSA 2014 | -1694.7486 | 2012 | 0.6 | SWFS005-05
COM-FOODSERV-FS-21.4 | Com ¦ ENERGY STAR Steamer - Gas ¦ PG&E ¦ All | Com ¦ ENERGY STAR Steamer - Gas | PG&E ¦ All | PG&E | All | Electric & Gas | Efficient, Commercial Steamer, Gas | Efficient |  |  | 0 | Conventional | FoodServ | Com - Lodging | Com | ROB and NEW | 0 | 1000 sqft2 of floor space | Steamer | 12 | DEER:Indoor_Non-CFL_Ltg | 0 | 0 | 600 | SWFS005-05 | 12324.27 | 2024 | 0 | 2024 | 0 | 0 | SWFS005-05 | Com Gas Steamers ¦ PG&E ¦ All | Com Gas Steamers | 0.0020736 | 0.378 | 0.41 | CBSA 2014 | -5927.0108 | 2012 | 0.6 | SWFS005-05
COM-FOODSERV-FS-21.5 | Com ¦ ENERGY STAR Steamer - Gas ¦ PG&E ¦ All | Com ¦ ENERGY STAR Steamer - Gas | PG&E ¦ All | PG&E | All | Electric & Gas | Efficient, Commercial Steamer, Gas | Efficient |  |  | 0 | Conventional | FoodServ | Com - Other | Com | ROB and NEW | 0 | 1000 sqft2 of floor space | Steamer | 12 | DEER:Indoor_Non-CFL_Ltg | 0 | 0 | 600 | SWFS005-05 | 12324.27 | 2024 | 0 | 2024 | 0 | 0 | SWFS005-05 | Com Gas Steamers ¦ PG&E ¦ All | Com Gas Steamers | 0.0011331 | 0.378 | 0.41 | CBSA 2014 | -2718.004 | 2012 | 0.6 | SWFS005-05
COM-FOODSERV-FS-21.6 | Com ¦ ENERGY STAR Steamer - Gas ¦ PG&E ¦ All | Com ¦ ENERGY STAR Steamer - Gas | PG&E ¦ All | PG&E | All | Electric & Gas | Efficient, Commercial Steamer, Gas | Efficient |  |  | 0 | Conventional | FoodServ | Com - Restaurant | Com | ROB and NEW | 0 | 1000 sqft2 of floor space | Steamer | 12 | DEER:Indoor_Non-CFL_Ltg | 0 | 0 | 600 | SWFS005-05 | 12324.27 | 2024 | 0 | 2024 | 0 | 0 | SWFS005-05 | Com Gas Steamers ¦ PG&E ¦ All | Com Gas Steamers | 0.02503 | 0.378 | 0.41 | CBSA 2014 | -450.7423 | 2012 | 0.6 | SWFS005-05
COM-FOODSERV-FS-21.7 | Com ¦ ENERGY STAR Steamer - Gas ¦ PG&E ¦ All | Com ¦ ENERGY STAR Steamer - Gas | PG&E ¦ All | PG&E | All | Electric & Gas | Efficient, Commercial Steamer, Gas | Efficient |  |  | 0 | Conventional | FoodServ | Com - School | Com | ROB and NEW | 0 | 1000 sqft2 of floor space | Steamer | 12 | DEER:Indoor_Non-CFL_Ltg | 0 | 0 | 600 | SWFS005-05 | 12324.27 | 2024 | 0 | 2024 | 0 | 0 | SWFS005-05 | Com Gas Steamers ¦ PG&E ¦ All | Com Gas Steamers | 0.0012302 | 0.378 | 0.41 | CBSA 2014 | -1370.845 | 2012 | 0.6 | SWFS005-05
COM-FOODSERV-FS-21.8 | Com ¦ ENERGY STAR Steamer - Gas ¦ SCG ¦ All | Com ¦ ENERGY STAR Steamer - Gas | SCG ¦ All | SCG | All | Electric & Gas | Efficient, Commercial Steamer, Gas | Efficient |  |  | 0 | Conventional | FoodServ | Com - College | Com | ROB and NEW | 0 | 1000 sqft2 of floor space | Steamer | 12 | DEER:Indoor_Non-CFL_Ltg | 0 | 0 | 600 | SWFS005-05 | 12324.27 | 2024 | 0 | 2024 | 0 | 0 | SWFS005-05 | Com Gas Steamers ¦ SCG ¦ All | Com Gas Steamers | 0.0012302 | 0.378 | 0.41 | CBSA 2014 | -1979.1912 | 2012 | 0.6 | SWFS005-05
COM-FOODSERV-FS-21.9 | Com ¦ ENERGY STAR Steamer - Gas ¦ SCG ¦ All | Com ¦ ENERGY STAR Steamer - Gas | SCG ¦ All | SCG | All | Electric & Gas | Efficient, Commercial Steamer, Gas | Efficient |  |  | 0 | Conventional | FoodServ | Com - Grocery | Com | ROB and NEW | 0 | 1000 sqft2 of floor space | Steamer | 12 | DEER:Indoor_Non-CFL_Ltg | 0 | 0 | 600 | SWFS005-05 | 12324.27 | 2024 | 0 | 2024 | 0 | 0 | SWFS005-05 | Com Gas Steamers ¦ SCG ¦ All | Com Gas Steamers | 0.0055795 | 0.378 | 0.41 | CBSA 2014 | -1408.9146 | 2012 | 0.6 | SWFS005-05
COM-FOODSERV-FS-21.10 | Com ¦ ENERGY STAR Steamer - Gas ¦ SCG ¦ All | Com ¦ ENERGY STAR Steamer - Gas | SCG ¦ All | SCG | All | Electric & Gas | Efficient, Commercial Steamer, Gas | Efficient |  |  | 0 | Conventional | FoodServ | Com - Health | Com | ROB and NEW | 0 | 1000 sqft2 of floor space | Steamer | 12 | DEER:Indoor_Non-CFL_Ltg | 0 | 0 | 600 | SWFS005-05 | 12324.27 | 2024 | 0 | 2024 | 0 | 0 | SWFS005-05 | Com Gas Steamers ¦ SCG ¦ All | Com Gas Steamers | 0.0036977 | 0.378 | 0.41 | CBSA 2014 | -1694.7486 | 2012 | 0.6 | SWFS005-05
COM-FOODSERV-FS-21.11 | Com ¦ ENERGY STAR Steamer - Gas ¦ SCG ¦ All | Com ¦ ENERGY STAR Steamer - Gas | SCG ¦ All | SCG | All | Electric & Gas | Efficient, Commercial Steamer, Gas | Efficient |  |  | 0 | Conventional | FoodServ | Com - Lodging | Com | ROB and NEW | 0 | 1000 sqft2 of floor space | Steamer | 12 | DEER:Indoor_Non-CFL_Ltg | 0 | 0 | 600 | SWFS005-05 | 12324.27 | 2024 | 0 | 2024 | 0 | 0 | SWFS005-05 | Com Gas Steamers ¦ SCG ¦ All | Com Gas Steamers | 0.0020736 | 0.378 | 0.41 | CBSA 2014 | -5927.0108 | 2012 | 0.6 | SWFS005-05
COM-FOODSERV-FS-21.12 | Com ¦ ENERGY STAR Steamer - Gas ¦ SCG ¦ All | Com ¦ ENERGY STAR Steamer - Gas | SCG ¦ All | SCG | All | Electric & Gas | Efficient, Commercial Steamer, Gas | Efficient |  |  | 0 | Conventional | FoodServ | Com - Other | Com | ROB and NEW | 0 | 1000 sqft2 of floor space | Steamer | 12 | DEER:Indoor_Non-CFL_Ltg | 0 | 0 | 600 | SWFS005-05 | 12324.27 | 2024 | 0 | 2024 | 0 | 0 | SWFS005-05 | Com Gas Steamers ¦ SCG ¦ All | Com Gas Steamers | 0.0011331 | 0.378 | 0.41 | CBSA 2014 | -2718.004 | 2012 | 0.6 | SWFS005-05
COM-FOODSERV-FS-21.13 | Com ¦ ENERGY STAR Steamer - Gas ¦ SCG ¦ All | Com ¦ ENERGY STAR Steamer - Gas | SCG ¦ All | SCG | All | Electric & Gas | Efficient, Commercial Steamer, Gas | Efficient |  |  | 0 | Conventional | FoodServ | Com - Restaurant | Com | ROB and NEW | 0 | 1000 sqft2 of floor space | Steamer | 12 | DEER:Indoor_Non-CFL_Ltg | 0 | 0 | 600 | SWFS005-05 | 12324.27 | 2024 | 0 | 2024 | 0 | 0 | SWFS005-05 | Com Gas Steamers ¦ SCG ¦ All | Com Gas Steamers | 0.02503 | 0.378 | 0.41 | CBSA 2014 | -450.7423 | 2012 | 0.6 | SWFS005-05
COM-FOODSERV-FS-21.14 | Com ¦ ENERGY STAR Steamer - Gas ¦ SCG ¦ All | Com ¦ ENERGY STAR Steamer - Gas | SCG ¦ All | SCG | All | Electric & Gas | Efficient, Commercial Steamer, Gas | Efficient |  |  | 0 | Conventional | FoodServ | Com - School | Com | ROB and NEW | 0 | 1000 sqft2 of floor space | Steamer | 12 | DEER:Indoor_Non-CFL_Ltg | 0 | 0 | 600 | SWFS005-05 | 12324.27 | 2024 | 0 | 2024 | 0 | 0 | SWFS005-05 | Com Gas Steamers ¦ SCG ¦ All | Com Gas Steamers | 0.0012302 | 0.378 | 0.41 | CBSA 2014 | -1370.845 | 2012 | 0.6 | SWFS005-05
COM-FOODSERV-FS-21.15 | Com ¦ ENERGY STAR Steamer - Gas ¦ SDG&E ¦ All | Com ¦ ENERGY STAR Steamer - Gas | SDG&E ¦ All | SDG&E | All | Electric & Gas | Efficient, Commercial Steamer, Gas | Efficient |  |  | 0 | Conventional | FoodServ | Com - College | Com | ROB and NEW | 0 | 1000 sqft2 of floor space | Steamer | 12 | DEER:Indoor_Non-CFL_Ltg | 0 | 0 | 600 | SWFS005-05 | 12324.27 | 2024 | 0 | 2024 | 0 | 0 | SWFS005-05 | Com Gas Steamers ¦ SDG&E ¦ All | Com Gas Steamers | 0.0012302 | 0.378 | 0.41 | CBSA 2014 | -1979.1912 | 2012 | 0.6 | SWFS005-05
COM-FOODSERV-FS-21.16 | Com ¦ ENERGY STAR Steamer - Gas ¦ SDG&E ¦ All | Com ¦ ENERGY STAR Steamer - Gas | SDG&E ¦ All | SDG&E | All | Electric & Gas | Efficient, Commercial Steamer, Gas | Efficient |  |  | 0 | Conventional | FoodServ | Com - Grocery | Com | ROB and NEW | 0 | 1000 sqft2 of floor space | Steamer | 12 | DEER:Indoor_Non-CFL_Ltg | 0 | 0 | 600 | SWFS005-05 | 12324.27 | 2024 | 0 | 2024 | 0 | 0 | SWFS005-05 | Com Gas Steamers ¦ SDG&E ¦ All | Com Gas Steamers | 0.0055795 | 0.378 | 0.41 | CBSA 2014 | -1408.9146 | 2012 | 0.6 | SWFS005-05
COM-FOODSERV-FS-21.17 | Com ¦ ENERGY STAR Steamer - Gas ¦ SDG&E ¦ All | Com ¦ ENERGY STAR Steamer - Gas | SDG&E ¦ All | SDG&E | All | Electric & Gas | Efficient, Commercial Steamer, Gas | Efficient |  |  | 0 | Conventional | FoodServ | Com - Health | Com | ROB and NEW | 0 | 1000 sqft2 of floor space | Steamer | 12 | DEER:Indoor_Non-CFL_Ltg | 0 | 0 | 600 | SWFS005-05 | 12324.27 | 2024 | 0 | 2024 | 0 | 0 | SWFS005-05 | Com Gas Steamers ¦ SDG&E ¦ All | Com Gas Steamers | 0.0036977 | 0.378 | 0.41 | CBSA 2014 | -1694.7486 | 2012 | 0.6 | SWFS005-05
COM-FOODSERV-FS-21.18 | Com ¦ ENERGY STAR Steamer - Gas ¦ SDG&E ¦ All | Com ¦ ENERGY STAR Steamer - Gas | SDG&E ¦ All | SDG&E | All | Electric & Gas | Efficient, Commercial Steamer, Gas | Efficient |  |  | 0 | Conventional | FoodServ | Com - Lodging | Com | ROB and NEW | 0 | 1000 sqft2 of floor space | Steamer | 12 | DEER:Indoor_Non-CFL_Ltg | 0 | 0 | 600 | SWFS005-05 | 12324.27 | 2024 | 0 | 2024 | 0 | 0 | SWFS005-05 | Com Gas Steamers ¦ SDG&E ¦ All | Com Gas Steamers | 0.0020736 | 0.378 | 0.41 | CBSA 2014 | -5927.0108 | 2012 | 0.6 | SWFS005-05
COM-FOODSERV-FS-21.19 | Com ¦ ENERGY STAR Steamer - Gas ¦ SDG&E ¦ All | Com ¦ ENERGY STAR Steamer - Gas | SDG&E ¦ All | SDG&E | All | Electric & Gas | Efficient, Commercial Steamer, Gas | Efficient |  |  | 0 | Conventional | FoodServ | Com - Other | Com | ROB and NEW | 0 | 1000 sqft2 of floor space | Steamer | 12 | DEER:Indoor_Non-CFL_Ltg | 0 | 0 | 600 | SWFS005-05 | 12324.27 | 2024 | 0 | 2024 | 0 | 0 | SWFS005-05 | Com Gas Steamers ¦ SDG&E ¦ All | Com Gas Steamers | 0.0011331 | 0.378 | 0.41 | CBSA 2014 | -2718.004 | 2012 | 0.6 | SWFS005-05
COM-FOODSERV-FS-21.20 | Com ¦ ENERGY STAR Steamer - Gas ¦ SDG&E ¦ All | Com ¦ ENERGY STAR Steamer - Gas | SDG&E ¦ All | SDG&E | All | Electric & Gas | Efficient, Commercial Steamer, Gas | Efficient |  |  | 0 | Conventional | FoodServ | Com - Restaurant | Com | ROB and NEW | 0 | 1000 sqft2 of floor space | Steamer | 12 | DEER:Indoor_Non-CFL_Ltg | 0 | 0 | 600 | SWFS005-05 | 12324.27 | 2024 | 0 | 2024 | 0 | 0 | SWFS005-05 | Com Gas Steamers ¦ SDG&E ¦ All | Com Gas Steamers | 0.02503 | 0.378 | 0.41 | CBSA 2014 | -450.7423 | 2012 | 0.6 | SWFS005-05
COM-FOODSERV-FS-21.21 | Com ¦ ENERGY STAR Steamer - Gas ¦ SDG&E ¦ All | Com ¦ ENERGY STAR Steamer - Gas | SDG&E ¦ All | SDG&E | All | Electric & Gas | Efficient, Commercial Steamer, Gas | Efficient |  |  | 0 | Conventional | FoodServ | Com - School | Com | ROB and NEW | 0 | 1000 sqft2 of floor space | Steamer | 12 | DEER:Indoor_Non-CFL_Ltg | 0 | 0 | 600 | SWFS005-05 | 12324.27 | 2024 | 0 | 2024 | 0 | 0 | SWFS005-05 | Com Gas Steamers ¦ SDG&E ¦ All | Com Gas Steamers | 0.0012302 | 0.378 | 0.41 | CBSA 2014 | -1370.845 | 2012 | 0.6 | SWFS005-05
COM-FOODSERV-FS-22.1 | Com ¦ ENERGY STAR Steamer - Fuel Sub ¦ PG&E ¦ All | Com ¦ ENERGY STAR Steamer - Fuel Sub | PG&E ¦ All | PG&E | All | Electric & Gas | Electric Steamer, Fuel Sub | Efficient |  |  | 0 | Conventional | FoodServ | Com - College | Com | ROB Only | 1 | 1000 sqft2 of floor space | Steamer | 12 | DEER:Indoor_Non-CFL_Ltg | 10100 | 3.39 | 0 | SWFS005-05 | 13022.71 | 2024 | 3372 | 2024 | 0 | 0 | SWFS005-05 | Com Gas Steamers ¦ PG&E ¦ All | Com Gas Steamers | 0.0012302 | 0.378 | 0 | CBSA 2014 | -762.5302 | 2012 | 1 | SWFS005-05
COM-FOODSERV-FS-22.2 | Com ¦ ENERGY STAR Steamer - Fuel Sub ¦ PG&E ¦ All | Com ¦ ENERGY STAR Steamer - Fuel Sub | PG&E ¦ All | PG&E | All | Electric & Gas | Electric Steamer, Fuel Sub | Efficient |  |  | 0 | Conventional | FoodServ | Com - Grocery | Com | ROB Only | 1 | 1000 sqft2 of floor space | Steamer | 12 | DEER:Indoor_Non-CFL_Ltg | 10100 | 3.39 | 0 | SWFS005-05 | 13022.71 | 2024 | 3372 | 2024 | 0 | 0 | SWFS005-05 | Com Gas Steamers ¦ PG&E ¦ All | Com Gas Steamers | 0.0055795 | 0.378 | 0 | CBSA 2014 | -568.1131 | 2012 | 1 | SWFS005-05
COM-FOODSERV-FS-22.3 | Com ¦ ENERGY STAR Steamer - Fuel Sub ¦ PG&E ¦ All | Com ¦ ENERGY STAR Steamer - Fuel Sub | PG&E ¦ All | PG&E | All | Electric & Gas | Electric Steamer, Fuel Sub | Efficient |  |  | 0 | Conventional | FoodServ | Com - Health | Com | ROB Only | 1 | 1000 sqft2 of floor space | Steamer | 12 | DEER:Indoor_Non-CFL_Ltg | 10100 | 3.39 | 0 | SWFS005-05 | 13022.71 | 2024 | 3372 | 2024 | 0 | 0 | SWFS005-05 | Com Gas Steamers ¦ PG&E ¦ All | Com Gas Steamers | 0.0036977 | 0.378 | 0 | CBSA 2014 | -660.9104 | 2012 | 1 | SWFS005-05
COM-FOODSERV-FS-22.4 | Com ¦ ENERGY STAR Steamer - Fuel Sub ¦ PG&E ¦ All | Com ¦ ENERGY STAR Steamer - Fuel Sub | PG&E ¦ All | PG&E | All | Electric & Gas | Electric Steamer, Fuel Sub | Efficient |  |  | 0 | Conventional | FoodServ | Com - Lodging | Com | ROB Only | 1 | 1000 sqft2 of floor space | Steamer | 12 | DEER:Indoor_Non-CFL_Ltg | 10100 | 3.39 | 0 | SWFS005-05 | 13022.71 | 2024 | 3372 | 2024 | 0 | 0 | SWFS005-05 | Com Gas Steamers ¦ PG&E ¦ All | Com Gas Steamers | 0.0020736 | 0.378 | 0 | CBSA 2014 | -1592.5939 | 2012 | 1 | SWFS005-05
COM-FOODSERV-FS-22.5 | Com ¦ ENERGY STAR Steamer - Fuel Sub ¦ PG&E ¦ All | Com ¦ ENERGY STAR Steamer - Fuel Sub | PG&E ¦ All | PG&E | All | Electric & Gas | Electric Steamer, Fuel Sub | Efficient |  |  | 0 | Conventional | FoodServ | Com - Other | Com | ROB Only | 1 | 1000 sqft2 of floor space | Steamer | 12 | DEER:Indoor_Non-CFL_Ltg | 10100 | 3.39 | 0 | SWFS005-05 | 13022.71 | 2024 | 3372 | 2024 | 0 | 0 | SWFS005-05 | Com Gas Steamers ¦ PG&E ¦ All | Com Gas Steamers | 0.0011331 | 0.378 | 0 | CBSA 2014 | -1115.287 | 2012 | 1 | SWFS005-05
COM-FOODSERV-FS-22.6 | Com ¦ ENERGY STAR Steamer - Fuel Sub ¦ PG&E ¦ All | Com ¦ ENERGY STAR Steamer - Fuel Sub | PG&E ¦ All | PG&E | All | Electric & Gas | Electric Steamer, Fuel Sub | Efficient |  |  | 0 | Conventional | FoodServ | Com - Restaurant | Com | ROB Only | 1 | 1000 sqft2 of floor space | Steamer | 12 | DEER:Indoor_Non-CFL_Ltg | 10100 | 3.39 | 0 | SWFS005-05 | 13022.71 | 2024 | 3372 | 2024 | 0 | 0 | SWFS005-05 | Com Gas Steamers ¦ PG&E ¦ All | Com Gas Steamers | 0.02503 | 0.378 | 0 | CBSA 2014 | -179.4876 | 2012 | 1 | SWFS005-05
COM-FOODSERV-FS-22.7 | Com ¦ ENERGY STAR Steamer - Fuel Sub ¦ PG&E ¦ All | Com ¦ ENERGY STAR Steamer - Fuel Sub | PG&E ¦ All | PG&E | All | Electric & Gas | Electric Steamer, Fuel Sub | Efficient |  |  | 0 | Conventional | FoodServ | Com - School | Com | ROB Only | 1 | 1000 sqft2 of floor space | Steamer | 12 | DEER:Indoor_Non-CFL_Ltg | 10100 | 3.39 | 0 | SWFS005-05 | 13022.71 | 2024 | 3372 | 2024 | 0 | 0 | SWFS005-05 | Com Gas Steamers ¦ PG&E ¦ All | Com Gas Steamers | 0.0012302 | 0.378 | 0 | CBSA 2014 | -1662.9254 | 2012 | 1 | SWFS005-05
COM-FOODSERV-FS-22.8 | Com ¦ ENERGY STAR Steamer - Fuel Sub ¦ SCG ¦ All | Com ¦ ENERGY STAR Steamer - Fuel Sub | SCG ¦ All | SCG | All | Electric & Gas | Electric Steamer, Fuel Sub | Efficient |  |  | 0 | Conventional | FoodServ | Com - College | Com | ROB Only | 1 | 1000 sqft2 of floor space | Steamer | 12 | DEER:Indoor_Non-CFL_Ltg | 10100 | 3.39 | 0 | SWFS005-05 | 13022.71 | 2024 | 3372 | 2024 | 0 | 0 | SWFS005-05 | Com Gas Steamers ¦ SCG ¦ All | Com Gas Steamers | 0.0012302 | 0.378 | 0 | CBSA 2014 | -762.5302 | 2012 | 1 | SWFS005-05
COM-FOODSERV-FS-22.9 | Com ¦ ENERGY STAR Steamer - Fuel Sub ¦ SCG ¦ All | Com ¦ ENERGY STAR Steamer - Fuel Sub | SCG ¦ All | SCG | All | Electric & Gas | Electric Steamer, Fuel Sub | Efficient |  |  | 0 | Conventional | FoodServ | Com - Grocery | Com | ROB Only | 1 | 1000 sqft2 of floor space | Steamer | 12 | DEER:Indoor_Non-CFL_Ltg | 10100 | 3.39 | 0 | SWFS005-05 | 13022.71 | 2024 | 3372 | 2024 | 0 | 0 | SWFS005-05 | Com Gas Steamers ¦ SCG ¦ All | Com Gas Steamers | 0.0055795 | 0.378 | 0 | CBSA 2014 | -568.1131 | 2012 | 1 | SWFS005-05
COM-FOODSERV-FS-22.10 | Com ¦ ENERGY STAR Steamer - Fuel Sub ¦ SCG ¦ All | Com ¦ ENERGY STAR Steamer - Fuel Sub | SCG ¦ All | SCG | All | Electric & Gas | Electric Steamer, Fuel Sub | Efficient |  |  | 0 | Conventional | FoodServ | Com - Health | Com | ROB Only | 1 | 1000 sqft2 of floor space | Steamer | 12 | DEER:Indoor_Non-CFL_Ltg | 10100 | 3.39 | 0 | SWFS005-05 | 13022.71 | 2024 | 3372 | 2024 | 0 | 0 | SWFS005-05 | Com Gas Steamers ¦ SCG ¦ All | Com Gas Steamers | 0.0036977 | 0.378 | 0 | CBSA 2014 | -660.9104 | 2012 | 1 | SWFS005-05
COM-FOODSERV-FS-22.11 | Com ¦ ENERGY STAR Steamer - Fuel Sub ¦ SCG ¦ All | Com ¦ ENERGY STAR Steamer - Fuel Sub | SCG ¦ All | SCG | All | Electric & Gas | Electric Steamer, Fuel Sub | Efficient |  |  | 0 | Conventional | FoodServ | Com - Lodging | Com | ROB Only | 1 | 1000 sqft2 of floor space | Steamer | 12 | DEER:Indoor_Non-CFL_Ltg | 10100 | 3.39 | 0 | SWFS005-05 | 13022.71 | 2024 | 3372 | 2024 | 0 | 0 | SWFS005-05 | Com Gas Steamers ¦ SCG ¦ All | Com Gas Steamers | 0.0020736 | 0.378 | 0 | CBSA 2014 | -1592.5939 | 2012 | 1 | SWFS005-05
COM-FOODSERV-FS-22.12 | Com ¦ ENERGY STAR Steamer - Fuel Sub ¦ SCG ¦ All | Com ¦ ENERGY STAR Steamer - Fuel Sub | SCG ¦ All | SCG | All | Electric & Gas | Electric Steamer, Fuel Sub | Efficient |  |  | 0 | Conventional | FoodServ | Com - Other | Com | ROB Only | 1 | 1000 sqft2 of floor space | Steamer | 12 | DEER:Indoor_Non-CFL_Ltg | 10100 | 3.39 | 0 | SWFS005-05 | 13022.71 | 2024 | 3372 | 2024 | 0 | 0 | SWFS005-05 | Com Gas Steamers ¦ SCG ¦ All | Com Gas Steamers | 0.0011331 | 0.378 | 0 | CBSA 2014 | -1115.287 | 2012 | 1 | SWFS005-05
COM-FOODSERV-FS-22.13 | Com ¦ ENERGY STAR Steamer - Fuel Sub ¦ SCG ¦ All | Com ¦ ENERGY STAR Steamer - Fuel Sub | SCG ¦ All | SCG | All | Electric & Gas | Electric Steamer, Fuel Sub | Efficient |  |  | 0 | Conventional | FoodServ | Com - Restaurant | Com | ROB Only | 1 | 1000 sqft2 of floor space | Steamer | 12 | DEER:Indoor_Non-CFL_Ltg | 10100 | 3.39 | 0 | SWFS005-05 | 13022.71 | 2024 | 3372 | 2024 | 0 | 0 | SWFS005-05 | Com Gas Steamers ¦ SCG ¦ All | Com Gas Steamers | 0.02503 | 0.378 | 0 | CBSA 2014 | -179.4876 | 2012 | 1 | SWFS005-05
COM-FOODSERV-FS-22.14 | Com ¦ ENERGY STAR Steamer - Fuel Sub ¦ SCG ¦ All | Com ¦ ENERGY STAR Steamer - Fuel Sub | SCG ¦ All | SCG | All | Electric & Gas | Electric Steamer, Fuel Sub | Efficient |  |  | 0 | Conventional | FoodServ | Com - School | Com | ROB Only | 1 | 1000 sqft2 of floor space | Steamer | 12 | DEER:Indoor_Non-CFL_Ltg | 10100 | 3.39 | 0 | SWFS005-05 | 13022.71 | 2024 | 3372 | 2024 | 0 | 0 | SWFS005-05 | Com Gas Steamers ¦ SCG ¦ All | Com Gas Steamers | 0.0012302 | 0.378 | 0 | CBSA 2014 | -1662.9254 | 2012 | 1 | SWFS005-05
COM-FOODSERV-FS-22.15 | Com ¦ ENERGY STAR Steamer - Fuel Sub ¦ SDG&E ¦ All | Com ¦ ENERGY STAR Steamer - Fuel Sub | SDG&E ¦ All | SDG&E | All | Electric & Gas | Electric Steamer, Fuel Sub | Efficient |  |  | 0 | Conventional | FoodServ | Com - College | Com | ROB Only | 1 | 1000 sqft2 of floor space | Steamer | 12 | DEER:Indoor_Non-CFL_Ltg | 10100 | 3.39 | 0 | SWFS005-05 | 13022.71 | 2024 | 3372 | 2024 | 0 | 0 | SWFS005-05 | Com Gas Steamers ¦ SDG&E ¦ All | Com Gas Steamers | 0.0012302 | 0.378 | 0 | CBSA 2014 | -762.5302 | 2012 | 1 | SWFS005-05
COM-FOODSERV-FS-22.16 | Com ¦ ENERGY STAR Steamer - Fuel Sub ¦ SDG&E ¦ All | Com ¦ ENERGY STAR Steamer - Fuel Sub | SDG&E ¦ All | SDG&E | All | Electric & Gas | Electric Steamer, Fuel Sub | Efficient |  |  | 0 | Conventional | FoodServ | Com - Grocery | Com | ROB Only | 1 | 1000 sqft2 of floor space | Steamer | 12 | DEER:Indoor_Non-CFL_Ltg | 10100 | 3.39 | 0 | SWFS005-05 | 13022.71 | 2024 | 3372 | 2024 | 0 | 0 | SWFS005-05 | Com Gas Steamers ¦ SDG&E ¦ All | Com Gas Steamers | 0.0055795 | 0.378 | 0 | CBSA 2014 | -568.1131 | 2012 | 1 | SWFS005-05
COM-FOODSERV-FS-22.17 | Com ¦ ENERGY STAR Steamer - Fuel Sub ¦ SDG&E ¦ All | Com ¦ ENERGY STAR Steamer - Fuel Sub | SDG&E ¦ All | SDG&E | All | Electric & Gas | Electric Steamer, Fuel Sub | Efficient |  |  | 0 | Conventional | FoodServ | Com - Health | Com | ROB Only | 1 | 1000 sqft2 of floor space | Steamer | 12 | DEER:Indoor_Non-CFL_Ltg | 10100 | 3.39 | 0 | SWFS005-05 | 13022.71 | 2024 | 3372 | 2024 | 0 | 0 | SWFS005-05 | Com Gas Steamers ¦ SDG&E ¦ All | Com Gas Steamers | 0.0036977 | 0.378 | 0 | CBSA 2014 | -660.9104 | 2012 | 1 | SWFS005-05
COM-FOODSERV-FS-22.18 | Com ¦ ENERGY STAR Steamer - Fuel Sub ¦ SDG&E ¦ All | Com ¦ ENERGY STAR Steamer - Fuel Sub | SDG&E ¦ All | SDG&E | All | Electric & Gas | Electric Steamer, Fuel Sub | Efficient |  |  | 0 | Conventional | FoodServ | Com - Lodging | Com | ROB Only | 1 | 1000 sqft2 of floor space | Steamer | 12 | DEER:Indoor_Non-CFL_Ltg | 10100 | 3.39 | 0 | SWFS005-05 | 13022.71 | 2024 | 3372 | 2024 | 0 | 0 | SWFS005-05 | Com Gas Steamers ¦ SDG&E ¦ All | Com Gas Steamers | 0.0020736 | 0.378 | 0 | CBSA 2014 | -1592.5939 | 2012 | 1 | SWFS005-05
COM-FOODSERV-FS-22.19 | Com ¦ ENERGY STAR Steamer - Fuel Sub ¦ SDG&E ¦ All | Com ¦ ENERGY STAR Steamer - Fuel Sub | SDG&E ¦ All | SDG&E | All | Electric & Gas | Electric Steamer, Fuel Sub | Efficient |  |  | 0 | Conventional | FoodServ | Com - Other | Com | ROB Only | 1 | 1000 sqft2 of floor space | Steamer | 12 | DEER:Indoor_Non-CFL_Ltg | 10100 | 3.39 | 0 | SWFS005-05 | 13022.71 | 2024 | 3372 | 2024 | 0 | 0 | SWFS005-05 | Com Gas Steamers ¦ SDG&E ¦ All | Com Gas Steamers | 0.0011331 | 0.378 | 0 | CBSA 2014 | -1115.287 | 2012 | 1 | SWFS005-05
COM-FOODSERV-FS-22.20 | Com ¦ ENERGY STAR Steamer - Fuel Sub ¦ SDG&E ¦ All | Com ¦ ENERGY STAR Steamer - Fuel Sub | SDG&E ¦ All | SDG&E | All | Electric & Gas | Electric Steamer, Fuel Sub | Efficient |  |  | 0 | Conventional | FoodServ | Com - Restaurant | Com | ROB Only | 1 | 1000 sqft2 of floor space | Steamer | 12 | DEER:Indoor_Non-CFL_Ltg | 10100 | 3.39 | 0 | SWFS005-05 | 13022.71 | 2024 | 3372 | 2024 | 0 | 0 | SWFS005-05 | Com Gas Steamers ¦ SDG&E ¦ All | Com Gas Steamers | 0.02503 | 0.378 | 0 | CBSA 2014 | -179.4876 | 2012 | 1 | SWFS005-05
COM-FOODSERV-FS-22.21 | Com ¦ ENERGY STAR Steamer - Fuel Sub ¦ SDG&E ¦ All | Com ¦ ENERGY STAR Steamer - Fuel Sub | SDG&E ¦ All | SDG&E | All | Electric & Gas | Electric Steamer, Fuel Sub | Efficient |  |  | 0 | Conventional | FoodServ | Com - School | Com | ROB Only | 1 | 1000 sqft2 of floor space | Steamer | 12 | DEER:Indoor_Non-CFL_Ltg | 10100 | 3.39 | 0 | SWFS005-05 | 13022.71 | 2024 | 3372 | 2024 | 0 | 0 | SWFS005-05 | Com Gas Steamers ¦ SDG&E ¦ All | Com Gas Steamers | 0.0012302 | 0.378 | 0 | CBSA 2014 | -1662.9254 | 2012 | 1 | SWFS005-05
COM-FOODSERV-FS-30.1 | Com ¦ Standard Convection Oven - Gas ¦ PG&E ¦ All | Com ¦ Standard Convection Oven - Gas | PG&E ¦ All | PG&E | All | Electric & Gas | Standard, Commercial Convection Oven, Full, Gas | Average Existing and Code |  |  | 0 | Conventional | FoodServ | Com - College | Com | ROB and NEW | 0 | 1000 sqft2 of floor space | Oven | 12 | DEER:Indoor_Non-CFL_Ltg | 0 | 0 | 0 | SWFS001-04 | 7510.36 | 2024 | 0 | 2024 | 0 | 0 | SWFS001-04 | Com Gas Convection Ovens ¦ PG&E ¦ All | Com Gas Convection Ovens | 0.010748 | 0.378 | 0.49 | CBSA 2014 | 0 | 2012 | 0.6 | SWFS001-04
COM-FOODSERV-FS-30.2 | Com ¦ Standard Convection Oven - Gas ¦ PG&E ¦ All | Com ¦ Standard Convection Oven - Gas | PG&E ¦ All | PG&E | All | Electric & Gas | Standard, Commercial Convection Oven, Full, Gas | Average Existing and Code |  |  | 0 | Conventional | FoodServ | Com - Grocery | Com | ROB and NEW | 0 | 1000 sqft2 of floor space | Oven | 12 | DEER:Indoor_Non-CFL_Ltg | 0 | 0 | 0 | SWFS001-04 | 7510.36 | 2024 | 0 | 2024 | 0 | 0 | SWFS001-04 | Com Gas Convection Ovens ¦ PG&E ¦ All | Com Gas Convection Ovens | 0.045138 | 0.378 | 0.49 | CBSA 2014 | 0 | 2012 | 0.6 | SWFS001-04
COM-FOODSERV-FS-30.3 | Com ¦ Standard Convection Oven - Gas ¦ PG&E ¦ All | Com ¦ Standard Convection Oven - Gas | PG&E ¦ All | PG&E | All | Electric & Gas | Standard, Commercial Convection Oven, Full, Gas | Average Existing and Code |  |  | 0 | Conventional | FoodServ | Com - Health | Com | ROB and NEW | 0 | 1000 sqft2 of floor space | Oven | 12 | DEER:Indoor_Non-CFL_Ltg | 0 | 0 | 0 | SWFS001-04 | 7510.36 | 2024 | 0 | 2024 | 0 | 0 | SWFS001-04 | Com Gas Convection Ovens ¦ PG&E ¦ All | Com Gas Convection Ovens | 0.015028 | 0.378 | 0.49 | CBSA 2014 | 0 | 2012 | 0.6 | SWFS001-04
COM-FOODSERV-FS-30.4 | Com ¦ Standard Convection Oven - Gas ¦ PG&E ¦ All | Com ¦ Standard Convection Oven - Gas | PG&E ¦ All | PG&E | All | Electric & Gas | Standard, Commercial Convection Oven, Full, Gas | Average Existing and Code |  |  | 0 | Conventional | FoodServ | Com - Lodging | Com | ROB and NEW | 0 | 1000 sqft2 of floor space | Oven | 12 | DEER:Indoor_Non-CFL_Ltg | 0 | 0 | 0 | SWFS001-04 | 7510.36 | 2024 | 0 | 2024 | 0 | 0 | SWFS001-04 | Com Gas Convection Ovens ¦ PG&E ¦ All | Com Gas Convection Ovens | 0.010086 | 0.378 | 0.49 | CBSA 2014 | 0 | 2012 | 0.6 | SWFS001-04
COM-FOODSERV-FS-30.5 | Com ¦ Standard Convection Oven - Gas ¦ PG&E ¦ All | Com ¦ Standard Convection Oven - Gas | PG&E ¦ All | PG&E | All | Electric & Gas | Standard, Commercial Convection Oven, Full, Gas | Average Existing and Code |  |  | 0 | Conventional | FoodServ | Com - Other | Com | ROB and NEW | 0 | 1000 sqft2 of floor space | Oven | 12 | DEER:Indoor_Non-CFL_Ltg | 0 | 0 | 0 | SWFS001-04 | 7510.36 | 2024 | 0 | 2024 | 0 | 0 | SWFS001-04 | Com Gas Convection Ovens ¦ PG&E ¦ All | Com Gas Convection Ovens | 0.0097352 | 0.378 | 0.49 | CBSA 2014 | 0 | 2012 | 0.6 | SWFS001-04
COM-FOODSERV-FS-30.6 | Com ¦ Standard Convection Oven - Gas ¦ PG&E ¦ All | Com ¦ Standard Convection Oven - Gas | PG&E ¦ All | PG&E | All | Electric & Gas | Standard, Commercial Convection Oven, Full, Gas | Average Existing and Code |  |  | 0 | Conventional | FoodServ | Com - Restaurant | Com | ROB and NEW | 0 | 1000 sqft2 of floor space | Oven | 12 | DEER:Indoor_Non-CFL_Ltg | 0 | 0 | 0 | SWFS001-04 | 7510.36 | 2024 | 0 | 2024 | 0 | 0 | SWFS001-04 | Com Gas Convection Ovens ¦ PG&E ¦ All | Com Gas Convection Ovens | 0.14765 | 0.378 | 0.49 | CBSA 2014 | 0 | 2012 | 0.6 | SWFS001-04
COM-FOODSERV-FS-30.7 | Com ¦ Standard Convection Oven - Gas ¦ PG&E ¦ All | Com ¦ Standard Convection Oven - Gas | PG&E ¦ All | PG&E | All | Electric & Gas | Standard, Commercial Convection Oven, Full, Gas | Average Existing and Code |  |  | 0 | Conventional | FoodServ | Com - School | Com | ROB and NEW | 0 | 1000 sqft2 of floor space | Oven | 12 | DEER:Indoor_Non-CFL_Ltg | 0 | 0 | 0 | SWFS001-04 | 7510.36 | 2024 | 0 | 2024 | 0 | 0 | SWFS001-04 | Com Gas Convection Ovens ¦ PG&E ¦ All | Com Gas Convection Ovens | 0.010748 | 0.378 | 0.49 | CBSA 2014 | 0 | 2012 | 0.6 | SWFS001-04
COM-FOODSERV-FS-30.8 | Com ¦ Standard Convection Oven - Gas ¦ SCG ¦ All | Com ¦ Standard Convection Oven - Gas | SCG ¦ All | SCG | All | Electric & Gas | Standard, Commercial Convection Oven, Full, Gas | Average Existing and Code |  |  | 0 | Conventional | FoodServ | Com - College | Com | ROB and NEW | 0 | 1000 sqft2 of floor space | Oven | 12 | DEER:Indoor_Non-CFL_Ltg | 0 | 0 | 0 | SWFS001-04 | 7510.36 | 2024 | 0 | 2024 | 0 | 0 | SWFS001-04 | Com Gas Convection Ovens ¦ SCG ¦ All | Com Gas Convection Ovens | 0.010748 | 0.378 | 0.49 | CBSA 2014 | 0 | 2012 | 0.6 | SWFS001-04
COM-FOODSERV-FS-30.9 | Com ¦ Standard Convection Oven - Gas ¦ SCG ¦ All | Com ¦ Standard Convection Oven - Gas | SCG ¦ All | SCG | All | Electric & Gas | Standard, Commercial Convection Oven, Full, Gas | Average Existing and Code |  |  | 0 | Conventional | FoodServ | Com - Grocery | Com | ROB and NEW | 0 | 1000 sqft2 of floor space | Oven | 12 | DEER:Indoor_Non-CFL_Ltg | 0 | 0 | 0 | SWFS001-04 | 7510.36 | 2024 | 0 | 2024 | 0 | 0 | SWFS001-04 | Com Gas Convection Ovens ¦ SCG ¦ All | Com Gas Convection Ovens | 0.045138 | 0.378 | 0.49 | CBSA 2014 | 0 | 2012 | 0.6 | SWFS001-04
COM-FOODSERV-FS-30.10 | Com ¦ Standard Convection Oven - Gas ¦ SCG ¦ All | Com ¦ Standard Convection Oven - Gas | SCG ¦ All | SCG | All | Electric & Gas | Standard, Commercial Convection Oven, Full, Gas | Average Existing and Code |  |  | 0 | Conventional | FoodServ | Com - Health | Com | ROB and NEW | 0 | 1000 sqft2 of floor space | Oven | 12 | DEER:Indoor_Non-CFL_Ltg | 0 | 0 | 0 | SWFS001-04 | 7510.36 | 2024 | 0 | 2024 | 0 | 0 | SWFS001-04 | Com Gas Convection Ovens ¦ SCG ¦ All | Com Gas Convection Ovens | 0.015028 | 0.378 | 0.49 | CBSA 2014 | 0 | 2012 | 0.6 | SWFS001-04
COM-FOODSERV-FS-30.11 | Com ¦ Standard Convection Oven - Gas ¦ SCG ¦ All | Com ¦ Standard Convection Oven - Gas | SCG ¦ All | SCG | All | Electric & Gas | Standard, Commercial Convection Oven, Full, Gas | Average Existing and Code |  |  | 0 | Conventional | FoodServ | Com - Lodging | Com | ROB and NEW | 0 | 1000 sqft2 of floor space | Oven | 12 | DEER:Indoor_Non-CFL_Ltg | 0 | 0 | 0 | SWFS001-04 | 7510.36 | 2024 | 0 | 2024 | 0 | 0 | SWFS001-04 | Com Gas Convection Ovens ¦ SCG ¦ All | Com Gas Convection Ovens | 0.010086 | 0.378 | 0.49 | CBSA 2014 | 0 | 2012 | 0.6 | SWFS001-04
COM-FOODSERV-FS-30.12 | Com ¦ Standard Convection Oven - Gas ¦ SCG ¦ All | Com ¦ Standard Convection Oven - Gas | SCG ¦ All | SCG | All | Electric & Gas | Standard, Commercial Convection Oven, Full, Gas | Average Existing and Code |  |  | 0 | Conventional | FoodServ | Com - Other | Com | ROB and NEW | 0 | 1000 sqft2 of floor space | Oven | 12 | DEER:Indoor_Non-CFL_Ltg | 0 | 0 | 0 | SWFS001-04 | 7510.36 | 2024 | 0 | 2024 | 0 | 0 | SWFS001-04 | Com Gas Convection Ovens ¦ SCG ¦ All | Com Gas Convection Ovens | 0.0097352 | 0.378 | 0.49 | CBSA 2014 | 0 | 2012 | 0.6 | SWFS001-04
COM-FOODSERV-FS-30.13 | Com ¦ Standard Convection Oven - Gas ¦ SCG ¦ All | Com ¦ Standard Convection Oven - Gas | SCG ¦ All | SCG | All | Electric & Gas | Standard, Commercial Convection Oven, Full, Gas | Average Existing and Code |  |  | 0 | Conventional | FoodServ | Com - Restaurant | Com | ROB and NEW | 0 | 1000 sqft2 of floor space | Oven | 12 | DEER:Indoor_Non-CFL_Ltg | 0 | 0 | 0 | SWFS001-04 | 7510.36 | 2024 | 0 | 2024 | 0 | 0 | SWFS001-04 | Com Gas Convection Ovens ¦ SCG ¦ All | Com Gas Convection Ovens | 0.14765 | 0.378 | 0.49 | CBSA 2014 | 0 | 2012 | 0.6 | SWFS001-04
COM-FOODSERV-FS-30.14 | Com ¦ Standard Convection Oven - Gas ¦ SCG ¦ All | Com ¦ Standard Convection Oven - Gas | SCG ¦ All | SCG | All | Electric & Gas | Standard, Commercial Convection Oven, Full, Gas | Average Existing and Code |  |  | 0 | Conventional | FoodServ | Com - School | Com | ROB and NEW | 0 | 1000 sqft2 of floor space | Oven | 12 | DEER:Indoor_Non-CFL_Ltg | 0 | 0 | 0 | SWFS001-04 | 7510.36 | 2024 | 0 | 2024 | 0 | 0 | SWFS001-04 | Com Gas Convection Ovens ¦ SCG ¦ All | Com Gas Convection Ovens | 0.010748 | 0.378 | 0.49 | CBSA 2014 | 0 | 2012 | 0.6 | SWFS001-04
COM-FOODSERV-FS-30.15 | Com ¦ Standard Convection Oven - Gas ¦ SDG&E ¦ All | Com ¦ Standard Convection Oven - Gas | SDG&E ¦ All | SDG&E | All | Electric & Gas | Standard, Commercial Convection Oven, Full, Gas | Average Existing and Code |  |  | 0 | Conventional | FoodServ | Com - College | Com | ROB and NEW | 0 | 1000 sqft2 of floor space | Oven | 12 | DEER:Indoor_Non-CFL_Ltg | 0 | 0 | 0 | SWFS001-04 | 7510.36 | 2024 | 0 | 2024 | 0 | 0 | SWFS001-04 | Com Gas Convection Ovens ¦ SDG&E ¦ All | Com Gas Convection Ovens | 0.010748 | 0.378 | 0.49 | CBSA 2014 | 0 | 2012 | 0.6 | SWFS001-04
COM-FOODSERV-FS-30.16 | Com ¦ Standard Convection Oven - Gas ¦ SDG&E ¦ All | Com ¦ Standard Convection Oven - Gas | SDG&E ¦ All | SDG&E | All | Electric & Gas | Standard, Commercial Convection Oven, Full, Gas | Average Existing and Code |  |  | 0 | Conventional | FoodServ | Com - Grocery | Com | ROB and NEW | 0 | 1000 sqft2 of floor space | Oven | 12 | DEER:Indoor_Non-CFL_Ltg | 0 | 0 | 0 | SWFS001-04 | 7510.36 | 2024 | 0 | 2024 | 0 | 0 | SWFS001-04 | Com Gas Convection Ovens ¦ SDG&E ¦ All | Com Gas Convection Ovens | 0.045138 | 0.378 | 0.49 | CBSA 2014 | 0 | 2012 | 0.6 | SWFS001-04
COM-FOODSERV-FS-30.17 | Com ¦ Standard Convection Oven - Gas ¦ SDG&E ¦ All | Com ¦ Standard Convection Oven - Gas | SDG&E ¦ All | SDG&E | All | Electric & Gas | Standard, Commercial Convection Oven, Full, Gas | Average Existing and Code |  |  | 0 | Conventional | FoodServ | Com - Health | Com | ROB and NEW | 0 | 1000 sqft2 of floor space | Oven | 12 | DEER:Indoor_Non-CFL_Ltg | 0 | 0 | 0 | SWFS001-04 | 7510.36 | 2024 | 0 | 2024 | 0 | 0 | SWFS001-04 | Com Gas Convection Ovens ¦ SDG&E ¦ All | Com Gas Convection Ovens | 0.015028 | 0.378 | 0.49 | CBSA 2014 | 0 | 2012 | 0.6 | SWFS001-04
COM-FOODSERV-FS-30.18 | Com ¦ Standard Convection Oven - Gas ¦ SDG&E ¦ All | Com ¦ Standard Convection Oven - Gas | SDG&E ¦ All | SDG&E | All | Electric & Gas | Standard, Commercial Convection Oven, Full, Gas | Average Existing and Code |  |  | 0 | Conventional | FoodServ | Com - Lodging | Com | ROB and NEW | 0 | 1000 sqft2 of floor space | Oven | 12 | DEER:Indoor_Non-CFL_Ltg | 0 | 0 | 0 | SWFS001-04 | 7510.36 | 2024 | 0 | 2024 | 0 | 0 | SWFS001-04 | Com Gas Convection Ovens ¦ SDG&E ¦ All | Com Gas Convection Ovens | 0.010086 | 0.378 | 0.49 | CBSA 2014 | 0 | 2012 | 0.6 | SWFS001-04
COM-FOODSERV-FS-30.19 | Com ¦ Standard Convection Oven - Gas ¦ SDG&E ¦ All | Com ¦ Standard Convection Oven - Gas | SDG&E ¦ All | SDG&E | All | Electric & Gas | Standard, Commercial Convection Oven, Full, Gas | Average Existing and Code |  |  | 0 | Conventional | FoodServ | Com - Other | Com | ROB and NEW | 0 | 1000 sqft2 of floor space | Oven | 12 | DEER:Indoor_Non-CFL_Ltg | 0 | 0 | 0 | SWFS001-04 | 7510.36 | 2024 | 0 | 2024 | 0 | 0 | SWFS001-04 | Com Gas Convection Ovens ¦ SDG&E ¦ All | Com Gas Convection Ovens | 0.0097352 | 0.378 | 0.49 | CBSA 2014 | 0 | 2012 | 0.6 | SWFS001-04
COM-FOODSERV-FS-30.20 | Com ¦ Standard Convection Oven - Gas ¦ SDG&E ¦ All | Com ¦ Standard Convection Oven - Gas | SDG&E ¦ All | SDG&E | All | Electric & Gas | Standard, Commercial Convection Oven, Full, Gas | Average Existing and Code |  |  | 0 | Conventional | FoodServ | Com - Restaurant | Com | ROB and NEW | 0 | 1000 sqft2 of floor space | Oven | 12 | DEER:Indoor_Non-CFL_Ltg | 0 | 0 | 0 | SWFS001-04 | 7510.36 | 2024 | 0 | 2024 | 0 | 0 | SWFS001-04 | Com Gas Convection Ovens ¦ SDG&E ¦ All | Com Gas Convection Ovens | 0.14765 | 0.378 | 0.49 | CBSA 2014 | 0 | 2012 | 0.6 | SWFS001-04
COM-FOODSERV-FS-30.21 | Com ¦ Standard Convection Oven - Gas ¦ SDG&E ¦ All | Com ¦ Standard Convection Oven - Gas | SDG&E ¦ All | SDG&E | All | Electric & Gas | Standard, Commercial Convection Oven, Full, Gas | Average Existing and Code |  |  | 0 | Conventional | FoodServ | Com - School | Com | ROB and NEW | 0 | 1000 sqft2 of floor space | Oven | 12 | DEER:Indoor_Non-CFL_Ltg | 0 | 0 | 0 | SWFS001-04 | 7510.36 | 2024 | 0 | 2024 | 0 | 0 | SWFS001-04 | Com Gas Convection Ovens ¦ SDG&E ¦ All | Com Gas Convection Ovens | 0.010748 | 0.378 | 0.49 | CBSA 2014 | 0 | 2012 | 0.6 | SWFS001-04
COM-FOODSERV-FS-31.1 | Com ¦ ENERGY STAR Convection Oven - Gas ¦ PG&E ¦ All | Com ¦ ENERGY STAR Convection Oven - Gas | PG&E ¦ All | PG&E | All | Electric & Gas | Efficient, Commercial Convection Oven, Full, Gas | Efficient |  |  | 0 | Conventional | FoodServ | Com - College | Com | ROB and NEW | 0 | 1000 sqft2 of floor space | Oven | 12 | DEER:Indoor_Non-CFL_Ltg | 0 | 0 | -229 | SWFS001-04 | 8826.58 | 2024 | 0 | 2024 | 0 | 0 | SWFS001-04 | Com Gas Convection Ovens ¦ PG&E ¦ All | Com Gas Convection Ovens | 0.010748 | 0.378 | 0.51 | CBSA 2014 | 755.3913 | 2012 | 0.6 | SWFS001-04
COM-FOODSERV-FS-31.2 | Com ¦ ENERGY STAR Convection Oven - Gas ¦ PG&E ¦ All | Com ¦ ENERGY STAR Convection Oven - Gas | PG&E ¦ All | PG&E | All | Electric & Gas | Efficient, Commercial Convection Oven, Full, Gas | Efficient |  |  | 0 | Conventional | FoodServ | Com - Grocery | Com | ROB and NEW | 0 | 1000 sqft2 of floor space | Oven | 12 | DEER:Indoor_Non-CFL_Ltg | 0 | 0 | -229 | SWFS001-04 | 8826.58 | 2024 | 0 | 2024 | 0 | 0 | SWFS001-04 | Com Gas Convection Ovens ¦ PG&E ¦ All | Com Gas Convection Ovens | 0.045138 | 0.378 | 0.51 | CBSA 2014 | 537.7357 | 2012 | 0.6 | SWFS001-04
COM-FOODSERV-FS-31.3 | Com ¦ ENERGY STAR Convection Oven - Gas ¦ PG&E ¦ All | Com ¦ ENERGY STAR Convection Oven - Gas | PG&E ¦ All | PG&E | All | Electric & Gas | Efficient, Commercial Convection Oven, Full, Gas | Efficient |  |  | 0 | Conventional | FoodServ | Com - Health | Com | ROB and NEW | 0 | 1000 sqft2 of floor space | Oven | 12 | DEER:Indoor_Non-CFL_Ltg | 0 | 0 | -229 | SWFS001-04 | 8826.58 | 2024 | 0 | 2024 | 0 | 0 | SWFS001-04 | Com Gas Convection Ovens ¦ PG&E ¦ All | Com Gas Convection Ovens | 0.015028 | 0.378 | 0.51 | CBSA 2014 | 646.8291 | 2012 | 0.6 | SWFS001-04
COM-FOODSERV-FS-31.4 | Com ¦ ENERGY STAR Convection Oven - Gas ¦ PG&E ¦ All | Com ¦ ENERGY STAR Convection Oven - Gas | PG&E ¦ All | PG&E | All | Electric & Gas | Efficient, Commercial Convection Oven, Full, Gas | Efficient |  |  | 0 | Conventional | FoodServ | Com - Lodging | Com | ROB and NEW | 0 | 1000 sqft2 of floor space | Oven | 12 | DEER:Indoor_Non-CFL_Ltg | 0 | 0 | -229 | SWFS001-04 | 8826.58 | 2024 | 0 | 2024 | 0 | 0 | SWFS001-04 | Com Gas Convection Ovens ¦ PG&E ¦ All | Com Gas Convection Ovens | 0.010086 | 0.378 | 0.51 | CBSA 2014 | 2262.1424 | 2012 | 0.6 | SWFS001-04
COM-FOODSERV-FS-31.5 | Com ¦ ENERGY STAR Convection Oven - Gas ¦ PG&E ¦ All | Com ¦ ENERGY STAR Convection Oven - Gas | PG&E ¦ All | PG&E | All | Electric & Gas | Efficient, Commercial Convection Oven, Full, Gas | Efficient |  |  | 0 | Conventional | FoodServ | Com - Other | Com | ROB and NEW | 0 | 1000 sqft2 of floor space | Oven | 12 | DEER:Indoor_Non-CFL_Ltg | 0 | 0 | -229 | SWFS001-04 | 8826.58 | 2024 | 0 | 2024 | 0 | 0 | SWFS001-04 | Com Gas Convection Ovens ¦ PG&E ¦ All | Com Gas Convection Ovens | 0.0097352 | 0.378 | 0.51 | CBSA 2014 | 1037.3715 | 2012 | 0.6 | SWFS001-04
COM-FOODSERV-FS-31.6 | Com ¦ ENERGY STAR Convection Oven - Gas ¦ PG&E ¦ All | Com ¦ ENERGY STAR Convection Oven - Gas | PG&E ¦ All | PG&E | All | Electric & Gas | Efficient, Commercial Convection Oven, Full, Gas | Efficient |  |  | 0 | Conventional | FoodServ | Com - Restaurant | Com | ROB and NEW | 0 | 1000 sqft2 of floor space | Oven | 12 | DEER:Indoor_Non-CFL_Ltg | 0 | 0 | -229 | SWFS001-04 | 8826.58 | 2024 | 0 | 2024 | 0 | 0 | SWFS001-04 | Com Gas Convection Ovens ¦ PG&E ¦ All | Com Gas Convection Ovens | 0.14765 | 0.378 | 0.51 | CBSA 2014 | 172.0333 | 2012 | 0.6 | SWFS001-04
COM-FOODSERV-FS-31.7 | Com ¦ ENERGY STAR Convection Oven - Gas ¦ PG&E ¦ All | Com ¦ ENERGY STAR Convection Oven - Gas | PG&E ¦ All | PG&E | All | Electric & Gas | Efficient, Commercial Convection Oven, Full, Gas | Efficient |  |  | 0 | Conventional | FoodServ | Com - School | Com | ROB and NEW | 0 | 1000 sqft2 of floor space | Oven | 12 | DEER:Indoor_Non-CFL_Ltg | 0 | 0 | -229 | SWFS001-04 | 8826.58 | 2024 | 0 | 2024 | 0 | 0 | SWFS001-04 | Com Gas Convection Ovens ¦ PG&E ¦ All | Com Gas Convection Ovens | 0.010748 | 0.378 | 0.51 | CBSA 2014 | 523.2058 | 2012 | 0.6 | SWFS001-04
COM-FOODSERV-FS-31.8 | Com ¦ ENERGY STAR Convection Oven - Gas ¦ SCG ¦ All | Com ¦ ENERGY STAR Convection Oven - Gas | SCG ¦ All | SCG | All | Electric & Gas | Efficient, Commercial Convection Oven, Full, Gas | Efficient |  |  | 0 | Conventional | FoodServ | Com - College | Com | ROB and NEW | 0 | 1000 sqft2 of floor space | Oven | 12 | DEER:Indoor_Non-CFL_Ltg | 0 | 0 | -229 | SWFS001-04 | 8826.58 | 2024 | 0 | 2024 | 0 | 0 | SWFS001-04 | Com Gas Convection Ovens ¦ SCG ¦ All | Com Gas Convection Ovens | 0.010748 | 0.378 | 0.51 | CBSA 2014 | 755.3913 | 2012 | 0.6 | SWFS001-04
COM-FOODSERV-FS-31.9 | Com ¦ ENERGY STAR Convection Oven - Gas ¦ SCG ¦ All | Com ¦ ENERGY STAR Convection Oven - Gas | SCG ¦ All | SCG | All | Electric & Gas | Efficient, Commercial Convection Oven, Full, Gas | Efficient |  |  | 0 | Conventional | FoodServ | Com - Grocery | Com | ROB and NEW | 0 | 1000 sqft2 of floor space | Oven | 12 | DEER:Indoor_Non-CFL_Ltg | 0 | 0 | -229 | SWFS001-04 | 8826.58 | 2024 | 0 | 2024 | 0 | 0 | SWFS001-04 | Com Gas Convection Ovens ¦ SCG ¦ All | Com Gas Convection Ovens | 0.045138 | 0.378 | 0.51 | CBSA 2014 | 537.7357 | 2012 | 0.6 | SWFS001-04
COM-FOODSERV-FS-31.10 | Com ¦ ENERGY STAR Convection Oven - Gas ¦ SCG ¦ All | Com ¦ ENERGY STAR Convection Oven - Gas | SCG ¦ All | SCG | All | Electric & Gas | Efficient, Commercial Convection Oven, Full, Gas | Efficient |  |  | 0 | Conventional | FoodServ | Com - Health | Com | ROB and NEW | 0 | 1000 sqft2 of floor space | Oven | 12 | DEER:Indoor_Non-CFL_Ltg | 0 | 0 | -229 | SWFS001-04 | 8826.58 | 2024 | 0 | 2024 | 0 | 0 | SWFS001-04 | Com Gas Convection Ovens ¦ SCG ¦ All | Com Gas Convection Ovens | 0.015028 | 0.378 | 0.51 | CBSA 2014 | 646.8291 | 2012 | 0.6 | SWFS001-04
COM-FOODSERV-FS-31.11 | Com ¦ ENERGY STAR Convection Oven - Gas ¦ SCG ¦ All | Com ¦ ENERGY STAR Convection Oven - Gas | SCG ¦ All | SCG | All | Electric & Gas | Efficient, Commercial Convection Oven, Full, Gas | Efficient |  |  | 0 | Conventional | FoodServ | Com - Lodging | Com | ROB and NEW | 0 | 1000 sqft2 of floor space | Oven | 12 | DEER:Indoor_Non-CFL_Ltg | 0 | 0 | -229 | SWFS001-04 | 8826.58 | 2024 | 0 | 2024 | 0 | 0 | SWFS001-04 | Com Gas Convection Ovens ¦ SCG ¦ All | Com Gas Convection Ovens | 0.010086 | 0.378 | 0.51 | CBSA 2014 | 2262.1424 | 2012 | 0.6 | SWFS001-04
COM-FOODSERV-FS-31.12 | Com ¦ ENERGY STAR Convection Oven - Gas ¦ SCG ¦ All | Com ¦ ENERGY STAR Convection Oven - Gas | SCG ¦ All | SCG | All | Electric & Gas | Efficient, Commercial Convection Oven, Full, Gas | Efficient |  |  | 0 | Conventional | FoodServ | Com - Other | Com | ROB and NEW | 0 | 1000 sqft2 of floor space | Oven | 12 | DEER:Indoor_Non-CFL_Ltg | 0 | 0 | -229 | SWFS001-04 | 8826.58 | 2024 | 0 | 2024 | 0 | 0 | SWFS001-04 | Com Gas Convection Ovens ¦ SCG ¦ All | Com Gas Convection Ovens | 0.0097352 | 0.378 | 0.51 | CBSA 2014 | 1037.3715 | 2012 | 0.6 | SWFS001-04
COM-FOODSERV-FS-31.13 | Com ¦ ENERGY STAR Convection Oven - Gas ¦ SCG ¦ All | Com ¦ ENERGY STAR Convection Oven - Gas | SCG ¦ All | SCG | All | Electric & Gas | Efficient, Commercial Convection Oven, Full, Gas | Efficient |  |  | 0 | Conventional | FoodServ | Com - Restaurant | Com | ROB and NEW | 0 | 1000 sqft2 of floor space | Oven | 12 | DEER:Indoor_Non-CFL_Ltg | 0 | 0 | -229 | SWFS001-04 | 8826.58 | 2024 | 0 | 2024 | 0 | 0 | SWFS001-04 | Com Gas Convection Ovens ¦ SCG ¦ All | Com Gas Convection Ovens | 0.14765 | 0.378 | 0.51 | CBSA 2014 | 172.0333 | 2012 | 0.6 | SWFS001-04
COM-FOODSERV-FS-31.14 | Com ¦ ENERGY STAR Convection Oven - Gas ¦ SCG ¦ All | Com ¦ ENERGY STAR Convection Oven - Gas | SCG ¦ All | SCG | All | Electric & Gas | Efficient, Commercial Convection Oven, Full, Gas | Efficient |  |  | 0 | Conventional | FoodServ | Com - School | Com | ROB and NEW | 0 | 1000 sqft2 of floor space | Oven | 12 | DEER:Indoor_Non-CFL_Ltg | 0 | 0 | -229 | SWFS001-04 | 8826.58 | 2024 | 0 | 2024 | 0 | 0 | SWFS001-04 | Com Gas Convection Ovens ¦ SCG ¦ All | Com Gas Convection Ovens | 0.010748 | 0.378 | 0.51 | CBSA 2014 | 523.2058 | 2012 | 0.6 | SWFS001-04
COM-FOODSERV-FS-31.15 | Com ¦ ENERGY STAR Convection Oven - Gas ¦ SDG&E ¦ All | Com ¦ ENERGY STAR Convection Oven - Gas | SDG&E ¦ All | SDG&E | All | Electric & Gas | Efficient, Commercial Convection Oven, Full, Gas | Efficient |  |  | 0 | Conventional | FoodServ | Com - College | Com | ROB and NEW | 0 | 1000 sqft2 of floor space | Oven | 12 | DEER:Indoor_Non-CFL_Ltg | 0 | 0 | -229 | SWFS001-04 | 8826.58 | 2024 | 0 | 2024 | 0 | 0 | SWFS001-04 | Com Gas Convection Ovens ¦ SDG&E ¦ All | Com Gas Convection Ovens | 0.010748 | 0.378 | 0.51 | CBSA 2014 | 755.3913 | 2012 | 0.6 | SWFS001-04
COM-FOODSERV-FS-31.16 | Com ¦ ENERGY STAR Convection Oven - Gas ¦ SDG&E ¦ All | Com ¦ ENERGY STAR Convection Oven - Gas | SDG&E ¦ All | SDG&E | All | Electric & Gas | Efficient, Commercial Convection Oven, Full, Gas | Efficient |  |  | 0 | Conventional | FoodServ | Com - Grocery | Com | ROB and NEW | 0 | 1000 sqft2 of floor space | Oven | 12 | DEER:Indoor_Non-CFL_Ltg | 0 | 0 | -229 | SWFS001-04 | 8826.58 | 2024 | 0 | 2024 | 0 | 0 | SWFS001-04 | Com Gas Convection Ovens ¦ SDG&E ¦ All | Com Gas Convection Ovens | 0.045138 | 0.378 | 0.51 | CBSA 2014 | 537.7357 | 2012 | 0.6 | SWFS001-04
COM-FOODSERV-FS-31.17 | Com ¦ ENERGY STAR Convection Oven - Gas ¦ SDG&E ¦ All | Com ¦ ENERGY STAR Convection Oven - Gas | SDG&E ¦ All | SDG&E | All | Electric & Gas | Efficient, Commercial Convection Oven, Full, Gas | Efficient |  |  | 0 | Conventional | FoodServ | Com - Health | Com | ROB and NEW | 0 | 1000 sqft2 of floor space | Oven | 12 | DEER:Indoor_Non-CFL_Ltg | 0 | 0 | -229 | SWFS001-04 | 8826.58 | 2024 | 0 | 2024 | 0 | 0 | SWFS001-04 | Com Gas Convection Ovens ¦ SDG&E ¦ All | Com Gas Convection Ovens | 0.015028 | 0.378 | 0.51 | CBSA 2014 | 646.8291 | 2012 | 0.6 | SWFS001-04
COM-FOODSERV-FS-31.18 | Com ¦ ENERGY STAR Convection Oven - Gas ¦ SDG&E ¦ All | Com ¦ ENERGY STAR Convection Oven - Gas | SDG&E ¦ All | SDG&E | All | Electric & Gas | Efficient, Commercial Convection Oven, Full, Gas | Efficient |  |  | 0 | Conventional | FoodServ | Com - Lodging | Com | ROB and NEW | 0 | 1000 sqft2 of floor space | Oven | 12 | DEER:Indoor_Non-CFL_Ltg | 0 | 0 | -229 | SWFS001-04 | 8826.58 | 2024 | 0 | 2024 | 0 | 0 | SWFS001-04 | Com Gas Convection Ovens ¦ SDG&E ¦ All | Com Gas Convection Ovens | 0.010086 | 0.378 | 0.51 | CBSA 2014 | 2262.1424 | 2012 | 0.6 | SWFS001-04
COM-FOODSERV-FS-31.19 | Com ¦ ENERGY STAR Convection Oven - Gas ¦ SDG&E ¦ All | Com ¦ ENERGY STAR Convection Oven - Gas | SDG&E ¦ All | SDG&E | All | Electric & Gas | Efficient, Commercial Convection Oven, Full, Gas | Efficient |  |  | 0 | Conventional | FoodServ | Com - Other | Com | ROB and NEW | 0 | 1000 sqft2 of floor space | Oven | 12 | DEER:Indoor_Non-CFL_Ltg | 0 | 0 | -229 | SWFS001-04 | 8826.58 | 2024 | 0 | 2024 | 0 | 0 | SWFS001-04 | Com Gas Convection Ovens ¦ SDG&E ¦ All | Com Gas Convection Ovens | 0.0097352 | 0.378 | 0.51 | CBSA 2014 | 1037.3715 | 2012 | 0.6 | SWFS001-04
COM-FOODSERV-FS-31.20 | Com ¦ ENERGY STAR Convection Oven - Gas ¦ SDG&E ¦ All | Com ¦ ENERGY STAR Convection Oven - Gas | SDG&E ¦ All | SDG&E | All | Electric & Gas | Efficient, Commercial Convection Oven, Full, Gas | Efficient |  |  | 0 | Conventional | FoodServ | Com - Restaurant | Com | ROB and NEW | 0 | 1000 sqft2 of floor space | Oven | 12 | DEER:Indoor_Non-CFL_Ltg | 0 | 0 | -229 | SWFS001-04 | 8826.58 | 2024 | 0 | 2024 | 0 | 0 | SWFS001-04 | Com Gas Convection Ovens ¦ SDG&E ¦ All | Com Gas Convection Ovens | 0.14765 | 0.378 | 0.51 | CBSA 2014 | 172.0333 | 2012 | 0.6 | SWFS001-04
COM-FOODSERV-FS-31.21 | Com ¦ ENERGY STAR Convection Oven - Gas ¦ SDG&E ¦ All | Com ¦ ENERGY STAR Convection Oven - Gas | SDG&E ¦ All | SDG&E | All | Electric & Gas | Efficient, Commercial Convection Oven, Full, Gas | Efficient |  |  | 0 | Conventional | FoodServ | Com - School | Com | ROB and NEW | 0 | 1000 sqft2 of floor space | Oven | 12 | DEER:Indoor_Non-CFL_Ltg | 0 | 0 | -229 | SWFS001-04 | 8826.58 | 2024 | 0 | 2024 | 0 | 0 | SWFS001-04 | Com Gas Convection Ovens ¦ SDG&E ¦ All | Com Gas Convection Ovens | 0.010748 | 0.378 | 0.51 | CBSA 2014 | 523.2058 | 2012 | 0.6 | SWFS001-04
COM-FOODSERV-FS-32.1 | Com ¦ ENERGY STAR Convection Oven - Fuel Sub ¦ PG&E ¦ All | Com ¦ ENERGY STAR Convection Oven - Fuel Sub | PG&E ¦ All | PG&E | All | Electric & Gas | Electric Convection Oven, Fuel Sub | Efficient |  |  | 0 | Conventional | FoodServ | Com - College | Com | ROB Only | 1 | 1000 sqft2 of floor space | Oven | 12 | DEER:Indoor_Non-CFL_Ltg | 5990 | 0 | -601 | SWFS022-04 | 10431.94 | 2024 | -40.05 | 2024 | 0 | 0 | SWFS022-04 | Com Gas Convection Ovens ¦ PG&E ¦ All | Com Gas Convection Ovens | 0.010748 | 0.378 | 0 | CBSA 2014 | 1530.2566 | 2012 | 1 | SWFS022-04
COM-FOODSERV-FS-32.2 | Com ¦ ENERGY STAR Convection Oven - Fuel Sub ¦ PG&E ¦ All | Com ¦ ENERGY STAR Convection Oven - Fuel Sub | PG&E ¦ All | PG&E | All | Electric & Gas | Electric Convection Oven, Fuel Sub | Efficient |  |  | 0 | Conventional | FoodServ | Com - Grocery | Com | ROB Only | 1 | 1000 sqft2 of floor space | Oven | 12 | DEER:Indoor_Non-CFL_Ltg | 5990 | 0 | -601 | SWFS022-04 | 10431.94 | 2024 | -40.05 | 2024 | 0 | 0 | SWFS022-04 | Com Gas Convection Ovens ¦ PG&E ¦ All | Com Gas Convection Ovens | 0.045138 | 0.378 | 0 | CBSA 2014 | 1074.3324 | 2012 | 1 | SWFS022-04
COM-FOODSERV-FS-32.3 | Com ¦ ENERGY STAR Convection Oven - Fuel Sub ¦ PG&E ¦ All | Com ¦ ENERGY STAR Convection Oven - Fuel Sub | PG&E ¦ All | PG&E | All | Electric & Gas | Electric Convection Oven, Fuel Sub | Efficient |  |  | 0 | Conventional | FoodServ | Com - Health | Com | ROB Only | 1 | 1000 sqft2 of floor space | Oven | 12 | DEER:Indoor_Non-CFL_Ltg | 5990 | 0 | -601 | SWFS022-04 | 10431.94 | 2024 | -40.05 | 2024 | 0 | 0 | SWFS022-04 | Com Gas Convection Ovens ¦ PG&E ¦ All | Com Gas Convection Ovens | 0.015028 | 0.378 | 0 | CBSA 2014 | 1305.6075 | 2012 | 1 | SWFS022-04
COM-FOODSERV-FS-32.4 | Com ¦ ENERGY STAR Convection Oven - Fuel Sub ¦ PG&E ¦ All | Com ¦ ENERGY STAR Convection Oven - Fuel Sub | PG&E ¦ All | PG&E | All | Electric & Gas | Electric Convection Oven, Fuel Sub | Efficient |  |  | 0 | Conventional | FoodServ | Com - Lodging | Com | ROB Only | 1 | 1000 sqft2 of floor space | Oven | 12 | DEER:Indoor_Non-CFL_Ltg | 5990 | 0 | -601 | SWFS022-04 | 10431.94 | 2024 | -40.05 | 2024 | 0 | 0 | SWFS022-04 | Com Gas Convection Ovens ¦ PG&E ¦ All | Com Gas Convection Ovens | 0.010086 | 0.378 | 0 | CBSA 2014 | 4992.3706 | 2012 | 1 | SWFS022-04
COM-FOODSERV-FS-32.5 | Com ¦ ENERGY STAR Convection Oven - Fuel Sub ¦ PG&E ¦ All | Com ¦ ENERGY STAR Convection Oven - Fuel Sub | PG&E ¦ All | PG&E | All | Electric & Gas | Electric Convection Oven, Fuel Sub | Efficient |  |  | 0 | Conventional | FoodServ | Com - Other | Com | ROB Only | 1 | 1000 sqft2 of floor space | Oven | 12 | DEER:Indoor_Non-CFL_Ltg | 5990 | 0 | -601 | SWFS022-04 | 10431.94 | 2024 | -40.05 | 2024 | 0 | 0 | SWFS022-04 | Com Gas Convection Ovens ¦ PG&E ¦ All | Com Gas Convection Ovens | 0.0097352 | 0.378 | 0 | CBSA 2014 | 2061.0915 | 2012 | 1 | SWFS022-04
COM-FOODSERV-FS-32.6 | Com ¦ ENERGY STAR Convection Oven - Fuel Sub ¦ PG&E ¦ All | Com ¦ ENERGY STAR Convection Oven - Fuel Sub | PG&E ¦ All | PG&E | All | Electric & Gas | Electric Convection Oven, Fuel Sub | Efficient |  |  | 0 | Conventional | FoodServ | Com - Restaurant | Com | ROB Only | 1 | 1000 sqft2 of floor space | Oven | 12 | DEER:Indoor_Non-CFL_Ltg | 5990 | 0 | -601 | SWFS022-04 | 10431.94 | 2024 | -40.05 | 2024 | 0 | 0 | SWFS022-04 | Com Gas Convection Ovens ¦ PG&E ¦ All | Com Gas Convection Ovens | 0.14765 | 0.378 | 0 | CBSA 2014 | 345.0449 | 2012 | 1 | SWFS022-04
COM-FOODSERV-FS-32.7 | Com ¦ ENERGY STAR Convection Oven - Fuel Sub ¦ PG&E ¦ All | Com ¦ ENERGY STAR Convection Oven - Fuel Sub | PG&E ¦ All | PG&E | All | Electric & Gas | Electric Convection Oven, Fuel Sub | Efficient |  |  | 0 | Conventional | FoodServ | Com - School | Com | ROB Only | 1 | 1000 sqft2 of floor space | Oven | 12 | DEER:Indoor_Non-CFL_Ltg | 5990 | 0 | -601 | SWFS022-04 | 10431.94 | 2024 | -40.05 | 2024 | 0 | 0 | SWFS022-04 | Com Gas Convection Ovens ¦ PG&E ¦ All | Com Gas Convection Ovens | 0.010748 | 0.378 | 0 | CBSA 2014 | 386.8997 | 2012 | 1 | SWFS022-04
COM-FOODSERV-FS-32.8 | Com ¦ ENERGY STAR Convection Oven - Fuel Sub ¦ SCG ¦ All | Com ¦ ENERGY STAR Convection Oven - Fuel Sub | SCG ¦ All | SCG | All | Electric & Gas | Electric Convection Oven, Fuel Sub | Efficient |  |  | 0 | Conventional | FoodServ | Com - College | Com | ROB Only | 1 | 1000 sqft2 of floor space | Oven | 12 | DEER:Indoor_Non-CFL_Ltg | 5990 | 0 | -601 | SWFS022-04 | 10431.94 | 2024 | -40.05 | 2024 | 0 | 0 | SWFS022-04 | Com Gas Convection Ovens ¦ SCG ¦ All | Com Gas Convection Ovens | 0.010748 | 0.378 | 0 | CBSA 2014 | 1530.2566 | 2012 | 1 | SWFS022-04
COM-FOODSERV-FS-32.9 | Com ¦ ENERGY STAR Convection Oven - Fuel Sub ¦ SCG ¦ All | Com ¦ ENERGY STAR Convection Oven - Fuel Sub | SCG ¦ All | SCG | All | Electric & Gas | Electric Convection Oven, Fuel Sub | Efficient |  |  | 0 | Conventional | FoodServ | Com - Grocery | Com | ROB Only | 1 | 1000 sqft2 of floor space | Oven | 12 | DEER:Indoor_Non-CFL_Ltg | 5990 | 0 | -601 | SWFS022-04 | 10431.94 | 2024 | -40.05 | 2024 | 0 | 0 | SWFS022-04 | Com Gas Convection Ovens ¦ SCG ¦ All | Com Gas Convection Ovens | 0.045138 | 0.378 | 0 | CBSA 2014 | 1074.3324 | 2012 | 1 | SWFS022-04
COM-FOODSERV-FS-32.10 | Com ¦ ENERGY STAR Convection Oven - Fuel Sub ¦ SCG ¦ All | Com ¦ ENERGY STAR Convection Oven - Fuel Sub | SCG ¦ All | SCG | All | Electric & Gas | Electric Convection Oven, Fuel Sub | Efficient |  |  | 0 | Conventional | FoodServ | Com - Health | Com | ROB Only | 1 | 1000 sqft2 of floor space | Oven | 12 | DEER:Indoor_Non-CFL_Ltg | 5990 | 0 | -601 | SWFS022-04 | 10431.94 | 2024 | -40.05 | 2024 | 0 | 0 | SWFS022-04 | Com Gas Convection Ovens ¦ SCG ¦ All | Com Gas Convection Ovens | 0.015028 | 0.378 | 0 | CBSA 2014 | 1305.6075 | 2012 | 1 | SWFS022-04
COM-FOODSERV-FS-32.11 | Com ¦ ENERGY STAR Convection Oven - Fuel Sub ¦ SCG ¦ All | Com ¦ ENERGY STAR Convection Oven - Fuel Sub | SCG ¦ All | SCG | All | Electric & Gas | Electric Convection Oven, Fuel Sub | Efficient |  |  | 0 | Conventional | FoodServ | Com - Lodging | Com | ROB Only | 1 | 1000 sqft2 of floor space | Oven | 12 | DEER:Indoor_Non-CFL_Ltg | 5990 | 0 | -601 | SWFS022-04 | 10431.94 | 2024 | -40.05 | 2024 | 0 | 0 | SWFS022-04 | Com Gas Convection Ovens ¦ SCG ¦ All | Com Gas Convection Ovens | 0.010086 | 0.378 | 0 | CBSA 2014 | 4992.3706 | 2012 | 1 | SWFS022-04
COM-FOODSERV-FS-32.12 | Com ¦ ENERGY STAR Convection Oven - Fuel Sub ¦ SCG ¦ All | Com ¦ ENERGY STAR Convection Oven - Fuel Sub | SCG ¦ All | SCG | All | Electric & Gas | Electric Convection Oven, Fuel Sub | Efficient |  |  | 0 | Conventional | FoodServ | Com - Other | Com | ROB Only | 1 | 1000 sqft2 of floor space | Oven | 12 | DEER:Indoor_Non-CFL_Ltg | 5990 | 0 | -601 | SWFS022-04 | 10431.94 | 2024 | -40.05 | 2024 | 0 | 0 | SWFS022-04 | Com Gas Convection Ovens ¦ SCG ¦ All | Com Gas Convection Ovens | 0.0097352 | 0.378 | 0 | CBSA 2014 | 2061.0915 | 2012 | 1 | SWFS022-04
COM-FOODSERV-FS-32.13 | Com ¦ ENERGY STAR Convection Oven - Fuel Sub ¦ SCG ¦ All | Com ¦ ENERGY STAR Convection Oven - Fuel Sub | SCG ¦ All | SCG | All | Electric & Gas | Electric Convection Oven, Fuel Sub | Efficient |  |  | 0 | Conventional | FoodServ | Com - Restaurant | Com | ROB Only | 1 | 1000 sqft2 of floor space | Oven | 12 | DEER:Indoor_Non-CFL_Ltg | 5990 | 0 | -601 | SWFS022-04 | 10431.94 | 2024 | -40.05 | 2024 | 0 | 0 | SWFS022-04 | Com Gas Convection Ovens ¦ SCG ¦ All | Com Gas Convection Ovens | 0.14765 | 0.378 | 0 | CBSA 2014 | 345.0449 | 2012 | 1 | SWFS022-04
COM-FOODSERV-FS-32.14 | Com ¦ ENERGY STAR Convection Oven - Fuel Sub ¦ SCG ¦ All | Com ¦ ENERGY STAR Convection Oven - Fuel Sub | SCG ¦ All | SCG | All | Electric & Gas | Electric Convection Oven, Fuel Sub | Efficient |  |  | 0 | Conventional | FoodServ | Com - School | Com | ROB Only | 1 | 1000 sqft2 of floor space | Oven | 12 | DEER:Indoor_Non-CFL_Ltg | 5990 | 0 | -601 | SWFS022-04 | 10431.94 | 2024 | -40.05 | 2024 | 0 | 0 | SWFS022-04 | Com Gas Convection Ovens ¦ SCG ¦ All | Com Gas Convection Ovens | 0.010748 | 0.378 | 0 | CBSA 2014 | 386.8997 | 2012 | 1 | SWFS022-04
COM-FOODSERV-FS-32.15 | Com ¦ ENERGY STAR Convection Oven - Fuel Sub ¦ SDG&E ¦ All | Com ¦ ENERGY STAR Convection Oven - Fuel Sub | SDG&E ¦ All | SDG&E | All | Electric & Gas | Electric Convection Oven, Fuel Sub | Efficient |  |  | 0 | Conventional | FoodServ | Com - College | Com | ROB Only | 1 | 1000 sqft2 of floor space | Oven | 12 | DEER:Indoor_Non-CFL_Ltg | 5990 | 0 | -601 | SWFS022-04 | 10431.94 | 2024 | -40.05 | 2024 | 0 | 0 | SWFS022-04 | Com Gas Convection Ovens ¦ SDG&E ¦ All | Com Gas Convection Ovens | 0.010748 | 0.378 | 0 | CBSA 2014 | 1530.2566 | 2012 | 1 | SWFS022-04
COM-FOODSERV-FS-32.16 | Com ¦ ENERGY STAR Convection Oven - Fuel Sub ¦ SDG&E ¦ All | Com ¦ ENERGY STAR Convection Oven - Fuel Sub | SDG&E ¦ All | SDG&E | All | Electric & Gas | Electric Convection Oven, Fuel Sub | Efficient |  |  | 0 | Conventional | FoodServ | Com - Grocery | Com | ROB Only | 1 | 1000 sqft2 of floor space | Oven | 12 | DEER:Indoor_Non-CFL_Ltg | 5990 | 0 | -601 | SWFS022-04 | 10431.94 | 2024 | -40.05 | 2024 | 0 | 0 | SWFS022-04 | Com Gas Convection Ovens ¦ SDG&E ¦ All | Com Gas Convection Ovens | 0.045138 | 0.378 | 0 | CBSA 2014 | 1074.3324 | 2012 | 1 | SWFS022-04
COM-FOODSERV-FS-32.17 | Com ¦ ENERGY STAR Convection Oven - Fuel Sub ¦ SDG&E ¦ All | Com ¦ ENERGY STAR Convection Oven - Fuel Sub | SDG&E ¦ All | SDG&E | All | Electric & Gas | Electric Convection Oven, Fuel Sub | Efficient |  |  | 0 | Conventional | FoodServ | Com - Health | Com | ROB Only | 1 | 1000 sqft2 of floor space | Oven | 12 | DEER:Indoor_Non-CFL_Ltg | 5990 | 0 | -601 | SWFS022-04 | 10431.94 | 2024 | -40.05 | 2024 | 0 | 0 | SWFS022-04 | Com Gas Convection Ovens ¦ SDG&E ¦ All | Com Gas Convection Ovens | 0.015028 | 0.378 | 0 | CBSA 2014 | 1305.6075 | 2012 | 1 | SWFS022-04
COM-FOODSERV-FS-32.18 | Com ¦ ENERGY STAR Convection Oven - Fuel Sub ¦ SDG&E ¦ All | Com ¦ ENERGY STAR Convection Oven - Fuel Sub | SDG&E ¦ All | SDG&E | All | Electric & Gas | Electric Convection Oven, Fuel Sub | Efficient |  |  | 0 | Conventional | FoodServ | Com - Lodging | Com | ROB Only | 1 | 1000 sqft2 of floor space | Oven | 12 | DEER:Indoor_Non-CFL_Ltg | 5990 | 0 | -601 | SWFS022-04 | 10431.94 | 2024 | -40.05 | 2024 | 0 | 0 | SWFS022-04 | Com Gas Convection Ovens ¦ SDG&E ¦ All | Com Gas Convection Ovens | 0.010086 | 0.378 | 0 | CBSA 2014 | 4992.3706 | 2012 | 1 | SWFS022-04
COM-FOODSERV-FS-32.19 | Com ¦ ENERGY STAR Convection Oven - Fuel Sub ¦ SDG&E ¦ All | Com ¦ ENERGY STAR Convection Oven - Fuel Sub | SDG&E ¦ All | SDG&E | All | Electric & Gas | Electric Convection Oven, Fuel Sub | Efficient |  |  | 0 | Conventional | FoodServ | Com - Other | Com | ROB Only | 1 | 1000 sqft2 of floor space | Oven | 12 | DEER:Indoor_Non-CFL_Ltg | 5990 | 0 | -601 | SWFS022-04 | 10431.94 | 2024 | -40.05 | 2024 | 0 | 0 | SWFS022-04 | Com Gas Convection Ovens ¦ SDG&E ¦ All | Com Gas Convection Ovens | 0.0097352 | 0.378 | 0 | CBSA 2014 | 2061.0915 | 2012 | 1 | SWFS022-04
COM-FOODSERV-FS-32.20 | Com ¦ ENERGY STAR Convection Oven - Fuel Sub ¦ SDG&E ¦ All | Com ¦ ENERGY STAR Convection Oven - Fuel Sub | SDG&E ¦ All | SDG&E | All | Electric & Gas | Electric Convection Oven, Fuel Sub | Efficient |  |  | 0 | Conventional | FoodServ | Com - Restaurant | Com | ROB Only | 1 | 1000 sqft2 of floor space | Oven | 12 | DEER:Indoor_Non-CFL_Ltg | 5990 | 0 | -601 | SWFS022-04 | 10431.94 | 2024 | -40.05 | 2024 | 0 | 0 | SWFS022-04 | Com Gas Convection Ovens ¦ SDG&E ¦ All | Com Gas Convection Ovens | 0.14765 | 0.378 | 0 | CBSA 2014 | 345.0449 | 2012 | 1 | SWFS022-04
COM-FOODSERV-FS-32.21 | Com ¦ ENERGY STAR Convection Oven - Fuel Sub ¦ SDG&E ¦ All | Com ¦ ENERGY STAR Convection Oven - Fuel Sub | SDG&E ¦ All | SDG&E | All | Electric & Gas | Electric Convection Oven, Fuel Sub | Efficient |  |  | 0 | Conventional | FoodServ | Com - School | Com | ROB Only | 1 | 1000 sqft2 of floor space | Oven | 12 | DEER:Indoor_Non-CFL_Ltg | 5990 | 0 | -601 | SWFS022-04 | 10431.94 | 2024 | -40.05 | 2024 | 0 | 0 | SWFS022-04 | Com Gas Convection Ovens ¦ SDG&E ¦ All | Com Gas Convection Ovens | 0.010748 | 0.378 | 0 | CBSA 2014 | 386.8997 | 2012 | 1 | SWFS022-04
COM-FOODSERV-FS-40.1 | Com ¦ Standard Griddle - Gas ¦ PG&E ¦ All | Com ¦ Standard Griddle - Gas | PG&E ¦ All | PG&E | All | Electric & Gas | Standard, Commercial Griddle, Gas | Average Existing and Code |  |  | 0 | Conventional | FoodServ | Com - College | Com | ROB and NEW | 0 | 1000 sqft2 of floor space | griddle | 12 | DEER:Indoor_Non-CFL_Ltg | 0 | 0 | 1251 | SWFS004-03 | 9758.1 | 2024 | 0 | 2024 | 0 | 0 | SWFS004-03 | Com Gas Griddles ¦ PG&E ¦ All | Com Gas Griddles | 0.0027623 | 0.378 | 0.81 | CBSA 2019 | -4126.6137 | 2012 | 0.6 | SWFS004-03
COM-FOODSERV-FS-40.2 | Com ¦ Standard Griddle - Gas ¦ PG&E ¦ All | Com ¦ Standard Griddle - Gas | PG&E ¦ All | PG&E | All | Electric & Gas | Standard, Commercial Griddle, Gas | Average Existing and Code |  |  | 0 | Conventional | FoodServ | Com - Grocery | Com | ROB and NEW | 0 | 1000 sqft2 of floor space | griddle | 12 | DEER:Indoor_Non-CFL_Ltg | 0 | 0 | 1251 | SWFS004-03 | 9758.1 | 2024 | 0 | 2024 | 0 | 0 | SWFS004-03 | Com Gas Griddles ¦ PG&E ¦ All | Com Gas Griddles | 0.019587 | 0.378 | 0.81 | CBSA 2019 | -2937.5869 | 2012 | 0.6 | SWFS004-03
COM-FOODSERV-FS-40.3 | Com ¦ Standard Griddle - Gas ¦ PG&E ¦ All | Com ¦ Standard Griddle - Gas | PG&E ¦ All | PG&E | All | Electric & Gas | Standard, Commercial Griddle, Gas | Average Existing and Code |  |  | 0 | Conventional | FoodServ | Com - Health | Com | ROB and NEW | 0 | 1000 sqft2 of floor space | griddle | 12 | DEER:Indoor_Non-CFL_Ltg | 0 | 0 | 1251 | SWFS004-03 | 9758.1 | 2024 | 0 | 2024 | 0 | 0 | SWFS004-03 | Com Gas Griddles ¦ PG&E ¦ All | Com Gas Griddles | 0.0051913 | 0.378 | 0.81 | CBSA 2019 | -3533.5509 | 2012 | 0.6 | SWFS004-03
COM-FOODSERV-FS-40.4 | Com ¦ Standard Griddle - Gas ¦ PG&E ¦ All | Com ¦ Standard Griddle - Gas | PG&E ¦ All | PG&E | All | Electric & Gas | Standard, Commercial Griddle, Gas | Average Existing and Code |  |  | 0 | Conventional | FoodServ | Com - Lodging | Com | ROB and NEW | 0 | 1000 sqft2 of floor space | griddle | 12 | DEER:Indoor_Non-CFL_Ltg | 0 | 0 | 1251 | SWFS004-03 | 9758.1 | 2024 | 0 | 2024 | 0 | 0 | SWFS004-03 | Com Gas Griddles ¦ PG&E ¦ All | Com Gas Griddles | 0.0071845 | 0.378 | 0.81 | CBSA 2019 | -12357.8175 | 2012 | 0.6 | SWFS004-03
COM-FOODSERV-FS-40.5 | Com ¦ Standard Griddle - Gas ¦ PG&E ¦ All | Com ¦ Standard Griddle - Gas | PG&E ¦ All | PG&E | All | Electric & Gas | Standard, Commercial Griddle, Gas | Average Existing and Code |  |  | 0 | Conventional | FoodServ | Com - Other | Com | ROB and NEW | 0 | 1000 sqft2 of floor space | griddle | 12 | DEER:Indoor_Non-CFL_Ltg | 0 | 0 | 1251 | SWFS004-03 | 9758.1 | 2024 | 0 | 2024 | 0 | 0 | SWFS004-03 | Com Gas Griddles ¦ PG&E ¦ All | Com Gas Griddles | 0.017678 | 0.378 | 0.81 | CBSA 2019 | -5667.0383 | 2012 | 0.6 | SWFS004-03
COM-FOODSERV-FS-40.6 | Com ¦ Standard Griddle - Gas ¦ PG&E ¦ All | Com ¦ Standard Griddle - Gas | PG&E ¦ All | PG&E | All | Electric & Gas | Standard, Commercial Griddle, Gas | Average Existing and Code |  |  | 0 | Conventional | FoodServ | Com - Restaurant | Com | ROB and NEW | 0 | 1000 sqft2 of floor space | griddle | 12 | DEER:Indoor_Non-CFL_Ltg | 0 | 0 | 1251 | SWFS004-03 | 9758.1 | 2024 | 0 | 2024 | 0 | 0 | SWFS004-03 | Com Gas Griddles ¦ PG&E ¦ All | Com Gas Griddles | 0.26236 | 0.378 | 0.81 | CBSA 2019 | -939.7976 | 2012 | 0.6 | SWFS004-03
COM-FOODSERV-FS-40.7 | Com ¦ Standard Griddle - Gas ¦ PG&E ¦ All | Com ¦ Standard Griddle - Gas | PG&E ¦ All | PG&E | All | Electric & Gas | Standard, Commercial Griddle, Gas | Average Existing and Code |  |  | 0 | Conventional | FoodServ | Com - School | Com | ROB and NEW | 0 | 1000 sqft2 of floor space | griddle | 12 | DEER:Indoor_Non-CFL_Ltg | 0 | 0 | 1251 | SWFS004-03 | 9758.1 | 2024 | 0 | 2024 | 0 | 0 | SWFS004-03 | Com Gas Griddles ¦ PG&E ¦ All | Com Gas Griddles | 0.0019006 | 0.378 | 0.81 | CBSA 2019 | -2858.2117 | 2012 | 0.6 | SWFS004-03
COM-FOODSERV-FS-40.8 | Com ¦ Standard Griddle - Gas ¦ SCG ¦ All | Com ¦ Standard Griddle - Gas | SCG ¦ All | SCG | All | Electric & Gas | Standard, Commercial Griddle, Gas | Average Existing and Code |  |  | 0 | Conventional | FoodServ | Com - College | Com | ROB and NEW | 0 | 1000 sqft2 of floor space | griddle | 12 | DEER:Indoor_Non-CFL_Ltg | 0 | 0 | 1251 | SWFS004-03 | 9758.1 | 2024 | 0 | 2024 | 0 | 0 | SWFS004-03 | Com Gas Griddles ¦ SCG ¦ All | Com Gas Griddles | 0.0027623 | 0.378 | 0.81 | CBSA 2019 | -4126.6137 | 2012 | 0.6 | SWFS004-03
COM-FOODSERV-FS-40.9 | Com ¦ Standard Griddle - Gas ¦ SCG ¦ All | Com ¦ Standard Griddle - Gas | SCG ¦ All | SCG | All | Electric & Gas | Standard, Commercial Griddle, Gas | Average Existing and Code |  |  | 0 | Conventional | FoodServ | Com - Grocery | Com | ROB and NEW | 0 | 1000 sqft2 of floor space | griddle | 12 | DEER:Indoor_Non-CFL_Ltg | 0 | 0 | 1251 | SWFS004-03 | 9758.1 | 2024 | 0 | 2024 | 0 | 0 | SWFS004-03 | Com Gas Griddles ¦ SCG ¦ All | Com Gas Griddles | 0.019587 | 0.378 | 0.81 | CBSA 2019 | -2937.5869 | 2012 | 0.6 | SWFS004-03
COM-FOODSERV-FS-40.10 | Com ¦ Standard Griddle - Gas ¦ SCG ¦ All | Com ¦ Standard Griddle - Gas | SCG ¦ All | SCG | All | Electric & Gas | Standard, Commercial Griddle, Gas | Average Existing and Code |  |  | 0 | Conventional | FoodServ | Com - Health | Com | ROB and NEW | 0 | 1000 sqft2 of floor space | griddle | 12 | DEER:Indoor_Non-CFL_Ltg | 0 | 0 | 1251 | SWFS004-03 | 9758.1 | 2024 | 0 | 2024 | 0 | 0 | SWFS004-03 | Com Gas Griddles ¦ SCG ¦ All | Com Gas Griddles | 0.0051913 | 0.378 | 0.81 | CBSA 2019 | -3533.5509 | 2012 | 0.6 | SWFS004-03
COM-FOODSERV-FS-40.11 | Com ¦ Standard Griddle - Gas ¦ SCG ¦ All | Com ¦ Standard Griddle - Gas | SCG ¦ All | SCG | All | Electric & Gas | Standard, Commercial Griddle, Gas | Average Existing and Code |  |  | 0 | Conventional | FoodServ | Com - Lodging | Com | ROB and NEW | 0 | 1000 sqft2 of floor space | griddle | 12 | DEER:Indoor_Non-CFL_Ltg | 0 | 0 | 1251 | SWFS004-03 | 9758.1 | 2024 | 0 | 2024 | 0 | 0 | SWFS004-03 | Com Gas Griddles ¦ SCG ¦ All | Com Gas Griddles | 0.0071845 | 0.378 | 0.81 | CBSA 2019 | -12357.8175 | 2012 | 0.6 | SWFS004-03
COM-FOODSERV-FS-40.12 | Com ¦ Standard Griddle - Gas ¦ SCG ¦ All | Com ¦ Standard Griddle - Gas | SCG ¦ All | SCG | All | Electric & Gas | Standard, Commercial Griddle, Gas | Average Existing and Code |  |  | 0 | Conventional | FoodServ | Com - Other | Com | ROB and NEW | 0 | 1000 sqft2 of floor space | griddle | 12 | DEER:Indoor_Non-CFL_Ltg | 0 | 0 | 1251 | SWFS004-03 | 9758.1 | 2024 | 0 | 2024 | 0 | 0 | SWFS004-03 | Com Gas Griddles ¦ SCG ¦ All | Com Gas Griddles | 0.017678 | 0.378 | 0.81 | CBSA 2019 | -5667.0383 | 2012 | 0.6 | SWFS004-03
COM-FOODSERV-FS-40.13 | Com ¦ Standard Griddle - Gas ¦ SCG ¦ All | Com ¦ Standard Griddle - Gas | SCG ¦ All | SCG | All | Electric & Gas | Standard, Commercial Griddle, Gas | Average Existing and Code |  |  | 0 | Conventional | FoodServ | Com - Restaurant | Com | ROB and NEW | 0 | 1000 sqft2 of floor space | griddle | 12 | DEER:Indoor_Non-CFL_Ltg | 0 | 0 | 1251 | SWFS004-03 | 9758.1 | 2024 | 0 | 2024 | 0 | 0 | SWFS004-03 | Com Gas Griddles ¦ SCG ¦ All | Com Gas Griddles | 0.26236 | 0.378 | 0.81 | CBSA 2019 | -939.7976 | 2012 | 0.6 | SWFS004-03
COM-FOODSERV-FS-40.14 | Com ¦ Standard Griddle - Gas ¦ SCG ¦ All | Com ¦ Standard Griddle - Gas | SCG ¦ All | SCG | All | Electric & Gas | Standard, Commercial Griddle, Gas | Average Existing and Code |  |  | 0 | Conventional | FoodServ | Com - School | Com | ROB and NEW | 0 | 1000 sqft2 of floor space | griddle | 12 | DEER:Indoor_Non-CFL_Ltg | 0 | 0 | 1251 | SWFS004-03 | 9758.1 | 2024 | 0 | 2024 | 0 | 0 | SWFS004-03 | Com Gas Griddles ¦ SCG ¦ All | Com Gas Griddles | 0.0019006 | 0.378 | 0.81 | CBSA 2019 | -2858.2117 | 2012 | 0.6 | SWFS004-03
COM-FOODSERV-FS-40.15 | Com ¦ Standard Griddle - Gas ¦ SDG&E ¦ All | Com ¦ Standard Griddle - Gas | SDG&E ¦ All | SDG&E | All | Electric & Gas | Standard, Commercial Griddle, Gas | Average Existing and Code |  |  | 0 | Conventional | FoodServ | Com - College | Com | ROB and NEW | 0 | 1000 sqft2 of floor space | griddle | 12 | DEER:Indoor_Non-CFL_Ltg | 0 | 0 | 1251 | SWFS004-03 | 9758.1 | 2024 | 0 | 2024 | 0 | 0 | SWFS004-03 | Com Gas Griddles ¦ SDG&E ¦ All | Com Gas Griddles | 0.0027623 | 0.378 | 0.81 | CBSA 2019 | -4126.6137 | 2012 | 0.6 | SWFS004-03
COM-FOODSERV-FS-40.16 | Com ¦ Standard Griddle - Gas ¦ SDG&E ¦ All | Com ¦ Standard Griddle - Gas | SDG&E ¦ All | SDG&E | All | Electric & Gas | Standard, Commercial Griddle, Gas | Average Existing and Code |  |  | 0 | Conventional | FoodServ | Com - Grocery | Com | ROB and NEW | 0 | 1000 sqft2 of floor space | griddle | 12 | DEER:Indoor_Non-CFL_Ltg | 0 | 0 | 1251 | SWFS004-03 | 9758.1 | 2024 | 0 | 2024 | 0 | 0 | SWFS004-03 | Com Gas Griddles ¦ SDG&E ¦ All | Com Gas Griddles | 0.019587 | 0.378 | 0.81 | CBSA 2019 | -2937.5869 | 2012 | 0.6 | SWFS004-03
COM-FOODSERV-FS-40.17 | Com ¦ Standard Griddle - Gas ¦ SDG&E ¦ All | Com ¦ Standard Griddle - Gas | SDG&E ¦ All | SDG&E | All | Electric & Gas | Standard, Commercial Griddle, Gas | Average Existing and Code |  |  | 0 | Conventional | FoodServ | Com - Health | Com | ROB and NEW | 0 | 1000 sqft2 of floor space | griddle | 12 | DEER:Indoor_Non-CFL_Ltg | 0 | 0 | 1251 | SWFS004-03 | 9758.1 | 2024 | 0 | 2024 | 0 | 0 | SWFS004-03 | Com Gas Griddles ¦ SDG&E ¦ All | Com Gas Griddles | 0.0051913 | 0.378 | 0.81 | CBSA 2019 | -3533.5509 | 2012 | 0.6 | SWFS004-03
COM-FOODSERV-FS-40.18 | Com ¦ Standard Griddle - Gas ¦ SDG&E ¦ All | Com ¦ Standard Griddle - Gas | SDG&E ¦ All | SDG&E | All | Electric & Gas | Standard, Commercial Griddle, Gas | Average Existing and Code |  |  | 0 | Conventional | FoodServ | Com - Lodging | Com | ROB and NEW | 0 | 1000 sqft2 of floor space | griddle | 12 | DEER:Indoor_Non-CFL_Ltg | 0 | 0 | 1251 | SWFS004-03 | 9758.1 | 2024 | 0 | 2024 | 0 | 0 | SWFS004-03 | Com Gas Griddles ¦ SDG&E ¦ All | Com Gas Griddles | 0.0071845 | 0.378 | 0.81 | CBSA 2019 | -12357.8175 | 2012 | 0.6 | SWFS004-03
COM-FOODSERV-FS-40.19 | Com ¦ Standard Griddle - Gas ¦ SDG&E ¦ All | Com ¦ Standard Griddle - Gas | SDG&E ¦ All | SDG&E | All | Electric & Gas | Standard, Commercial Griddle, Gas | Average Existing and Code |  |  | 0 | Conventional | FoodServ | Com - Other | Com | ROB and NEW | 0 | 1000 sqft2 of floor space | griddle | 12 | DEER:Indoor_Non-CFL_Ltg | 0 | 0 | 1251 | SWFS004-03 | 9758.1 | 2024 | 0 | 2024 | 0 | 0 | SWFS004-03 | Com Gas Griddles ¦ SDG&E ¦ All | Com Gas Griddles | 0.017678 | 0.378 | 0.81 | CBSA 2019 | -5667.0383 | 2012 | 0.6 | SWFS004-03
COM-FOODSERV-FS-40.20 | Com ¦ Standard Griddle - Gas ¦ SDG&E ¦ All | Com ¦ Standard Griddle - Gas | SDG&E ¦ All | SDG&E | All | Electric & Gas | Standard, Commercial Griddle, Gas | Average Existing and Code |  |  | 0 | Conventional | FoodServ | Com - Restaurant | Com | ROB and NEW | 0 | 1000 sqft2 of floor space | griddle | 12 | DEER:Indoor_Non-CFL_Ltg | 0 | 0 | 1251 | SWFS004-03 | 9758.1 | 2024 | 0 | 2024 | 0 | 0 | SWFS004-03 | Com Gas Griddles ¦ SDG&E ¦ All | Com Gas Griddles | 0.26236 | 0.378 | 0.81 | CBSA 2019 | -939.7976 | 2012 | 0.6 | SWFS004-03
COM-FOODSERV-FS-40.21 | Com ¦ Standard Griddle - Gas ¦ SDG&E ¦ All | Com ¦ Standard Griddle - Gas | SDG&E ¦ All | SDG&E | All | Electric & Gas | Standard, Commercial Griddle, Gas | Average Existing and Code |  |  | 0 | Conventional | FoodServ | Com - School | Com | ROB and NEW | 0 | 1000 sqft2 of floor space | griddle | 12 | DEER:Indoor_Non-CFL_Ltg | 0 | 0 | 1251 | SWFS004-03 | 9758.1 | 2024 | 0 | 2024 | 0 | 0 | SWFS004-03 | Com Gas Griddles ¦ SDG&E ¦ All | Com Gas Griddles | 0.0019006 | 0.378 | 0.81 | CBSA 2019 | -2858.2117 | 2012 | 0.6 | SWFS004-03
COM-FOODSERV-FS-41.1 | Com ¦ ENERGY STAR Griddle - Gas ¦ PG&E ¦ All | Com ¦ ENERGY STAR Griddle - Gas | PG&E ¦ All | PG&E | All | Electric & Gas | Efficient, Commercial Griddle, Gas | Efficient |  |  | 0 | Conventional | FoodServ | Com - College | Com | ROB and NEW | 0 | 1000 sqft2 of floor space | griddle | 12 | DEER:Indoor_Non-CFL_Ltg | 0 | 0 | 873 | SWFS004-03 | 10710.51 | 2024 | 0 | 2024 | 0 | 0 | SWFS004-03 | Com Gas Griddles ¦ PG&E ¦ All | Com Gas Griddles | 0.0027623 | 0.378 | 0.19 | CBSA 2019 | -2879.7232 | 2012 | 0.6 | SWFS004-03
COM-FOODSERV-FS-41.2 | Com ¦ ENERGY STAR Griddle - Gas ¦ PG&E ¦ All | Com ¦ ENERGY STAR Griddle - Gas | PG&E ¦ All | PG&E | All | Electric & Gas | Efficient, Commercial Griddle, Gas | Efficient |  |  | 0 | Conventional | FoodServ | Com - Grocery | Com | ROB and NEW | 0 | 1000 sqft2 of floor space | griddle | 12 | DEER:Indoor_Non-CFL_Ltg | 0 | 0 | 873 | SWFS004-03 | 10710.51 | 2024 | 0 | 2024 | 0 | 0 | SWFS004-03 | Com Gas Griddles ¦ PG&E ¦ All | Com Gas Griddles | 0.019587 | 0.378 | 0.19 | CBSA 2019 | -2049.9707 | 2012 | 0.6 | SWFS004-03
COM-FOODSERV-FS-41.3 | Com ¦ ENERGY STAR Griddle - Gas ¦ PG&E ¦ All | Com ¦ ENERGY STAR Griddle - Gas | PG&E ¦ All | PG&E | All | Electric & Gas | Efficient, Commercial Griddle, Gas | Efficient |  |  | 0 | Conventional | FoodServ | Com - Health | Com | ROB and NEW | 0 | 1000 sqft2 of floor space | griddle | 12 | DEER:Indoor_Non-CFL_Ltg | 0 | 0 | 873 | SWFS004-03 | 10710.51 | 2024 | 0 | 2024 | 0 | 0 | SWFS004-03 | Com Gas Griddles ¦ PG&E ¦ All | Com Gas Griddles | 0.0051913 | 0.378 | 0.19 | CBSA 2019 | -2465.8593 | 2012 | 0.6 | SWFS004-03
COM-FOODSERV-FS-41.4 | Com ¦ ENERGY STAR Griddle - Gas ¦ PG&E ¦ All | Com ¦ ENERGY STAR Griddle - Gas | PG&E ¦ All | PG&E | All | Electric & Gas | Efficient, Commercial Griddle, Gas | Efficient |  |  | 0 | Conventional | FoodServ | Com - Lodging | Com | ROB and NEW | 0 | 1000 sqft2 of floor space | griddle | 12 | DEER:Indoor_Non-CFL_Ltg | 0 | 0 | 873 | SWFS004-03 | 10710.51 | 2024 | 0 | 2024 | 0 | 0 | SWFS004-03 | Com Gas Griddles ¦ PG&E ¦ All | Com Gas Griddles | 0.0071845 | 0.378 | 0.19 | CBSA 2019 | -8623.8007 | 2012 | 0.6 | SWFS004-03
COM-FOODSERV-FS-41.5 | Com ¦ ENERGY STAR Griddle - Gas ¦ PG&E ¦ All | Com ¦ ENERGY STAR Griddle - Gas | PG&E ¦ All | PG&E | All | Electric & Gas | Efficient, Commercial Griddle, Gas | Efficient |  |  | 0 | Conventional | FoodServ | Com - Other | Com | ROB and NEW | 0 | 1000 sqft2 of floor space | griddle | 12 | DEER:Indoor_Non-CFL_Ltg | 0 | 0 | 873 | SWFS004-03 | 10710.51 | 2024 | 0 | 2024 | 0 | 0 | SWFS004-03 | Com Gas Griddles ¦ PG&E ¦ All | Com Gas Griddles | 0.017678 | 0.378 | 0.19 | CBSA 2019 | -3954.6958 | 2012 | 0.6 | SWFS004-03
COM-FOODSERV-FS-41.6 | Com ¦ ENERGY STAR Griddle - Gas ¦ PG&E ¦ All | Com ¦ ENERGY STAR Griddle - Gas | PG&E ¦ All | PG&E | All | Electric & Gas | Efficient, Commercial Griddle, Gas | Efficient |  |  | 0 | Conventional | FoodServ | Com - Restaurant | Com | ROB and NEW | 0 | 1000 sqft2 of floor space | griddle | 12 | DEER:Indoor_Non-CFL_Ltg | 0 | 0 | 873 | SWFS004-03 | 10710.51 | 2024 | 0 | 2024 | 0 | 0 | SWFS004-03 | Com Gas Griddles ¦ PG&E ¦ All | Com Gas Griddles | 0.26236 | 0.378 | 0.19 | CBSA 2019 | -655.83 | 2012 | 0.6 | SWFS004-03
COM-FOODSERV-FS-41.7 | Com ¦ ENERGY STAR Griddle - Gas ¦ PG&E ¦ All | Com ¦ ENERGY STAR Griddle - Gas | PG&E ¦ All | PG&E | All | Electric & Gas | Efficient, Commercial Griddle, Gas | Efficient |  |  | 0 | Conventional | FoodServ | Com - School | Com | ROB and NEW | 0 | 1000 sqft2 of floor space | griddle | 12 | DEER:Indoor_Non-CFL_Ltg | 0 | 0 | 873 | SWFS004-03 | 10710.51 | 2024 | 0 | 2024 | 0 | 0 | SWFS004-03 | Com Gas Griddles ¦ PG&E ¦ All | Com Gas Griddles | 0.0019006 | 0.378 | 0.19 | CBSA 2019 | -1994.5794 | 2012 | 0.6 | SWFS004-03
COM-FOODSERV-FS-41.8 | Com ¦ ENERGY STAR Griddle - Gas ¦ SCG ¦ All | Com ¦ ENERGY STAR Griddle - Gas | SCG ¦ All | SCG | All | Electric & Gas | Efficient, Commercial Griddle, Gas | Efficient |  |  | 0 | Conventional | FoodServ | Com - College | Com | ROB and NEW | 0 | 1000 sqft2 of floor space | griddle | 12 | DEER:Indoor_Non-CFL_Ltg | 0 | 0 | 873 | SWFS004-03 | 10710.51 | 2024 | 0 | 2024 | 0 | 0 | SWFS004-03 | Com Gas Griddles ¦ SCG ¦ All | Com Gas Griddles | 0.0027623 | 0.378 | 0.19 | CBSA 2019 | -2879.7232 | 2012 | 0.6 | SWFS004-03
COM-FOODSERV-FS-41.9 | Com ¦ ENERGY STAR Griddle - Gas ¦ SCG ¦ All | Com ¦ ENERGY STAR Griddle - Gas | SCG ¦ All | SCG | All | Electric & Gas | Efficient, Commercial Griddle, Gas | Efficient |  |  | 0 | Conventional | FoodServ | Com - Grocery | Com | ROB and NEW | 0 | 1000 sqft2 of floor space | griddle | 12 | DEER:Indoor_Non-CFL_Ltg | 0 | 0 | 873 | SWFS004-03 | 10710.51 | 2024 | 0 | 2024 | 0 | 0 | SWFS004-03 | Com Gas Griddles ¦ SCG ¦ All | Com Gas Griddles | 0.019587 | 0.378 | 0.19 | CBSA 2019 | -2049.9707 | 2012 | 0.6 | SWFS004-03
COM-FOODSERV-FS-41.10 | Com ¦ ENERGY STAR Griddle - Gas ¦ SCG ¦ All | Com ¦ ENERGY STAR Griddle - Gas | SCG ¦ All | SCG | All | Electric & Gas | Efficient, Commercial Griddle, Gas | Efficient |  |  | 0 | Conventional | FoodServ | Com - Health | Com | ROB and NEW | 0 | 1000 sqft2 of floor space | griddle | 12 | DEER:Indoor_Non-CFL_Ltg | 0 | 0 | 873 | SWFS004-03 | 10710.51 | 2024 | 0 | 2024 | 0 | 0 | SWFS004-03 | Com Gas Griddles ¦ SCG ¦ All | Com Gas Griddles | 0.0051913 | 0.378 | 0.19 | CBSA 2019 | -2465.8593 | 2012 | 0.6 | SWFS004-03
COM-FOODSERV-FS-41.11 | Com ¦ ENERGY STAR Griddle - Gas ¦ SCG ¦ All | Com ¦ ENERGY STAR Griddle - Gas | SCG ¦ All | SCG | All | Electric & Gas | Efficient, Commercial Griddle, Gas | Efficient |  |  | 0 | Conventional | FoodServ | Com - Lodging | Com | ROB and NEW | 0 | 1000 sqft2 of floor space | griddle | 12 | DEER:Indoor_Non-CFL_Ltg | 0 | 0 | 873 | SWFS004-03 | 10710.51 | 2024 | 0 | 2024 | 0 | 0 | SWFS004-03 | Com Gas Griddles ¦ SCG ¦ All | Com Gas Griddles | 0.0071845 | 0.378 | 0.19 | CBSA 2019 | -8623.8007 | 2012 | 0.6 | SWFS004-03
COM-FOODSERV-FS-41.12 | Com ¦ ENERGY STAR Griddle - Gas ¦ SCG ¦ All | Com ¦ ENERGY STAR Griddle - Gas | SCG ¦ All | SCG | All | Electric & Gas | Efficient, Commercial Griddle, Gas | Efficient |  |  | 0 | Conventional | FoodServ | Com - Other | Com | ROB and NEW | 0 | 1000 sqft2 of floor space | griddle | 12 | DEER:Indoor_Non-CFL_Ltg | 0 | 0 | 873 | SWFS004-03 | 10710.51 | 2024 | 0 | 2024 | 0 | 0 | SWFS004-03 | Com Gas Griddles ¦ SCG ¦ All | Com Gas Griddles | 0.017678 | 0.378 | 0.19 | CBSA 2019 | -3954.6958 | 2012 | 0.6 | SWFS004-03
COM-FOODSERV-FS-41.13 | Com ¦ ENERGY STAR Griddle - Gas ¦ SCG ¦ All | Com ¦ ENERGY STAR Griddle - Gas | SCG ¦ All | SCG | All | Electric & Gas | Efficient, Commercial Griddle, Gas | Efficient |  |  | 0 | Conventional | FoodServ | Com - Restaurant | Com | ROB and NEW | 0 | 1000 sqft2 of floor space | griddle | 12 | DEER:Indoor_Non-CFL_Ltg | 0 | 0 | 873 | SWFS004-03 | 10710.51 | 2024 | 0 | 2024 | 0 | 0 | SWFS004-03 | Com Gas Griddles ¦ SCG ¦ All | Com Gas Griddles | 0.26236 | 0.378 | 0.19 | CBSA 2019 | -655.83 | 2012 | 0.6 | SWFS004-03
COM-FOODSERV-FS-41.14 | Com ¦ ENERGY STAR Griddle - Gas ¦ SCG ¦ All | Com ¦ ENERGY STAR Griddle - Gas | SCG ¦ All | SCG | All | Electric & Gas | Efficient, Commercial Griddle, Gas | Efficient |  |  | 0 | Conventional | FoodServ | Com - School | Com | ROB and NEW | 0 | 1000 sqft2 of floor space | griddle | 12 | DEER:Indoor_Non-CFL_Ltg | 0 | 0 | 873 | SWFS004-03 | 10710.51 | 2024 | 0 | 2024 | 0 | 0 | SWFS004-03 | Com Gas Griddles ¦ SCG ¦ All | Com Gas Griddles | 0.0019006 | 0.378 | 0.19 | CBSA 2019 | -1994.5794 | 2012 | 0.6 | SWFS004-03
COM-FOODSERV-FS-41.15 | Com ¦ ENERGY STAR Griddle - Gas ¦ SDG&E ¦ All | Com ¦ ENERGY STAR Griddle - Gas | SDG&E ¦ All | SDG&E | All | Electric & Gas | Efficient, Commercial Griddle, Gas | Efficient |  |  | 0 | Conventional | FoodServ | Com - College | Com | ROB and NEW | 0 | 1000 sqft2 of floor space | griddle | 12 | DEER:Indoor_Non-CFL_Ltg | 0 | 0 | 873 | SWFS004-03 | 10710.51 | 2024 | 0 | 2024 | 0 | 0 | SWFS004-03 | Com Gas Griddles ¦ SDG&E ¦ All | Com Gas Griddles | 0.0027623 | 0.378 | 0.19 | CBSA 2019 | -2879.7232 | 2012 | 0.6 | SWFS004-03
COM-FOODSERV-FS-41.16 | Com ¦ ENERGY STAR Griddle - Gas ¦ SDG&E ¦ All | Com ¦ ENERGY STAR Griddle - Gas | SDG&E ¦ All | SDG&E | All | Electric & Gas | Efficient, Commercial Griddle, Gas | Efficient |  |  | 0 | Conventional | FoodServ | Com - Grocery | Com | ROB and NEW | 0 | 1000 sqft2 of floor space | griddle | 12 | DEER:Indoor_Non-CFL_Ltg | 0 | 0 | 873 | SWFS004-03 | 10710.51 | 2024 | 0 | 2024 | 0 | 0 | SWFS004-03 | Com Gas Griddles ¦ SDG&E ¦ All | Com Gas Griddles | 0.019587 | 0.378 | 0.19 | CBSA 2019 | -2049.9707 | 2012 | 0.6 | SWFS004-03
COM-FOODSERV-FS-41.17 | Com ¦ ENERGY STAR Griddle - Gas ¦ SDG&E ¦ All | Com ¦ ENERGY STAR Griddle - Gas | SDG&E ¦ All | SDG&E | All | Electric & Gas | Efficient, Commercial Griddle, Gas | Efficient |  |  | 0 | Conventional | FoodServ | Com - Health | Com | ROB and NEW | 0 | 1000 sqft2 of floor space | griddle | 12 | DEER:Indoor_Non-CFL_Ltg | 0 | 0 | 873 | SWFS004-03 | 10710.51 | 2024 | 0 | 2024 | 0 | 0 | SWFS004-03 | Com Gas Griddles ¦ SDG&E ¦ All | Com Gas Griddles | 0.0051913 | 0.378 | 0.19 | CBSA 2019 | -2465.8593 | 2012 | 0.6 | SWFS004-03
COM-FOODSERV-FS-41.18 | Com ¦ ENERGY STAR Griddle - Gas ¦ SDG&E ¦ All | Com ¦ ENERGY STAR Griddle - Gas | SDG&E ¦ All | SDG&E | All | Electric & Gas | Efficient, Commercial Griddle, Gas | Efficient |  |  | 0 | Conventional | FoodServ | Com - Lodging | Com | ROB and NEW | 0 | 1000 sqft2 of floor space | griddle | 12 | DEER:Indoor_Non-CFL_Ltg | 0 | 0 | 873 | SWFS004-03 | 10710.51 | 2024 | 0 | 2024 | 0 | 0 | SWFS004-03 | Com Gas Griddles ¦ SDG&E ¦ All | Com Gas Griddles | 0.0071845 | 0.378 | 0.19 | CBSA 2019 | -8623.8007 | 2012 | 0.6 | SWFS004-03
COM-FOODSERV-FS-41.19 | Com ¦ ENERGY STAR Griddle - Gas ¦ SDG&E ¦ All | Com ¦ ENERGY STAR Griddle - Gas | SDG&E ¦ All | SDG&E | All | Electric & Gas | Efficient, Commercial Griddle, Gas | Efficient |  |  | 0 | Conventional | FoodServ | Com - Other | Com | ROB and NEW | 0 | 1000 sqft2 of floor space | griddle | 12 | DEER:Indoor_Non-CFL_Ltg | 0 | 0 | 873 | SWFS004-03 | 10710.51 | 2024 | 0 | 2024 | 0 | 0 | SWFS004-03 | Com Gas Griddles ¦ SDG&E ¦ All | Com Gas Griddles | 0.017678 | 0.378 | 0.19 | CBSA 2019 | -3954.6958 | 2012 | 0.6 | SWFS004-03
COM-FOODSERV-FS-41.20 | Com ¦ ENERGY STAR Griddle - Gas ¦ SDG&E ¦ All | Com ¦ ENERGY STAR Griddle - Gas | SDG&E ¦ All | SDG&E | All | Electric & Gas | Efficient, Commercial Griddle, Gas | Efficient |  |  | 0 | Conventional | FoodServ | Com - Restaurant | Com | ROB and NEW | 0 | 1000 sqft2 of floor space | griddle | 12 | DEER:Indoor_Non-CFL_Ltg | 0 | 0 | 873 | SWFS004-03 | 10710.51 | 2024 | 0 | 2024 | 0 | 0 | SWFS004-03 | Com Gas Griddles ¦ SDG&E ¦ All | Com Gas Griddles | 0.26236 | 0.378 | 0.19 | CBSA 2019 | -655.83 | 2012 | 0.6 | SWFS004-03
COM-FOODSERV-FS-41.21 | Com ¦ ENERGY STAR Griddle - Gas ¦ SDG&E ¦ All | Com ¦ ENERGY STAR Griddle - Gas | SDG&E ¦ All | SDG&E | All | Electric & Gas | Efficient, Commercial Griddle, Gas | Efficient |  |  | 0 | Conventional | FoodServ | Com - School | Com | ROB and NEW | 0 | 1000 sqft2 of floor space | griddle | 12 | DEER:Indoor_Non-CFL_Ltg | 0 | 0 | 873 | SWFS004-03 | 10710.51 | 2024 | 0 | 2024 | 0 | 0 | SWFS004-03 | Com Gas Griddles ¦ SDG&E ¦ All | Com Gas Griddles | 0.0019006 | 0.378 | 0.19 | CBSA 2019 | -1994.5794 | 2012 | 0.6 | SWFS004-03
COM-FOODSERV-FS-42.1 | Com ¦ ENERGY STAR Griddle - Fuel Sub ¦ PG&E ¦ All | Com ¦ ENERGY STAR Griddle - Fuel Sub | PG&E ¦ All | PG&E | All | Electric & Gas | Electric commercial griddle, fuel sub | Efficient |  |  | 0 | Conventional | FoodServ | Com - College | Com | ROB Only | 1 | 1000 sqft2 of floor space | griddle | 12 | DEER:Indoor_Non-CFL_Ltg | 13740 | 3.15 | 0 | SWFS004-03 | 11893.32 | 2024 | 3372 | 2024 | 0 | 0 | SWFS004-03 | Com Gas Griddles ¦ PG&E ¦ All | Com Gas Griddles | 0.0027623 | 0.378 | 0 | CBSA 2019 | -1037.3431 | 2012 | 1 | SWFS004-03
COM-FOODSERV-FS-42.2 | Com ¦ ENERGY STAR Griddle - Fuel Sub ¦ PG&E ¦ All | Com ¦ ENERGY STAR Griddle - Fuel Sub | PG&E ¦ All | PG&E | All | Electric & Gas | Electric commercial griddle, fuel sub | Efficient |  |  | 0 | Conventional | FoodServ | Com - Grocery | Com | ROB Only | 1 | 1000 sqft2 of floor space | griddle | 12 | DEER:Indoor_Non-CFL_Ltg | 13740 | 3.15 | 0 | SWFS004-03 | 11893.32 | 2024 | 3372 | 2024 | 0 | 0 | SWFS004-03 | Com Gas Griddles ¦ PG&E ¦ All | Com Gas Griddles | 0.019587 | 0.378 | 0 | CBSA 2019 | -772.8588 | 2012 | 1 | SWFS004-03
COM-FOODSERV-FS-42.3 | Com ¦ ENERGY STAR Griddle - Fuel Sub ¦ PG&E ¦ All | Com ¦ ENERGY STAR Griddle - Fuel Sub | PG&E ¦ All | PG&E | All | Electric & Gas | Electric commercial griddle, fuel sub | Efficient |  |  | 0 | Conventional | FoodServ | Com - Health | Com | ROB Only | 1 | 1000 sqft2 of floor space | griddle | 12 | DEER:Indoor_Non-CFL_Ltg | 13740 | 3.15 | 0 | SWFS004-03 | 11893.32 | 2024 | 3372 | 2024 | 0 | 0 | SWFS004-03 | Com Gas Griddles ¦ PG&E ¦ All | Com Gas Griddles | 0.0051913 | 0.378 | 0 | CBSA 2019 | -899.0999 | 2012 | 1 | SWFS004-03
COM-FOODSERV-FS-42.4 | Com ¦ ENERGY STAR Griddle - Fuel Sub ¦ PG&E ¦ All | Com ¦ ENERGY STAR Griddle - Fuel Sub | PG&E ¦ All | PG&E | All | Electric & Gas | Electric commercial griddle, fuel sub | Efficient |  |  | 0 | Conventional | FoodServ | Com - Lodging | Com | ROB Only | 1 | 1000 sqft2 of floor space | griddle | 12 | DEER:Indoor_Non-CFL_Ltg | 13740 | 3.15 | 0 | SWFS004-03 | 11893.32 | 2024 | 3372 | 2024 | 0 | 0 | SWFS004-03 | Com Gas Griddles ¦ PG&E ¦ All | Com Gas Griddles | 0.0071845 | 0.378 | 0 | CBSA 2019 | -2166.5584 | 2012 | 1 | SWFS004-03
COM-FOODSERV-FS-42.5 | Com ¦ ENERGY STAR Griddle - Fuel Sub ¦ PG&E ¦ All | Com ¦ ENERGY STAR Griddle - Fuel Sub | PG&E ¦ All | PG&E | All | Electric & Gas | Electric commercial griddle, fuel sub | Efficient |  |  | 0 | Conventional | FoodServ | Com - Other | Com | ROB Only | 1 | 1000 sqft2 of floor space | griddle | 12 | DEER:Indoor_Non-CFL_Ltg | 13740 | 3.15 | 0 | SWFS004-03 | 11893.32 | 2024 | 3372 | 2024 | 0 | 0 | SWFS004-03 | Com Gas Griddles ¦ PG&E ¦ All | Com Gas Griddles | 0.017678 | 0.378 | 0 | CBSA 2019 | -1517.2321 | 2012 | 1 | SWFS004-03
COM-FOODSERV-FS-42.6 | Com ¦ ENERGY STAR Griddle - Fuel Sub ¦ PG&E ¦ All | Com ¦ ENERGY STAR Griddle - Fuel Sub | PG&E ¦ All | PG&E | All | Electric & Gas | Electric commercial griddle, fuel sub | Efficient |  |  | 0 | Conventional | FoodServ | Com - Restaurant | Com | ROB Only | 1 | 1000 sqft2 of floor space | griddle | 12 | DEER:Indoor_Non-CFL_Ltg | 13740 | 3.15 | 0 | SWFS004-03 | 11893.32 | 2024 | 3372 | 2024 | 0 | 0 | SWFS004-03 | Com Gas Griddles ¦ PG&E ¦ All | Com Gas Griddles | 0.26236 | 0.378 | 0 | CBSA 2019 | -244.1742 | 2012 | 1 | SWFS004-03
COM-FOODSERV-FS-42.7 | Com ¦ ENERGY STAR Griddle - Fuel Sub ¦ PG&E ¦ All | Com ¦ ENERGY STAR Griddle - Fuel Sub | PG&E ¦ All | PG&E | All | Electric & Gas | Electric commercial griddle, fuel sub | Efficient |  |  | 0 | Conventional | FoodServ | Com - School | Com | ROB Only | 1 | 1000 sqft2 of floor space | griddle | 12 | DEER:Indoor_Non-CFL_Ltg | 13740 | 3.15 | 0 | SWFS004-03 | 11893.32 | 2024 | 3372 | 2024 | 0 | 0 | SWFS004-03 | Com Gas Griddles ¦ PG&E ¦ All | Com Gas Griddles | 0.0019006 | 0.378 | 0 | CBSA 2019 | -2262.2371 | 2012 | 1 | SWFS004-03
COM-FOODSERV-FS-42.8 | Com ¦ ENERGY STAR Griddle - Fuel Sub ¦ SCG ¦ All | Com ¦ ENERGY STAR Griddle - Fuel Sub | SCG ¦ All | SCG | All | Electric & Gas | Electric commercial griddle, fuel sub | Efficient |  |  | 0 | Conventional | FoodServ | Com - College | Com | ROB Only | 1 | 1000 sqft2 of floor space | griddle | 12 | DEER:Indoor_Non-CFL_Ltg | 13740 | 3.15 | 0 | SWFS004-03 | 11893.32 | 2024 | 3372 | 2024 | 0 | 0 | SWFS004-03 | Com Gas Griddles ¦ SCG ¦ All | Com Gas Griddles | 0.0027623 | 0.378 | 0 | CBSA 2019 | -1037.3431 | 2012 | 1 | SWFS004-03
COM-FOODSERV-FS-42.9 | Com ¦ ENERGY STAR Griddle - Fuel Sub ¦ SCG ¦ All | Com ¦ ENERGY STAR Griddle - Fuel Sub | SCG ¦ All | SCG | All | Electric & Gas | Electric commercial griddle, fuel sub | Efficient |  |  | 0 | Conventional | FoodServ | Com - Grocery | Com | ROB Only | 1 | 1000 sqft2 of floor space | griddle | 12 | DEER:Indoor_Non-CFL_Ltg | 13740 | 3.15 | 0 | SWFS004-03 | 11893.32 | 2024 | 3372 | 2024 | 0 | 0 | SWFS004-03 | Com Gas Griddles ¦ SCG ¦ All | Com Gas Griddles | 0.019587 | 0.378 | 0 | CBSA 2019 | -772.8588 | 2012 | 1 | SWFS004-03
COM-FOODSERV-FS-42.10 | Com ¦ ENERGY STAR Griddle - Fuel Sub ¦ SCG ¦ All | Com ¦ ENERGY STAR Griddle - Fuel Sub | SCG ¦ All | SCG | All | Electric & Gas | Electric commercial griddle, fuel sub | Efficient |  |  | 0 | Conventional | FoodServ | Com - Health | Com | ROB Only | 1 | 1000 sqft2 of floor space | griddle | 12 | DEER:Indoor_Non-CFL_Ltg | 13740 | 3.15 | 0 | SWFS004-03 | 11893.32 | 2024 | 3372 | 2024 | 0 | 0 | SWFS004-03 | Com Gas Griddles ¦ SCG ¦ All | Com Gas Griddles | 0.0051913 | 0.378 | 0 | CBSA 2019 | -899.0999 | 2012 | 1 | SWFS004-03
COM-FOODSERV-FS-42.11 | Com ¦ ENERGY STAR Griddle - Fuel Sub ¦ SCG ¦ All | Com ¦ ENERGY STAR Griddle - Fuel Sub | SCG ¦ All | SCG | All | Electric & Gas | Electric commercial griddle, fuel sub | Efficient |  |  | 0 | Conventional | FoodServ | Com - Lodging | Com | ROB Only | 1 | 1000 sqft2 of floor space | griddle | 12 | DEER:Indoor_Non-CFL_Ltg | 13740 | 3.15 | 0 | SWFS004-03 | 11893.32 | 2024 | 3372 | 2024 | 0 | 0 | SWFS004-03 | Com Gas Griddles ¦ SCG ¦ All | Com Gas Griddles | 0.0071845 | 0.378 | 0 | CBSA 2019 | -2166.5584 | 2012 | 1 | SWFS004-03
COM-FOODSERV-FS-42.12 | Com ¦ ENERGY STAR Griddle - Fuel Sub ¦ SCG ¦ All | Com ¦ ENERGY STAR Griddle - Fuel Sub | SCG ¦ All | SCG | All | Electric & Gas | Electric commercial griddle, fuel sub | Efficient |  |  | 0 | Conventional | FoodServ | Com - Other | Com | ROB Only | 1 | 1000 sqft2 of floor space | griddle | 12 | DEER:Indoor_Non-CFL_Ltg | 13740 | 3.15 | 0 | SWFS004-03 | 11893.32 | 2024 | 3372 | 2024 | 0 | 0 | SWFS004-03 | Com Gas Griddles ¦ SCG ¦ All | Com Gas Griddles | 0.017678 | 0.378 | 0 | CBSA 2019 | -1517.2321 | 2012 | 1 | SWFS004-03
COM-FOODSERV-FS-42.13 | Com ¦ ENERGY STAR Griddle - Fuel Sub ¦ SCG ¦ All | Com ¦ ENERGY STAR Griddle - Fuel Sub | SCG ¦ All | SCG | All | Electric & Gas | Electric commercial griddle, fuel sub | Efficient |  |  | 0 | Conventional | FoodServ | Com - Restaurant | Com | ROB Only | 1 | 1000 sqft2 of floor space | griddle | 12 | DEER:Indoor_Non-CFL_Ltg | 13740 | 3.15 | 0 | SWFS004-03 | 11893.32 | 2024 | 3372 | 2024 | 0 | 0 | SWFS004-03 | Com Gas Griddles ¦ SCG ¦ All | Com Gas Griddles | 0.26236 | 0.378 | 0 | CBSA 2019 | -244.1742 | 2012 | 1 | SWFS004-03
COM-FOODSERV-FS-42.14 | Com ¦ ENERGY STAR Griddle - Fuel Sub ¦ SCG ¦ All | Com ¦ ENERGY STAR Griddle - Fuel Sub | SCG ¦ All | SCG | All | Electric & Gas | Electric commercial griddle, fuel sub | Efficient |  |  | 0 | Conventional | FoodServ | Com - School | Com | ROB Only | 1 | 1000 sqft2 of floor space | griddle | 12 | DEER:Indoor_Non-CFL_Ltg | 13740 | 3.15 | 0 | SWFS004-03 | 11893.32 | 2024 | 3372 | 2024 | 0 | 0 | SWFS004-03 | Com Gas Griddles ¦ SCG ¦ All | Com Gas Griddles | 0.0019006 | 0.378 | 0 | CBSA 2019 | -2262.2371 | 2012 | 1 | SWFS004-03
COM-FOODSERV-FS-42.15 | Com ¦ ENERGY STAR Griddle - Fuel Sub ¦ SDG&E ¦ All | Com ¦ ENERGY STAR Griddle - Fuel Sub | SDG&E ¦ All | SDG&E | All | Electric & Gas | Electric commercial griddle, fuel sub | Efficient |  |  | 0 | Conventional | FoodServ | Com - College | Com | ROB Only | 1 | 1000 sqft2 of floor space | griddle | 12 | DEER:Indoor_Non-CFL_Ltg | 13740 | 3.15 | 0 | SWFS004-03 | 11893.32 | 2024 | 3372 | 2024 | 0 | 0 | SWFS004-03 | Com Gas Griddles ¦ SDG&E ¦ All | Com Gas Griddles | 0.0027623 | 0.378 | 0 | CBSA 2019 | -1037.3431 | 2012 | 1 | SWFS004-03
COM-FOODSERV-FS-42.16 | Com ¦ ENERGY STAR Griddle - Fuel Sub ¦ SDG&E ¦ All | Com ¦ ENERGY STAR Griddle - Fuel Sub | SDG&E ¦ All | SDG&E | All | Electric & Gas | Electric commercial griddle, fuel sub | Efficient |  |  | 0 | Conventional | FoodServ | Com - Grocery | Com | ROB Only | 1 | 1000 sqft2 of floor space | griddle | 12 | DEER:Indoor_Non-CFL_Ltg | 13740 | 3.15 | 0 | SWFS004-03 | 11893.32 | 2024 | 3372 | 2024 | 0 | 0 | SWFS004-03 | Com Gas Griddles ¦ SDG&E ¦ All | Com Gas Griddles | 0.019587 | 0.378 | 0 | CBSA 2019 | -772.8588 | 2012 | 1 | SWFS004-03
COM-FOODSERV-FS-42.17 | Com ¦ ENERGY STAR Griddle - Fuel Sub ¦ SDG&E ¦ All | Com ¦ ENERGY STAR Griddle - Fuel Sub | SDG&E ¦ All | SDG&E | All | Electric & Gas | Electric commercial griddle, fuel sub | Efficient |  |  | 0 | Conventional | FoodServ | Com - Health | Com | ROB Only | 1 | 1000 sqft2 of floor space | griddle | 12 | DEER:Indoor_Non-CFL_Ltg | 13740 | 3.15 | 0 | SWFS004-03 | 11893.32 | 2024 | 3372 | 2024 | 0 | 0 | SWFS004-03 | Com Gas Griddles ¦ SDG&E ¦ All | Com Gas Griddles | 0.0051913 | 0.378 | 0 | CBSA 2019 | -899.0999 | 2012 | 1 | SWFS004-03
COM-FOODSERV-FS-42.18 | Com ¦ ENERGY STAR Griddle - Fuel Sub ¦ SDG&E ¦ All | Com ¦ ENERGY STAR Griddle - Fuel Sub | SDG&E ¦ All | SDG&E | All | Electric & Gas | Electric commercial griddle, fuel sub | Efficient |  |  | 0 | Conventional | FoodServ | Com - Lodging | Com | ROB Only | 1 | 1000 sqft2 of floor space | griddle | 12 | DEER:Indoor_Non-CFL_Ltg | 13740 | 3.15 | 0 | SWFS004-03 | 11893.32 | 2024 | 3372 | 2024 | 0 | 0 | SWFS004-03 | Com Gas Griddles ¦ SDG&E ¦ All | Com Gas Griddles | 0.0071845 | 0.378 | 0 | CBSA 2019 | -2166.5584 | 2012 | 1 | SWFS004-03
COM-FOODSERV-FS-42.19 | Com ¦ ENERGY STAR Griddle - Fuel Sub ¦ SDG&E ¦ All | Com ¦ ENERGY STAR Griddle - Fuel Sub | SDG&E ¦ All | SDG&E | All | Electric & Gas | Electric commercial griddle, fuel sub | Efficient |  |  | 0 | Conventional | FoodServ | Com - Other | Com | ROB Only | 1 | 1000 sqft2 of floor space | griddle | 12 | DEER:Indoor_Non-CFL_Ltg | 13740 | 3.15 | 0 | SWFS004-03 | 11893.32 | 2024 | 3372 | 2024 | 0 | 0 | SWFS004-03 | Com Gas Griddles ¦ SDG&E ¦ All | Com Gas Griddles | 0.017678 | 0.378 | 0 | CBSA 2019 | -1517.2321 | 2012 | 1 | SWFS004-03
COM-FOODSERV-FS-42.20 | Com ¦ ENERGY STAR Griddle - Fuel Sub ¦ SDG&E ¦ All | Com ¦ ENERGY STAR Griddle - Fuel Sub | SDG&E ¦ All | SDG&E | All | Electric & Gas | Electric commercial griddle, fuel sub | Efficient |  |  | 0 | Conventional | FoodServ | Com - Restaurant | Com | ROB Only | 1 | 1000 sqft2 of floor space | griddle | 12 | DEER:Indoor_Non-CFL_Ltg | 13740 | 3.15 | 0 | SWFS004-03 | 11893.32 | 2024 | 3372 | 2024 | 0 | 0 | SWFS004-03 | Com Gas Griddles ¦ SDG&E ¦ All | Com Gas Griddles | 0.26236 | 0.378 | 0 | CBSA 2019 | -244.1742 | 2012 | 1 | SWFS004-03
COM-FOODSERV-FS-42.21 | Com ¦ ENERGY STAR Griddle - Fuel Sub ¦ SDG&E ¦ All | Com ¦ ENERGY STAR Griddle - Fuel Sub | SDG&E ¦ All | SDG&E | All | Electric & Gas | Electric commercial griddle, fuel sub | Efficient |  |  | 0 | Conventional | FoodServ | Com - School | Com | ROB Only | 1 | 1000 sqft2 of floor space | griddle | 12 | DEER:Indoor_Non-CFL_Ltg | 13740 | 3.15 | 0 | SWFS004-03 | 11893.32 | 2024 | 3372 | 2024 | 0 | 0 | SWFS004-03 | Com Gas Griddles ¦ SDG&E ¦ All | Com Gas Griddles | 0.0019006 | 0.378 | 0 | CBSA 2019 | -2262.2371 | 2012 | 1 | SWFS004-03
COM-FOODSERV-FS-50.1 | Com ¦ Standard Combination Oven - Gas ¦ PG&E ¦ All | Com ¦ Standard Combination Oven - Gas | PG&E ¦ All | PG&E | All | Electric & Gas | Standard, Commercial Combination Oven, <15 Pan Models, Gas | Average Existing and Code |  |  | 0 | Conventional | FoodServ | Com - College | Com | ROB and NEW | 0 | 1000 sqft2 of floor space | Oven | 12 | DEER:Indoor_Non-CFL_Ltg | 0 | 0 | 653 | SWFS003-05 | 19257.53 | 2024 | 0 | 2024 | 0 | 0 | SWFS003-05 | Com Gas Combination Ovens ¦ PG&E ¦ All | Com Gas Combination Ovens | 0.00010808 | 0.378 | 0.75 | CBSA 2019 | -2154.0198 | 2012 | 0.6 | SWFS003-05
COM-FOODSERV-FS-50.2 | Com ¦ Standard Combination Oven - Gas ¦ PG&E ¦ All | Com ¦ Standard Combination Oven - Gas | PG&E ¦ All | PG&E | All | Electric & Gas | Standard, Commercial Combination Oven, <15 Pan Models, Gas | Average Existing and Code |  |  | 0 | Conventional | FoodServ | Com - Grocery | Com | ROB and NEW | 0 | 1000 sqft2 of floor space | Oven | 12 | DEER:Indoor_Non-CFL_Ltg | 0 | 0 | 653 | SWFS003-05 | 19257.53 | 2024 | 0 | 2024 | 0 | 0 | SWFS003-05 | Com Gas Combination Ovens ¦ PG&E ¦ All | Com Gas Combination Ovens | 0.00076639 | 0.378 | 0.75 | CBSA 2019 | -1533.3687 | 2012 | 0.6 | SWFS003-05
COM-FOODSERV-FS-50.3 | Com ¦ Standard Combination Oven - Gas ¦ PG&E ¦ All | Com ¦ Standard Combination Oven - Gas | PG&E ¦ All | PG&E | All | Electric & Gas | Standard, Commercial Combination Oven, <15 Pan Models, Gas | Average Existing and Code |  |  | 0 | Conventional | FoodServ | Com - Health | Com | ROB and NEW | 0 | 1000 sqft2 of floor space | Oven | 12 | DEER:Indoor_Non-CFL_Ltg | 0 | 0 | 653 | SWFS003-05 | 19257.53 | 2024 | 0 | 2024 | 0 | 0 | SWFS003-05 | Com Gas Combination Ovens ¦ PG&E ¦ All | Com Gas Combination Ovens | 0.00019804 | 0.378 | 0.75 | CBSA 2019 | -1844.4514 | 2012 | 0.6 | SWFS003-05
COM-FOODSERV-FS-50.4 | Com ¦ Standard Combination Oven - Gas ¦ PG&E ¦ All | Com ¦ Standard Combination Oven - Gas | PG&E ¦ All | PG&E | All | Electric & Gas | Standard, Commercial Combination Oven, <15 Pan Models, Gas | Average Existing and Code |  |  | 0 | Conventional | FoodServ | Com - Lodging | Com | ROB and NEW | 0 | 1000 sqft2 of floor space | Oven | 12 | DEER:Indoor_Non-CFL_Ltg | 0 | 0 | 653 | SWFS003-05 | 19257.53 | 2024 | 0 | 2024 | 0 | 0 | SWFS003-05 | Com Gas Combination Ovens ¦ PG&E ¦ All | Com Gas Combination Ovens | 6.1492e-05 | 0.378 | 0.75 | CBSA 2019 | -6450.5634 | 2012 | 0.6 | SWFS003-05
COM-FOODSERV-FS-50.5 | Com ¦ Standard Combination Oven - Gas ¦ PG&E ¦ All | Com ¦ Standard Combination Oven - Gas | PG&E ¦ All | PG&E | All | Electric & Gas | Standard, Commercial Combination Oven, <15 Pan Models, Gas | Average Existing and Code |  |  | 0 | Conventional | FoodServ | Com - Other | Com | ROB and NEW | 0 | 1000 sqft2 of floor space | Oven | 12 | DEER:Indoor_Non-CFL_Ltg | 0 | 0 | 653 | SWFS003-05 | 19257.53 | 2024 | 0 | 2024 | 0 | 0 | SWFS003-05 | Com Gas Combination Ovens ¦ PG&E ¦ All | Com Gas Combination Ovens | 0.00044298 | 0.378 | 0.75 | CBSA 2019 | -2958.0943 | 2012 | 0.6 | SWFS003-05
COM-FOODSERV-FS-50.6 | Com ¦ Standard Combination Oven - Gas ¦ PG&E ¦ All | Com ¦ Standard Combination Oven - Gas | PG&E ¦ All | PG&E | All | Electric & Gas | Standard, Commercial Combination Oven, <15 Pan Models, Gas | Average Existing and Code |  |  | 0 | Conventional | FoodServ | Com - Restaurant | Com | ROB and NEW | 0 | 1000 sqft2 of floor space | Oven | 12 | DEER:Indoor_Non-CFL_Ltg | 0 | 0 | 653 | SWFS003-05 | 19257.53 | 2024 | 0 | 2024 | 0 | 0 | SWFS003-05 | Com Gas Combination Ovens ¦ PG&E ¦ All | Com Gas Combination Ovens | 0.0046515 | 0.378 | 0.75 | CBSA 2019 | -490.5578 | 2012 | 0.6 | SWFS003-05
COM-FOODSERV-FS-50.7 | Com ¦ Standard Combination Oven - Gas ¦ PG&E ¦ All | Com ¦ Standard Combination Oven - Gas | PG&E ¦ All | PG&E | All | Electric & Gas | Standard, Commercial Combination Oven, <15 Pan Models, Gas | Average Existing and Code |  |  | 0 | Conventional | FoodServ | Com - School | Com | ROB and NEW | 0 | 1000 sqft2 of floor space | Oven | 12 | DEER:Indoor_Non-CFL_Ltg | 0 | 0 | 653 | SWFS003-05 | 19257.53 | 2024 | 0 | 2024 | 0 | 0 | SWFS003-05 | Com Gas Combination Ovens ¦ PG&E ¦ All | Com Gas Combination Ovens | 0.00022443 | 0.378 | 0.75 | CBSA 2019 | -1491.9363 | 2012 | 0.6 | SWFS003-05
COM-FOODSERV-FS-50.8 | Com ¦ Standard Combination Oven - Gas ¦ SCG ¦ All | Com ¦ Standard Combination Oven - Gas | SCG ¦ All | SCG | All | Electric & Gas | Standard, Commercial Combination Oven, <15 Pan Models, Gas | Average Existing and Code |  |  | 0 | Conventional | FoodServ | Com - College | Com | ROB and NEW | 0 | 1000 sqft2 of floor space | Oven | 12 | DEER:Indoor_Non-CFL_Ltg | 0 | 0 | 653 | SWFS003-05 | 19257.53 | 2024 | 0 | 2024 | 0 | 0 | SWFS003-05 | Com Gas Combination Ovens ¦ SCG ¦ All | Com Gas Combination Ovens | 0.00010808 | 0.378 | 0.75 | CBSA 2019 | -2154.0198 | 2012 | 0.6 | SWFS003-05
COM-FOODSERV-FS-50.9 | Com ¦ Standard Combination Oven - Gas ¦ SCG ¦ All | Com ¦ Standard Combination Oven - Gas | SCG ¦ All | SCG | All | Electric & Gas | Standard, Commercial Combination Oven, <15 Pan Models, Gas | Average Existing and Code |  |  | 0 | Conventional | FoodServ | Com - Grocery | Com | ROB and NEW | 0 | 1000 sqft2 of floor space | Oven | 12 | DEER:Indoor_Non-CFL_Ltg | 0 | 0 | 653 | SWFS003-05 | 19257.53 | 2024 | 0 | 2024 | 0 | 0 | SWFS003-05 | Com Gas Combination Ovens ¦ SCG ¦ All | Com Gas Combination Ovens | 0.00076639 | 0.378 | 0.75 | CBSA 2019 | -1533.3687 | 2012 | 0.6 | SWFS003-05
COM-FOODSERV-FS-50.10 | Com ¦ Standard Combination Oven - Gas ¦ SCG ¦ All | Com ¦ Standard Combination Oven - Gas | SCG ¦ All | SCG | All | Electric & Gas | Standard, Commercial Combination Oven, <15 Pan Models, Gas | Average Existing and Code |  |  | 0 | Conventional | FoodServ | Com - Health | Com | ROB and NEW | 0 | 1000 sqft2 of floor space | Oven | 12 | DEER:Indoor_Non-CFL_Ltg | 0 | 0 | 653 | SWFS003-05 | 19257.53 | 2024 | 0 | 2024 | 0 | 0 | SWFS003-05 | Com Gas Combination Ovens ¦ SCG ¦ All | Com Gas Combination Ovens | 0.00019804 | 0.378 | 0.75 | CBSA 2019 | -1844.4514 | 2012 | 0.6 | SWFS003-05
COM-FOODSERV-FS-50.11 | Com ¦ Standard Combination Oven - Gas ¦ SCG ¦ All | Com ¦ Standard Combination Oven - Gas | SCG ¦ All | SCG | All | Electric & Gas | Standard, Commercial Combination Oven, <15 Pan Models, Gas | Average Existing and Code |  |  | 0 | Conventional | FoodServ | Com - Lodging | Com | ROB and NEW | 0 | 1000 sqft2 of floor space | Oven | 12 | DEER:Indoor_Non-CFL_Ltg | 0 | 0 | 653 | SWFS003-05 | 19257.53 | 2024 | 0 | 2024 | 0 | 0 | SWFS003-05 | Com Gas Combination Ovens ¦ SCG ¦ All | Com Gas Combination Ovens | 6.1492e-05 | 0.378 | 0.75 | CBSA 2019 | -6450.5634 | 2012 | 0.6 | SWFS003-05
COM-FOODSERV-FS-50.12 | Com ¦ Standard Combination Oven - Gas ¦ SCG ¦ All | Com ¦ Standard Combination Oven - Gas | SCG ¦ All | SCG | All | Electric & Gas | Standard, Commercial Combination Oven, <15 Pan Models, Gas | Average Existing and Code |  |  | 0 | Conventional | FoodServ | Com - Other | Com | ROB and NEW | 0 | 1000 sqft2 of floor space | Oven | 12 | DEER:Indoor_Non-CFL_Ltg | 0 | 0 | 653 | SWFS003-05 | 19257.53 | 2024 | 0 | 2024 | 0 | 0 | SWFS003-05 | Com Gas Combination Ovens ¦ SCG ¦ All | Com Gas Combination Ovens | 0.00044298 | 0.378 | 0.75 | CBSA 2019 | -2958.0943 | 2012 | 0.6 | SWFS003-05
COM-FOODSERV-FS-50.13 | Com ¦ Standard Combination Oven - Gas ¦ SCG ¦ All | Com ¦ Standard Combination Oven - Gas | SCG ¦ All | SCG | All | Electric & Gas | Standard, Commercial Combination Oven, <15 Pan Models, Gas | Average Existing and Code |  |  | 0 | Conventional | FoodServ | Com - Restaurant | Com | ROB and NEW | 0 | 1000 sqft2 of floor space | Oven | 12 | DEER:Indoor_Non-CFL_Ltg | 0 | 0 | 653 | SWFS003-05 | 19257.53 | 2024 | 0 | 2024 | 0 | 0 | SWFS003-05 | Com Gas Combination Ovens ¦ SCG ¦ All | Com Gas Combination Ovens | 0.0046515 | 0.378 | 0.75 | CBSA 2019 | -490.5578 | 2012 | 0.6 | SWFS003-05
COM-FOODSERV-FS-50.14 | Com ¦ Standard Combination Oven - Gas ¦ SCG ¦ All | Com ¦ Standard Combination Oven - Gas | SCG ¦ All | SCG | All | Electric & Gas | Standard, Commercial Combination Oven, <15 Pan Models, Gas | Average Existing and Code |  |  | 0 | Conventional | FoodServ | Com - School | Com | ROB and NEW | 0 | 1000 sqft2 of floor space | Oven | 12 | DEER:Indoor_Non-CFL_Ltg | 0 | 0 | 653 | SWFS003-05 | 19257.53 | 2024 | 0 | 2024 | 0 | 0 | SWFS003-05 | Com Gas Combination Ovens ¦ SCG ¦ All | Com Gas Combination Ovens | 0.00022443 | 0.378 | 0.75 | CBSA 2019 | -1491.9363 | 2012 | 0.6 | SWFS003-05
COM-FOODSERV-FS-50.15 | Com ¦ Standard Combination Oven - Gas ¦ SDG&E ¦ All | Com ¦ Standard Combination Oven - Gas | SDG&E ¦ All | SDG&E | All | Electric & Gas | Standard, Commercial Combination Oven, <15 Pan Models, Gas | Average Existing and Code |  |  | 0 | Conventional | FoodServ | Com - College | Com | ROB and NEW | 0 | 1000 sqft2 of floor space | Oven | 12 | DEER:Indoor_Non-CFL_Ltg | 0 | 0 | 653 | SWFS003-05 | 19257.53 | 2024 | 0 | 2024 | 0 | 0 | SWFS003-05 | Com Gas Combination Ovens ¦ SDG&E ¦ All | Com Gas Combination Ovens | 0.00010808 | 0.378 | 0.75 | CBSA 2019 | -2154.0198 | 2012 | 0.6 | SWFS003-05
COM-FOODSERV-FS-50.16 | Com ¦ Standard Combination Oven - Gas ¦ SDG&E ¦ All | Com ¦ Standard Combination Oven - Gas | SDG&E ¦ All | SDG&E | All | Electric & Gas | Standard, Commercial Combination Oven, <15 Pan Models, Gas | Average Existing and Code |  |  | 0 | Conventional | FoodServ | Com - Grocery | Com | ROB and NEW | 0 | 1000 sqft2 of floor space | Oven | 12 | DEER:Indoor_Non-CFL_Ltg | 0 | 0 | 653 | SWFS003-05 | 19257.53 | 2024 | 0 | 2024 | 0 | 0 | SWFS003-05 | Com Gas Combination Ovens ¦ SDG&E ¦ All | Com Gas Combination Ovens | 0.00076639 | 0.378 | 0.75 | CBSA 2019 | -1533.3687 | 2012 | 0.6 | SWFS003-05
COM-FOODSERV-FS-50.17 | Com ¦ Standard Combination Oven - Gas ¦ SDG&E ¦ All | Com ¦ Standard Combination Oven - Gas | SDG&E ¦ All | SDG&E | All | Electric & Gas | Standard, Commercial Combination Oven, <15 Pan Models, Gas | Average Existing and Code |  |  | 0 | Conventional | FoodServ | Com - Health | Com | ROB and NEW | 0 | 1000 sqft2 of floor space | Oven | 12 | DEER:Indoor_Non-CFL_Ltg | 0 | 0 | 653 | SWFS003-05 | 19257.53 | 2024 | 0 | 2024 | 0 | 0 | SWFS003-05 | Com Gas Combination Ovens ¦ SDG&E ¦ All | Com Gas Combination Ovens | 0.00019804 | 0.378 | 0.75 | CBSA 2019 | -1844.4514 | 2012 | 0.6 | SWFS003-05
COM-FOODSERV-FS-50.18 | Com ¦ Standard Combination Oven - Gas ¦ SDG&E ¦ All | Com ¦ Standard Combination Oven - Gas | SDG&E ¦ All | SDG&E | All | Electric & Gas | Standard, Commercial Combination Oven, <15 Pan Models, Gas | Average Existing and Code |  |  | 0 | Conventional | FoodServ | Com - Lodging | Com | ROB and NEW | 0 | 1000 sqft2 of floor space | Oven | 12 | DEER:Indoor_Non-CFL_Ltg | 0 | 0 | 653 | SWFS003-05 | 19257.53 | 2024 | 0 | 2024 | 0 | 0 | SWFS003-05 | Com Gas Combination Ovens ¦ SDG&E ¦ All | Com Gas Combination Ovens | 6.1492e-05 | 0.378 | 0.75 | CBSA 2019 | -6450.5634 | 2012 | 0.6 | SWFS003-05
COM-FOODSERV-FS-50.19 | Com ¦ Standard Combination Oven - Gas ¦ SDG&E ¦ All | Com ¦ Standard Combination Oven - Gas | SDG&E ¦ All | SDG&E | All | Electric & Gas | Standard, Commercial Combination Oven, <15 Pan Models, Gas | Average Existing and Code |  |  | 0 | Conventional | FoodServ | Com - Other | Com | ROB and NEW | 0 | 1000 sqft2 of floor space | Oven | 12 | DEER:Indoor_Non-CFL_Ltg | 0 | 0 | 653 | SWFS003-05 | 19257.53 | 2024 | 0 | 2024 | 0 | 0 | SWFS003-05 | Com Gas Combination Ovens ¦ SDG&E ¦ All | Com Gas Combination Ovens | 0.00044298 | 0.378 | 0.75 | CBSA 2019 | -2958.0943 | 2012 | 0.6 | SWFS003-05
COM-FOODSERV-FS-50.20 | Com ¦ Standard Combination Oven - Gas ¦ SDG&E ¦ All | Com ¦ Standard Combination Oven - Gas | SDG&E ¦ All | SDG&E | All | Electric & Gas | Standard, Commercial Combination Oven, <15 Pan Models, Gas | Average Existing and Code |  |  | 0 | Conventional | FoodServ | Com - Restaurant | Com | ROB and NEW | 0 | 1000 sqft2 of floor space | Oven | 12 | DEER:Indoor_Non-CFL_Ltg | 0 | 0 | 653 | SWFS003-05 | 19257.53 | 2024 | 0 | 2024 | 0 | 0 | SWFS003-05 | Com Gas Combination Ovens ¦ SDG&E ¦ All | Com Gas Combination Ovens | 0.0046515 | 0.378 | 0.75 | CBSA 2019 | -490.5578 | 2012 | 0.6 | SWFS003-05
COM-FOODSERV-FS-50.21 | Com ¦ Standard Combination Oven - Gas ¦ SDG&E ¦ All | Com ¦ Standard Combination Oven - Gas | SDG&E ¦ All | SDG&E | All | Electric & Gas | Standard, Commercial Combination Oven, <15 Pan Models, Gas | Average Existing and Code |  |  | 0 | Conventional | FoodServ | Com - School | Com | ROB and NEW | 0 | 1000 sqft2 of floor space | Oven | 12 | DEER:Indoor_Non-CFL_Ltg | 0 | 0 | 653 | SWFS003-05 | 19257.53 | 2024 | 0 | 2024 | 0 | 0 | SWFS003-05 | Com Gas Combination Ovens ¦ SDG&E ¦ All | Com Gas Combination Ovens | 0.00022443 | 0.378 | 0.75 | CBSA 2019 | -1491.9363 | 2012 | 0.6 | SWFS003-05
COM-FOODSERV-FS-51.1 | Com ¦ ENERGY STAR Combination Oven - Gas ¦ PG&E ¦ All | Com ¦ ENERGY STAR Combination Oven - Gas | PG&E ¦ All | PG&E | All | Electric & Gas | Efficient, Commercial Combination Oven, <15 Pan Models, Gas | Efficient |  |  | 0 | Conventional | FoodServ | Com - College | Com | ROB and NEW | 0 | 1000 sqft2 of floor space | Oven | 12 | DEER:Indoor_Non-CFL_Ltg | 0 | 0 | 423 | SWFS003-05 | 20229.48 | 2024 | 0 | 2024 | 0 | 0 | SWFS003-05 | Com Gas Combination Ovens ¦ PG&E ¦ All | Com Gas Combination Ovens | 0.00010808 | 0.378 | 0.25 | CBSA 2019 | -1395.3298 | 2012 | 0.6 | SWFS003-05
COM-FOODSERV-FS-51.2 | Com ¦ ENERGY STAR Combination Oven - Gas ¦ PG&E ¦ All | Com ¦ ENERGY STAR Combination Oven - Gas | PG&E ¦ All | PG&E | All | Electric & Gas | Efficient, Commercial Combination Oven, <15 Pan Models, Gas | Efficient |  |  | 0 | Conventional | FoodServ | Com - Grocery | Com | ROB and NEW | 0 | 1000 sqft2 of floor space | Oven | 12 | DEER:Indoor_Non-CFL_Ltg | 0 | 0 | 423 | SWFS003-05 | 20229.48 | 2024 | 0 | 2024 | 0 | 0 | SWFS003-05 | Com Gas Combination Ovens ¦ PG&E ¦ All | Com Gas Combination Ovens | 0.00076639 | 0.378 | 0.25 | CBSA 2019 | -993.2848 | 2012 | 0.6 | SWFS003-05
COM-FOODSERV-FS-51.3 | Com ¦ ENERGY STAR Combination Oven - Gas ¦ PG&E ¦ All | Com ¦ ENERGY STAR Combination Oven - Gas | PG&E ¦ All | PG&E | All | Electric & Gas | Efficient, Commercial Combination Oven, <15 Pan Models, Gas | Efficient |  |  | 0 | Conventional | FoodServ | Com - Health | Com | ROB and NEW | 0 | 1000 sqft2 of floor space | Oven | 12 | DEER:Indoor_Non-CFL_Ltg | 0 | 0 | 423 | SWFS003-05 | 20229.48 | 2024 | 0 | 2024 | 0 | 0 | SWFS003-05 | Com Gas Combination Ovens ¦ PG&E ¦ All | Com Gas Combination Ovens | 0.00019804 | 0.378 | 0.25 | CBSA 2019 | -1194.7978 | 2012 | 0.6 | SWFS003-05
COM-FOODSERV-FS-51.4 | Com ¦ ENERGY STAR Combination Oven - Gas ¦ PG&E ¦ All | Com ¦ ENERGY STAR Combination Oven - Gas | PG&E ¦ All | PG&E | All | Electric & Gas | Efficient, Commercial Combination Oven, <15 Pan Models, Gas | Efficient |  |  | 0 | Conventional | FoodServ | Com - Lodging | Com | ROB and NEW | 0 | 1000 sqft2 of floor space | Oven | 12 | DEER:Indoor_Non-CFL_Ltg | 0 | 0 | 423 | SWFS003-05 | 20229.48 | 2024 | 0 | 2024 | 0 | 0 | SWFS003-05 | Com Gas Combination Ovens ¦ PG&E ¦ All | Com Gas Combination Ovens | 6.1492e-05 | 0.378 | 0.25 | CBSA 2019 | -4178.5426 | 2012 | 0.6 | SWFS003-05
COM-FOODSERV-FS-51.5 | Com ¦ ENERGY STAR Combination Oven - Gas ¦ PG&E ¦ All | Com ¦ ENERGY STAR Combination Oven - Gas | PG&E ¦ All | PG&E | All | Electric & Gas | Efficient, Commercial Combination Oven, <15 Pan Models, Gas | Efficient |  |  | 0 | Conventional | FoodServ | Com - Other | Com | ROB and NEW | 0 | 1000 sqft2 of floor space | Oven | 12 | DEER:Indoor_Non-CFL_Ltg | 0 | 0 | 423 | SWFS003-05 | 20229.48 | 2024 | 0 | 2024 | 0 | 0 | SWFS003-05 | Com Gas Combination Ovens ¦ PG&E ¦ All | Com Gas Combination Ovens | 0.00044298 | 0.378 | 0.25 | CBSA 2019 | -1916.1928 | 2012 | 0.6 | SWFS003-05
COM-FOODSERV-FS-51.6 | Com ¦ ENERGY STAR Combination Oven - Gas ¦ PG&E ¦ All | Com ¦ ENERGY STAR Combination Oven - Gas | PG&E ¦ All | PG&E | All | Electric & Gas | Efficient, Commercial Combination Oven, <15 Pan Models, Gas | Efficient |  |  | 0 | Conventional | FoodServ | Com - Restaurant | Com | ROB and NEW | 0 | 1000 sqft2 of floor space | Oven | 12 | DEER:Indoor_Non-CFL_Ltg | 0 | 0 | 423 | SWFS003-05 | 20229.48 | 2024 | 0 | 2024 | 0 | 0 | SWFS003-05 | Com Gas Combination Ovens ¦ PG&E ¦ All | Com Gas Combination Ovens | 0.0046515 | 0.378 | 0.25 | CBSA 2019 | -317.7733 | 2012 | 0.6 | SWFS003-05
COM-FOODSERV-FS-51.7 | Com ¦ ENERGY STAR Combination Oven - Gas ¦ PG&E ¦ All | Com ¦ ENERGY STAR Combination Oven - Gas | PG&E ¦ All | PG&E | All | Electric & Gas | Efficient, Commercial Combination Oven, <15 Pan Models, Gas | Efficient |  |  | 0 | Conventional | FoodServ | Com - School | Com | ROB and NEW | 0 | 1000 sqft2 of floor space | Oven | 12 | DEER:Indoor_Non-CFL_Ltg | 0 | 0 | 423 | SWFS003-05 | 20229.48 | 2024 | 0 | 2024 | 0 | 0 | SWFS003-05 | Com Gas Combination Ovens ¦ PG&E ¦ All | Com Gas Combination Ovens | 0.00022443 | 0.378 | 0.25 | CBSA 2019 | -966.4457 | 2012 | 0.6 | SWFS003-05
COM-FOODSERV-FS-51.8 | Com ¦ ENERGY STAR Combination Oven - Gas ¦ SCG ¦ All | Com ¦ ENERGY STAR Combination Oven - Gas | SCG ¦ All | SCG | All | Electric & Gas | Efficient, Commercial Combination Oven, <15 Pan Models, Gas | Efficient |  |  | 0 | Conventional | FoodServ | Com - College | Com | ROB and NEW | 0 | 1000 sqft2 of floor space | Oven | 12 | DEER:Indoor_Non-CFL_Ltg | 0 | 0 | 423 | SWFS003-05 | 20229.48 | 2024 | 0 | 2024 | 0 | 0 | SWFS003-05 | Com Gas Combination Ovens ¦ SCG ¦ All | Com Gas Combination Ovens | 0.00010808 | 0.378 | 0.25 | CBSA 2019 | -1395.3298 | 2012 | 0.6 | SWFS003-05
COM-FOODSERV-FS-51.9 | Com ¦ ENERGY STAR Combination Oven - Gas ¦ SCG ¦ All | Com ¦ ENERGY STAR Combination Oven - Gas | SCG ¦ All | SCG | All | Electric & Gas | Efficient, Commercial Combination Oven, <15 Pan Models, Gas | Efficient |  |  | 0 | Conventional | FoodServ | Com - Grocery | Com | ROB and NEW | 0 | 1000 sqft2 of floor space | Oven | 12 | DEER:Indoor_Non-CFL_Ltg | 0 | 0 | 423 | SWFS003-05 | 20229.48 | 2024 | 0 | 2024 | 0 | 0 | SWFS003-05 | Com Gas Combination Ovens ¦ SCG ¦ All | Com Gas Combination Ovens | 0.00076639 | 0.378 | 0.25 | CBSA 2019 | -993.2848 | 2012 | 0.6 | SWFS003-05
COM-FOODSERV-FS-51.10 | Com ¦ ENERGY STAR Combination Oven - Gas ¦ SCG ¦ All | Com ¦ ENERGY STAR Combination Oven - Gas | SCG ¦ All | SCG | All | Electric & Gas | Efficient, Commercial Combination Oven, <15 Pan Models, Gas | Efficient |  |  | 0 | Conventional | FoodServ | Com - Health | Com | ROB and NEW | 0 | 1000 sqft2 of floor space | Oven | 12 | DEER:Indoor_Non-CFL_Ltg | 0 | 0 | 423 | SWFS003-05 | 20229.48 | 2024 | 0 | 2024 | 0 | 0 | SWFS003-05 | Com Gas Combination Ovens ¦ SCG ¦ All | Com Gas Combination Ovens | 0.00019804 | 0.378 | 0.25 | CBSA 2019 | -1194.7978 | 2012 | 0.6 | SWFS003-05
COM-FOODSERV-FS-51.11 | Com ¦ ENERGY STAR Combination Oven - Gas ¦ SCG ¦ All | Com ¦ ENERGY STAR Combination Oven - Gas | SCG ¦ All | SCG | All | Electric & Gas | Efficient, Commercial Combination Oven, <15 Pan Models, Gas | Efficient |  |  | 0 | Conventional | FoodServ | Com - Lodging | Com | ROB and NEW | 0 | 1000 sqft2 of floor space | Oven | 12 | DEER:Indoor_Non-CFL_Ltg | 0 | 0 | 423 | SWFS003-05 | 20229.48 | 2024 | 0 | 2024 | 0 | 0 | SWFS003-05 | Com Gas Combination Ovens ¦ SCG ¦ All | Com Gas Combination Ovens | 6.1492e-05 | 0.378 | 0.25 | CBSA 2019 | -4178.5426 | 2012 | 0.6 | SWFS003-05
COM-FOODSERV-FS-51.12 | Com ¦ ENERGY STAR Combination Oven - Gas ¦ SCG ¦ All | Com ¦ ENERGY STAR Combination Oven - Gas | SCG ¦ All | SCG | All | Electric & Gas | Efficient, Commercial Combination Oven, <15 Pan Models, Gas | Efficient |  |  | 0 | Conventional | FoodServ | Com - Other | Com | ROB and NEW | 0 | 1000 sqft2 of floor space | Oven | 12 | DEER:Indoor_Non-CFL_Ltg | 0 | 0 | 423 | SWFS003-05 | 20229.48 | 2024 | 0 | 2024 | 0 | 0 | SWFS003-05 | Com Gas Combination Ovens ¦ SCG ¦ All | Com Gas Combination Ovens | 0.00044298 | 0.378 | 0.25 | CBSA 2019 | -1916.1928 | 2012 | 0.6 | SWFS003-05
COM-FOODSERV-FS-51.13 | Com ¦ ENERGY STAR Combination Oven - Gas ¦ SCG ¦ All | Com ¦ ENERGY STAR Combination Oven - Gas | SCG ¦ All | SCG | All | Electric & Gas | Efficient, Commercial Combination Oven, <15 Pan Models, Gas | Efficient |  |  | 0 | Conventional | FoodServ | Com - Restaurant | Com | ROB and NEW | 0 | 1000 sqft2 of floor space | Oven | 12 | DEER:Indoor_Non-CFL_Ltg | 0 | 0 | 423 | SWFS003-05 | 20229.48 | 2024 | 0 | 2024 | 0 | 0 | SWFS003-05 | Com Gas Combination Ovens ¦ SCG ¦ All | Com Gas Combination Ovens | 0.0046515 | 0.378 | 0.25 | CBSA 2019 | -317.7733 | 2012 | 0.6 | SWFS003-05
COM-FOODSERV-FS-51.14 | Com ¦ ENERGY STAR Combination Oven - Gas ¦ SCG ¦ All | Com ¦ ENERGY STAR Combination Oven - Gas | SCG ¦ All | SCG | All | Electric & Gas | Efficient, Commercial Combination Oven, <15 Pan Models, Gas | Efficient |  |  | 0 | Conventional | FoodServ | Com - School | Com | ROB and NEW | 0 | 1000 sqft2 of floor space | Oven | 12 | DEER:Indoor_Non-CFL_Ltg | 0 | 0 | 423 | SWFS003-05 | 20229.48 | 2024 | 0 | 2024 | 0 | 0 | SWFS003-05 | Com Gas Combination Ovens ¦ SCG ¦ All | Com Gas Combination Ovens | 0.00022443 | 0.378 | 0.25 | CBSA 2019 | -966.4457 | 2012 | 0.6 | SWFS003-05
COM-FOODSERV-FS-51.15 | Com ¦ ENERGY STAR Combination Oven - Gas ¦ SDG&E ¦ All | Com ¦ ENERGY STAR Combination Oven - Gas | SDG&E ¦ All | SDG&E | All | Electric & Gas | Efficient, Commercial Combination Oven, <15 Pan Models, Gas | Efficient |  |  | 0 | Conventional | FoodServ | Com - College | Com | ROB and NEW | 0 | 1000 sqft2 of floor space | Oven | 12 | DEER:Indoor_Non-CFL_Ltg | 0 | 0 | 423 | SWFS003-05 | 20229.48 | 2024 | 0 | 2024 | 0 | 0 | SWFS003-05 | Com Gas Combination Ovens ¦ SDG&E ¦ All | Com Gas Combination Ovens | 0.00010808 | 0.378 | 0.25 | CBSA 2019 | -1395.3298 | 2012 | 0.6 | SWFS003-05
COM-FOODSERV-FS-51.16 | Com ¦ ENERGY STAR Combination Oven - Gas ¦ SDG&E ¦ All | Com ¦ ENERGY STAR Combination Oven - Gas | SDG&E ¦ All | SDG&E | All | Electric & Gas | Efficient, Commercial Combination Oven, <15 Pan Models, Gas | Efficient |  |  | 0 | Conventional | FoodServ | Com - Grocery | Com | ROB and NEW | 0 | 1000 sqft2 of floor space | Oven | 12 | DEER:Indoor_Non-CFL_Ltg | 0 | 0 | 423 | SWFS003-05 | 20229.48 | 2024 | 0 | 2024 | 0 | 0 | SWFS003-05 | Com Gas Combination Ovens ¦ SDG&E ¦ All | Com Gas Combination Ovens | 0.00076639 | 0.378 | 0.25 | CBSA 2019 | -993.2848 | 2012 | 0.6 | SWFS003-05
COM-FOODSERV-FS-51.17 | Com ¦ ENERGY STAR Combination Oven - Gas ¦ SDG&E ¦ All | Com ¦ ENERGY STAR Combination Oven - Gas | SDG&E ¦ All | SDG&E | All | Electric & Gas | Efficient, Commercial Combination Oven, <15 Pan Models, Gas | Efficient |  |  | 0 | Conventional | FoodServ | Com - Health | Com | ROB and NEW | 0 | 1000 sqft2 of floor space | Oven | 12 | DEER:Indoor_Non-CFL_Ltg | 0 | 0 | 423 | SWFS003-05 | 20229.48 | 2024 | 0 | 2024 | 0 | 0 | SWFS003-05 | Com Gas Combination Ovens ¦ SDG&E ¦ All | Com Gas Combination Ovens | 0.00019804 | 0.378 | 0.25 | CBSA 2019 | -1194.7978 | 2012 | 0.6 | SWFS003-05
COM-FOODSERV-FS-51.18 | Com ¦ ENERGY STAR Combination Oven - Gas ¦ SDG&E ¦ All | Com ¦ ENERGY STAR Combination Oven - Gas | SDG&E ¦ All | SDG&E | All | Electric & Gas | Efficient, Commercial Combination Oven, <15 Pan Models, Gas | Efficient |  |  | 0 | Conventional | FoodServ | Com - Lodging | Com | ROB and NEW | 0 | 1000 sqft2 of floor space | Oven | 12 | DEER:Indoor_Non-CFL_Ltg | 0 | 0 | 423 | SWFS003-05 | 20229.48 | 2024 | 0 | 2024 | 0 | 0 | SWFS003-05 | Com Gas Combination Ovens ¦ SDG&E ¦ All | Com Gas Combination Ovens | 6.1492e-05 | 0.378 | 0.25 | CBSA 2019 | -4178.5426 | 2012 | 0.6 | SWFS003-05
COM-FOODSERV-FS-51.19 | Com ¦ ENERGY STAR Combination Oven - Gas ¦ SDG&E ¦ All | Com ¦ ENERGY STAR Combination Oven - Gas | SDG&E ¦ All | SDG&E | All | Electric & Gas | Efficient, Commercial Combination Oven, <15 Pan Models, Gas | Efficient |  |  | 0 | Conventional | FoodServ | Com - Other | Com | ROB and NEW | 0 | 1000 sqft2 of floor space | Oven | 12 | DEER:Indoor_Non-CFL_Ltg | 0 | 0 | 423 | SWFS003-05 | 20229.48 | 2024 | 0 | 2024 | 0 | 0 | SWFS003-05 | Com Gas Combination Ovens ¦ SDG&E ¦ All | Com Gas Combination Ovens | 0.00044298 | 0.378 | 0.25 | CBSA 2019 | -1916.1928 | 2012 | 0.6 | SWFS003-05
COM-FOODSERV-FS-51.20 | Com ¦ ENERGY STAR Combination Oven - Gas ¦ SDG&E ¦ All | Com ¦ ENERGY STAR Combination Oven - Gas | SDG&E ¦ All | SDG&E | All | Electric & Gas | Efficient, Commercial Combination Oven, <15 Pan Models, Gas | Efficient |  |  | 0 | Conventional | FoodServ | Com - Restaurant | Com | ROB and NEW | 0 | 1000 sqft2 of floor space | Oven | 12 | DEER:Indoor_Non-CFL_Ltg | 0 | 0 | 423 | SWFS003-05 | 20229.48 | 2024 | 0 | 2024 | 0 | 0 | SWFS003-05 | Com Gas Combination Ovens ¦ SDG&E ¦ All | Com Gas Combination Ovens | 0.0046515 | 0.378 | 0.25 | CBSA 2019 | -317.7733 | 2012 | 0.6 | SWFS003-05
COM-FOODSERV-FS-51.21 | Com ¦ ENERGY STAR Combination Oven - Gas ¦ SDG&E ¦ All | Com ¦ ENERGY STAR Combination Oven - Gas | SDG&E ¦ All | SDG&E | All | Electric & Gas | Efficient, Commercial Combination Oven, <15 Pan Models, Gas | Efficient |  |  | 0 | Conventional | FoodServ | Com - School | Com | ROB and NEW | 0 | 1000 sqft2 of floor space | Oven | 12 | DEER:Indoor_Non-CFL_Ltg | 0 | 0 | 423 | SWFS003-05 | 20229.48 | 2024 | 0 | 2024 | 0 | 0 | SWFS003-05 | Com Gas Combination Ovens ¦ SDG&E ¦ All | Com Gas Combination Ovens | 0.00022443 | 0.378 | 0.25 | CBSA 2019 | -966.4457 | 2012 | 0.6 | SWFS003-05
COM-FOODSERV-FS-52.1 | Com ¦ ENERGY STAR Combination Oven - Fuel Sub ¦ PG&E ¦ All | Com ¦ ENERGY STAR Combination Oven - Fuel Sub | PG&E ¦ All | PG&E | All | Electric & Gas | Electric Commercial Combination Oven, Fuel Sub | Efficient |  |  | 0 | Conventional | FoodServ | Com - College | Com | ROB Only | 1 | 1000 sqft2 of floor space | Oven | 12 | DEER:Indoor_Non-CFL_Ltg | 9110 | 2.11 | 0 | SWFS003-05 | 20885.23 | 2024 | 3372 | 2024 | 0 | 0 | SWFS003-05 | Com Gas Combination Ovens ¦ PG&E ¦ All | Com Gas Combination Ovens | 0.00010808 | 0.378 | 0 | CBSA 2019 | -687.7872 | 2012 | 1 | SWFS003-05
COM-FOODSERV-FS-52.2 | Com ¦ ENERGY STAR Combination Oven - Fuel Sub ¦ PG&E ¦ All | Com ¦ ENERGY STAR Combination Oven - Fuel Sub | PG&E ¦ All | PG&E | All | Electric & Gas | Electric Commercial Combination Oven, Fuel Sub | Efficient |  |  | 0 | Conventional | FoodServ | Com - Grocery | Com | ROB Only | 1 | 1000 sqft2 of floor space | Oven | 12 | DEER:Indoor_Non-CFL_Ltg | 9110 | 2.11 | 0 | SWFS003-05 | 20885.23 | 2024 | 3372 | 2024 | 0 | 0 | SWFS003-05 | Com Gas Combination Ovens ¦ PG&E ¦ All | Com Gas Combination Ovens | 0.00076639 | 0.378 | 0 | CBSA 2019 | -512.4267 | 2012 | 1 | SWFS003-05
COM-FOODSERV-FS-52.3 | Com ¦ ENERGY STAR Combination Oven - Fuel Sub ¦ PG&E ¦ All | Com ¦ ENERGY STAR Combination Oven - Fuel Sub | PG&E ¦ All | PG&E | All | Electric & Gas | Electric Commercial Combination Oven, Fuel Sub | Efficient |  |  | 0 | Conventional | FoodServ | Com - Health | Com | ROB Only | 1 | 1000 sqft2 of floor space | Oven | 12 | DEER:Indoor_Non-CFL_Ltg | 9110 | 2.11 | 0 | SWFS003-05 | 20885.23 | 2024 | 3372 | 2024 | 0 | 0 | SWFS003-05 | Com Gas Combination Ovens ¦ PG&E ¦ All | Com Gas Combination Ovens | 0.00019804 | 0.378 | 0 | CBSA 2019 | -596.1281 | 2012 | 1 | SWFS003-05
COM-FOODSERV-FS-52.4 | Com ¦ ENERGY STAR Combination Oven - Fuel Sub ¦ PG&E ¦ All | Com ¦ ENERGY STAR Combination Oven - Fuel Sub | PG&E ¦ All | PG&E | All | Electric & Gas | Electric Commercial Combination Oven, Fuel Sub | Efficient |  |  | 0 | Conventional | FoodServ | Com - Lodging | Com | ROB Only | 1 | 1000 sqft2 of floor space | Oven | 12 | DEER:Indoor_Non-CFL_Ltg | 9110 | 2.11 | 0 | SWFS003-05 | 20885.23 | 2024 | 3372 | 2024 | 0 | 0 | SWFS003-05 | Com Gas Combination Ovens ¦ PG&E ¦ All | Com Gas Combination Ovens | 6.1492e-05 | 0.378 | 0 | CBSA 2019 | -1436.4881 | 2012 | 1 | SWFS003-05
COM-FOODSERV-FS-52.5 | Com ¦ ENERGY STAR Combination Oven - Fuel Sub ¦ PG&E ¦ All | Com ¦ ENERGY STAR Combination Oven - Fuel Sub | PG&E ¦ All | PG&E | All | Electric & Gas | Electric Commercial Combination Oven, Fuel Sub | Efficient |  |  | 0 | Conventional | FoodServ | Com - Other | Com | ROB Only | 1 | 1000 sqft2 of floor space | Oven | 12 | DEER:Indoor_Non-CFL_Ltg | 9110 | 2.11 | 0 | SWFS003-05 | 20885.23 | 2024 | 3372 | 2024 | 0 | 0 | SWFS003-05 | Com Gas Combination Ovens ¦ PG&E ¦ All | Com Gas Combination Ovens | 0.00044298 | 0.378 | 0 | CBSA 2019 | -1005.9668 | 2012 | 1 | SWFS003-05
COM-FOODSERV-FS-52.6 | Com ¦ ENERGY STAR Combination Oven - Fuel Sub ¦ PG&E ¦ All | Com ¦ ENERGY STAR Combination Oven - Fuel Sub | PG&E ¦ All | PG&E | All | Electric & Gas | Electric Commercial Combination Oven, Fuel Sub | Efficient |  |  | 0 | Conventional | FoodServ | Com - Restaurant | Com | ROB Only | 1 | 1000 sqft2 of floor space | Oven | 12 | DEER:Indoor_Non-CFL_Ltg | 9110 | 2.11 | 0 | SWFS003-05 | 20885.23 | 2024 | 3372 | 2024 | 0 | 0 | SWFS003-05 | Com Gas Combination Ovens ¦ PG&E ¦ All | Com Gas Combination Ovens | 0.0046515 | 0.378 | 0 | CBSA 2019 | -161.8942 | 2012 | 1 | SWFS003-05
COM-FOODSERV-FS-52.7 | Com ¦ ENERGY STAR Combination Oven - Fuel Sub ¦ PG&E ¦ All | Com ¦ ENERGY STAR Combination Oven - Fuel Sub | PG&E ¦ All | PG&E | All | Electric & Gas | Electric Commercial Combination Oven, Fuel Sub | Efficient |  |  | 0 | Conventional | FoodServ | Com - School | Com | ROB Only | 1 | 1000 sqft2 of floor space | Oven | 12 | DEER:Indoor_Non-CFL_Ltg | 9110 | 2.11 | 0 | SWFS003-05 | 20885.23 | 2024 | 3372 | 2024 | 0 | 0 | SWFS003-05 | Com Gas Combination Ovens ¦ PG&E ¦ All | Com Gas Combination Ovens | 0.00022443 | 0.378 | 0 | CBSA 2019 | -1499.9258 | 2012 | 1 | SWFS003-05
COM-FOODSERV-FS-52.8 | Com ¦ ENERGY STAR Combination Oven - Fuel Sub ¦ SCG ¦ All | Com ¦ ENERGY STAR Combination Oven - Fuel Sub | SCG ¦ All | SCG | All | Electric & Gas | Electric Commercial Combination Oven, Fuel Sub | Efficient |  |  | 0 | Conventional | FoodServ | Com - College | Com | ROB Only | 1 | 1000 sqft2 of floor space | Oven | 12 | DEER:Indoor_Non-CFL_Ltg | 9110 | 2.11 | 0 | SWFS003-05 | 20885.23 | 2024 | 3372 | 2024 | 0 | 0 | SWFS003-05 | Com Gas Combination Ovens ¦ SCG ¦ All | Com Gas Combination Ovens | 0.00010808 | 0.378 | 0 | CBSA 2019 | -687.7872 | 2012 | 1 | SWFS003-05
COM-FOODSERV-FS-52.9 | Com ¦ ENERGY STAR Combination Oven - Fuel Sub ¦ SCG ¦ All | Com ¦ ENERGY STAR Combination Oven - Fuel Sub | SCG ¦ All | SCG | All | Electric & Gas | Electric Commercial Combination Oven, Fuel Sub | Efficient |  |  | 0 | Conventional | FoodServ | Com - Grocery | Com | ROB Only | 1 | 1000 sqft2 of floor space | Oven | 12 | DEER:Indoor_Non-CFL_Ltg | 9110 | 2.11 | 0 | SWFS003-05 | 20885.23 | 2024 | 3372 | 2024 | 0 | 0 | SWFS003-05 | Com Gas Combination Ovens ¦ SCG ¦ All | Com Gas Combination Ovens | 0.00076639 | 0.378 | 0 | CBSA 2019 | -512.4267 | 2012 | 1 | SWFS003-05
COM-FOODSERV-FS-52.10 | Com ¦ ENERGY STAR Combination Oven - Fuel Sub ¦ SCG ¦ All | Com ¦ ENERGY STAR Combination Oven - Fuel Sub | SCG ¦ All | SCG | All | Electric & Gas | Electric Commercial Combination Oven, Fuel Sub | Efficient |  |  | 0 | Conventional | FoodServ | Com - Health | Com | ROB Only | 1 | 1000 sqft2 of floor space | Oven | 12 | DEER:Indoor_Non-CFL_Ltg | 9110 | 2.11 | 0 | SWFS003-05 | 20885.23 | 2024 | 3372 | 2024 | 0 | 0 | SWFS003-05 | Com Gas Combination Ovens ¦ SCG ¦ All | Com Gas Combination Ovens | 0.00019804 | 0.378 | 0 | CBSA 2019 | -596.1281 | 2012 | 1 | SWFS003-05
COM-FOODSERV-FS-52.11 | Com ¦ ENERGY STAR Combination Oven - Fuel Sub ¦ SCG ¦ All | Com ¦ ENERGY STAR Combination Oven - Fuel Sub | SCG ¦ All | SCG | All | Electric & Gas | Electric Commercial Combination Oven, Fuel Sub | Efficient |  |  | 0 | Conventional | FoodServ | Com - Lodging | Com | ROB Only | 1 | 1000 sqft2 of floor space | Oven | 12 | DEER:Indoor_Non-CFL_Ltg | 9110 | 2.11 | 0 | SWFS003-05 | 20885.23 | 2024 | 3372 | 2024 | 0 | 0 | SWFS003-05 | Com Gas Combination Ovens ¦ SCG ¦ All | Com Gas Combination Ovens | 6.1492e-05 | 0.378 | 0 | CBSA 2019 | -1436.4881 | 2012 | 1 | SWFS003-05
COM-FOODSERV-FS-52.12 | Com ¦ ENERGY STAR Combination Oven - Fuel Sub ¦ SCG ¦ All | Com ¦ ENERGY STAR Combination Oven - Fuel Sub | SCG ¦ All | SCG | All | Electric & Gas | Electric Commercial Combination Oven, Fuel Sub | Efficient |  |  | 0 | Conventional | FoodServ | Com - Other | Com | ROB Only | 1 | 1000 sqft2 of floor space | Oven | 12 | DEER:Indoor_Non-CFL_Ltg | 9110 | 2.11 | 0 | SWFS003-05 | 20885.23 | 2024 | 3372 | 2024 | 0 | 0 | SWFS003-05 | Com Gas Combination Ovens ¦ SCG ¦ All | Com Gas Combination Ovens | 0.00044298 | 0.378 | 0 | CBSA 2019 | -1005.9668 | 2012 | 1 | SWFS003-05
COM-FOODSERV-FS-52.13 | Com ¦ ENERGY STAR Combination Oven - Fuel Sub ¦ SCG ¦ All | Com ¦ ENERGY STAR Combination Oven - Fuel Sub | SCG ¦ All | SCG | All | Electric & Gas | Electric Commercial Combination Oven, Fuel Sub | Efficient |  |  | 0 | Conventional | FoodServ | Com - Restaurant | Com | ROB Only | 1 | 1000 sqft2 of floor space | Oven | 12 | DEER:Indoor_Non-CFL_Ltg | 9110 | 2.11 | 0 | SWFS003-05 | 20885.23 | 2024 | 3372 | 2024 | 0 | 0 | SWFS003-05 | Com Gas Combination Ovens ¦ SCG ¦ All | Com Gas Combination Ovens | 0.0046515 | 0.378 | 0 | CBSA 2019 | -161.8942 | 2012 | 1 | SWFS003-05
COM-FOODSERV-FS-52.14 | Com ¦ ENERGY STAR Combination Oven - Fuel Sub ¦ SCG ¦ All | Com ¦ ENERGY STAR Combination Oven - Fuel Sub | SCG ¦ All | SCG | All | Electric & Gas | Electric Commercial Combination Oven, Fuel Sub | Efficient |  |  | 0 | Conventional | FoodServ | Com - School | Com | ROB Only | 1 | 1000 sqft2 of floor space | Oven | 12 | DEER:Indoor_Non-CFL_Ltg | 9110 | 2.11 | 0 | SWFS003-05 | 20885.23 | 2024 | 3372 | 2024 | 0 | 0 | SWFS003-05 | Com Gas Combination Ovens ¦ SCG ¦ All | Com Gas Combination Ovens | 0.00022443 | 0.378 | 0 | CBSA 2019 | -1499.9258 | 2012 | 1 | SWFS003-05
COM-FOODSERV-FS-52.15 | Com ¦ ENERGY STAR Combination Oven - Fuel Sub ¦ SDG&E ¦ All | Com ¦ ENERGY STAR Combination Oven - Fuel Sub | SDG&E ¦ All | SDG&E | All | Electric & Gas | Electric Commercial Combination Oven, Fuel Sub | Efficient |  |  | 0 | Conventional | FoodServ | Com - College | Com | ROB Only | 1 | 1000 sqft2 of floor space | Oven | 12 | DEER:Indoor_Non-CFL_Ltg | 9110 | 2.11 | 0 | SWFS003-05 | 20885.23 | 2024 | 3372 | 2024 | 0 | 0 | SWFS003-05 | Com Gas Combination Ovens ¦ SDG&E ¦ All | Com Gas Combination Ovens | 0.00010808 | 0.378 | 0 | CBSA 2019 | -687.7872 | 2012 | 1 | SWFS003-05
COM-FOODSERV-FS-52.16 | Com ¦ ENERGY STAR Combination Oven - Fuel Sub ¦ SDG&E ¦ All | Com ¦ ENERGY STAR Combination Oven - Fuel Sub | SDG&E ¦ All | SDG&E | All | Electric & Gas | Electric Commercial Combination Oven, Fuel Sub | Efficient |  |  | 0 | Conventional | FoodServ | Com - Grocery | Com | ROB Only | 1 | 1000 sqft2 of floor space | Oven | 12 | DEER:Indoor_Non-CFL_Ltg | 9110 | 2.11 | 0 | SWFS003-05 | 20885.23 | 2024 | 3372 | 2024 | 0 | 0 | SWFS003-05 | Com Gas Combination Ovens ¦ SDG&E ¦ All | Com Gas Combination Ovens | 0.00076639 | 0.378 | 0 | CBSA 2019 | -512.4267 | 2012 | 1 | SWFS003-05
COM-FOODSERV-FS-52.17 | Com ¦ ENERGY STAR Combination Oven - Fuel Sub ¦ SDG&E ¦ All | Com ¦ ENERGY STAR Combination Oven - Fuel Sub | SDG&E ¦ All | SDG&E | All | Electric & Gas | Electric Commercial Combination Oven, Fuel Sub | Efficient |  |  | 0 | Conventional | FoodServ | Com - Health | Com | ROB Only | 1 | 1000 sqft2 of floor space | Oven | 12 | DEER:Indoor_Non-CFL_Ltg | 9110 | 2.11 | 0 | SWFS003-05 | 20885.23 | 2024 | 3372 | 2024 | 0 | 0 | SWFS003-05 | Com Gas Combination Ovens ¦ SDG&E ¦ All | Com Gas Combination Ovens | 0.00019804 | 0.378 | 0 | CBSA 2019 | -596.1281 | 2012 | 1 | SWFS003-05
COM-FOODSERV-FS-52.18 | Com ¦ ENERGY STAR Combination Oven - Fuel Sub ¦ SDG&E ¦ All | Com ¦ ENERGY STAR Combination Oven - Fuel Sub | SDG&E ¦ All | SDG&E | All | Electric & Gas | Electric Commercial Combination Oven, Fuel Sub | Efficient |  |  | 0 | Conventional | FoodServ | Com - Lodging | Com | ROB Only | 1 | 1000 sqft2 of floor space | Oven | 12 | DEER:Indoor_Non-CFL_Ltg | 9110 | 2.11 | 0 | SWFS003-05 | 20885.23 | 2024 | 3372 | 2024 | 0 | 0 | SWFS003-05 | Com Gas Combination Ovens ¦ SDG&E ¦ All | Com Gas Combination Ovens | 6.1492e-05 | 0.378 | 0 | CBSA 2019 | -1436.4881 | 2012 | 1 | SWFS003-05
COM-FOODSERV-FS-52.19 | Com ¦ ENERGY STAR Combination Oven - Fuel Sub ¦ SDG&E ¦ All | Com ¦ ENERGY STAR Combination Oven - Fuel Sub | SDG&E ¦ All | SDG&E | All | Electric & Gas | Electric Commercial Combination Oven, Fuel Sub | Efficient |  |  | 0 | Conventional | FoodServ | Com - Other | Com | ROB Only | 1 | 1000 sqft2 of floor space | Oven | 12 | DEER:Indoor_Non-CFL_Ltg | 9110 | 2.11 | 0 | SWFS003-05 | 20885.23 | 2024 | 3372 | 2024 | 0 | 0 | SWFS003-05 | Com Gas Combination Ovens ¦ SDG&E ¦ All | Com Gas Combination Ovens | 0.00044298 | 0.378 | 0 | CBSA 2019 | -1005.9668 | 2012 | 1 | SWFS003-05
COM-FOODSERV-FS-52.20 | Com ¦ ENERGY STAR Combination Oven - Fuel Sub ¦ SDG&E ¦ All | Com ¦ ENERGY STAR Combination Oven - Fuel Sub | SDG&E ¦ All | SDG&E | All | Electric & Gas | Electric Commercial Combination Oven, Fuel Sub | Efficient |  |  | 0 | Conventional | FoodServ | Com - Restaurant | Com | ROB Only | 1 | 1000 sqft2 of floor space | Oven | 12 | DEER:Indoor_Non-CFL_Ltg | 9110 | 2.11 | 0 | SWFS003-05 | 20885.23 | 2024 | 3372 | 2024 | 0 | 0 | SWFS003-05 | Com Gas Combination Ovens ¦ SDG&E ¦ All | Com Gas Combination Ovens | 0.0046515 | 0.378 | 0 | CBSA 2019 | -161.8942 | 2012 | 1 | SWFS003-05
COM-FOODSERV-FS-52.21 | Com ¦ ENERGY STAR Combination Oven - Fuel Sub ¦ SDG&E ¦ All | Com ¦ ENERGY STAR Combination Oven - Fuel Sub | SDG&E ¦ All | SDG&E | All | Electric & Gas | Electric Commercial Combination Oven, Fuel Sub | Efficient |  |  | 0 | Conventional | FoodServ | Com - School | Com | ROB Only | 1 | 1000 sqft2 of floor space | Oven | 12 | DEER:Indoor_Non-CFL_Ltg | 9110 | 2.11 | 0 | SWFS003-05 | 20885.23 | 2024 | 3372 | 2024 | 0 | 0 | SWFS003-05 | Com Gas Combination Ovens ¦ SDG&E ¦ All | Com Gas Combination Ovens | 0.00022443 | 0.378 | 0 | CBSA 2019 | -1499.9258 | 2012 | 1 | SWFS003-05
COM-FOODSERV-FS-PU-10.1 | Com ¦ Standard Fryer - Gas - Panel Upgrade ¦ PG&E ¦ All | Com ¦ Standard Fryer - Gas - Panel Upgrade | PG&E ¦ All | PG&E | All | Electric & Gas | Standard, Commercial Fryer, Gas | Average Existing and Code |  |  | 0 | Conventional | FoodServ | Com - College | Com | ROB and NEW | 0 | 1000 sqft2 of floor space | Fryer | 11 | DEER:Indoor_Non-CFL_Ltg | 0 | 0 | 0 | SWFS011-07 | 2089.71 | 2024 | 0 | 2024 | 0 | 0 | SWFS011-07 | Com Gas Fryers - Panel Upgrade ¦ PG&E ¦ All | Com Gas Fryers - Panel Upgrade | 0.0039111 | 0.622 | 0.79 | CBSA 2014 | 0 | 2012 | 1 | SWFS011-07
COM-FOODSERV-FS-PU-10.2 | Com ¦ Standard Fryer - Gas - Panel Upgrade ¦ PG&E ¦ All | Com ¦ Standard Fryer - Gas - Panel Upgrade | PG&E ¦ All | PG&E | All | Electric & Gas | Standard, Commercial Fryer, Gas | Average Existing and Code |  |  | 0 | Conventional | FoodServ | Com - Grocery | Com | ROB and NEW | 0 | 1000 sqft2 of floor space | Fryer | 11 | DEER:Indoor_Non-CFL_Ltg | 0 | 0 | 0 | SWFS011-07 | 2089.71 | 2024 | 0 | 2024 | 0 | 0 | SWFS011-07 | Com Gas Fryers - Panel Upgrade ¦ PG&E ¦ All | Com Gas Fryers - Panel Upgrade | 0.08901 | 0.622 | 0.79 | CBSA 2014 | 0 | 2012 | 1 | SWFS011-07
COM-FOODSERV-FS-PU-10.3 | Com ¦ Standard Fryer - Gas - Panel Upgrade ¦ PG&E ¦ All | Com ¦ Standard Fryer - Gas - Panel Upgrade | PG&E ¦ All | PG&E | All | Electric & Gas | Standard, Commercial Fryer, Gas | Average Existing and Code |  |  | 0 | Conventional | FoodServ | Com - Health | Com | ROB and NEW | 0 | 1000 sqft2 of floor space | Fryer | 11 | DEER:Indoor_Non-CFL_Ltg | 0 | 0 | 0 | SWFS011-07 | 2089.71 | 2024 | 0 | 2024 | 0 | 0 | SWFS011-07 | Com Gas Fryers - Panel Upgrade ¦ PG&E ¦ All | Com Gas Fryers - Panel Upgrade | 0.016628 | 0.622 | 0.79 | CBSA 2014 | 0 | 2012 | 1 | SWFS011-07
COM-FOODSERV-FS-PU-10.4 | Com ¦ Standard Fryer - Gas - Panel Upgrade ¦ PG&E ¦ All | Com ¦ Standard Fryer - Gas - Panel Upgrade | PG&E ¦ All | PG&E | All | Electric & Gas | Standard, Commercial Fryer, Gas | Average Existing and Code |  |  | 0 | Conventional | FoodServ | Com - Lodging | Com | ROB and NEW | 0 | 1000 sqft2 of floor space | Fryer | 11 | DEER:Indoor_Non-CFL_Ltg | 0 | 0 | 0 | SWFS011-07 | 2089.71 | 2024 | 0 | 2024 | 0 | 0 | SWFS011-07 | Com Gas Fryers - Panel Upgrade ¦ PG&E ¦ All | Com Gas Fryers - Panel Upgrade | 0.018993 | 0.622 | 0.79 | CBSA 2014 | 0 | 2012 | 1 | SWFS011-07
COM-FOODSERV-FS-PU-10.5 | Com ¦ Standard Fryer - Gas - Panel Upgrade ¦ PG&E ¦ All | Com ¦ Standard Fryer - Gas - Panel Upgrade | PG&E ¦ All | PG&E | All | Electric & Gas | Standard, Commercial Fryer, Gas | Average Existing and Code |  |  | 0 | Conventional | FoodServ | Com - Other | Com | ROB and NEW | 0 | 1000 sqft2 of floor space | Fryer | 11 | DEER:Indoor_Non-CFL_Ltg | 0 | 0 | 0 | SWFS011-07 | 2089.71 | 2024 | 0 | 2024 | 0 | 0 | SWFS011-07 | Com Gas Fryers - Panel Upgrade ¦ PG&E ¦ All | Com Gas Fryers - Panel Upgrade | 0.0055888 | 0.622 | 0.79 | CBSA 2014 | 0 | 2012 | 1 | SWFS011-07
COM-FOODSERV-FS-PU-10.6 | Com ¦ Standard Fryer - Gas - Panel Upgrade ¦ PG&E ¦ All | Com ¦ Standard Fryer - Gas - Panel Upgrade | PG&E ¦ All | PG&E | All | Electric & Gas | Standard, Commercial Fryer, Gas | Average Existing and Code |  |  | 0 | Conventional | FoodServ | Com - Restaurant | Com | ROB and NEW | 0 | 1000 sqft2 of floor space | Fryer | 11 | DEER:Indoor_Non-CFL_Ltg | 0 | 0 | 0 | SWFS011-07 | 2089.71 | 2024 | 0 | 2024 | 0 | 0 | SWFS011-07 | Com Gas Fryers - Panel Upgrade ¦ PG&E ¦ All | Com Gas Fryers - Panel Upgrade | 0.42016 | 0.622 | 0.79 | CBSA 2014 | 0 | 2012 | 1 | SWFS011-07
COM-FOODSERV-FS-PU-10.7 | Com ¦ Standard Fryer - Gas - Panel Upgrade ¦ PG&E ¦ All | Com ¦ Standard Fryer - Gas - Panel Upgrade | PG&E ¦ All | PG&E | All | Electric & Gas | Standard, Commercial Fryer, Gas | Average Existing and Code |  |  | 0 | Conventional | FoodServ | Com - School | Com | ROB and NEW | 0 | 1000 sqft2 of floor space | Fryer | 11 | DEER:Indoor_Non-CFL_Ltg | 0 | 0 | 0 | SWFS011-07 | 2089.71 | 2024 | 0 | 2024 | 0 | 0 | SWFS011-07 | Com Gas Fryers - Panel Upgrade ¦ PG&E ¦ All | Com Gas Fryers - Panel Upgrade | 0.0039111 | 0.622 | 0.79 | CBSA 2014 | 0 | 2012 | 1 | SWFS011-07
COM-FOODSERV-FS-PU-10.8 | Com ¦ Standard Fryer - Gas - Panel Upgrade ¦ SCG ¦ All | Com ¦ Standard Fryer - Gas - Panel Upgrade | SCG ¦ All | SCG | All | Electric & Gas | Standard, Commercial Fryer, Gas | Average Existing and Code |  |  | 0 | Conventional | FoodServ | Com - College | Com | ROB and NEW | 0 | 1000 sqft2 of floor space | Fryer | 11 | DEER:Indoor_Non-CFL_Ltg | 0 | 0 | 0 | SWFS011-07 | 2089.71 | 2024 | 0 | 2024 | 0 | 0 | SWFS011-07 | Com Gas Fryers - Panel Upgrade ¦ SCG ¦ All | Com Gas Fryers - Panel Upgrade | 0.0039111 | 0.622 | 0.79 | CBSA 2014 | 0 | 2012 | 1 | SWFS011-07
COM-FOODSERV-FS-PU-10.9 | Com ¦ Standard Fryer - Gas - Panel Upgrade ¦ SCG ¦ All | Com ¦ Standard Fryer - Gas - Panel Upgrade | SCG ¦ All | SCG | All | Electric & Gas | Standard, Commercial Fryer, Gas | Average Existing and Code |  |  | 0 | Conventional | FoodServ | Com - Grocery | Com | ROB and NEW | 0 | 1000 sqft2 of floor space | Fryer | 11 | DEER:Indoor_Non-CFL_Ltg | 0 | 0 | 0 | SWFS011-07 | 2089.71 | 2024 | 0 | 2024 | 0 | 0 | SWFS011-07 | Com Gas Fryers - Panel Upgrade ¦ SCG ¦ All | Com Gas Fryers - Panel Upgrade | 0.08901 | 0.622 | 0.79 | CBSA 2014 | 0 | 2012 | 1 | SWFS011-07
COM-FOODSERV-FS-PU-10.10 | Com ¦ Standard Fryer - Gas - Panel Upgrade ¦ SCG ¦ All | Com ¦ Standard Fryer - Gas - Panel Upgrade | SCG ¦ All | SCG | All | Electric & Gas | Standard, Commercial Fryer, Gas | Average Existing and Code |  |  | 0 | Conventional | FoodServ | Com - Health | Com | ROB and NEW | 0 | 1000 sqft2 of floor space | Fryer | 11 | DEER:Indoor_Non-CFL_Ltg | 0 | 0 | 0 | SWFS011-07 | 2089.71 | 2024 | 0 | 2024 | 0 | 0 | SWFS011-07 | Com Gas Fryers - Panel Upgrade ¦ SCG ¦ All | Com Gas Fryers - Panel Upgrade | 0.016628 | 0.622 | 0.79 | CBSA 2014 | 0 | 2012 | 1 | SWFS011-07
COM-FOODSERV-FS-PU-10.11 | Com ¦ Standard Fryer - Gas - Panel Upgrade ¦ SCG ¦ All | Com ¦ Standard Fryer - Gas - Panel Upgrade | SCG ¦ All | SCG | All | Electric & Gas | Standard, Commercial Fryer, Gas | Average Existing and Code |  |  | 0 | Conventional | FoodServ | Com - Lodging | Com | ROB and NEW | 0 | 1000 sqft2 of floor space | Fryer | 11 | DEER:Indoor_Non-CFL_Ltg | 0 | 0 | 0 | SWFS011-07 | 2089.71 | 2024 | 0 | 2024 | 0 | 0 | SWFS011-07 | Com Gas Fryers - Panel Upgrade ¦ SCG ¦ All | Com Gas Fryers - Panel Upgrade | 0.018993 | 0.622 | 0.79 | CBSA 2014 | 0 | 2012 | 1 | SWFS011-07
COM-FOODSERV-FS-PU-10.12 | Com ¦ Standard Fryer - Gas - Panel Upgrade ¦ SCG ¦ All | Com ¦ Standard Fryer - Gas - Panel Upgrade | SCG ¦ All | SCG | All | Electric & Gas | Standard, Commercial Fryer, Gas | Average Existing and Code |  |  | 0 | Conventional | FoodServ | Com - Other | Com | ROB and NEW | 0 | 1000 sqft2 of floor space | Fryer | 11 | DEER:Indoor_Non-CFL_Ltg | 0 | 0 | 0 | SWFS011-07 | 2089.71 | 2024 | 0 | 2024 | 0 | 0 | SWFS011-07 | Com Gas Fryers - Panel Upgrade ¦ SCG ¦ All | Com Gas Fryers - Panel Upgrade | 0.0055888 | 0.622 | 0.79 | CBSA 2014 | 0 | 2012 | 1 | SWFS011-07
COM-FOODSERV-FS-PU-10.13 | Com ¦ Standard Fryer - Gas - Panel Upgrade ¦ SCG ¦ All | Com ¦ Standard Fryer - Gas - Panel Upgrade | SCG ¦ All | SCG | All | Electric & Gas | Standard, Commercial Fryer, Gas | Average Existing and Code |  |  | 0 | Conventional | FoodServ | Com - Restaurant | Com | ROB and NEW | 0 | 1000 sqft2 of floor space | Fryer | 11 | DEER:Indoor_Non-CFL_Ltg | 0 | 0 | 0 | SWFS011-07 | 2089.71 | 2024 | 0 | 2024 | 0 | 0 | SWFS011-07 | Com Gas Fryers - Panel Upgrade ¦ SCG ¦ All | Com Gas Fryers - Panel Upgrade | 0.42016 | 0.622 | 0.79 | CBSA 2014 | 0 | 2012 | 1 | SWFS011-07
COM-FOODSERV-FS-PU-10.14 | Com ¦ Standard Fryer - Gas - Panel Upgrade ¦ SCG ¦ All | Com ¦ Standard Fryer - Gas - Panel Upgrade | SCG ¦ All | SCG | All | Electric & Gas | Standard, Commercial Fryer, Gas | Average Existing and Code |  |  | 0 | Conventional | FoodServ | Com - School | Com | ROB and NEW | 0 | 1000 sqft2 of floor space | Fryer | 11 | DEER:Indoor_Non-CFL_Ltg | 0 | 0 | 0 | SWFS011-07 | 2089.71 | 2024 | 0 | 2024 | 0 | 0 | SWFS011-07 | Com Gas Fryers - Panel Upgrade ¦ SCG ¦ All | Com Gas Fryers - Panel Upgrade | 0.0039111 | 0.622 | 0.79 | CBSA 2014 | 0 | 2012 | 1 | SWFS011-07
COM-FOODSERV-FS-PU-10.15 | Com ¦ Standard Fryer - Gas - Panel Upgrade ¦ SDG&E ¦ All | Com ¦ Standard Fryer - Gas - Panel Upgrade | SDG&E ¦ All | SDG&E | All | Electric & Gas | Standard, Commercial Fryer, Gas | Average Existing and Code |  |  | 0 | Conventional | FoodServ | Com - College | Com | ROB and NEW | 0 | 1000 sqft2 of floor space | Fryer | 11 | DEER:Indoor_Non-CFL_Ltg | 0 | 0 | 0 | SWFS011-07 | 2089.71 | 2024 | 0 | 2024 | 0 | 0 | SWFS011-07 | Com Gas Fryers - Panel Upgrade ¦ SDG&E ¦ All | Com Gas Fryers - Panel Upgrade | 0.0039111 | 0.622 | 0.79 | CBSA 2014 | 0 | 2012 | 1 | SWFS011-07
COM-FOODSERV-FS-PU-10.16 | Com ¦ Standard Fryer - Gas - Panel Upgrade ¦ SDG&E ¦ All | Com ¦ Standard Fryer - Gas - Panel Upgrade | SDG&E ¦ All | SDG&E | All | Electric & Gas | Standard, Commercial Fryer, Gas | Average Existing and Code |  |  | 0 | Conventional | FoodServ | Com - Grocery | Com | ROB and NEW | 0 | 1000 sqft2 of floor space | Fryer | 11 | DEER:Indoor_Non-CFL_Ltg | 0 | 0 | 0 | SWFS011-07 | 2089.71 | 2024 | 0 | 2024 | 0 | 0 | SWFS011-07 | Com Gas Fryers - Panel Upgrade ¦ SDG&E ¦ All | Com Gas Fryers - Panel Upgrade | 0.08901 | 0.622 | 0.79 | CBSA 2014 | 0 | 2012 | 1 | SWFS011-07
COM-FOODSERV-FS-PU-10.17 | Com ¦ Standard Fryer - Gas - Panel Upgrade ¦ SDG&E ¦ All | Com ¦ Standard Fryer - Gas - Panel Upgrade | SDG&E ¦ All | SDG&E | All | Electric & Gas | Standard, Commercial Fryer, Gas | Average Existing and Code |  |  | 0 | Conventional | FoodServ | Com - Health | Com | ROB and NEW | 0 | 1000 sqft2 of floor space | Fryer | 11 | DEER:Indoor_Non-CFL_Ltg | 0 | 0 | 0 | SWFS011-07 | 2089.71 | 2024 | 0 | 2024 | 0 | 0 | SWFS011-07 | Com Gas Fryers - Panel Upgrade ¦ SDG&E ¦ All | Com Gas Fryers - Panel Upgrade | 0.016628 | 0.622 | 0.79 | CBSA 2014 | 0 | 2012 | 1 | SWFS011-07
COM-FOODSERV-FS-PU-10.18 | Com ¦ Standard Fryer - Gas - Panel Upgrade ¦ SDG&E ¦ All | Com ¦ Standard Fryer - Gas - Panel Upgrade | SDG&E ¦ All | SDG&E | All | Electric & Gas | Standard, Commercial Fryer, Gas | Average Existing and Code |  |  | 0 | Conventional | FoodServ | Com - Lodging | Com | ROB and NEW | 0 | 1000 sqft2 of floor space | Fryer | 11 | DEER:Indoor_Non-CFL_Ltg | 0 | 0 | 0 | SWFS011-07 | 2089.71 | 2024 | 0 | 2024 | 0 | 0 | SWFS011-07 | Com Gas Fryers - Panel Upgrade ¦ SDG&E ¦ All | Com Gas Fryers - Panel Upgrade | 0.018993 | 0.622 | 0.79 | CBSA 2014 | 0 | 2012 | 1 | SWFS011-07
COM-FOODSERV-FS-PU-10.19 | Com ¦ Standard Fryer - Gas - Panel Upgrade ¦ SDG&E ¦ All | Com ¦ Standard Fryer - Gas - Panel Upgrade | SDG&E ¦ All | SDG&E | All | Electric & Gas | Standard, Commercial Fryer, Gas | Average Existing and Code |  |  | 0 | Conventional | FoodServ | Com - Other | Com | ROB and NEW | 0 | 1000 sqft2 of floor space | Fryer | 11 | DEER:Indoor_Non-CFL_Ltg | 0 | 0 | 0 | SWFS011-07 | 2089.71 | 2024 | 0 | 2024 | 0 | 0 | SWFS011-07 | Com Gas Fryers - Panel Upgrade ¦ SDG&E ¦ All | Com Gas Fryers - Panel Upgrade | 0.0055888 | 0.622 | 0.79 | CBSA 2014 | 0 | 2012 | 1 | SWFS011-07
COM-FOODSERV-FS-PU-10.20 | Com ¦ Standard Fryer - Gas - Panel Upgrade ¦ SDG&E ¦ All | Com ¦ Standard Fryer - Gas - Panel Upgrade | SDG&E ¦ All | SDG&E | All | Electric & Gas | Standard, Commercial Fryer, Gas | Average Existing and Code |  |  | 0 | Conventional | FoodServ | Com - Restaurant | Com | ROB and NEW | 0 | 1000 sqft2 of floor space | Fryer | 11 | DEER:Indoor_Non-CFL_Ltg | 0 | 0 | 0 | SWFS011-07 | 2089.71 | 2024 | 0 | 2024 | 0 | 0 | SWFS011-07 | Com Gas Fryers - Panel Upgrade ¦ SDG&E ¦ All | Com Gas Fryers - Panel Upgrade | 0.42016 | 0.622 | 0.79 | CBSA 2014 | 0 | 2012 | 1 | SWFS011-07
COM-FOODSERV-FS-PU-10.21 | Com ¦ Standard Fryer - Gas - Panel Upgrade ¦ SDG&E ¦ All | Com ¦ Standard Fryer - Gas - Panel Upgrade | SDG&E ¦ All | SDG&E | All | Electric & Gas | Standard, Commercial Fryer, Gas | Average Existing and Code |  |  | 0 | Conventional | FoodServ | Com - School | Com | ROB and NEW | 0 | 1000 sqft2 of floor space | Fryer | 11 | DEER:Indoor_Non-CFL_Ltg | 0 | 0 | 0 | SWFS011-07 | 2089.71 | 2024 | 0 | 2024 | 0 | 0 | SWFS011-07 | Com Gas Fryers - Panel Upgrade ¦ SDG&E ¦ All | Com Gas Fryers - Panel Upgrade | 0.0039111 | 0.622 | 0.79 | CBSA 2014 | 0 | 2012 | 1 | SWFS011-07
COM-FOODSERV-FS-PU-11.1 | Com ¦ ENERGY STAR Fryer - Tier 1 Gas - Panel Upgrade ¦ PG&E ¦ All | Com ¦ ENERGY STAR Fryer - Tier 1 Gas - Panel Upgrade | PG&E ¦ All | PG&E | All | Electric & Gas | Efficient, Commercial Fryer, Gas Tier 1 | Efficient |  |  | 0 | Conventional | FoodServ | Com - College | Com | ROB and NEW | 0 | 1000 sqft2 of floor space | Fryer | 11 | DEER:Indoor_Non-CFL_Ltg | 0 | 0 | -375 | SWFS011-07 | 3256.4 | 2024 | 0 | 2024 | 0 | 0 | SWFS011-07 | Com Gas Fryers - Panel Upgrade ¦ PG&E ¦ All | Com Gas Fryers - Panel Upgrade | 0.0039111 | 0.622 | 0.21 | CBSA 2014 | 1236.9945 | 2012 | 0.35 | SWFS011-07
COM-FOODSERV-FS-PU-11.2 | Com ¦ ENERGY STAR Fryer - Tier 1 Gas - Panel Upgrade ¦ PG&E ¦ All | Com ¦ ENERGY STAR Fryer - Tier 1 Gas - Panel Upgrade | PG&E ¦ All | PG&E | All | Electric & Gas | Efficient, Commercial Fryer, Gas Tier 1 | Efficient |  |  | 0 | Conventional | FoodServ | Com - Grocery | Com | ROB and NEW | 0 | 1000 sqft2 of floor space | Fryer | 11 | DEER:Indoor_Non-CFL_Ltg | 0 | 0 | -375 | SWFS011-07 | 3256.4 | 2024 | 0 | 2024 | 0 | 0 | SWFS011-07 | Com Gas Fryers - Panel Upgrade ¦ PG&E ¦ All | Com Gas Fryers - Panel Upgrade | 0.08901 | 0.622 | 0.21 | CBSA 2014 | 880.5716 | 2012 | 0.35 | SWFS011-07
COM-FOODSERV-FS-PU-11.3 | Com ¦ ENERGY STAR Fryer - Tier 1 Gas - Panel Upgrade ¦ PG&E ¦ All | Com ¦ ENERGY STAR Fryer - Tier 1 Gas - Panel Upgrade | PG&E ¦ All | PG&E | All | Electric & Gas | Efficient, Commercial Fryer, Gas Tier 1 | Efficient |  |  | 0 | Conventional | FoodServ | Com - Health | Com | ROB and NEW | 0 | 1000 sqft2 of floor space | Fryer | 11 | DEER:Indoor_Non-CFL_Ltg | 0 | 0 | -375 | SWFS011-07 | 3256.4 | 2024 | 0 | 2024 | 0 | 0 | SWFS011-07 | Com Gas Fryers - Panel Upgrade ¦ PG&E ¦ All | Com Gas Fryers - Panel Upgrade | 0.016628 | 0.622 | 0.21 | CBSA 2014 | 1059.2179 | 2012 | 0.35 | SWFS011-07
COM-FOODSERV-FS-PU-11.4 | Com ¦ ENERGY STAR Fryer - Tier 1 Gas - Panel Upgrade ¦ PG&E ¦ All | Com ¦ ENERGY STAR Fryer - Tier 1 Gas - Panel Upgrade | PG&E ¦ All | PG&E | All | Electric & Gas | Efficient, Commercial Fryer, Gas Tier 1 | Efficient |  |  | 0 | Conventional | FoodServ | Com - Lodging | Com | ROB and NEW | 0 | 1000 sqft2 of floor space | Fryer | 11 | DEER:Indoor_Non-CFL_Ltg | 0 | 0 | -375 | SWFS011-07 | 3256.4 | 2024 | 0 | 2024 | 0 | 0 | SWFS011-07 | Com Gas Fryers - Panel Upgrade ¦ PG&E ¦ All | Com Gas Fryers - Panel Upgrade | 0.018993 | 0.622 | 0.21 | CBSA 2014 | 3704.3817 | 2012 | 0.35 | SWFS011-07
COM-FOODSERV-FS-PU-11.5 | Com ¦ ENERGY STAR Fryer - Tier 1 Gas - Panel Upgrade ¦ PG&E ¦ All | Com ¦ ENERGY STAR Fryer - Tier 1 Gas - Panel Upgrade | PG&E ¦ All | PG&E | All | Electric & Gas | Efficient, Commercial Fryer, Gas Tier 1 | Efficient |  |  | 0 | Conventional | FoodServ | Com - Other | Com | ROB and NEW | 0 | 1000 sqft2 of floor space | Fryer | 11 | DEER:Indoor_Non-CFL_Ltg | 0 | 0 | -375 | SWFS011-07 | 3256.4 | 2024 | 0 | 2024 | 0 | 0 | SWFS011-07 | Com Gas Fryers - Panel Upgrade ¦ PG&E ¦ All | Com Gas Fryers - Panel Upgrade | 0.0055888 | 0.622 | 0.21 | CBSA 2014 | 1698.7525 | 2012 | 0.35 | SWFS011-07
COM-FOODSERV-FS-PU-11.6 | Com ¦ ENERGY STAR Fryer - Tier 1 Gas - Panel Upgrade ¦ PG&E ¦ All | Com ¦ ENERGY STAR Fryer - Tier 1 Gas - Panel Upgrade | PG&E ¦ All | PG&E | All | Electric & Gas | Efficient, Commercial Fryer, Gas Tier 1 | Efficient |  |  | 0 | Conventional | FoodServ | Com - Restaurant | Com | ROB and NEW | 0 | 1000 sqft2 of floor space | Fryer | 11 | DEER:Indoor_Non-CFL_Ltg | 0 | 0 | -375 | SWFS011-07 | 3256.4 | 2024 | 0 | 2024 | 0 | 0 | SWFS011-07 | Com Gas Fryers - Panel Upgrade ¦ PG&E ¦ All | Com Gas Fryers - Panel Upgrade | 0.42016 | 0.622 | 0.21 | CBSA 2014 | 281.7139 | 2012 | 0.35 | SWFS011-07
COM-FOODSERV-FS-PU-11.7 | Com ¦ ENERGY STAR Fryer - Tier 1 Gas - Panel Upgrade ¦ PG&E ¦ All | Com ¦ ENERGY STAR Fryer - Tier 1 Gas - Panel Upgrade | PG&E ¦ All | PG&E | All | Electric & Gas | Efficient, Commercial Fryer, Gas Tier 1 | Efficient |  |  | 0 | Conventional | FoodServ | Com - School | Com | ROB and NEW | 0 | 1000 sqft2 of floor space | Fryer | 11 | DEER:Indoor_Non-CFL_Ltg | 0 | 0 | -375 | SWFS011-07 | 3256.4 | 2024 | 0 | 2024 | 0 | 0 | SWFS011-07 | Com Gas Fryers - Panel Upgrade ¦ PG&E ¦ All | Com Gas Fryers - Panel Upgrade | 0.0039111 | 0.622 | 0.21 | CBSA 2014 | 856.7781 | 2012 | 0.35 | SWFS011-07
COM-FOODSERV-FS-PU-11.8 | Com ¦ ENERGY STAR Fryer - Tier 1 Gas - Panel Upgrade ¦ SCG ¦ All | Com ¦ ENERGY STAR Fryer - Tier 1 Gas - Panel Upgrade | SCG ¦ All | SCG | All | Electric & Gas | Efficient, Commercial Fryer, Gas Tier 1 | Efficient |  |  | 0 | Conventional | FoodServ | Com - College | Com | ROB and NEW | 0 | 1000 sqft2 of floor space | Fryer | 11 | DEER:Indoor_Non-CFL_Ltg | 0 | 0 | -375 | SWFS011-07 | 3256.4 | 2024 | 0 | 2024 | 0 | 0 | SWFS011-07 | Com Gas Fryers - Panel Upgrade ¦ SCG ¦ All | Com Gas Fryers - Panel Upgrade | 0.0039111 | 0.622 | 0.21 | CBSA 2014 | 1236.9945 | 2012 | 0.35 | SWFS011-07
COM-FOODSERV-FS-PU-11.9 | Com ¦ ENERGY STAR Fryer - Tier 1 Gas - Panel Upgrade ¦ SCG ¦ All | Com ¦ ENERGY STAR Fryer - Tier 1 Gas - Panel Upgrade | SCG ¦ All | SCG | All | Electric & Gas | Efficient, Commercial Fryer, Gas Tier 1 | Efficient |  |  | 0 | Conventional | FoodServ | Com - Grocery | Com | ROB and NEW | 0 | 1000 sqft2 of floor space | Fryer | 11 | DEER:Indoor_Non-CFL_Ltg | 0 | 0 | -375 | SWFS011-07 | 3256.4 | 2024 | 0 | 2024 | 0 | 0 | SWFS011-07 | Com Gas Fryers - Panel Upgrade ¦ SCG ¦ All | Com Gas Fryers - Panel Upgrade | 0.08901 | 0.622 | 0.21 | CBSA 2014 | 880.5716 | 2012 | 0.35 | SWFS011-07
COM-FOODSERV-FS-PU-11.10 | Com ¦ ENERGY STAR Fryer - Tier 1 Gas - Panel Upgrade ¦ SCG ¦ All | Com ¦ ENERGY STAR Fryer - Tier 1 Gas - Panel Upgrade | SCG ¦ All | SCG | All | Electric & Gas | Efficient, Commercial Fryer, Gas Tier 1 | Efficient |  |  | 0 | Conventional | FoodServ | Com - Health | Com | ROB and NEW | 0 | 1000 sqft2 of floor space | Fryer | 11 | DEER:Indoor_Non-CFL_Ltg | 0 | 0 | -375 | SWFS011-07 | 3256.4 | 2024 | 0 | 2024 | 0 | 0 | SWFS011-07 | Com Gas Fryers - Panel Upgrade ¦ SCG ¦ All | Com Gas Fryers - Panel Upgrade | 0.016628 | 0.622 | 0.21 | CBSA 2014 | 1059.2179 | 2012 | 0.35 | SWFS011-07
COM-FOODSERV-FS-PU-11.11 | Com ¦ ENERGY STAR Fryer - Tier 1 Gas - Panel Upgrade ¦ SCG ¦ All | Com ¦ ENERGY STAR Fryer - Tier 1 Gas - Panel Upgrade | SCG ¦ All | SCG | All | Electric & Gas | Efficient, Commercial Fryer, Gas Tier 1 | Efficient |  |  | 0 | Conventional | FoodServ | Com - Lodging | Com | ROB and NEW | 0 | 1000 sqft2 of floor space | Fryer | 11 | DEER:Indoor_Non-CFL_Ltg | 0 | 0 | -375 | SWFS011-07 | 3256.4 | 2024 | 0 | 2024 | 0 | 0 | SWFS011-07 | Com Gas Fryers - Panel Upgrade ¦ SCG ¦ All | Com Gas Fryers - Panel Upgrade | 0.018993 | 0.622 | 0.21 | CBSA 2014 | 3704.3817 | 2012 | 0.35 | SWFS011-07
COM-FOODSERV-FS-PU-11.12 | Com ¦ ENERGY STAR Fryer - Tier 1 Gas - Panel Upgrade ¦ SCG ¦ All | Com ¦ ENERGY STAR Fryer - Tier 1 Gas - Panel Upgrade | SCG ¦ All | SCG | All | Electric & Gas | Efficient, Commercial Fryer, Gas Tier 1 | Efficient |  |  | 0 | Conventional | FoodServ | Com - Other | Com | ROB and NEW | 0 | 1000 sqft2 of floor space | Fryer | 11 | DEER:Indoor_Non-CFL_Ltg | 0 | 0 | -375 | SWFS011-07 | 3256.4 | 2024 | 0 | 2024 | 0 | 0 | SWFS011-07 | Com Gas Fryers - Panel Upgrade ¦ SCG ¦ All | Com Gas Fryers - Panel Upgrade | 0.0055888 | 0.622 | 0.21 | CBSA 2014 | 1698.7525 | 2012 | 0.35 | SWFS011-07
COM-FOODSERV-FS-PU-11.13 | Com ¦ ENERGY STAR Fryer - Tier 1 Gas - Panel Upgrade ¦ SCG ¦ All | Com ¦ ENERGY STAR Fryer - Tier 1 Gas - Panel Upgrade | SCG ¦ All | SCG | All | Electric & Gas | Efficient, Commercial Fryer, Gas Tier 1 | Efficient |  |  | 0 | Conventional | FoodServ | Com - Restaurant | Com | ROB and NEW | 0 | 1000 sqft2 of floor space | Fryer | 11 | DEER:Indoor_Non-CFL_Ltg | 0 | 0 | -375 | SWFS011-07 | 3256.4 | 2024 | 0 | 2024 | 0 | 0 | SWFS011-07 | Com Gas Fryers - Panel Upgrade ¦ SCG ¦ All | Com Gas Fryers - Panel Upgrade | 0.42016 | 0.622 | 0.21 | CBSA 2014 | 281.7139 | 2012 | 0.35 | SWFS011-07
COM-FOODSERV-FS-PU-11.14 | Com ¦ ENERGY STAR Fryer - Tier 1 Gas - Panel Upgrade ¦ SCG ¦ All | Com ¦ ENERGY STAR Fryer - Tier 1 Gas - Panel Upgrade | SCG ¦ All | SCG | All | Electric & Gas | Efficient, Commercial Fryer, Gas Tier 1 | Efficient |  |  | 0 | Conventional | FoodServ | Com - School | Com | ROB and NEW | 0 | 1000 sqft2 of floor space | Fryer | 11 | DEER:Indoor_Non-CFL_Ltg | 0 | 0 | -375 | SWFS011-07 | 3256.4 | 2024 | 0 | 2024 | 0 | 0 | SWFS011-07 | Com Gas Fryers - Panel Upgrade ¦ SCG ¦ All | Com Gas Fryers - Panel Upgrade | 0.0039111 | 0.622 | 0.21 | CBSA 2014 | 856.7781 | 2012 | 0.35 | SWFS011-07
COM-FOODSERV-FS-PU-11.15 | Com ¦ ENERGY STAR Fryer - Tier 1 Gas - Panel Upgrade ¦ SDG&E ¦ All | Com ¦ ENERGY STAR Fryer - Tier 1 Gas - Panel Upgrade | SDG&E ¦ All | SDG&E | All | Electric & Gas | Efficient, Commercial Fryer, Gas Tier 1 | Efficient |  |  | 0 | Conventional | FoodServ | Com - College | Com | ROB and NEW | 0 | 1000 sqft2 of floor space | Fryer | 11 | DEER:Indoor_Non-CFL_Ltg | 0 | 0 | -375 | SWFS011-07 | 3256.4 | 2024 | 0 | 2024 | 0 | 0 | SWFS011-07 | Com Gas Fryers - Panel Upgrade ¦ SDG&E ¦ All | Com Gas Fryers - Panel Upgrade | 0.0039111 | 0.622 | 0.21 | CBSA 2014 | 1236.9945 | 2012 | 0.35 | SWFS011-07
COM-FOODSERV-FS-PU-11.16 | Com ¦ ENERGY STAR Fryer - Tier 1 Gas - Panel Upgrade ¦ SDG&E ¦ All | Com ¦ ENERGY STAR Fryer - Tier 1 Gas - Panel Upgrade | SDG&E ¦ All | SDG&E | All | Electric & Gas | Efficient, Commercial Fryer, Gas Tier 1 | Efficient |  |  | 0 | Conventional | FoodServ | Com - Grocery | Com | ROB and NEW | 0 | 1000 sqft2 of floor space | Fryer | 11 | DEER:Indoor_Non-CFL_Ltg | 0 | 0 | -375 | SWFS011-07 | 3256.4 | 2024 | 0 | 2024 | 0 | 0 | SWFS011-07 | Com Gas Fryers - Panel Upgrade ¦ SDG&E ¦ All | Com Gas Fryers - Panel Upgrade | 0.08901 | 0.622 | 0.21 | CBSA 2014 | 880.5716 | 2012 | 0.35 | SWFS011-07
COM-FOODSERV-FS-PU-11.17 | Com ¦ ENERGY STAR Fryer - Tier 1 Gas - Panel Upgrade ¦ SDG&E ¦ All | Com ¦ ENERGY STAR Fryer - Tier 1 Gas - Panel Upgrade | SDG&E ¦ All | SDG&E | All | Electric & Gas | Efficient, Commercial Fryer, Gas Tier 1 | Efficient |  |  | 0 | Conventional | FoodServ | Com - Health | Com | ROB and NEW | 0 | 1000 sqft2 of floor space | Fryer | 11 | DEER:Indoor_Non-CFL_Ltg | 0 | 0 | -375 | SWFS011-07 | 3256.4 | 2024 | 0 | 2024 | 0 | 0 | SWFS011-07 | Com Gas Fryers - Panel Upgrade ¦ SDG&E ¦ All | Com Gas Fryers - Panel Upgrade | 0.016628 | 0.622 | 0.21 | CBSA 2014 | 1059.2179 | 2012 | 0.35 | SWFS011-07
COM-FOODSERV-FS-PU-11.18 | Com ¦ ENERGY STAR Fryer - Tier 1 Gas - Panel Upgrade ¦ SDG&E ¦ All | Com ¦ ENERGY STAR Fryer - Tier 1 Gas - Panel Upgrade | SDG&E ¦ All | SDG&E | All | Electric & Gas | Efficient, Commercial Fryer, Gas Tier 1 | Efficient |  |  | 0 | Conventional | FoodServ | Com - Lodging | Com | ROB and NEW | 0 | 1000 sqft2 of floor space | Fryer | 11 | DEER:Indoor_Non-CFL_Ltg | 0 | 0 | -375 | SWFS011-07 | 3256.4 | 2024 | 0 | 2024 | 0 | 0 | SWFS011-07 | Com Gas Fryers - Panel Upgrade ¦ SDG&E ¦ All | Com Gas Fryers - Panel Upgrade | 0.018993 | 0.622 | 0.21 | CBSA 2014 | 3704.3817 | 2012 | 0.35 | SWFS011-07
COM-FOODSERV-FS-PU-11.19 | Com ¦ ENERGY STAR Fryer - Tier 1 Gas - Panel Upgrade ¦ SDG&E ¦ All | Com ¦ ENERGY STAR Fryer - Tier 1 Gas - Panel Upgrade | SDG&E ¦ All | SDG&E | All | Electric & Gas | Efficient, Commercial Fryer, Gas Tier 1 | Efficient |  |  | 0 | Conventional | FoodServ | Com - Other | Com | ROB and NEW | 0 | 1000 sqft2 of floor space | Fryer | 11 | DEER:Indoor_Non-CFL_Ltg | 0 | 0 | -375 | SWFS011-07 | 3256.4 | 2024 | 0 | 2024 | 0 | 0 | SWFS011-07 | Com Gas Fryers - Panel Upgrade ¦ SDG&E ¦ All | Com Gas Fryers - Panel Upgrade | 0.0055888 | 0.622 | 0.21 | CBSA 2014 | 1698.7525 | 2012 | 0.35 | SWFS011-07
COM-FOODSERV-FS-PU-11.20 | Com ¦ ENERGY STAR Fryer - Tier 1 Gas - Panel Upgrade ¦ SDG&E ¦ All | Com ¦ ENERGY STAR Fryer - Tier 1 Gas - Panel Upgrade | SDG&E ¦ All | SDG&E | All | Electric & Gas | Efficient, Commercial Fryer, Gas Tier 1 | Efficient |  |  | 0 | Conventional | FoodServ | Com - Restaurant | Com | ROB and NEW | 0 | 1000 sqft2 of floor space | Fryer | 11 | DEER:Indoor_Non-CFL_Ltg | 0 | 0 | -375 | SWFS011-07 | 3256.4 | 2024 | 0 | 2024 | 0 | 0 | SWFS011-07 | Com Gas Fryers - Panel Upgrade ¦ SDG&E ¦ All | Com Gas Fryers - Panel Upgrade | 0.42016 | 0.622 | 0.21 | CBSA 2014 | 281.7139 | 2012 | 0.35 | SWFS011-07
COM-FOODSERV-FS-PU-11.21 | Com ¦ ENERGY STAR Fryer - Tier 1 Gas - Panel Upgrade ¦ SDG&E ¦ All | Com ¦ ENERGY STAR Fryer - Tier 1 Gas - Panel Upgrade | SDG&E ¦ All | SDG&E | All | Electric & Gas | Efficient, Commercial Fryer, Gas Tier 1 | Efficient |  |  | 0 | Conventional | FoodServ | Com - School | Com | ROB and NEW | 0 | 1000 sqft2 of floor space | Fryer | 11 | DEER:Indoor_Non-CFL_Ltg | 0 | 0 | -375 | SWFS011-07 | 3256.4 | 2024 | 0 | 2024 | 0 | 0 | SWFS011-07 | Com Gas Fryers - Panel Upgrade ¦ SDG&E ¦ All | Com Gas Fryers - Panel Upgrade | 0.0039111 | 0.622 | 0.21 | CBSA 2014 | 856.7781 | 2012 | 0.35 | SWFS011-07
COM-FOODSERV-FS-PU-12.1 | Com ¦ ENERGY STAR Fryer - Tier 2 Gas - Panel Upgrade ¦ PG&E ¦ All | Com ¦ ENERGY STAR Fryer - Tier 2 Gas - Panel Upgrade | PG&E ¦ All | PG&E | All | Electric & Gas | Super Efficient, Commercial Fryer, Gas Tier 2 | Efficient |  |  | 0 | Conventional | FoodServ | Com - College | Com | ROB and NEW | 0 | 1000 sqft2 of floor space | Fryer | 11 | DEER:Indoor_Non-CFL_Ltg | 0 | 0 | -569 | SWFS011-07 | 11557.93 | 2024 | 0 | 2024 | 0 | 0 | SWFS011-07 | Com Gas Fryers - Panel Upgrade ¦ PG&E ¦ All | Com Gas Fryers - Panel Upgrade | 0.0039111 | 0.622 | 0 | CBSA 2014 | 1876.933 | 2012 | 0.35 | SWFS011-07
COM-FOODSERV-FS-PU-12.2 | Com ¦ ENERGY STAR Fryer - Tier 2 Gas - Panel Upgrade ¦ PG&E ¦ All | Com ¦ ENERGY STAR Fryer - Tier 2 Gas - Panel Upgrade | PG&E ¦ All | PG&E | All | Electric & Gas | Super Efficient, Commercial Fryer, Gas Tier 2 | Efficient |  |  | 0 | Conventional | FoodServ | Com - Grocery | Com | ROB and NEW | 0 | 1000 sqft2 of floor space | Fryer | 11 | DEER:Indoor_Non-CFL_Ltg | 0 | 0 | -569 | SWFS011-07 | 11557.93 | 2024 | 0 | 2024 | 0 | 0 | SWFS011-07 | Com Gas Fryers - Panel Upgrade ¦ PG&E ¦ All | Com Gas Fryers - Panel Upgrade | 0.08901 | 0.622 | 0 | CBSA 2014 | 1336.1207 | 2012 | 0.35 | SWFS011-07
COM-FOODSERV-FS-PU-12.3 | Com ¦ ENERGY STAR Fryer - Tier 2 Gas - Panel Upgrade ¦ PG&E ¦ All | Com ¦ ENERGY STAR Fryer - Tier 2 Gas - Panel Upgrade | PG&E ¦ All | PG&E | All | Electric & Gas | Super Efficient, Commercial Fryer, Gas Tier 2 | Efficient |  |  | 0 | Conventional | FoodServ | Com - Health | Com | ROB and NEW | 0 | 1000 sqft2 of floor space | Fryer | 11 | DEER:Indoor_Non-CFL_Ltg | 0 | 0 | -569 | SWFS011-07 | 11557.93 | 2024 | 0 | 2024 | 0 | 0 | SWFS011-07 | Com Gas Fryers - Panel Upgrade ¦ PG&E ¦ All | Com Gas Fryers - Panel Upgrade | 0.016628 | 0.622 | 0 | CBSA 2014 | 1607.1866 | 2012 | 0.35 | SWFS011-07
COM-FOODSERV-FS-PU-12.4 | Com ¦ ENERGY STAR Fryer - Tier 2 Gas - Panel Upgrade ¦ PG&E ¦ All | Com ¦ ENERGY STAR Fryer - Tier 2 Gas - Panel Upgrade | PG&E ¦ All | PG&E | All | Electric & Gas | Super Efficient, Commercial Fryer, Gas Tier 2 | Efficient |  |  | 0 | Conventional | FoodServ | Com - Lodging | Com | ROB and NEW | 0 | 1000 sqft2 of floor space | Fryer | 11 | DEER:Indoor_Non-CFL_Ltg | 0 | 0 | -569 | SWFS011-07 | 11557.93 | 2024 | 0 | 2024 | 0 | 0 | SWFS011-07 | Com Gas Fryers - Panel Upgrade ¦ PG&E ¦ All | Com Gas Fryers - Panel Upgrade | 0.018993 | 0.622 | 0 | CBSA 2014 | 5620.7819 | 2012 | 0.35 | SWFS011-07
COM-FOODSERV-FS-PU-12.5 | Com ¦ ENERGY STAR Fryer - Tier 2 Gas - Panel Upgrade ¦ PG&E ¦ All | Com ¦ ENERGY STAR Fryer - Tier 2 Gas - Panel Upgrade | PG&E ¦ All | PG&E | All | Electric & Gas | Super Efficient, Commercial Fryer, Gas Tier 2 | Efficient |  |  | 0 | Conventional | FoodServ | Com - Other | Com | ROB and NEW | 0 | 1000 sqft2 of floor space | Fryer | 11 | DEER:Indoor_Non-CFL_Ltg | 0 | 0 | -569 | SWFS011-07 | 11557.93 | 2024 | 0 | 2024 | 0 | 0 | SWFS011-07 | Com Gas Fryers - Panel Upgrade ¦ PG&E ¦ All | Com Gas Fryers - Panel Upgrade | 0.0055888 | 0.622 | 0 | CBSA 2014 | 2577.5738 | 2012 | 0.35 | SWFS011-07
COM-FOODSERV-FS-PU-12.6 | Com ¦ ENERGY STAR Fryer - Tier 2 Gas - Panel Upgrade ¦ PG&E ¦ All | Com ¦ ENERGY STAR Fryer - Tier 2 Gas - Panel Upgrade | PG&E ¦ All | PG&E | All | Electric & Gas | Super Efficient, Commercial Fryer, Gas Tier 2 | Efficient |  |  | 0 | Conventional | FoodServ | Com - Restaurant | Com | ROB and NEW | 0 | 1000 sqft2 of floor space | Fryer | 11 | DEER:Indoor_Non-CFL_Ltg | 0 | 0 | -569 | SWFS011-07 | 11557.93 | 2024 | 0 | 2024 | 0 | 0 | SWFS011-07 | Com Gas Fryers - Panel Upgrade ¦ PG&E ¦ All | Com Gas Fryers - Panel Upgrade | 0.42016 | 0.622 | 0 | CBSA 2014 | 427.4539 | 2012 | 0.35 | SWFS011-07
COM-FOODSERV-FS-PU-12.7 | Com ¦ ENERGY STAR Fryer - Tier 2 Gas - Panel Upgrade ¦ PG&E ¦ All | Com ¦ ENERGY STAR Fryer - Tier 2 Gas - Panel Upgrade | PG&E ¦ All | PG&E | All | Electric & Gas | Super Efficient, Commercial Fryer, Gas Tier 2 | Efficient |  |  | 0 | Conventional | FoodServ | Com - School | Com | ROB and NEW | 0 | 1000 sqft2 of floor space | Fryer | 11 | DEER:Indoor_Non-CFL_Ltg | 0 | 0 | -569 | SWFS011-07 | 11557.93 | 2024 | 0 | 2024 | 0 | 0 | SWFS011-07 | Com Gas Fryers - Panel Upgrade ¦ PG&E ¦ All | Com Gas Fryers - Panel Upgrade | 0.0039111 | 0.622 | 0 | CBSA 2014 | 1300.018 | 2012 | 0.35 | SWFS011-07
COM-FOODSERV-FS-PU-12.8 | Com ¦ ENERGY STAR Fryer - Tier 2 Gas - Panel Upgrade ¦ SCG ¦ All | Com ¦ ENERGY STAR Fryer - Tier 2 Gas - Panel Upgrade | SCG ¦ All | SCG | All | Electric & Gas | Super Efficient, Commercial Fryer, Gas Tier 2 | Efficient |  |  | 0 | Conventional | FoodServ | Com - College | Com | ROB and NEW | 0 | 1000 sqft2 of floor space | Fryer | 11 | DEER:Indoor_Non-CFL_Ltg | 0 | 0 | -569 | SWFS011-07 | 11557.93 | 2024 | 0 | 2024 | 0 | 0 | SWFS011-07 | Com Gas Fryers - Panel Upgrade ¦ SCG ¦ All | Com Gas Fryers - Panel Upgrade | 0.0039111 | 0.622 | 0 | CBSA 2014 | 1876.933 | 2012 | 0.35 | SWFS011-07
COM-FOODSERV-FS-PU-12.9 | Com ¦ ENERGY STAR Fryer - Tier 2 Gas - Panel Upgrade ¦ SCG ¦ All | Com ¦ ENERGY STAR Fryer - Tier 2 Gas - Panel Upgrade | SCG ¦ All | SCG | All | Electric & Gas | Super Efficient, Commercial Fryer, Gas Tier 2 | Efficient |  |  | 0 | Conventional | FoodServ | Com - Grocery | Com | ROB and NEW | 0 | 1000 sqft2 of floor space | Fryer | 11 | DEER:Indoor_Non-CFL_Ltg | 0 | 0 | -569 | SWFS011-07 | 11557.93 | 2024 | 0 | 2024 | 0 | 0 | SWFS011-07 | Com Gas Fryers - Panel Upgrade ¦ SCG ¦ All | Com Gas Fryers - Panel Upgrade | 0.08901 | 0.622 | 0 | CBSA 2014 | 1336.1207 | 2012 | 0.35 | SWFS011-07
COM-FOODSERV-FS-PU-12.10 | Com ¦ ENERGY STAR Fryer - Tier 2 Gas - Panel Upgrade ¦ SCG ¦ All | Com ¦ ENERGY STAR Fryer - Tier 2 Gas - Panel Upgrade | SCG ¦ All | SCG | All | Electric & Gas | Super Efficient, Commercial Fryer, Gas Tier 2 | Efficient |  |  | 0 | Conventional | FoodServ | Com - Health | Com | ROB and NEW | 0 | 1000 sqft2 of floor space | Fryer | 11 | DEER:Indoor_Non-CFL_Ltg | 0 | 0 | -569 | SWFS011-07 | 11557.93 | 2024 | 0 | 2024 | 0 | 0 | SWFS011-07 | Com Gas Fryers - Panel Upgrade ¦ SCG ¦ All | Com Gas Fryers - Panel Upgrade | 0.016628 | 0.622 | 0 | CBSA 2014 | 1607.1866 | 2012 | 0.35 | SWFS011-07
COM-FOODSERV-FS-PU-12.11 | Com ¦ ENERGY STAR Fryer - Tier 2 Gas - Panel Upgrade ¦ SCG ¦ All | Com ¦ ENERGY STAR Fryer - Tier 2 Gas - Panel Upgrade | SCG ¦ All | SCG | All | Electric & Gas | Super Efficient, Commercial Fryer, Gas Tier 2 | Efficient |  |  | 0 | Conventional | FoodServ | Com - Lodging | Com | ROB and NEW | 0 | 1000 sqft2 of floor space | Fryer | 11 | DEER:Indoor_Non-CFL_Ltg | 0 | 0 | -569 | SWFS011-07 | 11557.93 | 2024 | 0 | 2024 | 0 | 0 | SWFS011-07 | Com Gas Fryers - Panel Upgrade ¦ SCG ¦ All | Com Gas Fryers - Panel Upgrade | 0.018993 | 0.622 | 0 | CBSA 2014 | 5620.7819 | 2012 | 0.35 | SWFS011-07
COM-FOODSERV-FS-PU-12.12 | Com ¦ ENERGY STAR Fryer - Tier 2 Gas - Panel Upgrade ¦ SCG ¦ All | Com ¦ ENERGY STAR Fryer - Tier 2 Gas - Panel Upgrade | SCG ¦ All | SCG | All | Electric & Gas | Super Efficient, Commercial Fryer, Gas Tier 2 | Efficient |  |  | 0 | Conventional | FoodServ | Com - Other | Com | ROB and NEW | 0 | 1000 sqft2 of floor space | Fryer | 11 | DEER:Indoor_Non-CFL_Ltg | 0 | 0 | -569 | SWFS011-07 | 11557.93 | 2024 | 0 | 2024 | 0 | 0 | SWFS011-07 | Com Gas Fryers - Panel Upgrade ¦ SCG ¦ All | Com Gas Fryers - Panel Upgrade | 0.0055888 | 0.622 | 0 | CBSA 2014 | 2577.5738 | 2012 | 0.35 | SWFS011-07
COM-FOODSERV-FS-PU-12.13 | Com ¦ ENERGY STAR Fryer - Tier 2 Gas - Panel Upgrade ¦ SCG ¦ All | Com ¦ ENERGY STAR Fryer - Tier 2 Gas - Panel Upgrade | SCG ¦ All | SCG | All | Electric & Gas | Super Efficient, Commercial Fryer, Gas Tier 2 | Efficient |  |  | 0 | Conventional | FoodServ | Com - Restaurant | Com | ROB and NEW | 0 | 1000 sqft2 of floor space | Fryer | 11 | DEER:Indoor_Non-CFL_Ltg | 0 | 0 | -569 | SWFS011-07 | 11557.93 | 2024 | 0 | 2024 | 0 | 0 | SWFS011-07 | Com Gas Fryers - Panel Upgrade ¦ SCG ¦ All | Com Gas Fryers - Panel Upgrade | 0.42016 | 0.622 | 0 | CBSA 2014 | 427.4539 | 2012 | 0.35 | SWFS011-07
COM-FOODSERV-FS-PU-12.14 | Com ¦ ENERGY STAR Fryer - Tier 2 Gas - Panel Upgrade ¦ SCG ¦ All | Com ¦ ENERGY STAR Fryer - Tier 2 Gas - Panel Upgrade | SCG ¦ All | SCG | All | Electric & Gas | Super Efficient, Commercial Fryer, Gas Tier 2 | Efficient |  |  | 0 | Conventional | FoodServ | Com - School | Com | ROB and NEW | 0 | 1000 sqft2 of floor space | Fryer | 11 | DEER:Indoor_Non-CFL_Ltg | 0 | 0 | -569 | SWFS011-07 | 11557.93 | 2024 | 0 | 2024 | 0 | 0 | SWFS011-07 | Com Gas Fryers - Panel Upgrade ¦ SCG ¦ All | Com Gas Fryers - Panel Upgrade | 0.0039111 | 0.622 | 0 | CBSA 2014 | 1300.018 | 2012 | 0.35 | SWFS011-07
COM-FOODSERV-FS-PU-12.15 | Com ¦ ENERGY STAR Fryer - Tier 2 Gas - Panel Upgrade ¦ SDG&E ¦ All | Com ¦ ENERGY STAR Fryer - Tier 2 Gas - Panel Upgrade | SDG&E ¦ All | SDG&E | All | Electric & Gas | Super Efficient, Commercial Fryer, Gas Tier 2 | Efficient |  |  | 0 | Conventional | FoodServ | Com - College | Com | ROB and NEW | 0 | 1000 sqft2 of floor space | Fryer | 11 | DEER:Indoor_Non-CFL_Ltg | 0 | 0 | -569 | SWFS011-07 | 11557.93 | 2024 | 0 | 2024 | 0 | 0 | SWFS011-07 | Com Gas Fryers - Panel Upgrade ¦ SDG&E ¦ All | Com Gas Fryers - Panel Upgrade | 0.0039111 | 0.622 | 0 | CBSA 2014 | 1876.933 | 2012 | 0.35 | SWFS011-07
COM-FOODSERV-FS-PU-12.16 | Com ¦ ENERGY STAR Fryer - Tier 2 Gas - Panel Upgrade ¦ SDG&E ¦ All | Com ¦ ENERGY STAR Fryer - Tier 2 Gas - Panel Upgrade | SDG&E ¦ All | SDG&E | All | Electric & Gas | Super Efficient, Commercial Fryer, Gas Tier 2 | Efficient |  |  | 0 | Conventional | FoodServ | Com - Grocery | Com | ROB and NEW | 0 | 1000 sqft2 of floor space | Fryer | 11 | DEER:Indoor_Non-CFL_Ltg | 0 | 0 | -569 | SWFS011-07 | 11557.93 | 2024 | 0 | 2024 | 0 | 0 | SWFS011-07 | Com Gas Fryers - Panel Upgrade ¦ SDG&E ¦ All | Com Gas Fryers - Panel Upgrade | 0.08901 | 0.622 | 0 | CBSA 2014 | 1336.1207 | 2012 | 0.35 | SWFS011-07
COM-FOODSERV-FS-PU-12.17 | Com ¦ ENERGY STAR Fryer - Tier 2 Gas - Panel Upgrade ¦ SDG&E ¦ All | Com ¦ ENERGY STAR Fryer - Tier 2 Gas - Panel Upgrade | SDG&E ¦ All | SDG&E | All | Electric & Gas | Super Efficient, Commercial Fryer, Gas Tier 2 | Efficient |  |  | 0 | Conventional | FoodServ | Com - Health | Com | ROB and NEW | 0 | 1000 sqft2 of floor space | Fryer | 11 | DEER:Indoor_Non-CFL_Ltg | 0 | 0 | -569 | SWFS011-07 | 11557.93 | 2024 | 0 | 2024 | 0 | 0 | SWFS011-07 | Com Gas Fryers - Panel Upgrade ¦ SDG&E ¦ All | Com Gas Fryers - Panel Upgrade | 0.016628 | 0.622 | 0 | CBSA 2014 | 1607.1866 | 2012 | 0.35 | SWFS011-07
COM-FOODSERV-FS-PU-12.18 | Com ¦ ENERGY STAR Fryer - Tier 2 Gas - Panel Upgrade ¦ SDG&E ¦ All | Com ¦ ENERGY STAR Fryer - Tier 2 Gas - Panel Upgrade | SDG&E ¦ All | SDG&E | All | Electric & Gas | Super Efficient, Commercial Fryer, Gas Tier 2 | Efficient |  |  | 0 | Conventional | FoodServ | Com - Lodging | Com | ROB and NEW | 0 | 1000 sqft2 of floor space | Fryer | 11 | DEER:Indoor_Non-CFL_Ltg | 0 | 0 | -569 | SWFS011-07 | 11557.93 | 2024 | 0 | 2024 | 0 | 0 | SWFS011-07 | Com Gas Fryers - Panel Upgrade ¦ SDG&E ¦ All | Com Gas Fryers - Panel Upgrade | 0.018993 | 0.622 | 0 | CBSA 2014 | 5620.7819 | 2012 | 0.35 | SWFS011-07
COM-FOODSERV-FS-PU-12.19 | Com ¦ ENERGY STAR Fryer - Tier 2 Gas - Panel Upgrade ¦ SDG&E ¦ All | Com ¦ ENERGY STAR Fryer - Tier 2 Gas - Panel Upgrade | SDG&E ¦ All | SDG&E | All | Electric & Gas | Super Efficient, Commercial Fryer, Gas Tier 2 | Efficient |  |  | 0 | Conventional | FoodServ | Com - Other | Com | ROB and NEW | 0 | 1000 sqft2 of floor space | Fryer | 11 | DEER:Indoor_Non-CFL_Ltg | 0 | 0 | -569 | SWFS011-07 | 11557.93 | 2024 | 0 | 2024 | 0 | 0 | SWFS011-07 | Com Gas Fryers - Panel Upgrade ¦ SDG&E ¦ All | Com Gas Fryers - Panel Upgrade | 0.0055888 | 0.622 | 0 | CBSA 2014 | 2577.5738 | 2012 | 0.35 | SWFS011-07
COM-FOODSERV-FS-PU-12.20 | Com ¦ ENERGY STAR Fryer - Tier 2 Gas - Panel Upgrade ¦ SDG&E ¦ All | Com ¦ ENERGY STAR Fryer - Tier 2 Gas - Panel Upgrade | SDG&E ¦ All | SDG&E | All | Electric & Gas | Super Efficient, Commercial Fryer, Gas Tier 2 | Efficient |  |  | 0 | Conventional | FoodServ | Com - Restaurant | Com | ROB and NEW | 0 | 1000 sqft2 of floor space | Fryer | 11 | DEER:Indoor_Non-CFL_Ltg | 0 | 0 | -569 | SWFS011-07 | 11557.93 | 2024 | 0 | 2024 | 0 | 0 | SWFS011-07 | Com Gas Fryers - Panel Upgrade ¦ SDG&E ¦ All | Com Gas Fryers - Panel Upgrade | 0.42016 | 0.622 | 0 | CBSA 2014 | 427.4539 | 2012 | 0.35 | SWFS011-07
COM-FOODSERV-FS-PU-12.21 | Com ¦ ENERGY STAR Fryer - Tier 2 Gas - Panel Upgrade ¦ SDG&E ¦ All | Com ¦ ENERGY STAR Fryer - Tier 2 Gas - Panel Upgrade | SDG&E ¦ All | SDG&E | All | Electric & Gas | Super Efficient, Commercial Fryer, Gas Tier 2 | Efficient |  |  | 0 | Conventional | FoodServ | Com - School | Com | ROB and NEW | 0 | 1000 sqft2 of floor space | Fryer | 11 | DEER:Indoor_Non-CFL_Ltg | 0 | 0 | -569 | SWFS011-07 | 11557.93 | 2024 | 0 | 2024 | 0 | 0 | SWFS011-07 | Com Gas Fryers - Panel Upgrade ¦ SDG&E ¦ All | Com Gas Fryers - Panel Upgrade | 0.0039111 | 0.622 | 0 | CBSA 2014 | 1300.018 | 2012 | 0.35 | SWFS011-07
COM-FOODSERV-FS-PU-13. | Com ¦ ENERGY STAR Fryer - Fuel Sub - Panel Upgrade ¦ PG&E ¦ All | Com ¦ ENERGY STAR Fryer - Fuel Sub - Panel Upgrade | PG&E ¦ All | PG&E | All | Electric & Gas | Electric Fryer, Fuel Sub | Efficient |  |  | 0 | Conventional | FoodServ | Com - College | Com | ROB Only | 1 | 1000 sqft2 of floor space | Fryer | 12 | DEER:Indoor_Non-CFL_Ltg | 10500 | 0 | -1110 | SWFS021-05 | 7723.65 | 2024 | -26.44 | 2024 | 4468.8116 | 0 | SWFS021-05 | Com Gas Fryers - Panel Upgrade ¦ PG&E ¦ All | Com Gas Fryers - Panel Upgrade | 0.0039111 | 0.622 | 0 | CBSA 2014 | 2868.7743 | 2012 | 1 | SWFS021-05
COM-FOODSERV-FS-PU-13. | Com ¦ ENERGY STAR Fryer - Fuel Sub - Panel Upgrade ¦ PG&E ¦ All | Com ¦ ENERGY STAR Fryer - Fuel Sub - Panel Upgrade | PG&E ¦ All | PG&E | All | Electric & Gas | Electric Fryer, Fuel Sub | Efficient |  |  | 0 | Conventional | FoodServ | Com - Grocery | Com | ROB Only | 1 | 1000 sqft2 of floor space | Fryer | 12 | DEER:Indoor_Non-CFL_Ltg | 10500 | 0 | -1110 | SWFS021-05 | 7723.65 | 2024 | -26.44 | 2024 | 4468.8116 | 0 | SWFS021-05 | Com Gas Fryers - Panel Upgrade ¦ PG&E ¦ All | Com Gas Fryers - Panel Upgrade | 0.08901 | 0.622 | 0 | CBSA 2014 | 2015.8794 | 2012 | 1 | SWFS021-05
COM-FOODSERV-FS-PU-13. | Com ¦ ENERGY STAR Fryer - Fuel Sub - Panel Upgrade ¦ PG&E ¦ All | Com ¦ ENERGY STAR Fryer - Fuel Sub - Panel Upgrade | PG&E ¦ All | PG&E | All | Electric & Gas | Electric Fryer, Fuel Sub | Efficient |  |  | 0 | Conventional | FoodServ | Com - Health | Com | ROB Only | 1 | 1000 sqft2 of floor space | Fryer | 12 | DEER:Indoor_Non-CFL_Ltg | 10500 | 0 | -1110 | SWFS021-05 | 7723.65 | 2024 | -26.44 | 2024 | 4468.8116 | 0 | SWFS021-05 | Com Gas Fryers - Panel Upgrade ¦ PG&E ¦ All | Com Gas Fryers - Panel Upgrade | 0.016628 | 0.622 | 0 | CBSA 2014 | 2448.1999 | 2012 | 1 | SWFS021-05
COM-FOODSERV-FS-PU-13. | Com ¦ ENERGY STAR Fryer - Fuel Sub - Panel Upgrade ¦ PG&E ¦ All | Com ¦ ENERGY STAR Fryer - Fuel Sub - Panel Upgrade | PG&E ¦ All | PG&E | All | Electric & Gas | Electric Fryer, Fuel Sub | Efficient |  |  | 0 | Conventional | FoodServ | Com - Lodging | Com | ROB Only | 1 | 1000 sqft2 of floor space | Fryer | 12 | DEER:Indoor_Non-CFL_Ltg | 10500 | 0 | -1110 | SWFS021-05 | 7723.65 | 2024 | -26.44 | 2024 | 4468.8116 | 0 | SWFS021-05 | Com Gas Fryers - Panel Upgrade ¦ PG&E ¦ All | Com Gas Fryers - Panel Upgrade | 0.018993 | 0.622 | 0 | CBSA 2014 | 9309.3031 | 2012 | 1 | SWFS021-05
COM-FOODSERV-FS-PU-13. | Com ¦ ENERGY STAR Fryer - Fuel Sub - Panel Upgrade ¦ PG&E ¦ All | Com ¦ ENERGY STAR Fryer - Fuel Sub - Panel Upgrade | PG&E ¦ All | PG&E | All | Electric & Gas | Electric Fryer, Fuel Sub | Efficient |  |  | 0 | Conventional | FoodServ | Com - Other | Com | ROB Only | 1 | 1000 sqft2 of floor space | Fryer | 12 | DEER:Indoor_Non-CFL_Ltg | 10500 | 0 | -1110 | SWFS021-05 | 7723.65 | 2024 | -26.44 | 2024 | 4468.8116 | 0 | SWFS021-05 | Com Gas Fryers - Panel Upgrade ¦ PG&E ¦ All | Com Gas Fryers - Panel Upgrade | 0.0055888 | 0.622 | 0 | CBSA 2014 | 3868.8505 | 2012 | 1 | SWFS021-05
COM-FOODSERV-FS-PU-13. | Com ¦ ENERGY STAR Fryer - Fuel Sub - Panel Upgrade ¦ PG&E ¦ All | Com ¦ ENERGY STAR Fryer - Fuel Sub - Panel Upgrade | PG&E ¦ All | PG&E | All | Electric & Gas | Electric Fryer, Fuel Sub | Efficient |  |  | 0 | Conventional | FoodServ | Com - Restaurant | Com | ROB Only | 1 | 1000 sqft2 of floor space | Fryer | 12 | DEER:Indoor_Non-CFL_Ltg | 10500 | 0 | -1110 | SWFS021-05 | 7723.65 | 2024 | -26.44 | 2024 | 4468.8116 | 0 | SWFS021-05 | Com Gas Fryers - Panel Upgrade ¦ PG&E ¦ All | Com Gas Fryers - Panel Upgrade | 0.42016 | 0.622 | 0 | CBSA 2014 | 647.2772 | 2012 | 1 | SWFS021-05
COM-FOODSERV-FS-PU-13. | Com ¦ ENERGY STAR Fryer - Fuel Sub - Panel Upgrade ¦ PG&E ¦ All | Com ¦ ENERGY STAR Fryer - Fuel Sub - Panel Upgrade | PG&E ¦ All | PG&E | All | Electric & Gas | Electric Fryer, Fuel Sub | Efficient |  |  | 0 | Conventional | FoodServ | Com - School | Com | ROB Only | 1 | 1000 sqft2 of floor space | Fryer | 12 | DEER:Indoor_Non-CFL_Ltg | 10500 | 0 | -1110 | SWFS021-05 | 7723.65 | 2024 | -26.44 | 2024 | 4468.8116 | 0 | SWFS021-05 | Com Gas Fryers - Panel Upgrade ¦ PG&E ¦ All | Com Gas Fryers - Panel Upgrade | 0.0039111 | 0.622 | 0 | CBSA 2014 | 807.2794 | 2012 | 1 | SWFS021-05
COM-FOODSERV-FS-PU-13. | Com ¦ ENERGY STAR Fryer - Fuel Sub - Panel Upgrade ¦ SCG ¦ All | Com ¦ ENERGY STAR Fryer - Fuel Sub - Panel Upgrade | SCG ¦ All | SCG | All | Electric & Gas | Electric Fryer, Fuel Sub | Efficient |  |  | 0 | Conventional | FoodServ | Com - College | Com | ROB Only | 1 | 1000 sqft2 of floor space | Fryer | 12 | DEER:Indoor_Non-CFL_Ltg | 10500 | 0 | -1110 | SWFS021-05 | 7723.65 | 2024 | -26.44 | 2024 | 4468.8116 | 0 | SWFS021-05 | Com Gas Fryers - Panel Upgrade ¦ SCG ¦ All | Com Gas Fryers - Panel Upgrade | 0.0039111 | 0.622 | 0 | CBSA 2014 | 2868.7743 | 2012 | 1 | SWFS021-05
COM-FOODSERV-FS-PU-13. | Com ¦ ENERGY STAR Fryer - Fuel Sub - Panel Upgrade ¦ SCG ¦ All | Com ¦ ENERGY STAR Fryer - Fuel Sub - Panel Upgrade | SCG ¦ All | SCG | All | Electric & Gas | Electric Fryer, Fuel Sub | Efficient |  |  | 0 | Conventional | FoodServ | Com - Grocery | Com | ROB Only | 1 | 1000 sqft2 of floor space | Fryer | 12 | DEER:Indoor_Non-CFL_Ltg | 10500 | 0 | -1110 | SWFS021-05 | 7723.65 | 2024 | -26.44 | 2024 | 4468.8116 | 0 | SWFS021-05 | Com Gas Fryers - Panel Upgrade ¦ SCG ¦ All | Com Gas Fryers - Panel Upgrade | 0.08901 | 0.622 | 0 | CBSA 2014 | 2015.8794 | 2012 | 1 | SWFS021-05
COM-FOODSERV-FS-PU-13. | Com ¦ ENERGY STAR Fryer - Fuel Sub - Panel Upgrade ¦ SCG ¦ All | Com ¦ ENERGY STAR Fryer - Fuel Sub - Panel Upgrade | SCG ¦ All | SCG | All | Electric & Gas | Electric Fryer, Fuel Sub | Efficient |  |  | 0 | Conventional | FoodServ | Com - Health | Com | ROB Only | 1 | 1000 sqft2 of floor space | Fryer | 12 | DEER:Indoor_Non-CFL_Ltg | 10500 | 0 | -1110 | SWFS021-05 | 7723.65 | 2024 | -26.44 | 2024 | 4468.8116 | 0 | SWFS021-05 | Com Gas Fryers - Panel Upgrade ¦ SCG ¦ All | Com Gas Fryers - Panel Upgrade | 0.016628 | 0.622 | 0 | CBSA 2014 | 2448.1999 | 2012 | 1 | SWFS021-05
COM-FOODSERV-FS-PU-13. | Com ¦ ENERGY STAR Fryer - Fuel Sub - Panel Upgrade ¦ SCG ¦ All | Com ¦ ENERGY STAR Fryer - Fuel Sub - Panel Upgrade | SCG ¦ All | SCG | All | Electric & Gas | Electric Fryer, Fuel Sub | Efficient |  |  | 0 | Conventional | FoodServ | Com - Lodging | Com | ROB Only | 1 | 1000 sqft2 of floor space | Fryer | 12 | DEER:Indoor_Non-CFL_Ltg | 10500 | 0 | -1110 | SWFS021-05 | 7723.65 | 2024 | -26.44 | 2024 | 4468.8116 | 0 | SWFS021-05 | Com Gas Fryers - Panel Upgrade ¦ SCG ¦ All | Com Gas Fryers - Panel Upgrade | 0.018993 | 0.622 | 0 | CBSA 2014 | 9309.3031 | 2012 | 1 | SWFS021-05
COM-FOODSERV-FS-PU-13. | Com ¦ ENERGY STAR Fryer - Fuel Sub - Panel Upgrade ¦ SCG ¦ All | Com ¦ ENERGY STAR Fryer - Fuel Sub - Panel Upgrade | SCG ¦ All | SCG | All | Electric & Gas | Electric Fryer, Fuel Sub | Efficient |  |  | 0 | Conventional | FoodServ | Com - Other | Com | ROB Only | 1 | 1000 sqft2 of floor space | Fryer | 12 | DEER:Indoor_Non-CFL_Ltg | 10500 | 0 | -1110 | SWFS021-05 | 7723.65 | 2024 | -26.44 | 2024 | 4468.8116 | 0 | SWFS021-05 | Com Gas Fryers - Panel Upgrade ¦ SCG ¦ All | Com Gas Fryers - Panel Upgrade | 0.0055888 | 0.622 | 0 | CBSA 2014 | 3868.8505 | 2012 | 1 | SWFS021-05
COM-FOODSERV-FS-PU-13. | Com ¦ ENERGY STAR Fryer - Fuel Sub - Panel Upgrade ¦ SCG ¦ All | Com ¦ ENERGY STAR Fryer - Fuel Sub - Panel Upgrade | SCG ¦ All | SCG | All | Electric & Gas | Electric Fryer, Fuel Sub | Efficient |  |  | 0 | Conventional | FoodServ | Com - Restaurant | Com | ROB Only | 1 | 1000 sqft2 of floor space | Fryer | 12 | DEER:Indoor_Non-CFL_Ltg | 10500 | 0 | -1110 | SWFS021-05 | 7723.65 | 2024 | -26.44 | 2024 | 4468.8116 | 0 | SWFS021-05 | Com Gas Fryers - Panel Upgrade ¦ SCG ¦ All | Com Gas Fryers - Panel Upgrade | 0.42016 | 0.622 | 0 | CBSA 2014 | 647.2772 | 2012 | 1 | SWFS021-05
COM-FOODSERV-FS-PU-13. | Com ¦ ENERGY STAR Fryer - Fuel Sub - Panel Upgrade ¦ SCG ¦ All | Com ¦ ENERGY STAR Fryer - Fuel Sub - Panel Upgrade | SCG ¦ All | SCG | All | Electric & Gas | Electric Fryer, Fuel Sub | Efficient |  |  | 0 | Conventional | FoodServ | Com - School | Com | ROB Only | 1 | 1000 sqft2 of floor space | Fryer | 12 | DEER:Indoor_Non-CFL_Ltg | 10500 | 0 | -1110 | SWFS021-05 | 7723.65 | 2024 | -26.44 | 2024 | 4468.8116 | 0 | SWFS021-05 | Com Gas Fryers - Panel Upgrade ¦ SCG ¦ All | Com Gas Fryers - Panel Upgrade | 0.0039111 | 0.622 | 0 | CBSA 2014 | 807.2794 | 2012 | 1 | SWFS021-05
COM-FOODSERV-FS-PU-13. | Com ¦ ENERGY STAR Fryer - Fuel Sub - Panel Upgrade ¦ SDG&E ¦ All | Com ¦ ENERGY STAR Fryer - Fuel Sub - Panel Upgrade | SDG&E ¦ All | SDG&E | All | Electric & Gas | Electric Fryer, Fuel Sub | Efficient |  |  | 0 | Conventional | FoodServ | Com - College | Com | ROB Only | 1 | 1000 sqft2 of floor space | Fryer | 12 | DEER:Indoor_Non-CFL_Ltg | 10500 | 0 | -1110 | SWFS021-05 | 7723.65 | 2024 | -26.44 | 2024 | 4468.8116 | 0 | SWFS021-05 | Com Gas Fryers - Panel Upgrade ¦ SDG&E ¦ All | Com Gas Fryers - Panel Upgrade | 0.0039111 | 0.622 | 0 | CBSA 2014 | 2868.7743 | 2012 | 1 | SWFS021-05
COM-FOODSERV-FS-PU-13. | Com ¦ ENERGY STAR Fryer - Fuel Sub - Panel Upgrade ¦ SDG&E ¦ All | Com ¦ ENERGY STAR Fryer - Fuel Sub - Panel Upgrade | SDG&E ¦ All | SDG&E | All | Electric & Gas | Electric Fryer, Fuel Sub | Efficient |  |  | 0 | Conventional | FoodServ | Com - Grocery | Com | ROB Only | 1 | 1000 sqft2 of floor space | Fryer | 12 | DEER:Indoor_Non-CFL_Ltg | 10500 | 0 | -1110 | SWFS021-05 | 7723.65 | 2024 | -26.44 | 2024 | 4468.8116 | 0 | SWFS021-05 | Com Gas Fryers - Panel Upgrade ¦ SDG&E ¦ All | Com Gas Fryers - Panel Upgrade | 0.08901 | 0.622 | 0 | CBSA 2014 | 2015.8794 | 2012 | 1 | SWFS021-05
COM-FOODSERV-FS-PU-13. | Com ¦ ENERGY STAR Fryer - Fuel Sub - Panel Upgrade ¦ SDG&E ¦ All | Com ¦ ENERGY STAR Fryer - Fuel Sub - Panel Upgrade | SDG&E ¦ All | SDG&E | All | Electric & Gas | Electric Fryer, Fuel Sub | Efficient |  |  | 0 | Conventional | FoodServ | Com - Health | Com | ROB Only | 1 | 1000 sqft2 of floor space | Fryer | 12 | DEER:Indoor_Non-CFL_Ltg | 10500 | 0 | -1110 | SWFS021-05 | 7723.65 | 2024 | -26.44 | 2024 | 4468.8116 | 0 | SWFS021-05 | Com Gas Fryers - Panel Upgrade ¦ SDG&E ¦ All | Com Gas Fryers - Panel Upgrade | 0.016628 | 0.622 | 0 | CBSA 2014 | 2448.1999 | 2012 | 1 | SWFS021-05
COM-FOODSERV-FS-PU-13. | Com ¦ ENERGY STAR Fryer - Fuel Sub - Panel Upgrade ¦ SDG&E ¦ All | Com ¦ ENERGY STAR Fryer - Fuel Sub - Panel Upgrade | SDG&E ¦ All | SDG&E | All | Electric & Gas | Electric Fryer, Fuel Sub | Efficient |  |  | 0 | Conventional | FoodServ | Com - Lodging | Com | ROB Only | 1 | 1000 sqft2 of floor space | Fryer | 12 | DEER:Indoor_Non-CFL_Ltg | 10500 | 0 | -1110 | SWFS021-05 | 7723.65 | 2024 | -26.44 | 2024 | 4468.8116 | 0 | SWFS021-05 | Com Gas Fryers - Panel Upgrade ¦ SDG&E ¦ All | Com Gas Fryers - Panel Upgrade | 0.018993 | 0.622 | 0 | CBSA 2014 | 9309.3031 | 2012 | 1 | SWFS021-05
COM-FOODSERV-FS-PU-13. | Com ¦ ENERGY STAR Fryer - Fuel Sub - Panel Upgrade ¦ SDG&E ¦ All | Com ¦ ENERGY STAR Fryer - Fuel Sub - Panel Upgrade | SDG&E ¦ All | SDG&E | All | Electric & Gas | Electric Fryer, Fuel Sub | Efficient |  |  | 0 | Conventional | FoodServ | Com - Other | Com | ROB Only | 1 | 1000 sqft2 of floor space | Fryer | 12 | DEER:Indoor_Non-CFL_Ltg | 10500 | 0 | -1110 | SWFS021-05 | 7723.65 | 2024 | -26.44 | 2024 | 4468.8116 | 0 | SWFS021-05 | Com Gas Fryers - Panel Upgrade ¦ SDG&E ¦ All | Com Gas Fryers - Panel Upgrade | 0.0055888 | 0.622 | 0 | CBSA 2014 | 3868.8505 | 2012 | 1 | SWFS021-05
COM-FOODSERV-FS-PU-13. | Com ¦ ENERGY STAR Fryer - Fuel Sub - Panel Upgrade ¦ SDG&E ¦ All | Com ¦ ENERGY STAR Fryer - Fuel Sub - Panel Upgrade | SDG&E ¦ All | SDG&E | All | Electric & Gas | Electric Fryer, Fuel Sub | Efficient |  |  | 0 | Conventional | FoodServ | Com - Restaurant | Com | ROB Only | 1 | 1000 sqft2 of floor space | Fryer | 12 | DEER:Indoor_Non-CFL_Ltg | 10500 | 0 | -1110 | SWFS021-05 | 7723.65 | 2024 | -26.44 | 2024 | 4468.8116 | 0 | SWFS021-05 | Com Gas Fryers - Panel Upgrade ¦ SDG&E ¦ All | Com Gas Fryers - Panel Upgrade | 0.42016 | 0.622 | 0 | CBSA 2014 | 647.2772 | 2012 | 1 | SWFS021-05
COM-FOODSERV-FS-PU-13. | Com ¦ ENERGY STAR Fryer - Fuel Sub - Panel Upgrade ¦ SDG&E ¦ All | Com ¦ ENERGY STAR Fryer - Fuel Sub - Panel Upgrade | SDG&E ¦ All | SDG&E | All | Electric & Gas | Electric Fryer, Fuel Sub | Efficient |  |  | 0 | Conventional | FoodServ | Com - School | Com | ROB Only | 1 | 1000 sqft2 of floor space | Fryer | 12 | DEER:Indoor_Non-CFL_Ltg | 10500 | 0 | -1110 | SWFS021-05 | 7723.65 | 2024 | -26.44 | 2024 | 4468.8116 | 0 | SWFS021-05 | Com Gas Fryers - Panel Upgrade ¦ SDG&E ¦ All | Com Gas Fryers - Panel Upgrade | 0.0039111 | 0.622 | 0 | CBSA 2014 | 807.2794 | 2012 | 1 | SWFS021-05
COM-FOODSERV-FS-PU-20.1 | Com ¦ Standard Steamer - Gas - Panel Upgrade ¦ PG&E ¦ All | Com ¦ Standard Steamer - Gas - Panel Upgrade | PG&E ¦ All | PG&E | All | Electric & Gas | Standard, Commercial Steamer, Gas | Average Existing and Code |  |  | 0 | Conventional | FoodServ | Com - College | Com | ROB and NEW | 0 | 1000 sqft2 of floor space | Steamer | 12 | DEER:Indoor_Non-CFL_Ltg | 0 | 0 | 1700 | SWFS005-05 | 10265.15 | 2024 | 0 | 2024 | 0 | 0 | SWFS005-05 | Com Gas Steamers - Panel Upgrade ¦ PG&E ¦ All | Com Gas Steamers - Panel Upgrade | 0.0012302 | 0.622 | 0.59 | CBSA 2014 | -5607.7085 | 2012 | 0.6 | SWFS005-05
COM-FOODSERV-FS-PU-20.2 | Com ¦ Standard Steamer - Gas - Panel Upgrade ¦ PG&E ¦ All | Com ¦ Standard Steamer - Gas - Panel Upgrade | PG&E ¦ All | PG&E | All | Electric & Gas | Standard, Commercial Steamer, Gas | Average Existing and Code |  |  | 0 | Conventional | FoodServ | Com - Grocery | Com | ROB and NEW | 0 | 1000 sqft2 of floor space | Steamer | 12 | DEER:Indoor_Non-CFL_Ltg | 0 | 0 | 1700 | SWFS005-05 | 10265.15 | 2024 | 0 | 2024 | 0 | 0 | SWFS005-05 | Com Gas Steamers - Panel Upgrade ¦ PG&E ¦ All | Com Gas Steamers - Panel Upgrade | 0.0055795 | 0.622 | 0.59 | CBSA 2014 | -3991.9247 | 2012 | 0.6 | SWFS005-05
COM-FOODSERV-FS-PU-20.3 | Com ¦ Standard Steamer - Gas - Panel Upgrade ¦ PG&E ¦ All | Com ¦ Standard Steamer - Gas - Panel Upgrade | PG&E ¦ All | PG&E | All | Electric & Gas | Standard, Commercial Steamer, Gas | Average Existing and Code |  |  | 0 | Conventional | FoodServ | Com - Health | Com | ROB and NEW | 0 | 1000 sqft2 of floor space | Steamer | 12 | DEER:Indoor_Non-CFL_Ltg | 0 | 0 | 1700 | SWFS005-05 | 10265.15 | 2024 | 0 | 2024 | 0 | 0 | SWFS005-05 | Com Gas Steamers - Panel Upgrade ¦ PG&E ¦ All | Com Gas Steamers - Panel Upgrade | 0.0036977 | 0.622 | 0.59 | CBSA 2014 | -4801.7878 | 2012 | 0.6 | SWFS005-05
COM-FOODSERV-FS-PU-20.4 | Com ¦ Standard Steamer - Gas - Panel Upgrade ¦ PG&E ¦ All | Com ¦ Standard Steamer - Gas - Panel Upgrade | PG&E ¦ All | PG&E | All | Electric & Gas | Standard, Commercial Steamer, Gas | Average Existing and Code |  |  | 0 | Conventional | FoodServ | Com - Lodging | Com | ROB and NEW | 0 | 1000 sqft2 of floor space | Steamer | 12 | DEER:Indoor_Non-CFL_Ltg | 0 | 0 | 1700 | SWFS005-05 | 10265.15 | 2024 | 0 | 2024 | 0 | 0 | SWFS005-05 | Com Gas Steamers - Panel Upgrade ¦ PG&E ¦ All | Com Gas Steamers - Panel Upgrade | 0.0020736 | 0.622 | 0.59 | CBSA 2014 | -16793.1972 | 2012 | 0.6 | SWFS005-05
COM-FOODSERV-FS-PU-20.5 | Com ¦ Standard Steamer - Gas - Panel Upgrade ¦ PG&E ¦ All | Com ¦ Standard Steamer - Gas - Panel Upgrade | PG&E ¦ All | PG&E | All | Electric & Gas | Standard, Commercial Steamer, Gas | Average Existing and Code |  |  | 0 | Conventional | FoodServ | Com - Other | Com | ROB and NEW | 0 | 1000 sqft2 of floor space | Steamer | 12 | DEER:Indoor_Non-CFL_Ltg | 0 | 0 | 1700 | SWFS005-05 | 10265.15 | 2024 | 0 | 2024 | 0 | 0 | SWFS005-05 | Com Gas Steamers - Panel Upgrade ¦ PG&E ¦ All | Com Gas Steamers - Panel Upgrade | 0.0011331 | 0.622 | 0.59 | CBSA 2014 | -7701.0112 | 2012 | 0.6 | SWFS005-05
COM-FOODSERV-FS-PU-20.6 | Com ¦ Standard Steamer - Gas - Panel Upgrade ¦ PG&E ¦ All | Com ¦ Standard Steamer - Gas - Panel Upgrade | PG&E ¦ All | PG&E | All | Electric & Gas | Standard, Commercial Steamer, Gas | Average Existing and Code |  |  | 0 | Conventional | FoodServ | Com - Restaurant | Com | ROB and NEW | 0 | 1000 sqft2 of floor space | Steamer | 12 | DEER:Indoor_Non-CFL_Ltg | 0 | 0 | 1700 | SWFS005-05 | 10265.15 | 2024 | 0 | 2024 | 0 | 0 | SWFS005-05 | Com Gas Steamers - Panel Upgrade ¦ PG&E ¦ All | Com Gas Steamers - Panel Upgrade | 0.02503 | 0.622 | 0.59 | CBSA 2014 | -1277.1031 | 2012 | 0.6 | SWFS005-05
COM-FOODSERV-FS-PU-20.7 | Com ¦ Standard Steamer - Gas - Panel Upgrade ¦ PG&E ¦ All | Com ¦ Standard Steamer - Gas - Panel Upgrade | PG&E ¦ All | PG&E | All | Electric & Gas | Standard, Commercial Steamer, Gas | Average Existing and Code |  |  | 0 | Conventional | FoodServ | Com - School | Com | ROB and NEW | 0 | 1000 sqft2 of floor space | Steamer | 12 | DEER:Indoor_Non-CFL_Ltg | 0 | 0 | 1700 | SWFS005-05 | 10265.15 | 2024 | 0 | 2024 | 0 | 0 | SWFS005-05 | Com Gas Steamers - Panel Upgrade ¦ PG&E ¦ All | Com Gas Steamers - Panel Upgrade | 0.0012302 | 0.622 | 0.59 | CBSA 2014 | -3884.0607 | 2012 | 0.6 | SWFS005-05
COM-FOODSERV-FS-PU-20.8 | Com ¦ Standard Steamer - Gas - Panel Upgrade ¦ SCG ¦ All | Com ¦ Standard Steamer - Gas - Panel Upgrade | SCG ¦ All | SCG | All | Electric & Gas | Standard, Commercial Steamer, Gas | Average Existing and Code |  |  | 0 | Conventional | FoodServ | Com - College | Com | ROB and NEW | 0 | 1000 sqft2 of floor space | Steamer | 12 | DEER:Indoor_Non-CFL_Ltg | 0 | 0 | 1700 | SWFS005-05 | 10265.15 | 2024 | 0 | 2024 | 0 | 0 | SWFS005-05 | Com Gas Steamers - Panel Upgrade ¦ SCG ¦ All | Com Gas Steamers - Panel Upgrade | 0.0012302 | 0.622 | 0.59 | CBSA 2014 | -5607.7085 | 2012 | 0.6 | SWFS005-05
COM-FOODSERV-FS-PU-20.9 | Com ¦ Standard Steamer - Gas - Panel Upgrade ¦ SCG ¦ All | Com ¦ Standard Steamer - Gas - Panel Upgrade | SCG ¦ All | SCG | All | Electric & Gas | Standard, Commercial Steamer, Gas | Average Existing and Code |  |  | 0 | Conventional | FoodServ | Com - Grocery | Com | ROB and NEW | 0 | 1000 sqft2 of floor space | Steamer | 12 | DEER:Indoor_Non-CFL_Ltg | 0 | 0 | 1700 | SWFS005-05 | 10265.15 | 2024 | 0 | 2024 | 0 | 0 | SWFS005-05 | Com Gas Steamers - Panel Upgrade ¦ SCG ¦ All | Com Gas Steamers - Panel Upgrade | 0.0055795 | 0.622 | 0.59 | CBSA 2014 | -3991.9247 | 2012 | 0.6 | SWFS005-05
COM-FOODSERV-FS-PU-20.10 | Com ¦ Standard Steamer - Gas - Panel Upgrade ¦ SCG ¦ All | Com ¦ Standard Steamer - Gas - Panel Upgrade | SCG ¦ All | SCG | All | Electric & Gas | Standard, Commercial Steamer, Gas | Average Existing and Code |  |  | 0 | Conventional | FoodServ | Com - Health | Com | ROB and NEW | 0 | 1000 sqft2 of floor space | Steamer | 12 | DEER:Indoor_Non-CFL_Ltg | 0 | 0 | 1700 | SWFS005-05 | 10265.15 | 2024 | 0 | 2024 | 0 | 0 | SWFS005-05 | Com Gas Steamers - Panel Upgrade ¦ SCG ¦ All | Com Gas Steamers - Panel Upgrade | 0.0036977 | 0.622 | 0.59 | CBSA 2014 | -4801.7878 | 2012 | 0.6 | SWFS005-05
COM-FOODSERV-FS-PU-20.11 | Com ¦ Standard Steamer - Gas - Panel Upgrade ¦ SCG ¦ All | Com ¦ Standard Steamer - Gas - Panel Upgrade | SCG ¦ All | SCG | All | Electric & Gas | Standard, Commercial Steamer, Gas | Average Existing and Code |  |  | 0 | Conventional | FoodServ | Com - Lodging | Com | ROB and NEW | 0 | 1000 sqft2 of floor space | Steamer | 12 | DEER:Indoor_Non-CFL_Ltg | 0 | 0 | 1700 | SWFS005-05 | 10265.15 | 2024 | 0 | 2024 | 0 | 0 | SWFS005-05 | Com Gas Steamers - Panel Upgrade ¦ SCG ¦ All | Com Gas Steamers - Panel Upgrade | 0.0020736 | 0.622 | 0.59 | CBSA 2014 | -16793.1972 | 2012 | 0.6 | SWFS005-05
COM-FOODSERV-FS-PU-20.12 | Com ¦ Standard Steamer - Gas - Panel Upgrade ¦ SCG ¦ All | Com ¦ Standard Steamer - Gas - Panel Upgrade | SCG ¦ All | SCG | All | Electric & Gas | Standard, Commercial Steamer, Gas | Average Existing and Code |  |  | 0 | Conventional | FoodServ | Com - Other | Com | ROB and NEW | 0 | 1000 sqft2 of floor space | Steamer | 12 | DEER:Indoor_Non-CFL_Ltg | 0 | 0 | 1700 | SWFS005-05 | 10265.15 | 2024 | 0 | 2024 | 0 | 0 | SWFS005-05 | Com Gas Steamers - Panel Upgrade ¦ SCG ¦ All | Com Gas Steamers - Panel Upgrade | 0.0011331 | 0.622 | 0.59 | CBSA 2014 | -7701.0112 | 2012 | 0.6 | SWFS005-05
COM-FOODSERV-FS-PU-20.13 | Com ¦ Standard Steamer - Gas - Panel Upgrade ¦ SCG ¦ All | Com ¦ Standard Steamer - Gas - Panel Upgrade | SCG ¦ All | SCG | All | Electric & Gas | Standard, Commercial Steamer, Gas | Average Existing and Code |  |  | 0 | Conventional | FoodServ | Com - Restaurant | Com | ROB and NEW | 0 | 1000 sqft2 of floor space | Steamer | 12 | DEER:Indoor_Non-CFL_Ltg | 0 | 0 | 1700 | SWFS005-05 | 10265.15 | 2024 | 0 | 2024 | 0 | 0 | SWFS005-05 | Com Gas Steamers - Panel Upgrade ¦ SCG ¦ All | Com Gas Steamers - Panel Upgrade | 0.02503 | 0.622 | 0.59 | CBSA 2014 | -1277.1031 | 2012 | 0.6 | SWFS005-05
COM-FOODSERV-FS-PU-20.14 | Com ¦ Standard Steamer - Gas - Panel Upgrade ¦ SCG ¦ All | Com ¦ Standard Steamer - Gas - Panel Upgrade | SCG ¦ All | SCG | All | Electric & Gas | Standard, Commercial Steamer, Gas | Average Existing and Code |  |  | 0 | Conventional | FoodServ | Com - School | Com | ROB and NEW | 0 | 1000 sqft2 of floor space | Steamer | 12 | DEER:Indoor_Non-CFL_Ltg | 0 | 0 | 1700 | SWFS005-05 | 10265.15 | 2024 | 0 | 2024 | 0 | 0 | SWFS005-05 | Com Gas Steamers - Panel Upgrade ¦ SCG ¦ All | Com Gas Steamers - Panel Upgrade | 0.0012302 | 0.622 | 0.59 | CBSA 2014 | -3884.0607 | 2012 | 0.6 | SWFS005-05
COM-FOODSERV-FS-PU-20.15 | Com ¦ Standard Steamer - Gas - Panel Upgrade ¦ SDG&E ¦ All | Com ¦ Standard Steamer - Gas - Panel Upgrade | SDG&E ¦ All | SDG&E | All | Electric & Gas | Standard, Commercial Steamer, Gas | Average Existing and Code |  |  | 0 | Conventional | FoodServ | Com - College | Com | ROB and NEW | 0 | 1000 sqft2 of floor space | Steamer | 12 | DEER:Indoor_Non-CFL_Ltg | 0 | 0 | 1700 | SWFS005-05 | 10265.15 | 2024 | 0 | 2024 | 0 | 0 | SWFS005-05 | Com Gas Steamers - Panel Upgrade ¦ SDG&E ¦ All | Com Gas Steamers - Panel Upgrade | 0.0012302 | 0.622 | 0.59 | CBSA 2014 | -5607.7085 | 2012 | 0.6 | SWFS005-05
COM-FOODSERV-FS-PU-20.16 | Com ¦ Standard Steamer - Gas - Panel Upgrade ¦ SDG&E ¦ All | Com ¦ Standard Steamer - Gas - Panel Upgrade | SDG&E ¦ All | SDG&E | All | Electric & Gas | Standard, Commercial Steamer, Gas | Average Existing and Code |  |  | 0 | Conventional | FoodServ | Com - Grocery | Com | ROB and NEW | 0 | 1000 sqft2 of floor space | Steamer | 12 | DEER:Indoor_Non-CFL_Ltg | 0 | 0 | 1700 | SWFS005-05 | 10265.15 | 2024 | 0 | 2024 | 0 | 0 | SWFS005-05 | Com Gas Steamers - Panel Upgrade ¦ SDG&E ¦ All | Com Gas Steamers - Panel Upgrade | 0.0055795 | 0.622 | 0.59 | CBSA 2014 | -3991.9247 | 2012 | 0.6 | SWFS005-05
COM-FOODSERV-FS-PU-20.17 | Com ¦ Standard Steamer - Gas - Panel Upgrade ¦ SDG&E ¦ All | Com ¦ Standard Steamer - Gas - Panel Upgrade | SDG&E ¦ All | SDG&E | All | Electric & Gas | Standard, Commercial Steamer, Gas | Average Existing and Code |  |  | 0 | Conventional | FoodServ | Com - Health | Com | ROB and NEW | 0 | 1000 sqft2 of floor space | Steamer | 12 | DEER:Indoor_Non-CFL_Ltg | 0 | 0 | 1700 | SWFS005-05 | 10265.15 | 2024 | 0 | 2024 | 0 | 0 | SWFS005-05 | Com Gas Steamers - Panel Upgrade ¦ SDG&E ¦ All | Com Gas Steamers - Panel Upgrade | 0.0036977 | 0.622 | 0.59 | CBSA 2014 | -4801.7878 | 2012 | 0.6 | SWFS005-05
COM-FOODSERV-FS-PU-20.18 | Com ¦ Standard Steamer - Gas - Panel Upgrade ¦ SDG&E ¦ All | Com ¦ Standard Steamer - Gas - Panel Upgrade | SDG&E ¦ All | SDG&E | All | Electric & Gas | Standard, Commercial Steamer, Gas | Average Existing and Code |  |  | 0 | Conventional | FoodServ | Com - Lodging | Com | ROB and NEW | 0 | 1000 sqft2 of floor space | Steamer | 12 | DEER:Indoor_Non-CFL_Ltg | 0 | 0 | 1700 | SWFS005-05 | 10265.15 | 2024 | 0 | 2024 | 0 | 0 | SWFS005-05 | Com Gas Steamers - Panel Upgrade ¦ SDG&E ¦ All | Com Gas Steamers - Panel Upgrade | 0.0020736 | 0.622 | 0.59 | CBSA 2014 | -16793.1972 | 2012 | 0.6 | SWFS005-05
COM-FOODSERV-FS-PU-20.19 | Com ¦ Standard Steamer - Gas - Panel Upgrade ¦ SDG&E ¦ All | Com ¦ Standard Steamer - Gas - Panel Upgrade | SDG&E ¦ All | SDG&E | All | Electric & Gas | Standard, Commercial Steamer, Gas | Average Existing and Code |  |  | 0 | Conventional | FoodServ | Com - Other | Com | ROB and NEW | 0 | 1000 sqft2 of floor space | Steamer | 12 | DEER:Indoor_Non-CFL_Ltg | 0 | 0 | 1700 | SWFS005-05 | 10265.15 | 2024 | 0 | 2024 | 0 | 0 | SWFS005-05 | Com Gas Steamers - Panel Upgrade ¦ SDG&E ¦ All | Com Gas Steamers - Panel Upgrade | 0.0011331 | 0.622 | 0.59 | CBSA 2014 | -7701.0112 | 2012 | 0.6 | SWFS005-05
COM-FOODSERV-FS-PU-20.20 | Com ¦ Standard Steamer - Gas - Panel Upgrade ¦ SDG&E ¦ All | Com ¦ Standard Steamer - Gas - Panel Upgrade | SDG&E ¦ All | SDG&E | All | Electric & Gas | Standard, Commercial Steamer, Gas | Average Existing and Code |  |  | 0 | Conventional | FoodServ | Com - Restaurant | Com | ROB and NEW | 0 | 1000 sqft2 of floor space | Steamer | 12 | DEER:Indoor_Non-CFL_Ltg | 0 | 0 | 1700 | SWFS005-05 | 10265.15 | 2024 | 0 | 2024 | 0 | 0 | SWFS005-05 | Com Gas Steamers - Panel Upgrade ¦ SDG&E ¦ All | Com Gas Steamers - Panel Upgrade | 0.02503 | 0.622 | 0.59 | CBSA 2014 | -1277.1031 | 2012 | 0.6 | SWFS005-05
COM-FOODSERV-FS-PU-20.21 | Com ¦ Standard Steamer - Gas - Panel Upgrade ¦ SDG&E ¦ All | Com ¦ Standard Steamer - Gas - Panel Upgrade | SDG&E ¦ All | SDG&E | All | Electric & Gas | Standard, Commercial Steamer, Gas | Average Existing and Code |  |  | 0 | Conventional | FoodServ | Com - School | Com | ROB and NEW | 0 | 1000 sqft2 of floor space | Steamer | 12 | DEER:Indoor_Non-CFL_Ltg | 0 | 0 | 1700 | SWFS005-05 | 10265.15 | 2024 | 0 | 2024 | 0 | 0 | SWFS005-05 | Com Gas Steamers - Panel Upgrade ¦ SDG&E ¦ All | Com Gas Steamers - Panel Upgrade | 0.0012302 | 0.622 | 0.59 | CBSA 2014 | -3884.0607 | 2012 | 0.6 | SWFS005-05
COM-FOODSERV-FS-PU-21.1 | Com ¦ ENERGY STAR Steamer - Gas - Panel Upgrade ¦ PG&E ¦ All | Com ¦ ENERGY STAR Steamer - Gas - Panel Upgrade | PG&E ¦ All | PG&E | All | Electric & Gas | Efficient, Commercial Steamer, Gas | Efficient |  |  | 0 | Conventional | FoodServ | Com - College | Com | ROB and NEW | 0 | 1000 sqft2 of floor space | Steamer | 12 | DEER:Indoor_Non-CFL_Ltg | 0 | 0 | 600 | SWFS005-05 | 12324.27 | 2024 | 0 | 2024 | 0 | 0 | SWFS005-05 | Com Gas Steamers - Panel Upgrade ¦ PG&E ¦ All | Com Gas Steamers - Panel Upgrade | 0.0012302 | 0.622 | 0.41 | CBSA 2014 | -1979.1912 | 2012 | 0.6 | SWFS005-05
COM-FOODSERV-FS-PU-21.2 | Com ¦ ENERGY STAR Steamer - Gas - Panel Upgrade ¦ PG&E ¦ All | Com ¦ ENERGY STAR Steamer - Gas - Panel Upgrade | PG&E ¦ All | PG&E | All | Electric & Gas | Efficient, Commercial Steamer, Gas | Efficient |  |  | 0 | Conventional | FoodServ | Com - Grocery | Com | ROB and NEW | 0 | 1000 sqft2 of floor space | Steamer | 12 | DEER:Indoor_Non-CFL_Ltg | 0 | 0 | 600 | SWFS005-05 | 12324.27 | 2024 | 0 | 2024 | 0 | 0 | SWFS005-05 | Com Gas Steamers - Panel Upgrade ¦ PG&E ¦ All | Com Gas Steamers - Panel Upgrade | 0.0055795 | 0.622 | 0.41 | CBSA 2014 | -1408.9146 | 2012 | 0.6 | SWFS005-05
COM-FOODSERV-FS-PU-21.3 | Com ¦ ENERGY STAR Steamer - Gas - Panel Upgrade ¦ PG&E ¦ All | Com ¦ ENERGY STAR Steamer - Gas - Panel Upgrade | PG&E ¦ All | PG&E | All | Electric & Gas | Efficient, Commercial Steamer, Gas | Efficient |  |  | 0 | Conventional | FoodServ | Com - Health | Com | ROB and NEW | 0 | 1000 sqft2 of floor space | Steamer | 12 | DEER:Indoor_Non-CFL_Ltg | 0 | 0 | 600 | SWFS005-05 | 12324.27 | 2024 | 0 | 2024 | 0 | 0 | SWFS005-05 | Com Gas Steamers - Panel Upgrade ¦ PG&E ¦ All | Com Gas Steamers - Panel Upgrade | 0.0036977 | 0.622 | 0.41 | CBSA 2014 | -1694.7486 | 2012 | 0.6 | SWFS005-05
COM-FOODSERV-FS-PU-21.4 | Com ¦ ENERGY STAR Steamer - Gas - Panel Upgrade ¦ PG&E ¦ All | Com ¦ ENERGY STAR Steamer - Gas - Panel Upgrade | PG&E ¦ All | PG&E | All | Electric & Gas | Efficient, Commercial Steamer, Gas | Efficient |  |  | 0 | Conventional | FoodServ | Com - Lodging | Com | ROB and NEW | 0 | 1000 sqft2 of floor space | Steamer | 12 | DEER:Indoor_Non-CFL_Ltg | 0 | 0 | 600 | SWFS005-05 | 12324.27 | 2024 | 0 | 2024 | 0 | 0 | SWFS005-05 | Com Gas Steamers - Panel Upgrade ¦ PG&E ¦ All | Com Gas Steamers - Panel Upgrade | 0.0020736 | 0.622 | 0.41 | CBSA 2014 | -5927.0108 | 2012 | 0.6 | SWFS005-05
COM-FOODSERV-FS-PU-21.5 | Com ¦ ENERGY STAR Steamer - Gas - Panel Upgrade ¦ PG&E ¦ All | Com ¦ ENERGY STAR Steamer - Gas - Panel Upgrade | PG&E ¦ All | PG&E | All | Electric & Gas | Efficient, Commercial Steamer, Gas | Efficient |  |  | 0 | Conventional | FoodServ | Com - Other | Com | ROB and NEW | 0 | 1000 sqft2 of floor space | Steamer | 12 | DEER:Indoor_Non-CFL_Ltg | 0 | 0 | 600 | SWFS005-05 | 12324.27 | 2024 | 0 | 2024 | 0 | 0 | SWFS005-05 | Com Gas Steamers - Panel Upgrade ¦ PG&E ¦ All | Com Gas Steamers - Panel Upgrade | 0.0011331 | 0.622 | 0.41 | CBSA 2014 | -2718.004 | 2012 | 0.6 | SWFS005-05
COM-FOODSERV-FS-PU-21.6 | Com ¦ ENERGY STAR Steamer - Gas - Panel Upgrade ¦ PG&E ¦ All | Com ¦ ENERGY STAR Steamer - Gas - Panel Upgrade | PG&E ¦ All | PG&E | All | Electric & Gas | Efficient, Commercial Steamer, Gas | Efficient |  |  | 0 | Conventional | FoodServ | Com - Restaurant | Com | ROB and NEW | 0 | 1000 sqft2 of floor space | Steamer | 12 | DEER:Indoor_Non-CFL_Ltg | 0 | 0 | 600 | SWFS005-05 | 12324.27 | 2024 | 0 | 2024 | 0 | 0 | SWFS005-05 | Com Gas Steamers - Panel Upgrade ¦ PG&E ¦ All | Com Gas Steamers - Panel Upgrade | 0.02503 | 0.622 | 0.41 | CBSA 2014 | -450.7423 | 2012 | 0.6 | SWFS005-05
COM-FOODSERV-FS-PU-21.7 | Com ¦ ENERGY STAR Steamer - Gas - Panel Upgrade ¦ PG&E ¦ All | Com ¦ ENERGY STAR Steamer - Gas - Panel Upgrade | PG&E ¦ All | PG&E | All | Electric & Gas | Efficient, Commercial Steamer, Gas | Efficient |  |  | 0 | Conventional | FoodServ | Com - School | Com | ROB and NEW | 0 | 1000 sqft2 of floor space | Steamer | 12 | DEER:Indoor_Non-CFL_Ltg | 0 | 0 | 600 | SWFS005-05 | 12324.27 | 2024 | 0 | 2024 | 0 | 0 | SWFS005-05 | Com Gas Steamers - Panel Upgrade ¦ PG&E ¦ All | Com Gas Steamers - Panel Upgrade | 0.0012302 | 0.622 | 0.41 | CBSA 2014 | -1370.845 | 2012 | 0.6 | SWFS005-05
COM-FOODSERV-FS-PU-21.8 | Com ¦ ENERGY STAR Steamer - Gas - Panel Upgrade ¦ SCG ¦ All | Com ¦ ENERGY STAR Steamer - Gas - Panel Upgrade | SCG ¦ All | SCG | All | Electric & Gas | Efficient, Commercial Steamer, Gas | Efficient |  |  | 0 | Conventional | FoodServ | Com - College | Com | ROB and NEW | 0 | 1000 sqft2 of floor space | Steamer | 12 | DEER:Indoor_Non-CFL_Ltg | 0 | 0 | 600 | SWFS005-05 | 12324.27 | 2024 | 0 | 2024 | 0 | 0 | SWFS005-05 | Com Gas Steamers - Panel Upgrade ¦ SCG ¦ All | Com Gas Steamers - Panel Upgrade | 0.0012302 | 0.622 | 0.41 | CBSA 2014 | -1979.1912 | 2012 | 0.6 | SWFS005-05
COM-FOODSERV-FS-PU-21.9 | Com ¦ ENERGY STAR Steamer - Gas - Panel Upgrade ¦ SCG ¦ All | Com ¦ ENERGY STAR Steamer - Gas - Panel Upgrade | SCG ¦ All | SCG | All | Electric & Gas | Efficient, Commercial Steamer, Gas | Efficient |  |  | 0 | Conventional | FoodServ | Com - Grocery | Com | ROB and NEW | 0 | 1000 sqft2 of floor space | Steamer | 12 | DEER:Indoor_Non-CFL_Ltg | 0 | 0 | 600 | SWFS005-05 | 12324.27 | 2024 | 0 | 2024 | 0 | 0 | SWFS005-05 | Com Gas Steamers - Panel Upgrade ¦ SCG ¦ All | Com Gas Steamers - Panel Upgrade | 0.0055795 | 0.622 | 0.41 | CBSA 2014 | -1408.9146 | 2012 | 0.6 | SWFS005-05
COM-FOODSERV-FS-PU-21.10 | Com ¦ ENERGY STAR Steamer - Gas - Panel Upgrade ¦ SCG ¦ All | Com ¦ ENERGY STAR Steamer - Gas - Panel Upgrade | SCG ¦ All | SCG | All | Electric & Gas | Efficient, Commercial Steamer, Gas | Efficient |  |  | 0 | Conventional | FoodServ | Com - Health | Com | ROB and NEW | 0 | 1000 sqft2 of floor space | Steamer | 12 | DEER:Indoor_Non-CFL_Ltg | 0 | 0 | 600 | SWFS005-05 | 12324.27 | 2024 | 0 | 2024 | 0 | 0 | SWFS005-05 | Com Gas Steamers - Panel Upgrade ¦ SCG ¦ All | Com Gas Steamers - Panel Upgrade | 0.0036977 | 0.622 | 0.41 | CBSA 2014 | -1694.7486 | 2012 | 0.6 | SWFS005-05
COM-FOODSERV-FS-PU-21.11 | Com ¦ ENERGY STAR Steamer - Gas - Panel Upgrade ¦ SCG ¦ All | Com ¦ ENERGY STAR Steamer - Gas - Panel Upgrade | SCG ¦ All | SCG | All | Electric & Gas | Efficient, Commercial Steamer, Gas | Efficient |  |  | 0 | Conventional | FoodServ | Com - Lodging | Com | ROB and NEW | 0 | 1000 sqft2 of floor space | Steamer | 12 | DEER:Indoor_Non-CFL_Ltg | 0 | 0 | 600 | SWFS005-05 | 12324.27 | 2024 | 0 | 2024 | 0 | 0 | SWFS005-05 | Com Gas Steamers - Panel Upgrade ¦ SCG ¦ All | Com Gas Steamers - Panel Upgrade | 0.0020736 | 0.622 | 0.41 | CBSA 2014 | -5927.0108 | 2012 | 0.6 | SWFS005-05
COM-FOODSERV-FS-PU-21.12 | Com ¦ ENERGY STAR Steamer - Gas - Panel Upgrade ¦ SCG ¦ All | Com ¦ ENERGY STAR Steamer - Gas - Panel Upgrade | SCG ¦ All | SCG | All | Electric & Gas | Efficient, Commercial Steamer, Gas | Efficient |  |  | 0 | Conventional | FoodServ | Com - Other | Com | ROB and NEW | 0 | 1000 sqft2 of floor space | Steamer | 12 | DEER:Indoor_Non-CFL_Ltg | 0 | 0 | 600 | SWFS005-05 | 12324.27 | 2024 | 0 | 2024 | 0 | 0 | SWFS005-05 | Com Gas Steamers - Panel Upgrade ¦ SCG ¦ All | Com Gas Steamers - Panel Upgrade | 0.0011331 | 0.622 | 0.41 | CBSA 2014 | -2718.004 | 2012 | 0.6 | SWFS005-05
COM-FOODSERV-FS-PU-21.13 | Com ¦ ENERGY STAR Steamer - Gas - Panel Upgrade ¦ SCG ¦ All | Com ¦ ENERGY STAR Steamer - Gas - Panel Upgrade | SCG ¦ All | SCG | All | Electric & Gas | Efficient, Commercial Steamer, Gas | Efficient |  |  | 0 | Conventional | FoodServ | Com - Restaurant | Com | ROB and NEW | 0 | 1000 sqft2 of floor space | Steamer | 12 | DEER:Indoor_Non-CFL_Ltg | 0 | 0 | 600 | SWFS005-05 | 12324.27 | 2024 | 0 | 2024 | 0 | 0 | SWFS005-05 | Com Gas Steamers - Panel Upgrade ¦ SCG ¦ All | Com Gas Steamers - Panel Upgrade | 0.02503 | 0.622 | 0.41 | CBSA 2014 | -450.7423 | 2012 | 0.6 | SWFS005-05
COM-FOODSERV-FS-PU-21.14 | Com ¦ ENERGY STAR Steamer - Gas - Panel Upgrade ¦ SCG ¦ All | Com ¦ ENERGY STAR Steamer - Gas - Panel Upgrade | SCG ¦ All | SCG | All | Electric & Gas | Efficient, Commercial Steamer, Gas | Efficient |  |  | 0 | Conventional | FoodServ | Com - School | Com | ROB and NEW | 0 | 1000 sqft2 of floor space | Steamer | 12 | DEER:Indoor_Non-CFL_Ltg | 0 | 0 | 600 | SWFS005-05 | 12324.27 | 2024 | 0 | 2024 | 0 | 0 | SWFS005-05 | Com Gas Steamers - Panel Upgrade ¦ SCG ¦ All | Com Gas Steamers - Panel Upgrade | 0.0012302 | 0.622 | 0.41 | CBSA 2014 | -1370.845 | 2012 | 0.6 | SWFS005-05
COM-FOODSERV-FS-PU-21.15 | Com ¦ ENERGY STAR Steamer - Gas - Panel Upgrade ¦ SDG&E ¦ All | Com ¦ ENERGY STAR Steamer - Gas - Panel Upgrade | SDG&E ¦ All | SDG&E | All | Electric & Gas | Efficient, Commercial Steamer, Gas | Efficient |  |  | 0 | Conventional | FoodServ | Com - College | Com | ROB and NEW | 0 | 1000 sqft2 of floor space | Steamer | 12 | DEER:Indoor_Non-CFL_Ltg | 0 | 0 | 600 | SWFS005-05 | 12324.27 | 2024 | 0 | 2024 | 0 | 0 | SWFS005-05 | Com Gas Steamers - Panel Upgrade ¦ SDG&E ¦ All | Com Gas Steamers - Panel Upgrade | 0.0012302 | 0.622 | 0.41 | CBSA 2014 | -1979.1912 | 2012 | 0.6 | SWFS005-05
COM-FOODSERV-FS-PU-21.16 | Com ¦ ENERGY STAR Steamer - Gas - Panel Upgrade ¦ SDG&E ¦ All | Com ¦ ENERGY STAR Steamer - Gas - Panel Upgrade | SDG&E ¦ All | SDG&E | All | Electric & Gas | Efficient, Commercial Steamer, Gas | Efficient |  |  | 0 | Conventional | FoodServ | Com - Grocery | Com | ROB and NEW | 0 | 1000 sqft2 of floor space | Steamer | 12 | DEER:Indoor_Non-CFL_Ltg | 0 | 0 | 600 | SWFS005-05 | 12324.27 | 2024 | 0 | 2024 | 0 | 0 | SWFS005-05 | Com Gas Steamers - Panel Upgrade ¦ SDG&E ¦ All | Com Gas Steamers - Panel Upgrade | 0.0055795 | 0.622 | 0.41 | CBSA 2014 | -1408.9146 | 2012 | 0.6 | SWFS005-05
COM-FOODSERV-FS-PU-21.17 | Com ¦ ENERGY STAR Steamer - Gas - Panel Upgrade ¦ SDG&E ¦ All | Com ¦ ENERGY STAR Steamer - Gas - Panel Upgrade | SDG&E ¦ All | SDG&E | All | Electric & Gas | Efficient, Commercial Steamer, Gas | Efficient |  |  | 0 | Conventional | FoodServ | Com - Health | Com | ROB and NEW | 0 | 1000 sqft2 of floor space | Steamer | 12 | DEER:Indoor_Non-CFL_Ltg | 0 | 0 | 600 | SWFS005-05 | 12324.27 | 2024 | 0 | 2024 | 0 | 0 | SWFS005-05 | Com Gas Steamers - Panel Upgrade ¦ SDG&E ¦ All | Com Gas Steamers - Panel Upgrade | 0.0036977 | 0.622 | 0.41 | CBSA 2014 | -1694.7486 | 2012 | 0.6 | SWFS005-05
COM-FOODSERV-FS-PU-21.18 | Com ¦ ENERGY STAR Steamer - Gas - Panel Upgrade ¦ SDG&E ¦ All | Com ¦ ENERGY STAR Steamer - Gas - Panel Upgrade | SDG&E ¦ All | SDG&E | All | Electric & Gas | Efficient, Commercial Steamer, Gas | Efficient |  |  | 0 | Conventional | FoodServ | Com - Lodging | Com | ROB and NEW | 0 | 1000 sqft2 of floor space | Steamer | 12 | DEER:Indoor_Non-CFL_Ltg | 0 | 0 | 600 | SWFS005-05 | 12324.27 | 2024 | 0 | 2024 | 0 | 0 | SWFS005-05 | Com Gas Steamers - Panel Upgrade ¦ SDG&E ¦ All | Com Gas Steamers - Panel Upgrade | 0.0020736 | 0.622 | 0.41 | CBSA 2014 | -5927.0108 | 2012 | 0.6 | SWFS005-05
COM-FOODSERV-FS-PU-21.19 | Com ¦ ENERGY STAR Steamer - Gas - Panel Upgrade ¦ SDG&E ¦ All | Com ¦ ENERGY STAR Steamer - Gas - Panel Upgrade | SDG&E ¦ All | SDG&E | All | Electric & Gas | Efficient, Commercial Steamer, Gas | Efficient |  |  | 0 | Conventional | FoodServ | Com - Other | Com | ROB and NEW | 0 | 1000 sqft2 of floor space | Steamer | 12 | DEER:Indoor_Non-CFL_Ltg | 0 | 0 | 600 | SWFS005-05 | 12324.27 | 2024 | 0 | 2024 | 0 | 0 | SWFS005-05 | Com Gas Steamers - Panel Upgrade ¦ SDG&E ¦ All | Com Gas Steamers - Panel Upgrade | 0.0011331 | 0.622 | 0.41 | CBSA 2014 | -2718.004 | 2012 | 0.6 | SWFS005-05
COM-FOODSERV-FS-PU-21.20 | Com ¦ ENERGY STAR Steamer - Gas - Panel Upgrade ¦ SDG&E ¦ All | Com ¦ ENERGY STAR Steamer - Gas - Panel Upgrade | SDG&E ¦ All | SDG&E | All | Electric & Gas | Efficient, Commercial Steamer, Gas | Efficient |  |  | 0 | Conventional | FoodServ | Com - Restaurant | Com | ROB and NEW | 0 | 1000 sqft2 of floor space | Steamer | 12 | DEER:Indoor_Non-CFL_Ltg | 0 | 0 | 600 | SWFS005-05 | 12324.27 | 2024 | 0 | 2024 | 0 | 0 | SWFS005-05 | Com Gas Steamers - Panel Upgrade ¦ SDG&E ¦ All | Com Gas Steamers - Panel Upgrade | 0.02503 | 0.622 | 0.41 | CBSA 2014 | -450.7423 | 2012 | 0.6 | SWFS005-05
COM-FOODSERV-FS-PU-21.21 | Com ¦ ENERGY STAR Steamer - Gas - Panel Upgrade ¦ SDG&E ¦ All | Com ¦ ENERGY STAR Steamer - Gas - Panel Upgrade | SDG&E ¦ All | SDG&E | All | Electric & Gas | Efficient, Commercial Steamer, Gas | Efficient |  |  | 0 | Conventional | FoodServ | Com - School | Com | ROB and NEW | 0 | 1000 sqft2 of floor space | Steamer | 12 | DEER:Indoor_Non-CFL_Ltg | 0 | 0 | 600 | SWFS005-05 | 12324.27 | 2024 | 0 | 2024 | 0 | 0 | SWFS005-05 | Com Gas Steamers - Panel Upgrade ¦ SDG&E ¦ All | Com Gas Steamers - Panel Upgrade | 0.0012302 | 0.622 | 0.41 | CBSA 2014 | -1370.845 | 2012 | 0.6 | SWFS005-05
COM-FOODSERV-FS-PU-22.1 | Com ¦ ENERGY STAR Steamer - Fuel Sub - Panel Upgrade ¦ PG&E ¦ All | Com ¦ ENERGY STAR Steamer - Fuel Sub - Panel Upgrade | PG&E ¦ All | PG&E | All | Electric & Gas | Electric Steamer, Fuel Sub | Efficient |  |  | 0 | Conventional | FoodServ | Com - College | Com | ROB Only | 1 | 1000 sqft2 of floor space | Steamer | 12 | DEER:Indoor_Non-CFL_Ltg | 10100 | 3.39 | 0 | SWFS005-05 | 13022.71 | 2024 | 3372 | 2024 | 4468.8116 | 0 | SWFS005-05 | Com Gas Steamers - Panel Upgrade ¦ PG&E ¦ All | Com Gas Steamers - Panel Upgrade | 0.0012302 | 0.622 | 0 | CBSA 2014 | -762.5302 | 2012 | 1 | SWFS005-05
COM-FOODSERV-FS-PU-22.2 | Com ¦ ENERGY STAR Steamer - Fuel Sub - Panel Upgrade ¦ PG&E ¦ All | Com ¦ ENERGY STAR Steamer - Fuel Sub - Panel Upgrade | PG&E ¦ All | PG&E | All | Electric & Gas | Electric Steamer, Fuel Sub | Efficient |  |  | 0 | Conventional | FoodServ | Com - Grocery | Com | ROB Only | 1 | 1000 sqft2 of floor space | Steamer | 12 | DEER:Indoor_Non-CFL_Ltg | 10100 | 3.39 | 0 | SWFS005-05 | 13022.71 | 2024 | 3372 | 2024 | 4468.8116 | 0 | SWFS005-05 | Com Gas Steamers - Panel Upgrade ¦ PG&E ¦ All | Com Gas Steamers - Panel Upgrade | 0.0055795 | 0.622 | 0 | CBSA 2014 | -568.1131 | 2012 | 1 | SWFS005-05
COM-FOODSERV-FS-PU-22.3 | Com ¦ ENERGY STAR Steamer - Fuel Sub - Panel Upgrade ¦ PG&E ¦ All | Com ¦ ENERGY STAR Steamer - Fuel Sub - Panel Upgrade | PG&E ¦ All | PG&E | All | Electric & Gas | Electric Steamer, Fuel Sub | Efficient |  |  | 0 | Conventional | FoodServ | Com - Health | Com | ROB Only | 1 | 1000 sqft2 of floor space | Steamer | 12 | DEER:Indoor_Non-CFL_Ltg | 10100 | 3.39 | 0 | SWFS005-05 | 13022.71 | 2024 | 3372 | 2024 | 4468.8116 | 0 | SWFS005-05 | Com Gas Steamers - Panel Upgrade ¦ PG&E ¦ All | Com Gas Steamers - Panel Upgrade | 0.0036977 | 0.622 | 0 | CBSA 2014 | -660.9104 | 2012 | 1 | SWFS005-05
COM-FOODSERV-FS-PU-22.4 | Com ¦ ENERGY STAR Steamer - Fuel Sub - Panel Upgrade ¦ PG&E ¦ All | Com ¦ ENERGY STAR Steamer - Fuel Sub - Panel Upgrade | PG&E ¦ All | PG&E | All | Electric & Gas | Electric Steamer, Fuel Sub | Efficient |  |  | 0 | Conventional | FoodServ | Com - Lodging | Com | ROB Only | 1 | 1000 sqft2 of floor space | Steamer | 12 | DEER:Indoor_Non-CFL_Ltg | 10100 | 3.39 | 0 | SWFS005-05 | 13022.71 | 2024 | 3372 | 2024 | 4468.8116 | 0 | SWFS005-05 | Com Gas Steamers - Panel Upgrade ¦ PG&E ¦ All | Com Gas Steamers - Panel Upgrade | 0.0020736 | 0.622 | 0 | CBSA 2014 | -1592.5939 | 2012 | 1 | SWFS005-05
COM-FOODSERV-FS-PU-22.5 | Com ¦ ENERGY STAR Steamer - Fuel Sub - Panel Upgrade ¦ PG&E ¦ All | Com ¦ ENERGY STAR Steamer - Fuel Sub - Panel Upgrade | PG&E ¦ All | PG&E | All | Electric & Gas | Electric Steamer, Fuel Sub | Efficient |  |  | 0 | Conventional | FoodServ | Com - Other | Com | ROB Only | 1 | 1000 sqft2 of floor space | Steamer | 12 | DEER:Indoor_Non-CFL_Ltg | 10100 | 3.39 | 0 | SWFS005-05 | 13022.71 | 2024 | 3372 | 2024 | 4468.8116 | 0 | SWFS005-05 | Com Gas Steamers - Panel Upgrade ¦ PG&E ¦ All | Com Gas Steamers - Panel Upgrade | 0.0011331 | 0.622 | 0 | CBSA 2014 | -1115.287 | 2012 | 1 | SWFS005-05
COM-FOODSERV-FS-PU-22.6 | Com ¦ ENERGY STAR Steamer - Fuel Sub - Panel Upgrade ¦ PG&E ¦ All | Com ¦ ENERGY STAR Steamer - Fuel Sub - Panel Upgrade | PG&E ¦ All | PG&E | All | Electric & Gas | Electric Steamer, Fuel Sub | Efficient |  |  | 0 | Conventional | FoodServ | Com - Restaurant | Com | ROB Only | 1 | 1000 sqft2 of floor space | Steamer | 12 | DEER:Indoor_Non-CFL_Ltg | 10100 | 3.39 | 0 | SWFS005-05 | 13022.71 | 2024 | 3372 | 2024 | 4468.8116 | 0 | SWFS005-05 | Com Gas Steamers - Panel Upgrade ¦ PG&E ¦ All | Com Gas Steamers - Panel Upgrade | 0.02503 | 0.622 | 0 | CBSA 2014 | -179.4876 | 2012 | 1 | SWFS005-05
COM-FOODSERV-FS-PU-22.7 | Com ¦ ENERGY STAR Steamer - Fuel Sub - Panel Upgrade ¦ PG&E ¦ All | Com ¦ ENERGY STAR Steamer - Fuel Sub - Panel Upgrade | PG&E ¦ All | PG&E | All | Electric & Gas | Electric Steamer, Fuel Sub | Efficient |  |  | 0 | Conventional | FoodServ | Com - School | Com | ROB Only | 1 | 1000 sqft2 of floor space | Steamer | 12 | DEER:Indoor_Non-CFL_Ltg | 10100 | 3.39 | 0 | SWFS005-05 | 13022.71 | 2024 | 3372 | 2024 | 4468.8116 | 0 | SWFS005-05 | Com Gas Steamers - Panel Upgrade ¦ PG&E ¦ All | Com Gas Steamers - Panel Upgrade | 0.0012302 | 0.622 | 0 | CBSA 2014 | -1662.9254 | 2012 | 1 | SWFS005-05
COM-FOODSERV-FS-PU-22.8 | Com ¦ ENERGY STAR Steamer - Fuel Sub - Panel Upgrade ¦ SCG ¦ All | Com ¦ ENERGY STAR Steamer - Fuel Sub - Panel Upgrade | SCG ¦ All | SCG | All | Electric & Gas | Electric Steamer, Fuel Sub | Efficient |  |  | 0 | Conventional | FoodServ | Com - College | Com | ROB Only | 1 | 1000 sqft2 of floor space | Steamer | 12 | DEER:Indoor_Non-CFL_Ltg | 10100 | 3.39 | 0 | SWFS005-05 | 13022.71 | 2024 | 3372 | 2024 | 4468.8116 | 0 | SWFS005-05 | Com Gas Steamers - Panel Upgrade ¦ SCG ¦ All | Com Gas Steamers - Panel Upgrade | 0.0012302 | 0.622 | 0 | CBSA 2014 | -762.5302 | 2012 | 1 | SWFS005-05
COM-FOODSERV-FS-PU-22.9 | Com ¦ ENERGY STAR Steamer - Fuel Sub - Panel Upgrade ¦ SCG ¦ All | Com ¦ ENERGY STAR Steamer - Fuel Sub - Panel Upgrade | SCG ¦ All | SCG | All | Electric & Gas | Electric Steamer, Fuel Sub | Efficient |  |  | 0 | Conventional | FoodServ | Com - Grocery | Com | ROB Only | 1 | 1000 sqft2 of floor space | Steamer | 12 | DEER:Indoor_Non-CFL_Ltg | 10100 | 3.39 | 0 | SWFS005-05 | 13022.71 | 2024 | 3372 | 2024 | 4468.8116 | 0 | SWFS005-05 | Com Gas Steamers - Panel Upgrade ¦ SCG ¦ All | Com Gas Steamers - Panel Upgrade | 0.0055795 | 0.622 | 0 | CBSA 2014 | -568.1131 | 2012 | 1 | SWFS005-05
COM-FOODSERV-FS-PU-22.10 | Com ¦ ENERGY STAR Steamer - Fuel Sub - Panel Upgrade ¦ SCG ¦ All | Com ¦ ENERGY STAR Steamer - Fuel Sub - Panel Upgrade | SCG ¦ All | SCG | All | Electric & Gas | Electric Steamer, Fuel Sub | Efficient |  |  | 0 | Conventional | FoodServ | Com - Health | Com | ROB Only | 1 | 1000 sqft2 of floor space | Steamer | 12 | DEER:Indoor_Non-CFL_Ltg | 10100 | 3.39 | 0 | SWFS005-05 | 13022.71 | 2024 | 3372 | 2024 | 4468.8116 | 0 | SWFS005-05 | Com Gas Steamers - Panel Upgrade ¦ SCG ¦ All | Com Gas Steamers - Panel Upgrade | 0.0036977 | 0.622 | 0 | CBSA 2014 | -660.9104 | 2012 | 1 | SWFS005-05
COM-FOODSERV-FS-PU-22.11 | Com ¦ ENERGY STAR Steamer - Fuel Sub - Panel Upgrade ¦ SCG ¦ All | Com ¦ ENERGY STAR Steamer - Fuel Sub - Panel Upgrade | SCG ¦ All | SCG | All | Electric & Gas | Electric Steamer, Fuel Sub | Efficient |  |  | 0 | Conventional | FoodServ | Com - Lodging | Com | ROB Only | 1 | 1000 sqft2 of floor space | Steamer | 12 | DEER:Indoor_Non-CFL_Ltg | 10100 | 3.39 | 0 | SWFS005-05 | 13022.71 | 2024 | 3372 | 2024 | 4468.8116 | 0 | SWFS005-05 | Com Gas Steamers - Panel Upgrade ¦ SCG ¦ All | Com Gas Steamers - Panel Upgrade | 0.0020736 | 0.622 | 0 | CBSA 2014 | -1592.5939 | 2012 | 1 | SWFS005-05
COM-FOODSERV-FS-PU-22.12 | Com ¦ ENERGY STAR Steamer - Fuel Sub - Panel Upgrade ¦ SCG ¦ All | Com ¦ ENERGY STAR Steamer - Fuel Sub - Panel Upgrade | SCG ¦ All | SCG | All | Electric & Gas | Electric Steamer, Fuel Sub | Efficient |  |  | 0 | Conventional | FoodServ | Com - Other | Com | ROB Only | 1 | 1000 sqft2 of floor space | Steamer | 12 | DEER:Indoor_Non-CFL_Ltg | 10100 | 3.39 | 0 | SWFS005-05 | 13022.71 | 2024 | 3372 | 2024 | 4468.8116 | 0 | SWFS005-05 | Com Gas Steamers - Panel Upgrade ¦ SCG ¦ All | Com Gas Steamers - Panel Upgrade | 0.0011331 | 0.622 | 0 | CBSA 2014 | -1115.287 | 2012 | 1 | SWFS005-05
COM-FOODSERV-FS-PU-22.13 | Com ¦ ENERGY STAR Steamer - Fuel Sub - Panel Upgrade ¦ SCG ¦ All | Com ¦ ENERGY STAR Steamer - Fuel Sub - Panel Upgrade | SCG ¦ All | SCG | All | Electric & Gas | Electric Steamer, Fuel Sub | Efficient |  |  | 0 | Conventional | FoodServ | Com - Restaurant | Com | ROB Only | 1 | 1000 sqft2 of floor space | Steamer | 12 | DEER:Indoor_Non-CFL_Ltg | 10100 | 3.39 | 0 | SWFS005-05 | 13022.71 | 2024 | 3372 | 2024 | 4468.8116 | 0 | SWFS005-05 | Com Gas Steamers - Panel Upgrade ¦ SCG ¦ All | Com Gas Steamers - Panel Upgrade | 0.02503 | 0.622 | 0 | CBSA 2014 | -179.4876 | 2012 | 1 | SWFS005-05
COM-FOODSERV-FS-PU-22.14 | Com ¦ ENERGY STAR Steamer - Fuel Sub - Panel Upgrade ¦ SCG ¦ All | Com ¦ ENERGY STAR Steamer - Fuel Sub - Panel Upgrade | SCG ¦ All | SCG | All | Electric & Gas | Electric Steamer, Fuel Sub | Efficient |  |  | 0 | Conventional | FoodServ | Com - School | Com | ROB Only | 1 | 1000 sqft2 of floor space | Steamer | 12 | DEER:Indoor_Non-CFL_Ltg | 10100 | 3.39 | 0 | SWFS005-05 | 13022.71 | 2024 | 3372 | 2024 | 4468.8116 | 0 | SWFS005-05 | Com Gas Steamers - Panel Upgrade ¦ SCG ¦ All | Com Gas Steamers - Panel Upgrade | 0.0012302 | 0.622 | 0 | CBSA 2014 | -1662.9254 | 2012 | 1 | SWFS005-05
COM-FOODSERV-FS-PU-22.15 | Com ¦ ENERGY STAR Steamer - Fuel Sub - Panel Upgrade ¦ SDG&E ¦ All | Com ¦ ENERGY STAR Steamer - Fuel Sub - Panel Upgrade | SDG&E ¦ All | SDG&E | All | Electric & Gas | Electric Steamer, Fuel Sub | Efficient |  |  | 0 | Conventional | FoodServ | Com - College | Com | ROB Only | 1 | 1000 sqft2 of floor space | Steamer | 12 | DEER:Indoor_Non-CFL_Ltg | 10100 | 3.39 | 0 | SWFS005-05 | 13022.71 | 2024 | 3372 | 2024 | 4468.8116 | 0 | SWFS005-05 | Com Gas Steamers - Panel Upgrade ¦ SDG&E ¦ All | Com Gas Steamers - Panel Upgrade | 0.0012302 | 0.622 | 0 | CBSA 2014 | -762.5302 | 2012 | 1 | SWFS005-05
COM-FOODSERV-FS-PU-22.16 | Com ¦ ENERGY STAR Steamer - Fuel Sub - Panel Upgrade ¦ SDG&E ¦ All | Com ¦ ENERGY STAR Steamer - Fuel Sub - Panel Upgrade | SDG&E ¦ All | SDG&E | All | Electric & Gas | Electric Steamer, Fuel Sub | Efficient |  |  | 0 | Conventional | FoodServ | Com - Grocery | Com | ROB Only | 1 | 1000 sqft2 of floor space | Steamer | 12 | DEER:Indoor_Non-CFL_Ltg | 10100 | 3.39 | 0 | SWFS005-05 | 13022.71 | 2024 | 3372 | 2024 | 4468.8116 | 0 | SWFS005-05 | Com Gas Steamers - Panel Upgrade ¦ SDG&E ¦ All | Com Gas Steamers - Panel Upgrade | 0.0055795 | 0.622 | 0 | CBSA 2014 | -568.1131 | 2012 | 1 | SWFS005-05
COM-FOODSERV-FS-PU-22.17 | Com ¦ ENERGY STAR Steamer - Fuel Sub - Panel Upgrade ¦ SDG&E ¦ All | Com ¦ ENERGY STAR Steamer - Fuel Sub - Panel Upgrade | SDG&E ¦ All | SDG&E | All | Electric & Gas | Electric Steamer, Fuel Sub | Efficient |  |  | 0 | Conventional | FoodServ | Com - Health | Com | ROB Only | 1 | 1000 sqft2 of floor space | Steamer | 12 | DEER:Indoor_Non-CFL_Ltg | 10100 | 3.39 | 0 | SWFS005-05 | 13022.71 | 2024 | 3372 | 2024 | 4468.8116 | 0 | SWFS005-05 | Com Gas Steamers - Panel Upgrade ¦ SDG&E ¦ All | Com Gas Steamers - Panel Upgrade | 0.0036977 | 0.622 | 0 | CBSA 2014 | -660.9104 | 2012 | 1 | SWFS005-05
COM-FOODSERV-FS-PU-22.18 | Com ¦ ENERGY STAR Steamer - Fuel Sub - Panel Upgrade ¦ SDG&E ¦ All | Com ¦ ENERGY STAR Steamer - Fuel Sub - Panel Upgrade | SDG&E ¦ All | SDG&E | All | Electric & Gas | Electric Steamer, Fuel Sub | Efficient |  |  | 0 | Conventional | FoodServ | Com - Lodging | Com | ROB Only | 1 | 1000 sqft2 of floor space | Steamer | 12 | DEER:Indoor_Non-CFL_Ltg | 10100 | 3.39 | 0 | SWFS005-05 | 13022.71 | 2024 | 3372 | 2024 | 4468.8116 | 0 | SWFS005-05 | Com Gas Steamers - Panel Upgrade ¦ SDG&E ¦ All | Com Gas Steamers - Panel Upgrade | 0.0020736 | 0.622 | 0 | CBSA 2014 | -1592.5939 | 2012 | 1 | SWFS005-05
COM-FOODSERV-FS-PU-22.19 | Com ¦ ENERGY STAR Steamer - Fuel Sub - Panel Upgrade ¦ SDG&E ¦ All | Com ¦ ENERGY STAR Steamer - Fuel Sub - Panel Upgrade | SDG&E ¦ All | SDG&E | All | Electric & Gas | Electric Steamer, Fuel Sub | Efficient |  |  | 0 | Conventional | FoodServ | Com - Other | Com | ROB Only | 1 | 1000 sqft2 of floor space | Steamer | 12 | DEER:Indoor_Non-CFL_Ltg | 10100 | 3.39 | 0 | SWFS005-05 | 13022.71 | 2024 | 3372 | 2024 | 4468.8116 | 0 | SWFS005-05 | Com Gas Steamers - Panel Upgrade ¦ SDG&E ¦ All | Com Gas Steamers - Panel Upgrade | 0.0011331 | 0.622 | 0 | CBSA 2014 | -1115.287 | 2012 | 1 | SWFS005-05
COM-FOODSERV-FS-PU-22.20 | Com ¦ ENERGY STAR Steamer - Fuel Sub - Panel Upgrade ¦ SDG&E ¦ All | Com ¦ ENERGY STAR Steamer - Fuel Sub - Panel Upgrade | SDG&E ¦ All | SDG&E | All | Electric & Gas | Electric Steamer, Fuel Sub | Efficient |  |  | 0 | Conventional | FoodServ | Com - Restaurant | Com | ROB Only | 1 | 1000 sqft2 of floor space | Steamer | 12 | DEER:Indoor_Non-CFL_Ltg | 10100 | 3.39 | 0 | SWFS005-05 | 13022.71 | 2024 | 3372 | 2024 | 4468.8116 | 0 | SWFS005-05 | Com Gas Steamers - Panel Upgrade ¦ SDG&E ¦ All | Com Gas Steamers - Panel Upgrade | 0.02503 | 0.622 | 0 | CBSA 2014 | -179.4876 | 2012 | 1 | SWFS005-05
COM-FOODSERV-FS-PU-22.21 | Com ¦ ENERGY STAR Steamer - Fuel Sub - Panel Upgrade ¦ SDG&E ¦ All | Com ¦ ENERGY STAR Steamer - Fuel Sub - Panel Upgrade | SDG&E ¦ All | SDG&E | All | Electric & Gas | Electric Steamer, Fuel Sub | Efficient |  |  | 0 | Conventional | FoodServ | Com - School | Com | ROB Only | 1 | 1000 sqft2 of floor space | Steamer | 12 | DEER:Indoor_Non-CFL_Ltg | 10100 | 3.39 | 0 | SWFS005-05 | 13022.71 | 2024 | 3372 | 2024 | 4468.8116 | 0 | SWFS005-05 | Com Gas Steamers - Panel Upgrade ¦ SDG&E ¦ All | Com Gas Steamers - Panel Upgrade | 0.0012302 | 0.622 | 0 | CBSA 2014 | -1662.9254 | 2012 | 1 | SWFS005-05
COM-FOODSERV-FS-PU-30.1 | Com ¦ Standard Convection Oven - Gas - Panel Upgrade ¦ PG&E ¦ All | Com ¦ Standard Convection Oven - Gas - Panel Upgrade | PG&E ¦ All | PG&E | All | Electric & Gas | Standard, Commercial Convection Oven, Full, Gas | Average Existing and Code |  |  | 0 | Conventional | FoodServ | Com - College | Com | ROB and NEW | 0 | 1000 sqft2 of floor space | Oven | 12 | DEER:Indoor_Non-CFL_Ltg | 0 | 0 | 0 | SWFS001-04 | 7510.36 | 2024 | 0 | 2024 | 0 | 0 | SWFS001-04 | Com Gas Convection Ovens - Panel Upgrade ¦ PG&E ¦ All | Com Gas Convection Ovens - Panel Upgrade | 0.010748 | 0.622 | 0.49 | CBSA 2014 | 0 | 2012 | 0.6 | SWFS001-04
COM-FOODSERV-FS-PU-30.2 | Com ¦ Standard Convection Oven - Gas - Panel Upgrade ¦ PG&E ¦ All | Com ¦ Standard Convection Oven - Gas - Panel Upgrade | PG&E ¦ All | PG&E | All | Electric & Gas | Standard, Commercial Convection Oven, Full, Gas | Average Existing and Code |  |  | 0 | Conventional | FoodServ | Com - Grocery | Com | ROB and NEW | 0 | 1000 sqft2 of floor space | Oven | 12 | DEER:Indoor_Non-CFL_Ltg | 0 | 0 | 0 | SWFS001-04 | 7510.36 | 2024 | 0 | 2024 | 0 | 0 | SWFS001-04 | Com Gas Convection Ovens - Panel Upgrade ¦ PG&E ¦ All | Com Gas Convection Ovens - Panel Upgrade | 0.045138 | 0.622 | 0.49 | CBSA 2014 | 0 | 2012 | 0.6 | SWFS001-04
COM-FOODSERV-FS-PU-30.3 | Com ¦ Standard Convection Oven - Gas - Panel Upgrade ¦ PG&E ¦ All | Com ¦ Standard Convection Oven - Gas - Panel Upgrade | PG&E ¦ All | PG&E | All | Electric & Gas | Standard, Commercial Convection Oven, Full, Gas | Average Existing and Code |  |  | 0 | Conventional | FoodServ | Com - Health | Com | ROB and NEW | 0 | 1000 sqft2 of floor space | Oven | 12 | DEER:Indoor_Non-CFL_Ltg | 0 | 0 | 0 | SWFS001-04 | 7510.36 | 2024 | 0 | 2024 | 0 | 0 | SWFS001-04 | Com Gas Convection Ovens - Panel Upgrade ¦ PG&E ¦ All | Com Gas Convection Ovens - Panel Upgrade | 0.015028 | 0.622 | 0.49 | CBSA 2014 | 0 | 2012 | 0.6 | SWFS001-04
COM-FOODSERV-FS-PU-30.4 | Com ¦ Standard Convection Oven - Gas - Panel Upgrade ¦ PG&E ¦ All | Com ¦ Standard Convection Oven - Gas - Panel Upgrade | PG&E ¦ All | PG&E | All | Electric & Gas | Standard, Commercial Convection Oven, Full, Gas | Average Existing and Code |  |  | 0 | Conventional | FoodServ | Com - Lodging | Com | ROB and NEW | 0 | 1000 sqft2 of floor space | Oven | 12 | DEER:Indoor_Non-CFL_Ltg | 0 | 0 | 0 | SWFS001-04 | 7510.36 | 2024 | 0 | 2024 | 0 | 0 | SWFS001-04 | Com Gas Convection Ovens - Panel Upgrade ¦ PG&E ¦ All | Com Gas Convection Ovens - Panel Upgrade | 0.010086 | 0.622 | 0.49 | CBSA 2014 | 0 | 2012 | 0.6 | SWFS001-04
COM-FOODSERV-FS-PU-30.5 | Com ¦ Standard Convection Oven - Gas - Panel Upgrade ¦ PG&E ¦ All | Com ¦ Standard Convection Oven - Gas - Panel Upgrade | PG&E ¦ All | PG&E | All | Electric & Gas | Standard, Commercial Convection Oven, Full, Gas | Average Existing and Code |  |  | 0 | Conventional | FoodServ | Com - Other | Com | ROB and NEW | 0 | 1000 sqft2 of floor space | Oven | 12 | DEER:Indoor_Non-CFL_Ltg | 0 | 0 | 0 | SWFS001-04 | 7510.36 | 2024 | 0 | 2024 | 0 | 0 | SWFS001-04 | Com Gas Convection Ovens - Panel Upgrade ¦ PG&E ¦ All | Com Gas Convection Ovens - Panel Upgrade | 0.0097352 | 0.622 | 0.49 | CBSA 2014 | 0 | 2012 | 0.6 | SWFS001-04
COM-FOODSERV-FS-PU-30.6 | Com ¦ Standard Convection Oven - Gas - Panel Upgrade ¦ PG&E ¦ All | Com ¦ Standard Convection Oven - Gas - Panel Upgrade | PG&E ¦ All | PG&E | All | Electric & Gas | Standard, Commercial Convection Oven, Full, Gas | Average Existing and Code |  |  | 0 | Conventional | FoodServ | Com - Restaurant | Com | ROB and NEW | 0 | 1000 sqft2 of floor space | Oven | 12 | DEER:Indoor_Non-CFL_Ltg | 0 | 0 | 0 | SWFS001-04 | 7510.36 | 2024 | 0 | 2024 | 0 | 0 | SWFS001-04 | Com Gas Convection Ovens - Panel Upgrade ¦ PG&E ¦ All | Com Gas Convection Ovens - Panel Upgrade | 0.14765 | 0.622 | 0.49 | CBSA 2014 | 0 | 2012 | 0.6 | SWFS001-04
COM-FOODSERV-FS-PU-30.7 | Com ¦ Standard Convection Oven - Gas - Panel Upgrade ¦ PG&E ¦ All | Com ¦ Standard Convection Oven - Gas - Panel Upgrade | PG&E ¦ All | PG&E | All | Electric & Gas | Standard, Commercial Convection Oven, Full, Gas | Average Existing and Code |  |  | 0 | Conventional | FoodServ | Com - School | Com | ROB and NEW | 0 | 1000 sqft2 of floor space | Oven | 12 | DEER:Indoor_Non-CFL_Ltg | 0 | 0 | 0 | SWFS001-04 | 7510.36 | 2024 | 0 | 2024 | 0 | 0 | SWFS001-04 | Com Gas Convection Ovens - Panel Upgrade ¦ PG&E ¦ All | Com Gas Convection Ovens - Panel Upgrade | 0.010748 | 0.622 | 0.49 | CBSA 2014 | 0 | 2012 | 0.6 | SWFS001-04
COM-FOODSERV-FS-PU-30.8 | Com ¦ Standard Convection Oven - Gas - Panel Upgrade ¦ SCG ¦ All | Com ¦ Standard Convection Oven - Gas - Panel Upgrade | SCG ¦ All | SCG | All | Electric & Gas | Standard, Commercial Convection Oven, Full, Gas | Average Existing and Code |  |  | 0 | Conventional | FoodServ | Com - College | Com | ROB and NEW | 0 | 1000 sqft2 of floor space | Oven | 12 | DEER:Indoor_Non-CFL_Ltg | 0 | 0 | 0 | SWFS001-04 | 7510.36 | 2024 | 0 | 2024 | 0 | 0 | SWFS001-04 | Com Gas Convection Ovens - Panel Upgrade ¦ SCG ¦ All | Com Gas Convection Ovens - Panel Upgrade | 0.010748 | 0.622 | 0.49 | CBSA 2014 | 0 | 2012 | 0.6 | SWFS001-04
COM-FOODSERV-FS-PU-30.9 | Com ¦ Standard Convection Oven - Gas - Panel Upgrade ¦ SCG ¦ All | Com ¦ Standard Convection Oven - Gas - Panel Upgrade | SCG ¦ All | SCG | All | Electric & Gas | Standard, Commercial Convection Oven, Full, Gas | Average Existing and Code |  |  | 0 | Conventional | FoodServ | Com - Grocery | Com | ROB and NEW | 0 | 1000 sqft2 of floor space | Oven | 12 | DEER:Indoor_Non-CFL_Ltg | 0 | 0 | 0 | SWFS001-04 | 7510.36 | 2024 | 0 | 2024 | 0 | 0 | SWFS001-04 | Com Gas Convection Ovens - Panel Upgrade ¦ SCG ¦ All | Com Gas Convection Ovens - Panel Upgrade | 0.045138 | 0.622 | 0.49 | CBSA 2014 | 0 | 2012 | 0.6 | SWFS001-04
COM-FOODSERV-FS-PU-30.10 | Com ¦ Standard Convection Oven - Gas - Panel Upgrade ¦ SCG ¦ All | Com ¦ Standard Convection Oven - Gas - Panel Upgrade | SCG ¦ All | SCG | All | Electric & Gas | Standard, Commercial Convection Oven, Full, Gas | Average Existing and Code |  |  | 0 | Conventional | FoodServ | Com - Health | Com | ROB and NEW | 0 | 1000 sqft2 of floor space | Oven | 12 | DEER:Indoor_Non-CFL_Ltg | 0 | 0 | 0 | SWFS001-04 | 7510.36 | 2024 | 0 | 2024 | 0 | 0 | SWFS001-04 | Com Gas Convection Ovens - Panel Upgrade ¦ SCG ¦ All | Com Gas Convection Ovens - Panel Upgrade | 0.015028 | 0.622 | 0.49 | CBSA 2014 | 0 | 2012 | 0.6 | SWFS001-04
COM-FOODSERV-FS-PU-30.11 | Com ¦ Standard Convection Oven - Gas - Panel Upgrade ¦ SCG ¦ All | Com ¦ Standard Convection Oven - Gas - Panel Upgrade | SCG ¦ All | SCG | All | Electric & Gas | Standard, Commercial Convection Oven, Full, Gas | Average Existing and Code |  |  | 0 | Conventional | FoodServ | Com - Lodging | Com | ROB and NEW | 0 | 1000 sqft2 of floor space | Oven | 12 | DEER:Indoor_Non-CFL_Ltg | 0 | 0 | 0 | SWFS001-04 | 7510.36 | 2024 | 0 | 2024 | 0 | 0 | SWFS001-04 | Com Gas Convection Ovens - Panel Upgrade ¦ SCG ¦ All | Com Gas Convection Ovens - Panel Upgrade | 0.010086 | 0.622 | 0.49 | CBSA 2014 | 0 | 2012 | 0.6 | SWFS001-04
COM-FOODSERV-FS-PU-30.12 | Com ¦ Standard Convection Oven - Gas - Panel Upgrade ¦ SCG ¦ All | Com ¦ Standard Convection Oven - Gas - Panel Upgrade | SCG ¦ All | SCG | All | Electric & Gas | Standard, Commercial Convection Oven, Full, Gas | Average Existing and Code |  |  | 0 | Conventional | FoodServ | Com - Other | Com | ROB and NEW | 0 | 1000 sqft2 of floor space | Oven | 12 | DEER:Indoor_Non-CFL_Ltg | 0 | 0 | 0 | SWFS001-04 | 7510.36 | 2024 | 0 | 2024 | 0 | 0 | SWFS001-04 | Com Gas Convection Ovens - Panel Upgrade ¦ SCG ¦ All | Com Gas Convection Ovens - Panel Upgrade | 0.0097352 | 0.622 | 0.49 | CBSA 2014 | 0 | 2012 | 0.6 | SWFS001-04
COM-FOODSERV-FS-PU-30.13 | Com ¦ Standard Convection Oven - Gas - Panel Upgrade ¦ SCG ¦ All | Com ¦ Standard Convection Oven - Gas - Panel Upgrade | SCG ¦ All | SCG | All | Electric & Gas | Standard, Commercial Convection Oven, Full, Gas | Average Existing and Code |  |  | 0 | Conventional | FoodServ | Com - Restaurant | Com | ROB and NEW | 0 | 1000 sqft2 of floor space | Oven | 12 | DEER:Indoor_Non-CFL_Ltg | 0 | 0 | 0 | SWFS001-04 | 7510.36 | 2024 | 0 | 2024 | 0 | 0 | SWFS001-04 | Com Gas Convection Ovens - Panel Upgrade ¦ SCG ¦ All | Com Gas Convection Ovens - Panel Upgrade | 0.14765 | 0.622 | 0.49 | CBSA 2014 | 0 | 2012 | 0.6 | SWFS001-04
COM-FOODSERV-FS-PU-30.14 | Com ¦ Standard Convection Oven - Gas - Panel Upgrade ¦ SCG ¦ All | Com ¦ Standard Convection Oven - Gas - Panel Upgrade | SCG ¦ All | SCG | All | Electric & Gas | Standard, Commercial Convection Oven, Full, Gas | Average Existing and Code |  |  | 0 | Conventional | FoodServ | Com - School | Com | ROB and NEW | 0 | 1000 sqft2 of floor space | Oven | 12 | DEER:Indoor_Non-CFL_Ltg | 0 | 0 | 0 | SWFS001-04 | 7510.36 | 2024 | 0 | 2024 | 0 | 0 | SWFS001-04 | Com Gas Convection Ovens - Panel Upgrade ¦ SCG ¦ All | Com Gas Convection Ovens - Panel Upgrade | 0.010748 | 0.622 | 0.49 | CBSA 2014 | 0 | 2012 | 0.6 | SWFS001-04
COM-FOODSERV-FS-PU-30.15 | Com ¦ Standard Convection Oven - Gas - Panel Upgrade ¦ SDG&E ¦ All | Com ¦ Standard Convection Oven - Gas - Panel Upgrade | SDG&E ¦ All | SDG&E | All | Electric & Gas | Standard, Commercial Convection Oven, Full, Gas | Average Existing and Code |  |  | 0 | Conventional | FoodServ | Com - College | Com | ROB and NEW | 0 | 1000 sqft2 of floor space | Oven | 12 | DEER:Indoor_Non-CFL_Ltg | 0 | 0 | 0 | SWFS001-04 | 7510.36 | 2024 | 0 | 2024 | 0 | 0 | SWFS001-04 | Com Gas Convection Ovens - Panel Upgrade ¦ SDG&E ¦ All | Com Gas Convection Ovens - Panel Upgrade | 0.010748 | 0.622 | 0.49 | CBSA 2014 | 0 | 2012 | 0.6 | SWFS001-04
COM-FOODSERV-FS-PU-30.16 | Com ¦ Standard Convection Oven - Gas - Panel Upgrade ¦ SDG&E ¦ All | Com ¦ Standard Convection Oven - Gas - Panel Upgrade | SDG&E ¦ All | SDG&E | All | Electric & Gas | Standard, Commercial Convection Oven, Full, Gas | Average Existing and Code |  |  | 0 | Conventional | FoodServ | Com - Grocery | Com | ROB and NEW | 0 | 1000 sqft2 of floor space | Oven | 12 | DEER:Indoor_Non-CFL_Ltg | 0 | 0 | 0 | SWFS001-04 | 7510.36 | 2024 | 0 | 2024 | 0 | 0 | SWFS001-04 | Com Gas Convection Ovens - Panel Upgrade ¦ SDG&E ¦ All | Com Gas Convection Ovens - Panel Upgrade | 0.045138 | 0.622 | 0.49 | CBSA 2014 | 0 | 2012 | 0.6 | SWFS001-04
COM-FOODSERV-FS-PU-30.17 | Com ¦ Standard Convection Oven - Gas - Panel Upgrade ¦ SDG&E ¦ All | Com ¦ Standard Convection Oven - Gas - Panel Upgrade | SDG&E ¦ All | SDG&E | All | Electric & Gas | Standard, Commercial Convection Oven, Full, Gas | Average Existing and Code |  |  | 0 | Conventional | FoodServ | Com - Health | Com | ROB and NEW | 0 | 1000 sqft2 of floor space | Oven | 12 | DEER:Indoor_Non-CFL_Ltg | 0 | 0 | 0 | SWFS001-04 | 7510.36 | 2024 | 0 | 2024 | 0 | 0 | SWFS001-04 | Com Gas Convection Ovens - Panel Upgrade ¦ SDG&E ¦ All | Com Gas Convection Ovens - Panel Upgrade | 0.015028 | 0.622 | 0.49 | CBSA 2014 | 0 | 2012 | 0.6 | SWFS001-04
COM-FOODSERV-FS-PU-30.18 | Com ¦ Standard Convection Oven - Gas - Panel Upgrade ¦ SDG&E ¦ All | Com ¦ Standard Convection Oven - Gas - Panel Upgrade | SDG&E ¦ All | SDG&E | All | Electric & Gas | Standard, Commercial Convection Oven, Full, Gas | Average Existing and Code |  |  | 0 | Conventional | FoodServ | Com - Lodging | Com | ROB and NEW | 0 | 1000 sqft2 of floor space | Oven | 12 | DEER:Indoor_Non-CFL_Ltg | 0 | 0 | 0 | SWFS001-04 | 7510.36 | 2024 | 0 | 2024 | 0 | 0 | SWFS001-04 | Com Gas Convection Ovens - Panel Upgrade ¦ SDG&E ¦ All | Com Gas Convection Ovens - Panel Upgrade | 0.010086 | 0.622 | 0.49 | CBSA 2014 | 0 | 2012 | 0.6 | SWFS001-04
COM-FOODSERV-FS-PU-30.19 | Com ¦ Standard Convection Oven - Gas - Panel Upgrade ¦ SDG&E ¦ All | Com ¦ Standard Convection Oven - Gas - Panel Upgrade | SDG&E ¦ All | SDG&E | All | Electric & Gas | Standard, Commercial Convection Oven, Full, Gas | Average Existing and Code |  |  | 0 | Conventional | FoodServ | Com - Other | Com | ROB and NEW | 0 | 1000 sqft2 of floor space | Oven | 12 | DEER:Indoor_Non-CFL_Ltg | 0 | 0 | 0 | SWFS001-04 | 7510.36 | 2024 | 0 | 2024 | 0 | 0 | SWFS001-04 | Com Gas Convection Ovens - Panel Upgrade ¦ SDG&E ¦ All | Com Gas Convection Ovens - Panel Upgrade | 0.0097352 | 0.622 | 0.49 | CBSA 2014 | 0 | 2012 | 0.6 | SWFS001-04
COM-FOODSERV-FS-PU-30.20 | Com ¦ Standard Convection Oven - Gas - Panel Upgrade ¦ SDG&E ¦ All | Com ¦ Standard Convection Oven - Gas - Panel Upgrade | SDG&E ¦ All | SDG&E | All | Electric & Gas | Standard, Commercial Convection Oven, Full, Gas | Average Existing and Code |  |  | 0 | Conventional | FoodServ | Com - Restaurant | Com | ROB and NEW | 0 | 1000 sqft2 of floor space | Oven | 12 | DEER:Indoor_Non-CFL_Ltg | 0 | 0 | 0 | SWFS001-04 | 7510.36 | 2024 | 0 | 2024 | 0 | 0 | SWFS001-04 | Com Gas Convection Ovens - Panel Upgrade ¦ SDG&E ¦ All | Com Gas Convection Ovens - Panel Upgrade | 0.14765 | 0.622 | 0.49 | CBSA 2014 | 0 | 2012 | 0.6 | SWFS001-04
COM-FOODSERV-FS-PU-30.21 | Com ¦ Standard Convection Oven - Gas - Panel Upgrade ¦ SDG&E ¦ All | Com ¦ Standard Convection Oven - Gas - Panel Upgrade | SDG&E ¦ All | SDG&E | All | Electric & Gas | Standard, Commercial Convection Oven, Full, Gas | Average Existing and Code |  |  | 0 | Conventional | FoodServ | Com - School | Com | ROB and NEW | 0 | 1000 sqft2 of floor space | Oven | 12 | DEER:Indoor_Non-CFL_Ltg | 0 | 0 | 0 | SWFS001-04 | 7510.36 | 2024 | 0 | 2024 | 0 | 0 | SWFS001-04 | Com Gas Convection Ovens - Panel Upgrade ¦ SDG&E ¦ All | Com Gas Convection Ovens - Panel Upgrade | 0.010748 | 0.622 | 0.49 | CBSA 2014 | 0 | 2012 | 0.6 | SWFS001-04
COM-FOODSERV-FS-PU-31.1 | Com ¦ ENERGY STAR Convection Oven - Gas - Panel Upgrade ¦ PG&E ¦ All | Com ¦ ENERGY STAR Convection Oven - Gas - Panel Upgrade | PG&E ¦ All | PG&E | All | Electric & Gas | Efficient, Commercial Convection Oven, Full, Gas | Efficient |  |  | 0 | Conventional | FoodServ | Com - College | Com | ROB and NEW | 0 | 1000 sqft2 of floor space | Oven | 12 | DEER:Indoor_Non-CFL_Ltg | 0 | 0 | -229 | SWFS001-04 | 8826.58 | 2024 | 0 | 2024 | 0 | 0 | SWFS001-04 | Com Gas Convection Ovens - Panel Upgrade ¦ PG&E ¦ All | Com Gas Convection Ovens - Panel Upgrade | 0.010748 | 0.622 | 0.51 | CBSA 2014 | 755.3913 | 2012 | 0.6 | SWFS001-04
COM-FOODSERV-FS-PU-31.2 | Com ¦ ENERGY STAR Convection Oven - Gas - Panel Upgrade ¦ PG&E ¦ All | Com ¦ ENERGY STAR Convection Oven - Gas - Panel Upgrade | PG&E ¦ All | PG&E | All | Electric & Gas | Efficient, Commercial Convection Oven, Full, Gas | Efficient |  |  | 0 | Conventional | FoodServ | Com - Grocery | Com | ROB and NEW | 0 | 1000 sqft2 of floor space | Oven | 12 | DEER:Indoor_Non-CFL_Ltg | 0 | 0 | -229 | SWFS001-04 | 8826.58 | 2024 | 0 | 2024 | 0 | 0 | SWFS001-04 | Com Gas Convection Ovens - Panel Upgrade ¦ PG&E ¦ All | Com Gas Convection Ovens - Panel Upgrade | 0.045138 | 0.622 | 0.51 | CBSA 2014 | 537.7357 | 2012 | 0.6 | SWFS001-04
COM-FOODSERV-FS-PU-31.3 | Com ¦ ENERGY STAR Convection Oven - Gas - Panel Upgrade ¦ PG&E ¦ All | Com ¦ ENERGY STAR Convection Oven - Gas - Panel Upgrade | PG&E ¦ All | PG&E | All | Electric & Gas | Efficient, Commercial Convection Oven, Full, Gas | Efficient |  |  | 0 | Conventional | FoodServ | Com - Health | Com | ROB and NEW | 0 | 1000 sqft2 of floor space | Oven | 12 | DEER:Indoor_Non-CFL_Ltg | 0 | 0 | -229 | SWFS001-04 | 8826.58 | 2024 | 0 | 2024 | 0 | 0 | SWFS001-04 | Com Gas Convection Ovens - Panel Upgrade ¦ PG&E ¦ All | Com Gas Convection Ovens - Panel Upgrade | 0.015028 | 0.622 | 0.51 | CBSA 2014 | 646.8291 | 2012 | 0.6 | SWFS001-04
COM-FOODSERV-FS-PU-31.4 | Com ¦ ENERGY STAR Convection Oven - Gas - Panel Upgrade ¦ PG&E ¦ All | Com ¦ ENERGY STAR Convection Oven - Gas - Panel Upgrade | PG&E ¦ All | PG&E | All | Electric & Gas | Efficient, Commercial Convection Oven, Full, Gas | Efficient |  |  | 0 | Conventional | FoodServ | Com - Lodging | Com | ROB and NEW | 0 | 1000 sqft2 of floor space | Oven | 12 | DEER:Indoor_Non-CFL_Ltg | 0 | 0 | -229 | SWFS001-04 | 8826.58 | 2024 | 0 | 2024 | 0 | 0 | SWFS001-04 | Com Gas Convection Ovens - Panel Upgrade ¦ PG&E ¦ All | Com Gas Convection Ovens - Panel Upgrade | 0.010086 | 0.622 | 0.51 | CBSA 2014 | 2262.1424 | 2012 | 0.6 | SWFS001-04
COM-FOODSERV-FS-PU-31.5 | Com ¦ ENERGY STAR Convection Oven - Gas - Panel Upgrade ¦ PG&E ¦ All | Com ¦ ENERGY STAR Convection Oven - Gas - Panel Upgrade | PG&E ¦ All | PG&E | All | Electric & Gas | Efficient, Commercial Convection Oven, Full, Gas | Efficient |  |  | 0 | Conventional | FoodServ | Com - Other | Com | ROB and NEW | 0 | 1000 sqft2 of floor space | Oven | 12 | DEER:Indoor_Non-CFL_Ltg | 0 | 0 | -229 | SWFS001-04 | 8826.58 | 2024 | 0 | 2024 | 0 | 0 | SWFS001-04 | Com Gas Convection Ovens - Panel Upgrade ¦ PG&E ¦ All | Com Gas Convection Ovens - Panel Upgrade | 0.0097352 | 0.622 | 0.51 | CBSA 2014 | 1037.3715 | 2012 | 0.6 | SWFS001-04
COM-FOODSERV-FS-PU-31.6 | Com ¦ ENERGY STAR Convection Oven - Gas - Panel Upgrade ¦ PG&E ¦ All | Com ¦ ENERGY STAR Convection Oven - Gas - Panel Upgrade | PG&E ¦ All | PG&E | All | Electric & Gas | Efficient, Commercial Convection Oven, Full, Gas | Efficient |  |  | 0 | Conventional | FoodServ | Com - Restaurant | Com | ROB and NEW | 0 | 1000 sqft2 of floor space | Oven | 12 | DEER:Indoor_Non-CFL_Ltg | 0 | 0 | -229 | SWFS001-04 | 8826.58 | 2024 | 0 | 2024 | 0 | 0 | SWFS001-04 | Com Gas Convection Ovens - Panel Upgrade ¦ PG&E ¦ All | Com Gas Convection Ovens - Panel Upgrade | 0.14765 | 0.622 | 0.51 | CBSA 2014 | 172.0333 | 2012 | 0.6 | SWFS001-04
COM-FOODSERV-FS-PU-31.7 | Com ¦ ENERGY STAR Convection Oven - Gas - Panel Upgrade ¦ PG&E ¦ All | Com ¦ ENERGY STAR Convection Oven - Gas - Panel Upgrade | PG&E ¦ All | PG&E | All | Electric & Gas | Efficient, Commercial Convection Oven, Full, Gas | Efficient |  |  | 0 | Conventional | FoodServ | Com - School | Com | ROB and NEW | 0 | 1000 sqft2 of floor space | Oven | 12 | DEER:Indoor_Non-CFL_Ltg | 0 | 0 | -229 | SWFS001-04 | 8826.58 | 2024 | 0 | 2024 | 0 | 0 | SWFS001-04 | Com Gas Convection Ovens - Panel Upgrade ¦ PG&E ¦ All | Com Gas Convection Ovens - Panel Upgrade | 0.010748 | 0.622 | 0.51 | CBSA 2014 | 523.2058 | 2012 | 0.6 | SWFS001-04
COM-FOODSERV-FS-PU-31.8 | Com ¦ ENERGY STAR Convection Oven - Gas - Panel Upgrade ¦ SCG ¦ All | Com ¦ ENERGY STAR Convection Oven - Gas - Panel Upgrade | SCG ¦ All | SCG | All | Electric & Gas | Efficient, Commercial Convection Oven, Full, Gas | Efficient |  |  | 0 | Conventional | FoodServ | Com - College | Com | ROB and NEW | 0 | 1000 sqft2 of floor space | Oven | 12 | DEER:Indoor_Non-CFL_Ltg | 0 | 0 | -229 | SWFS001-04 | 8826.58 | 2024 | 0 | 2024 | 0 | 0 | SWFS001-04 | Com Gas Convection Ovens - Panel Upgrade ¦ SCG ¦ All | Com Gas Convection Ovens - Panel Upgrade | 0.010748 | 0.622 | 0.51 | CBSA 2014 | 755.3913 | 2012 | 0.6 | SWFS001-04
COM-FOODSERV-FS-PU-31.9 | Com ¦ ENERGY STAR Convection Oven - Gas - Panel Upgrade ¦ SCG ¦ All | Com ¦ ENERGY STAR Convection Oven - Gas - Panel Upgrade | SCG ¦ All | SCG | All | Electric & Gas | Efficient, Commercial Convection Oven, Full, Gas | Efficient |  |  | 0 | Conventional | FoodServ | Com - Grocery | Com | ROB and NEW | 0 | 1000 sqft2 of floor space | Oven | 12 | DEER:Indoor_Non-CFL_Ltg | 0 | 0 | -229 | SWFS001-04 | 8826.58 | 2024 | 0 | 2024 | 0 | 0 | SWFS001-04 | Com Gas Convection Ovens - Panel Upgrade ¦ SCG ¦ All | Com Gas Convection Ovens - Panel Upgrade | 0.045138 | 0.622 | 0.51 | CBSA 2014 | 537.7357 | 2012 | 0.6 | SWFS001-04
COM-FOODSERV-FS-PU-31.10 | Com ¦ ENERGY STAR Convection Oven - Gas - Panel Upgrade ¦ SCG ¦ All | Com ¦ ENERGY STAR Convection Oven - Gas - Panel Upgrade | SCG ¦ All | SCG | All | Electric & Gas | Efficient, Commercial Convection Oven, Full, Gas | Efficient |  |  | 0 | Conventional | FoodServ | Com - Health | Com | ROB and NEW | 0 | 1000 sqft2 of floor space | Oven | 12 | DEER:Indoor_Non-CFL_Ltg | 0 | 0 | -229 | SWFS001-04 | 8826.58 | 2024 | 0 | 2024 | 0 | 0 | SWFS001-04 | Com Gas Convection Ovens - Panel Upgrade ¦ SCG ¦ All | Com Gas Convection Ovens - Panel Upgrade | 0.015028 | 0.622 | 0.51 | CBSA 2014 | 646.8291 | 2012 | 0.6 | SWFS001-04
COM-FOODSERV-FS-PU-31.11 | Com ¦ ENERGY STAR Convection Oven - Gas - Panel Upgrade ¦ SCG ¦ All | Com ¦ ENERGY STAR Convection Oven - Gas - Panel Upgrade | SCG ¦ All | SCG | All | Electric & Gas | Efficient, Commercial Convection Oven, Full, Gas | Efficient |  |  | 0 | Conventional | FoodServ | Com - Lodging | Com | ROB and NEW | 0 | 1000 sqft2 of floor space | Oven | 12 | DEER:Indoor_Non-CFL_Ltg | 0 | 0 | -229 | SWFS001-04 | 8826.58 | 2024 | 0 | 2024 | 0 | 0 | SWFS001-04 | Com Gas Convection Ovens - Panel Upgrade ¦ SCG ¦ All | Com Gas Convection Ovens - Panel Upgrade | 0.010086 | 0.622 | 0.51 | CBSA 2014 | 2262.1424 | 2012 | 0.6 | SWFS001-04
COM-FOODSERV-FS-PU-31.12 | Com ¦ ENERGY STAR Convection Oven - Gas - Panel Upgrade ¦ SCG ¦ All | Com ¦ ENERGY STAR Convection Oven - Gas - Panel Upgrade | SCG ¦ All | SCG | All | Electric & Gas | Efficient, Commercial Convection Oven, Full, Gas | Efficient |  |  | 0 | Conventional | FoodServ | Com - Other | Com | ROB and NEW | 0 | 1000 sqft2 of floor space | Oven | 12 | DEER:Indoor_Non-CFL_Ltg | 0 | 0 | -229 | SWFS001-04 | 8826.58 | 2024 | 0 | 2024 | 0 | 0 | SWFS001-04 | Com Gas Convection Ovens - Panel Upgrade ¦ SCG ¦ All | Com Gas Convection Ovens - Panel Upgrade | 0.0097352 | 0.622 | 0.51 | CBSA 2014 | 1037.3715 | 2012 | 0.6 | SWFS001-04
COM-FOODSERV-FS-PU-31.13 | Com ¦ ENERGY STAR Convection Oven - Gas - Panel Upgrade ¦ SCG ¦ All | Com ¦ ENERGY STAR Convection Oven - Gas - Panel Upgrade | SCG ¦ All | SCG | All | Electric & Gas | Efficient, Commercial Convection Oven, Full, Gas | Efficient |  |  | 0 | Conventional | FoodServ | Com - Restaurant | Com | ROB and NEW | 0 | 1000 sqft2 of floor space | Oven | 12 | DEER:Indoor_Non-CFL_Ltg | 0 | 0 | -229 | SWFS001-04 | 8826.58 | 2024 | 0 | 2024 | 0 | 0 | SWFS001-04 | Com Gas Convection Ovens - Panel Upgrade ¦ SCG ¦ All | Com Gas Convection Ovens - Panel Upgrade | 0.14765 | 0.622 | 0.51 | CBSA 2014 | 172.0333 | 2012 | 0.6 | SWFS001-04
COM-FOODSERV-FS-PU-31.14 | Com ¦ ENERGY STAR Convection Oven - Gas - Panel Upgrade ¦ SCG ¦ All | Com ¦ ENERGY STAR Convection Oven - Gas - Panel Upgrade | SCG ¦ All | SCG | All | Electric & Gas | Efficient, Commercial Convection Oven, Full, Gas | Efficient |  |  | 0 | Conventional | FoodServ | Com - School | Com | ROB and NEW | 0 | 1000 sqft2 of floor space | Oven | 12 | DEER:Indoor_Non-CFL_Ltg | 0 | 0 | -229 | SWFS001-04 | 8826.58 | 2024 | 0 | 2024 | 0 | 0 | SWFS001-04 | Com Gas Convection Ovens - Panel Upgrade ¦ SCG ¦ All | Com Gas Convection Ovens - Panel Upgrade | 0.010748 | 0.622 | 0.51 | CBSA 2014 | 523.2058 | 2012 | 0.6 | SWFS001-04
COM-FOODSERV-FS-PU-31.15 | Com ¦ ENERGY STAR Convection Oven - Gas - Panel Upgrade ¦ SDG&E ¦ All | Com ¦ ENERGY STAR Convection Oven - Gas - Panel Upgrade | SDG&E ¦ All | SDG&E | All | Electric & Gas | Efficient, Commercial Convection Oven, Full, Gas | Efficient |  |  | 0 | Conventional | FoodServ | Com - College | Com | ROB and NEW | 0 | 1000 sqft2 of floor space | Oven | 12 | DEER:Indoor_Non-CFL_Ltg | 0 | 0 | -229 | SWFS001-04 | 8826.58 | 2024 | 0 | 2024 | 0 | 0 | SWFS001-04 | Com Gas Convection Ovens - Panel Upgrade ¦ SDG&E ¦ All | Com Gas Convection Ovens - Panel Upgrade | 0.010748 | 0.622 | 0.51 | CBSA 2014 | 755.3913 | 2012 | 0.6 | SWFS001-04
COM-FOODSERV-FS-PU-31.16 | Com ¦ ENERGY STAR Convection Oven - Gas - Panel Upgrade ¦ SDG&E ¦ All | Com ¦ ENERGY STAR Convection Oven - Gas - Panel Upgrade | SDG&E ¦ All | SDG&E | All | Electric & Gas | Efficient, Commercial Convection Oven, Full, Gas | Efficient |  |  | 0 | Conventional | FoodServ | Com - Grocery | Com | ROB and NEW | 0 | 1000 sqft2 of floor space | Oven | 12 | DEER:Indoor_Non-CFL_Ltg | 0 | 0 | -229 | SWFS001-04 | 8826.58 | 2024 | 0 | 2024 | 0 | 0 | SWFS001-04 | Com Gas Convection Ovens - Panel Upgrade ¦ SDG&E ¦ All | Com Gas Convection Ovens - Panel Upgrade | 0.045138 | 0.622 | 0.51 | CBSA 2014 | 537.7357 | 2012 | 0.6 | SWFS001-04
COM-FOODSERV-FS-PU-31.17 | Com ¦ ENERGY STAR Convection Oven - Gas - Panel Upgrade ¦ SDG&E ¦ All | Com ¦ ENERGY STAR Convection Oven - Gas - Panel Upgrade | SDG&E ¦ All | SDG&E | All | Electric & Gas | Efficient, Commercial Convection Oven, Full, Gas | Efficient |  |  | 0 | Conventional | FoodServ | Com - Health | Com | ROB and NEW | 0 | 1000 sqft2 of floor space | Oven | 12 | DEER:Indoor_Non-CFL_Ltg | 0 | 0 | -229 | SWFS001-04 | 8826.58 | 2024 | 0 | 2024 | 0 | 0 | SWFS001-04 | Com Gas Convection Ovens - Panel Upgrade ¦ SDG&E ¦ All | Com Gas Convection Ovens - Panel Upgrade | 0.015028 | 0.622 | 0.51 | CBSA 2014 | 646.8291 | 2012 | 0.6 | SWFS001-04
COM-FOODSERV-FS-PU-31.18 | Com ¦ ENERGY STAR Convection Oven - Gas - Panel Upgrade ¦ SDG&E ¦ All | Com ¦ ENERGY STAR Convection Oven - Gas - Panel Upgrade | SDG&E ¦ All | SDG&E | All | Electric & Gas | Efficient, Commercial Convection Oven, Full, Gas | Efficient |  |  | 0 | Conventional | FoodServ | Com - Lodging | Com | ROB and NEW | 0 | 1000 sqft2 of floor space | Oven | 12 | DEER:Indoor_Non-CFL_Ltg | 0 | 0 | -229 | SWFS001-04 | 8826.58 | 2024 | 0 | 2024 | 0 | 0 | SWFS001-04 | Com Gas Convection Ovens - Panel Upgrade ¦ SDG&E ¦ All | Com Gas Convection Ovens - Panel Upgrade | 0.010086 | 0.622 | 0.51 | CBSA 2014 | 2262.1424 | 2012 | 0.6 | SWFS001-04
COM-FOODSERV-FS-PU-31.19 | Com ¦ ENERGY STAR Convection Oven - Gas - Panel Upgrade ¦ SDG&E ¦ All | Com ¦ ENERGY STAR Convection Oven - Gas - Panel Upgrade | SDG&E ¦ All | SDG&E | All | Electric & Gas | Efficient, Commercial Convection Oven, Full, Gas | Efficient |  |  | 0 | Conventional | FoodServ | Com - Other | Com | ROB and NEW | 0 | 1000 sqft2 of floor space | Oven | 12 | DEER:Indoor_Non-CFL_Ltg | 0 | 0 | -229 | SWFS001-04 | 8826.58 | 2024 | 0 | 2024 | 0 | 0 | SWFS001-04 | Com Gas Convection Ovens - Panel Upgrade ¦ SDG&E ¦ All | Com Gas Convection Ovens - Panel Upgrade | 0.0097352 | 0.622 | 0.51 | CBSA 2014 | 1037.3715 | 2012 | 0.6 | SWFS001-04
COM-FOODSERV-FS-PU-31.20 | Com ¦ ENERGY STAR Convection Oven - Gas - Panel Upgrade ¦ SDG&E ¦ All | Com ¦ ENERGY STAR Convection Oven - Gas - Panel Upgrade | SDG&E ¦ All | SDG&E | All | Electric & Gas | Efficient, Commercial Convection Oven, Full, Gas | Efficient |  |  | 0 | Conventional | FoodServ | Com - Restaurant | Com | ROB and NEW | 0 | 1000 sqft2 of floor space | Oven | 12 | DEER:Indoor_Non-CFL_Ltg | 0 | 0 | -229 | SWFS001-04 | 8826.58 | 2024 | 0 | 2024 | 0 | 0 | SWFS001-04 | Com Gas Convection Ovens - Panel Upgrade ¦ SDG&E ¦ All | Com Gas Convection Ovens - Panel Upgrade | 0.14765 | 0.622 | 0.51 | CBSA 2014 | 172.0333 | 2012 | 0.6 | SWFS001-04
COM-FOODSERV-FS-PU-31.21 | Com ¦ ENERGY STAR Convection Oven - Gas - Panel Upgrade ¦ SDG&E ¦ All | Com ¦ ENERGY STAR Convection Oven - Gas - Panel Upgrade | SDG&E ¦ All | SDG&E | All | Electric & Gas | Efficient, Commercial Convection Oven, Full, Gas | Efficient |  |  | 0 | Conventional | FoodServ | Com - School | Com | ROB and NEW | 0 | 1000 sqft2 of floor space | Oven | 12 | DEER:Indoor_Non-CFL_Ltg | 0 | 0 | -229 | SWFS001-04 | 8826.58 | 2024 | 0 | 2024 | 0 | 0 | SWFS001-04 | Com Gas Convection Ovens - Panel Upgrade ¦ SDG&E ¦ All | Com Gas Convection Ovens - Panel Upgrade | 0.010748 | 0.622 | 0.51 | CBSA 2014 | 523.2058 | 2012 | 0.6 | SWFS001-04
COM-FOODSERV-FS-PU-32.1 | Com ¦ ENERGY STAR Convection Oven - Fuel Sub - Panel Upgrade ¦ PG&E ¦ All | Com ¦ ENERGY STAR Convection Oven - Fuel Sub - Panel Upgrade | PG&E ¦ All | PG&E | All | Electric & Gas | Electric Convection Oven, Fuel Sub | Efficient |  |  | 0 | Conventional | FoodServ | Com - College | Com | ROB Only | 1 | 1000 sqft2 of floor space | Oven | 12 | DEER:Indoor_Non-CFL_Ltg | 5990 | 0 | -601 | SWFS022-04 | 10431.94 | 2024 | -40.05 | 2024 | 4468.8116 | 0 | SWFS022-04 | Com Gas Convection Ovens - Panel Upgrade ¦ PG&E ¦ All | Com Gas Convection Ovens - Panel Upgrade | 0.010748 | 0.622 | 0 | CBSA 2014 | 1530.2566 | 2012 | 1 | SWFS022-04
COM-FOODSERV-FS-PU-32.2 | Com ¦ ENERGY STAR Convection Oven - Fuel Sub - Panel Upgrade ¦ PG&E ¦ All | Com ¦ ENERGY STAR Convection Oven - Fuel Sub - Panel Upgrade | PG&E ¦ All | PG&E | All | Electric & Gas | Electric Convection Oven, Fuel Sub | Efficient |  |  | 0 | Conventional | FoodServ | Com - Grocery | Com | ROB Only | 1 | 1000 sqft2 of floor space | Oven | 12 | DEER:Indoor_Non-CFL_Ltg | 5990 | 0 | -601 | SWFS022-04 | 10431.94 | 2024 | -40.05 | 2024 | 4468.8116 | 0 | SWFS022-04 | Com Gas Convection Ovens - Panel Upgrade ¦ PG&E ¦ All | Com Gas Convection Ovens - Panel Upgrade | 0.045138 | 0.622 | 0 | CBSA 2014 | 1074.3324 | 2012 | 1 | SWFS022-04
COM-FOODSERV-FS-PU-32.3 | Com ¦ ENERGY STAR Convection Oven - Fuel Sub - Panel Upgrade ¦ PG&E ¦ All | Com ¦ ENERGY STAR Convection Oven - Fuel Sub - Panel Upgrade | PG&E ¦ All | PG&E | All | Electric & Gas | Electric Convection Oven, Fuel Sub | Efficient |  |  | 0 | Conventional | FoodServ | Com - Health | Com | ROB Only | 1 | 1000 sqft2 of floor space | Oven | 12 | DEER:Indoor_Non-CFL_Ltg | 5990 | 0 | -601 | SWFS022-04 | 10431.94 | 2024 | -40.05 | 2024 | 4468.8116 | 0 | SWFS022-04 | Com Gas Convection Ovens - Panel Upgrade ¦ PG&E ¦ All | Com Gas Convection Ovens - Panel Upgrade | 0.015028 | 0.622 | 0 | CBSA 2014 | 1305.6075 | 2012 | 1 | SWFS022-04
COM-FOODSERV-FS-PU-32.4 | Com ¦ ENERGY STAR Convection Oven - Fuel Sub - Panel Upgrade ¦ PG&E ¦ All | Com ¦ ENERGY STAR Convection Oven - Fuel Sub - Panel Upgrade | PG&E ¦ All | PG&E | All | Electric & Gas | Electric Convection Oven, Fuel Sub | Efficient |  |  | 0 | Conventional | FoodServ | Com - Lodging | Com | ROB Only | 1 | 1000 sqft2 of floor space | Oven | 12 | DEER:Indoor_Non-CFL_Ltg | 5990 | 0 | -601 | SWFS022-04 | 10431.94 | 2024 | -40.05 | 2024 | 4468.8116 | 0 | SWFS022-04 | Com Gas Convection Ovens - Panel Upgrade ¦ PG&E ¦ All | Com Gas Convection Ovens - Panel Upgrade | 0.010086 | 0.622 | 0 | CBSA 2014 | 4992.3706 | 2012 | 1 | SWFS022-04
COM-FOODSERV-FS-PU-32.5 | Com ¦ ENERGY STAR Convection Oven - Fuel Sub - Panel Upgrade ¦ PG&E ¦ All | Com ¦ ENERGY STAR Convection Oven - Fuel Sub - Panel Upgrade | PG&E ¦ All | PG&E | All | Electric & Gas | Electric Convection Oven, Fuel Sub | Efficient |  |  | 0 | Conventional | FoodServ | Com - Other | Com | ROB Only | 1 | 1000 sqft2 of floor space | Oven | 12 | DEER:Indoor_Non-CFL_Ltg | 5990 | 0 | -601 | SWFS022-04 | 10431.94 | 2024 | -40.05 | 2024 | 4468.8116 | 0 | SWFS022-04 | Com Gas Convection Ovens - Panel Upgrade ¦ PG&E ¦ All | Com Gas Convection Ovens - Panel Upgrade | 0.0097352 | 0.622 | 0 | CBSA 2014 | 2061.0915 | 2012 | 1 | SWFS022-04
COM-FOODSERV-FS-PU-32.6 | Com ¦ ENERGY STAR Convection Oven - Fuel Sub - Panel Upgrade ¦ PG&E ¦ All | Com ¦ ENERGY STAR Convection Oven - Fuel Sub - Panel Upgrade | PG&E ¦ All | PG&E | All | Electric & Gas | Electric Convection Oven, Fuel Sub | Efficient |  |  | 0 | Conventional | FoodServ | Com - Restaurant | Com | ROB Only | 1 | 1000 sqft2 of floor space | Oven | 12 | DEER:Indoor_Non-CFL_Ltg | 5990 | 0 | -601 | SWFS022-04 | 10431.94 | 2024 | -40.05 | 2024 | 4468.8116 | 0 | SWFS022-04 | Com Gas Convection Ovens - Panel Upgrade ¦ PG&E ¦ All | Com Gas Convection Ovens - Panel Upgrade | 0.14765 | 0.622 | 0 | CBSA 2014 | 345.0449 | 2012 | 1 | SWFS022-04
COM-FOODSERV-FS-PU-32.7 | Com ¦ ENERGY STAR Convection Oven - Fuel Sub - Panel Upgrade ¦ PG&E ¦ All | Com ¦ ENERGY STAR Convection Oven - Fuel Sub - Panel Upgrade | PG&E ¦ All | PG&E | All | Electric & Gas | Electric Convection Oven, Fuel Sub | Efficient |  |  | 0 | Conventional | FoodServ | Com - School | Com | ROB Only | 1 | 1000 sqft2 of floor space | Oven | 12 | DEER:Indoor_Non-CFL_Ltg | 5990 | 0 | -601 | SWFS022-04 | 10431.94 | 2024 | -40.05 | 2024 | 4468.8116 | 0 | SWFS022-04 | Com Gas Convection Ovens - Panel Upgrade ¦ PG&E ¦ All | Com Gas Convection Ovens - Panel Upgrade | 0.010748 | 0.622 | 0 | CBSA 2014 | 386.8997 | 2012 | 1 | SWFS022-04
COM-FOODSERV-FS-PU-32.8 | Com ¦ ENERGY STAR Convection Oven - Fuel Sub - Panel Upgrade ¦ SCG ¦ All | Com ¦ ENERGY STAR Convection Oven - Fuel Sub - Panel Upgrade | SCG ¦ All | SCG | All | Electric & Gas | Electric Convection Oven, Fuel Sub | Efficient |  |  | 0 | Conventional | FoodServ | Com - College | Com | ROB Only | 1 | 1000 sqft2 of floor space | Oven | 12 | DEER:Indoor_Non-CFL_Ltg | 5990 | 0 | -601 | SWFS022-04 | 10431.94 | 2024 | -40.05 | 2024 | 4468.8116 | 0 | SWFS022-04 | Com Gas Convection Ovens - Panel Upgrade ¦ SCG ¦ All | Com Gas Convection Ovens - Panel Upgrade | 0.010748 | 0.622 | 0 | CBSA 2014 | 1530.2566 | 2012 | 1 | SWFS022-04
COM-FOODSERV-FS-PU-32.9 | Com ¦ ENERGY STAR Convection Oven - Fuel Sub - Panel Upgrade ¦ SCG ¦ All | Com ¦ ENERGY STAR Convection Oven - Fuel Sub - Panel Upgrade | SCG ¦ All | SCG | All | Electric & Gas | Electric Convection Oven, Fuel Sub | Efficient |  |  | 0 | Conventional | FoodServ | Com - Grocery | Com | ROB Only | 1 | 1000 sqft2 of floor space | Oven | 12 | DEER:Indoor_Non-CFL_Ltg | 5990 | 0 | -601 | SWFS022-04 | 10431.94 | 2024 | -40.05 | 2024 | 4468.8116 | 0 | SWFS022-04 | Com Gas Convection Ovens - Panel Upgrade ¦ SCG ¦ All | Com Gas Convection Ovens - Panel Upgrade | 0.045138 | 0.622 | 0 | CBSA 2014 | 1074.3324 | 2012 | 1 | SWFS022-04
COM-FOODSERV-FS-PU-32.10 | Com ¦ ENERGY STAR Convection Oven - Fuel Sub - Panel Upgrade ¦ SCG ¦ All | Com ¦ ENERGY STAR Convection Oven - Fuel Sub - Panel Upgrade | SCG ¦ All | SCG | All | Electric & Gas | Electric Convection Oven, Fuel Sub | Efficient |  |  | 0 | Conventional | FoodServ | Com - Health | Com | ROB Only | 1 | 1000 sqft2 of floor space | Oven | 12 | DEER:Indoor_Non-CFL_Ltg | 5990 | 0 | -601 | SWFS022-04 | 10431.94 | 2024 | -40.05 | 2024 | 4468.8116 | 0 | SWFS022-04 | Com Gas Convection Ovens - Panel Upgrade ¦ SCG ¦ All | Com Gas Convection Ovens - Panel Upgrade | 0.015028 | 0.622 | 0 | CBSA 2014 | 1305.6075 | 2012 | 1 | SWFS022-04
COM-FOODSERV-FS-PU-32.11 | Com ¦ ENERGY STAR Convection Oven - Fuel Sub - Panel Upgrade ¦ SCG ¦ All | Com ¦ ENERGY STAR Convection Oven - Fuel Sub - Panel Upgrade | SCG ¦ All | SCG | All | Electric & Gas | Electric Convection Oven, Fuel Sub | Efficient |  |  | 0 | Conventional | FoodServ | Com - Lodging | Com | ROB Only | 1 | 1000 sqft2 of floor space | Oven | 12 | DEER:Indoor_Non-CFL_Ltg | 5990 | 0 | -601 | SWFS022-04 | 10431.94 | 2024 | -40.05 | 2024 | 4468.8116 | 0 | SWFS022-04 | Com Gas Convection Ovens - Panel Upgrade ¦ SCG ¦ All | Com Gas Convection Ovens - Panel Upgrade | 0.010086 | 0.622 | 0 | CBSA 2014 | 4992.3706 | 2012 | 1 | SWFS022-04
COM-FOODSERV-FS-PU-32.12 | Com ¦ ENERGY STAR Convection Oven - Fuel Sub - Panel Upgrade ¦ SCG ¦ All | Com ¦ ENERGY STAR Convection Oven - Fuel Sub - Panel Upgrade | SCG ¦ All | SCG | All | Electric & Gas | Electric Convection Oven, Fuel Sub | Efficient |  |  | 0 | Conventional | FoodServ | Com - Other | Com | ROB Only | 1 | 1000 sqft2 of floor space | Oven | 12 | DEER:Indoor_Non-CFL_Ltg | 5990 | 0 | -601 | SWFS022-04 | 10431.94 | 2024 | -40.05 | 2024 | 4468.8116 | 0 | SWFS022-04 | Com Gas Convection Ovens - Panel Upgrade ¦ SCG ¦ All | Com Gas Convection Ovens - Panel Upgrade | 0.0097352 | 0.622 | 0 | CBSA 2014 | 2061.0915 | 2012 | 1 | SWFS022-04
COM-FOODSERV-FS-PU-32.13 | Com ¦ ENERGY STAR Convection Oven - Fuel Sub - Panel Upgrade ¦ SCG ¦ All | Com ¦ ENERGY STAR Convection Oven - Fuel Sub - Panel Upgrade | SCG ¦ All | SCG | All | Electric & Gas | Electric Convection Oven, Fuel Sub | Efficient |  |  | 0 | Conventional | FoodServ | Com - Restaurant | Com | ROB Only | 1 | 1000 sqft2 of floor space | Oven | 12 | DEER:Indoor_Non-CFL_Ltg | 5990 | 0 | -601 | SWFS022-04 | 10431.94 | 2024 | -40.05 | 2024 | 4468.8116 | 0 | SWFS022-04 | Com Gas Convection Ovens - Panel Upgrade ¦ SCG ¦ All | Com Gas Convection Ovens - Panel Upgrade | 0.14765 | 0.622 | 0 | CBSA 2014 | 345.0449 | 2012 | 1 | SWFS022-04
COM-FOODSERV-FS-PU-32.14 | Com ¦ ENERGY STAR Convection Oven - Fuel Sub - Panel Upgrade ¦ SCG ¦ All | Com ¦ ENERGY STAR Convection Oven - Fuel Sub - Panel Upgrade | SCG ¦ All | SCG | All | Electric & Gas | Electric Convection Oven, Fuel Sub | Efficient |  |  | 0 | Conventional | FoodServ | Com - School | Com | ROB Only | 1 | 1000 sqft2 of floor space | Oven | 12 | DEER:Indoor_Non-CFL_Ltg | 5990 | 0 | -601 | SWFS022-04 | 10431.94 | 2024 | -40.05 | 2024 | 4468.8116 | 0 | SWFS022-04 | Com Gas Convection Ovens - Panel Upgrade ¦ SCG ¦ All | Com Gas Convection Ovens - Panel Upgrade | 0.010748 | 0.622 | 0 | CBSA 2014 | 386.8997 | 2012 | 1 | SWFS022-04
COM-FOODSERV-FS-PU-32.15 | Com ¦ ENERGY STAR Convection Oven - Fuel Sub - Panel Upgrade ¦ SDG&E ¦ All | Com ¦ ENERGY STAR Convection Oven - Fuel Sub - Panel Upgrade | SDG&E ¦ All | SDG&E | All | Electric & Gas | Electric Convection Oven, Fuel Sub | Efficient |  |  | 0 | Conventional | FoodServ | Com - College | Com | ROB Only | 1 | 1000 sqft2 of floor space | Oven | 12 | DEER:Indoor_Non-CFL_Ltg | 5990 | 0 | -601 | SWFS022-04 | 10431.94 | 2024 | -40.05 | 2024 | 4468.8116 | 0 | SWFS022-04 | Com Gas Convection Ovens - Panel Upgrade ¦ SDG&E ¦ All | Com Gas Convection Ovens - Panel Upgrade | 0.010748 | 0.622 | 0 | CBSA 2014 | 1530.2566 | 2012 | 1 | SWFS022-04
COM-FOODSERV-FS-PU-32.16 | Com ¦ ENERGY STAR Convection Oven - Fuel Sub - Panel Upgrade ¦ SDG&E ¦ All | Com ¦ ENERGY STAR Convection Oven - Fuel Sub - Panel Upgrade | SDG&E ¦ All | SDG&E | All | Electric & Gas | Electric Convection Oven, Fuel Sub | Efficient |  |  | 0 | Conventional | FoodServ | Com - Grocery | Com | ROB Only | 1 | 1000 sqft2 of floor space | Oven | 12 | DEER:Indoor_Non-CFL_Ltg | 5990 | 0 | -601 | SWFS022-04 | 10431.94 | 2024 | -40.05 | 2024 | 4468.8116 | 0 | SWFS022-04 | Com Gas Convection Ovens - Panel Upgrade ¦ SDG&E ¦ All | Com Gas Convection Ovens - Panel Upgrade | 0.045138 | 0.622 | 0 | CBSA 2014 | 1074.3324 | 2012 | 1 | SWFS022-04
COM-FOODSERV-FS-PU-32.17 | Com ¦ ENERGY STAR Convection Oven - Fuel Sub - Panel Upgrade ¦ SDG&E ¦ All | Com ¦ ENERGY STAR Convection Oven - Fuel Sub - Panel Upgrade | SDG&E ¦ All | SDG&E | All | Electric & Gas | Electric Convection Oven, Fuel Sub | Efficient |  |  | 0 | Conventional | FoodServ | Com - Health | Com | ROB Only | 1 | 1000 sqft2 of floor space | Oven | 12 | DEER:Indoor_Non-CFL_Ltg | 5990 | 0 | -601 | SWFS022-04 | 10431.94 | 2024 | -40.05 | 2024 | 4468.8116 | 0 | SWFS022-04 | Com Gas Convection Ovens - Panel Upgrade ¦ SDG&E ¦ All | Com Gas Convection Ovens - Panel Upgrade | 0.015028 | 0.622 | 0 | CBSA 2014 | 1305.6075 | 2012 | 1 | SWFS022-04
COM-FOODSERV-FS-PU-32.18 | Com ¦ ENERGY STAR Convection Oven - Fuel Sub - Panel Upgrade ¦ SDG&E ¦ All | Com ¦ ENERGY STAR Convection Oven - Fuel Sub - Panel Upgrade | SDG&E ¦ All | SDG&E | All | Electric & Gas | Electric Convection Oven, Fuel Sub | Efficient |  |  | 0 | Conventional | FoodServ | Com - Lodging | Com | ROB Only | 1 | 1000 sqft2 of floor space | Oven | 12 | DEER:Indoor_Non-CFL_Ltg | 5990 | 0 | -601 | SWFS022-04 | 10431.94 | 2024 | -40.05 | 2024 | 4468.8116 | 0 | SWFS022-04 | Com Gas Convection Ovens - Panel Upgrade ¦ SDG&E ¦ All | Com Gas Convection Ovens - Panel Upgrade | 0.010086 | 0.622 | 0 | CBSA 2014 | 4992.3706 | 2012 | 1 | SWFS022-04
COM-FOODSERV-FS-PU-32.19 | Com ¦ ENERGY STAR Convection Oven - Fuel Sub - Panel Upgrade ¦ SDG&E ¦ All | Com ¦ ENERGY STAR Convection Oven - Fuel Sub - Panel Upgrade | SDG&E ¦ All | SDG&E | All | Electric & Gas | Electric Convection Oven, Fuel Sub | Efficient |  |  | 0 | Conventional | FoodServ | Com - Other | Com | ROB Only | 1 | 1000 sqft2 of floor space | Oven | 12 | DEER:Indoor_Non-CFL_Ltg | 5990 | 0 | -601 | SWFS022-04 | 10431.94 | 2024 | -40.05 | 2024 | 4468.8116 | 0 | SWFS022-04 | Com Gas Convection Ovens - Panel Upgrade ¦ SDG&E ¦ All | Com Gas Convection Ovens - Panel Upgrade | 0.0097352 | 0.622 | 0 | CBSA 2014 | 2061.0915 | 2012 | 1 | SWFS022-04
COM-FOODSERV-FS-PU-32.20 | Com ¦ ENERGY STAR Convection Oven - Fuel Sub - Panel Upgrade ¦ SDG&E ¦ All | Com ¦ ENERGY STAR Convection Oven - Fuel Sub - Panel Upgrade | SDG&E ¦ All | SDG&E | All | Electric & Gas | Electric Convection Oven, Fuel Sub | Efficient |  |  | 0 | Conventional | FoodServ | Com - Restaurant | Com | ROB Only | 1 | 1000 sqft2 of floor space | Oven | 12 | DEER:Indoor_Non-CFL_Ltg | 5990 | 0 | -601 | SWFS022-04 | 10431.94 | 2024 | -40.05 | 2024 | 4468.8116 | 0 | SWFS022-04 | Com Gas Convection Ovens - Panel Upgrade ¦ SDG&E ¦ All | Com Gas Convection Ovens - Panel Upgrade | 0.14765 | 0.622 | 0 | CBSA 2014 | 345.0449 | 2012 | 1 | SWFS022-04
COM-FOODSERV-FS-PU-32.21 | Com ¦ ENERGY STAR Convection Oven - Fuel Sub - Panel Upgrade ¦ SDG&E ¦ All | Com ¦ ENERGY STAR Convection Oven - Fuel Sub - Panel Upgrade | SDG&E ¦ All | SDG&E | All | Electric & Gas | Electric Convection Oven, Fuel Sub | Efficient |  |  | 0 | Conventional | FoodServ | Com - School | Com | ROB Only | 1 | 1000 sqft2 of floor space | Oven | 12 | DEER:Indoor_Non-CFL_Ltg | 5990 | 0 | -601 | SWFS022-04 | 10431.94 | 2024 | -40.05 | 2024 | 4468.8116 | 0 | SWFS022-04 | Com Gas Convection Ovens - Panel Upgrade ¦ SDG&E ¦ All | Com Gas Convection Ovens - Panel Upgrade | 0.010748 | 0.622 | 0 | CBSA 2014 | 386.8997 | 2012 | 1 | SWFS022-04
COM-FOODSERV-FS-PU-40.1 | Com ¦ Standard Griddle - Gas - Panel Upgrade ¦ PG&E ¦ All | Com ¦ Standard Griddle - Gas - Panel Upgrade | PG&E ¦ All | PG&E | All | Electric & Gas | Standard, Commercial Griddle, Gas | Average Existing and Code |  |  | 0 | Conventional | FoodServ | Com - College | Com | ROB and NEW | 0 | 1000 sqft2 of floor space | griddle | 12 | DEER:Indoor_Non-CFL_Ltg | 0 | 0 | 1251 | SWFS004-03 | 9758.1 | 2024 | 0 | 2024 | 0 | 0 | SWFS004-03 | Com Gas Griddles - Panel Upgrade ¦ PG&E ¦ All | Com Gas Griddles - Panel Upgrade | 0.0027623 | 0.622 | 0.81 | CBSA 2019 | -4126.6137 | 2012 | 0.6 | SWFS004-03
COM-FOODSERV-FS-PU-40.2 | Com ¦ Standard Griddle - Gas - Panel Upgrade ¦ PG&E ¦ All | Com ¦ Standard Griddle - Gas - Panel Upgrade | PG&E ¦ All | PG&E | All | Electric & Gas | Standard, Commercial Griddle, Gas | Average Existing and Code |  |  | 0 | Conventional | FoodServ | Com - Grocery | Com | ROB and NEW | 0 | 1000 sqft2 of floor space | griddle | 12 | DEER:Indoor_Non-CFL_Ltg | 0 | 0 | 1251 | SWFS004-03 | 9758.1 | 2024 | 0 | 2024 | 0 | 0 | SWFS004-03 | Com Gas Griddles - Panel Upgrade ¦ PG&E ¦ All | Com Gas Griddles - Panel Upgrade | 0.019587 | 0.622 | 0.81 | CBSA 2019 | -2937.5869 | 2012 | 0.6 | SWFS004-03
COM-FOODSERV-FS-PU-40.3 | Com ¦ Standard Griddle - Gas - Panel Upgrade ¦ PG&E ¦ All | Com ¦ Standard Griddle - Gas - Panel Upgrade | PG&E ¦ All | PG&E | All | Electric & Gas | Standard, Commercial Griddle, Gas | Average Existing and Code |  |  | 0 | Conventional | FoodServ | Com - Health | Com | ROB and NEW | 0 | 1000 sqft2 of floor space | griddle | 12 | DEER:Indoor_Non-CFL_Ltg | 0 | 0 | 1251 | SWFS004-03 | 9758.1 | 2024 | 0 | 2024 | 0 | 0 | SWFS004-03 | Com Gas Griddles - Panel Upgrade ¦ PG&E ¦ All | Com Gas Griddles - Panel Upgrade | 0.0051913 | 0.622 | 0.81 | CBSA 2019 | -3533.5509 | 2012 | 0.6 | SWFS004-03
COM-FOODSERV-FS-PU-40.4 | Com ¦ Standard Griddle - Gas - Panel Upgrade ¦ PG&E ¦ All | Com ¦ Standard Griddle - Gas - Panel Upgrade | PG&E ¦ All | PG&E | All | Electric & Gas | Standard, Commercial Griddle, Gas | Average Existing and Code |  |  | 0 | Conventional | FoodServ | Com - Lodging | Com | ROB and NEW | 0 | 1000 sqft2 of floor space | griddle | 12 | DEER:Indoor_Non-CFL_Ltg | 0 | 0 | 1251 | SWFS004-03 | 9758.1 | 2024 | 0 | 2024 | 0 | 0 | SWFS004-03 | Com Gas Griddles - Panel Upgrade ¦ PG&E ¦ All | Com Gas Griddles - Panel Upgrade | 0.0071845 | 0.622 | 0.81 | CBSA 2019 | -12357.8175 | 2012 | 0.6 | SWFS004-03
COM-FOODSERV-FS-PU-40.5 | Com ¦ Standard Griddle - Gas - Panel Upgrade ¦ PG&E ¦ All | Com ¦ Standard Griddle - Gas - Panel Upgrade | PG&E ¦ All | PG&E | All | Electric & Gas | Standard, Commercial Griddle, Gas | Average Existing and Code |  |  | 0 | Conventional | FoodServ | Com - Other | Com | ROB and NEW | 0 | 1000 sqft2 of floor space | griddle | 12 | DEER:Indoor_Non-CFL_Ltg | 0 | 0 | 1251 | SWFS004-03 | 9758.1 | 2024 | 0 | 2024 | 0 | 0 | SWFS004-03 | Com Gas Griddles - Panel Upgrade ¦ PG&E ¦ All | Com Gas Griddles - Panel Upgrade | 0.017678 | 0.622 | 0.81 | CBSA 2019 | -5667.0383 | 2012 | 0.6 | SWFS004-03
COM-FOODSERV-FS-PU-40.6 | Com ¦ Standard Griddle - Gas - Panel Upgrade ¦ PG&E ¦ All | Com ¦ Standard Griddle - Gas - Panel Upgrade | PG&E ¦ All | PG&E | All | Electric & Gas | Standard, Commercial Griddle, Gas | Average Existing and Code |  |  | 0 | Conventional | FoodServ | Com - Restaurant | Com | ROB and NEW | 0 | 1000 sqft2 of floor space | griddle | 12 | DEER:Indoor_Non-CFL_Ltg | 0 | 0 | 1251 | SWFS004-03 | 9758.1 | 2024 | 0 | 2024 | 0 | 0 | SWFS004-03 | Com Gas Griddles - Panel Upgrade ¦ PG&E ¦ All | Com Gas Griddles - Panel Upgrade | 0.26236 | 0.622 | 0.81 | CBSA 2019 | -939.7976 | 2012 | 0.6 | SWFS004-03
COM-FOODSERV-FS-PU-40.7 | Com ¦ Standard Griddle - Gas - Panel Upgrade ¦ PG&E ¦ All | Com ¦ Standard Griddle - Gas - Panel Upgrade | PG&E ¦ All | PG&E | All | Electric & Gas | Standard, Commercial Griddle, Gas | Average Existing and Code |  |  | 0 | Conventional | FoodServ | Com - School | Com | ROB and NEW | 0 | 1000 sqft2 of floor space | griddle | 12 | DEER:Indoor_Non-CFL_Ltg | 0 | 0 | 1251 | SWFS004-03 | 9758.1 | 2024 | 0 | 2024 | 0 | 0 | SWFS004-03 | Com Gas Griddles - Panel Upgrade ¦ PG&E ¦ All | Com Gas Griddles - Panel Upgrade | 0.0019006 | 0.622 | 0.81 | CBSA 2019 | -2858.2117 | 2012 | 0.6 | SWFS004-03
COM-FOODSERV-FS-PU-40.8 | Com ¦ Standard Griddle - Gas - Panel Upgrade ¦ SCG ¦ All | Com ¦ Standard Griddle - Gas - Panel Upgrade | SCG ¦ All | SCG | All | Electric & Gas | Standard, Commercial Griddle, Gas | Average Existing and Code |  |  | 0 | Conventional | FoodServ | Com - College | Com | ROB and NEW | 0 | 1000 sqft2 of floor space | griddle | 12 | DEER:Indoor_Non-CFL_Ltg | 0 | 0 | 1251 | SWFS004-03 | 9758.1 | 2024 | 0 | 2024 | 0 | 0 | SWFS004-03 | Com Gas Griddles - Panel Upgrade ¦ SCG ¦ All | Com Gas Griddles - Panel Upgrade | 0.0027623 | 0.622 | 0.81 | CBSA 2019 | -4126.6137 | 2012 | 0.6 | SWFS004-03
COM-FOODSERV-FS-PU-40.9 | Com ¦ Standard Griddle - Gas - Panel Upgrade ¦ SCG ¦ All | Com ¦ Standard Griddle - Gas - Panel Upgrade | SCG ¦ All | SCG | All | Electric & Gas | Standard, Commercial Griddle, Gas | Average Existing and Code |  |  | 0 | Conventional | FoodServ | Com - Grocery | Com | ROB and NEW | 0 | 1000 sqft2 of floor space | griddle | 12 | DEER:Indoor_Non-CFL_Ltg | 0 | 0 | 1251 | SWFS004-03 | 9758.1 | 2024 | 0 | 2024 | 0 | 0 | SWFS004-03 | Com Gas Griddles - Panel Upgrade ¦ SCG ¦ All | Com Gas Griddles - Panel Upgrade | 0.019587 | 0.622 | 0.81 | CBSA 2019 | -2937.5869 | 2012 | 0.6 | SWFS004-03
COM-FOODSERV-FS-PU-40.10 | Com ¦ Standard Griddle - Gas - Panel Upgrade ¦ SCG ¦ All | Com ¦ Standard Griddle - Gas - Panel Upgrade | SCG ¦ All | SCG | All | Electric & Gas | Standard, Commercial Griddle, Gas | Average Existing and Code |  |  | 0 | Conventional | FoodServ | Com - Health | Com | ROB and NEW | 0 | 1000 sqft2 of floor space | griddle | 12 | DEER:Indoor_Non-CFL_Ltg | 0 | 0 | 1251 | SWFS004-03 | 9758.1 | 2024 | 0 | 2024 | 0 | 0 | SWFS004-03 | Com Gas Griddles - Panel Upgrade ¦ SCG ¦ All | Com Gas Griddles - Panel Upgrade | 0.0051913 | 0.622 | 0.81 | CBSA 2019 | -3533.5509 | 2012 | 0.6 | SWFS004-03
COM-FOODSERV-FS-PU-40.11 | Com ¦ Standard Griddle - Gas - Panel Upgrade ¦ SCG ¦ All | Com ¦ Standard Griddle - Gas - Panel Upgrade | SCG ¦ All | SCG | All | Electric & Gas | Standard, Commercial Griddle, Gas | Average Existing and Code |  |  | 0 | Conventional | FoodServ | Com - Lodging | Com | ROB and NEW | 0 | 1000 sqft2 of floor space | griddle | 12 | DEER:Indoor_Non-CFL_Ltg | 0 | 0 | 1251 | SWFS004-03 | 9758.1 | 2024 | 0 | 2024 | 0 | 0 | SWFS004-03 | Com Gas Griddles - Panel Upgrade ¦ SCG ¦ All | Com Gas Griddles - Panel Upgrade | 0.0071845 | 0.622 | 0.81 | CBSA 2019 | -12357.8175 | 2012 | 0.6 | SWFS004-03
COM-FOODSERV-FS-PU-40.12 | Com ¦ Standard Griddle - Gas - Panel Upgrade ¦ SCG ¦ All | Com ¦ Standard Griddle - Gas - Panel Upgrade | SCG ¦ All | SCG | All | Electric & Gas | Standard, Commercial Griddle, Gas | Average Existing and Code |  |  | 0 | Conventional | FoodServ | Com - Other | Com | ROB and NEW | 0 | 1000 sqft2 of floor space | griddle | 12 | DEER:Indoor_Non-CFL_Ltg | 0 | 0 | 1251 | SWFS004-03 | 9758.1 | 2024 | 0 | 2024 | 0 | 0 | SWFS004-03 | Com Gas Griddles - Panel Upgrade ¦ SCG ¦ All | Com Gas Griddles - Panel Upgrade | 0.017678 | 0.622 | 0.81 | CBSA 2019 | -5667.0383 | 2012 | 0.6 | SWFS004-03
COM-FOODSERV-FS-PU-40.13 | Com ¦ Standard Griddle - Gas - Panel Upgrade ¦ SCG ¦ All | Com ¦ Standard Griddle - Gas - Panel Upgrade | SCG ¦ All | SCG | All | Electric & Gas | Standard, Commercial Griddle, Gas | Average Existing and Code |  |  | 0 | Conventional | FoodServ | Com - Restaurant | Com | ROB and NEW | 0 | 1000 sqft2 of floor space | griddle | 12 | DEER:Indoor_Non-CFL_Ltg | 0 | 0 | 1251 | SWFS004-03 | 9758.1 | 2024 | 0 | 2024 | 0 | 0 | SWFS004-03 | Com Gas Griddles - Panel Upgrade ¦ SCG ¦ All | Com Gas Griddles - Panel Upgrade | 0.26236 | 0.622 | 0.81 | CBSA 2019 | -939.7976 | 2012 | 0.6 | SWFS004-03
COM-FOODSERV-FS-PU-40.14 | Com ¦ Standard Griddle - Gas - Panel Upgrade ¦ SCG ¦ All | Com ¦ Standard Griddle - Gas - Panel Upgrade | SCG ¦ All | SCG | All | Electric & Gas | Standard, Commercial Griddle, Gas | Average Existing and Code |  |  | 0 | Conventional | FoodServ | Com - School | Com | ROB and NEW | 0 | 1000 sqft2 of floor space | griddle | 12 | DEER:Indoor_Non-CFL_Ltg | 0 | 0 | 1251 | SWFS004-03 | 9758.1 | 2024 | 0 | 2024 | 0 | 0 | SWFS004-03 | Com Gas Griddles - Panel Upgrade ¦ SCG ¦ All | Com Gas Griddles - Panel Upgrade | 0.0019006 | 0.622 | 0.81 | CBSA 2019 | -2858.2117 | 2012 | 0.6 | SWFS004-03
COM-FOODSERV-FS-PU-40.15 | Com ¦ Standard Griddle - Gas - Panel Upgrade ¦ SDG&E ¦ All | Com ¦ Standard Griddle - Gas - Panel Upgrade | SDG&E ¦ All | SDG&E | All | Electric & Gas | Standard, Commercial Griddle, Gas | Average Existing and Code |  |  | 0 | Conventional | FoodServ | Com - College | Com | ROB and NEW | 0 | 1000 sqft2 of floor space | griddle | 12 | DEER:Indoor_Non-CFL_Ltg | 0 | 0 | 1251 | SWFS004-03 | 9758.1 | 2024 | 0 | 2024 | 0 | 0 | SWFS004-03 | Com Gas Griddles - Panel Upgrade ¦ SDG&E ¦ All | Com Gas Griddles - Panel Upgrade | 0.0027623 | 0.622 | 0.81 | CBSA 2019 | -4126.6137 | 2012 | 0.6 | SWFS004-03
COM-FOODSERV-FS-PU-40.16 | Com ¦ Standard Griddle - Gas - Panel Upgrade ¦ SDG&E ¦ All | Com ¦ Standard Griddle - Gas - Panel Upgrade | SDG&E ¦ All | SDG&E | All | Electric & Gas | Standard, Commercial Griddle, Gas | Average Existing and Code |  |  | 0 | Conventional | FoodServ | Com - Grocery | Com | ROB and NEW | 0 | 1000 sqft2 of floor space | griddle | 12 | DEER:Indoor_Non-CFL_Ltg | 0 | 0 | 1251 | SWFS004-03 | 9758.1 | 2024 | 0 | 2024 | 0 | 0 | SWFS004-03 | Com Gas Griddles - Panel Upgrade ¦ SDG&E ¦ All | Com Gas Griddles - Panel Upgrade | 0.019587 | 0.622 | 0.81 | CBSA 2019 | -2937.5869 | 2012 | 0.6 | SWFS004-03
COM-FOODSERV-FS-PU-40.17 | Com ¦ Standard Griddle - Gas - Panel Upgrade ¦ SDG&E ¦ All | Com ¦ Standard Griddle - Gas - Panel Upgrade | SDG&E ¦ All | SDG&E | All | Electric & Gas | Standard, Commercial Griddle, Gas | Average Existing and Code |  |  | 0 | Conventional | FoodServ | Com - Health | Com | ROB and NEW | 0 | 1000 sqft2 of floor space | griddle | 12 | DEER:Indoor_Non-CFL_Ltg | 0 | 0 | 1251 | SWFS004-03 | 9758.1 | 2024 | 0 | 2024 | 0 | 0 | SWFS004-03 | Com Gas Griddles - Panel Upgrade ¦ SDG&E ¦ All | Com Gas Griddles - Panel Upgrade | 0.0051913 | 0.622 | 0.81 | CBSA 2019 | -3533.5509 | 2012 | 0.6 | SWFS004-03
COM-FOODSERV-FS-PU-40.18 | Com ¦ Standard Griddle - Gas - Panel Upgrade ¦ SDG&E ¦ All | Com ¦ Standard Griddle - Gas - Panel Upgrade | SDG&E ¦ All | SDG&E | All | Electric & Gas | Standard, Commercial Griddle, Gas | Average Existing and Code |  |  | 0 | Conventional | FoodServ | Com - Lodging | Com | ROB and NEW | 0 | 1000 sqft2 of floor space | griddle | 12 | DEER:Indoor_Non-CFL_Ltg | 0 | 0 | 1251 | SWFS004-03 | 9758.1 | 2024 | 0 | 2024 | 0 | 0 | SWFS004-03 | Com Gas Griddles - Panel Upgrade ¦ SDG&E ¦ All | Com Gas Griddles - Panel Upgrade | 0.0071845 | 0.622 | 0.81 | CBSA 2019 | -12357.8175 | 2012 | 0.6 | SWFS004-03
COM-FOODSERV-FS-PU-40.19 | Com ¦ Standard Griddle - Gas - Panel Upgrade ¦ SDG&E ¦ All | Com ¦ Standard Griddle - Gas - Panel Upgrade | SDG&E ¦ All | SDG&E | All | Electric & Gas | Standard, Commercial Griddle, Gas | Average Existing and Code |  |  | 0 | Conventional | FoodServ | Com - Other | Com | ROB and NEW | 0 | 1000 sqft2 of floor space | griddle | 12 | DEER:Indoor_Non-CFL_Ltg | 0 | 0 | 1251 | SWFS004-03 | 9758.1 | 2024 | 0 | 2024 | 0 | 0 | SWFS004-03 | Com Gas Griddles - Panel Upgrade ¦ SDG&E ¦ All | Com Gas Griddles - Panel Upgrade | 0.017678 | 0.622 | 0.81 | CBSA 2019 | -5667.0383 | 2012 | 0.6 | SWFS004-03
COM-FOODSERV-FS-PU-40.20 | Com ¦ Standard Griddle - Gas - Panel Upgrade ¦ SDG&E ¦ All | Com ¦ Standard Griddle - Gas - Panel Upgrade | SDG&E ¦ All | SDG&E | All | Electric & Gas | Standard, Commercial Griddle, Gas | Average Existing and Code |  |  | 0 | Conventional | FoodServ | Com - Restaurant | Com | ROB and NEW | 0 | 1000 sqft2 of floor space | griddle | 12 | DEER:Indoor_Non-CFL_Ltg | 0 | 0 | 1251 | SWFS004-03 | 9758.1 | 2024 | 0 | 2024 | 0 | 0 | SWFS004-03 | Com Gas Griddles - Panel Upgrade ¦ SDG&E ¦ All | Com Gas Griddles - Panel Upgrade | 0.26236 | 0.622 | 0.81 | CBSA 2019 | -939.7976 | 2012 | 0.6 | SWFS004-03
COM-FOODSERV-FS-PU-40.21 | Com ¦ Standard Griddle - Gas - Panel Upgrade ¦ SDG&E ¦ All | Com ¦ Standard Griddle - Gas - Panel Upgrade | SDG&E ¦ All | SDG&E | All | Electric & Gas | Standard, Commercial Griddle, Gas | Average Existing and Code |  |  | 0 | Conventional | FoodServ | Com - School | Com | ROB and NEW | 0 | 1000 sqft2 of floor space | griddle | 12 | DEER:Indoor_Non-CFL_Ltg | 0 | 0 | 1251 | SWFS004-03 | 9758.1 | 2024 | 0 | 2024 | 0 | 0 | SWFS004-03 | Com Gas Griddles - Panel Upgrade ¦ SDG&E ¦ All | Com Gas Griddles - Panel Upgrade | 0.0019006 | 0.622 | 0.81 | CBSA 2019 | -2858.2117 | 2012 | 0.6 | SWFS004-03
COM-FOODSERV-FS-PU-41.1 | Com ¦ ENERGY STAR Griddle - Gas - Panel Upgrade ¦ PG&E ¦ All | Com ¦ ENERGY STAR Griddle - Gas - Panel Upgrade | PG&E ¦ All | PG&E | All | Electric & Gas | Efficient, Commercial Griddle, Gas | Efficient |  |  | 0 | Conventional | FoodServ | Com - College | Com | ROB and NEW | 0 | 1000 sqft2 of floor space | griddle | 12 | DEER:Indoor_Non-CFL_Ltg | 0 | 0 | 873 | SWFS004-03 | 10710.51 | 2024 | 0 | 2024 | 0 | 0 | SWFS004-03 | Com Gas Griddles - Panel Upgrade ¦ PG&E ¦ All | Com Gas Griddles - Panel Upgrade | 0.0027623 | 0.622 | 0.19 | CBSA 2019 | -2879.7232 | 2012 | 0.6 | SWFS004-03
COM-FOODSERV-FS-PU-41.2 | Com ¦ ENERGY STAR Griddle - Gas - Panel Upgrade ¦ PG&E ¦ All | Com ¦ ENERGY STAR Griddle - Gas - Panel Upgrade | PG&E ¦ All | PG&E | All | Electric & Gas | Efficient, Commercial Griddle, Gas | Efficient |  |  | 0 | Conventional | FoodServ | Com - Grocery | Com | ROB and NEW | 0 | 1000 sqft2 of floor space | griddle | 12 | DEER:Indoor_Non-CFL_Ltg | 0 | 0 | 873 | SWFS004-03 | 10710.51 | 2024 | 0 | 2024 | 0 | 0 | SWFS004-03 | Com Gas Griddles - Panel Upgrade ¦ PG&E ¦ All | Com Gas Griddles - Panel Upgrade | 0.019587 | 0.622 | 0.19 | CBSA 2019 | -2049.9707 | 2012 | 0.6 | SWFS004-03
COM-FOODSERV-FS-PU-41.3 | Com ¦ ENERGY STAR Griddle - Gas - Panel Upgrade ¦ PG&E ¦ All | Com ¦ ENERGY STAR Griddle - Gas - Panel Upgrade | PG&E ¦ All | PG&E | All | Electric & Gas | Efficient, Commercial Griddle, Gas | Efficient |  |  | 0 | Conventional | FoodServ | Com - Health | Com | ROB and NEW | 0 | 1000 sqft2 of floor space | griddle | 12 | DEER:Indoor_Non-CFL_Ltg | 0 | 0 | 873 | SWFS004-03 | 10710.51 | 2024 | 0 | 2024 | 0 | 0 | SWFS004-03 | Com Gas Griddles - Panel Upgrade ¦ PG&E ¦ All | Com Gas Griddles - Panel Upgrade | 0.0051913 | 0.622 | 0.19 | CBSA 2019 | -2465.8593 | 2012 | 0.6 | SWFS004-03
COM-FOODSERV-FS-PU-41.4 | Com ¦ ENERGY STAR Griddle - Gas - Panel Upgrade ¦ PG&E ¦ All | Com ¦ ENERGY STAR Griddle - Gas - Panel Upgrade | PG&E ¦ All | PG&E | All | Electric & Gas | Efficient, Commercial Griddle, Gas | Efficient |  |  | 0 | Conventional | FoodServ | Com - Lodging | Com | ROB and NEW | 0 | 1000 sqft2 of floor space | griddle | 12 | DEER:Indoor_Non-CFL_Ltg | 0 | 0 | 873 | SWFS004-03 | 10710.51 | 2024 | 0 | 2024 | 0 | 0 | SWFS004-03 | Com Gas Griddles - Panel Upgrade ¦ PG&E ¦ All | Com Gas Griddles - Panel Upgrade | 0.0071845 | 0.622 | 0.19 | CBSA 2019 | -8623.8007 | 2012 | 0.6 | SWFS004-03
COM-FOODSERV-FS-PU-41.5 | Com ¦ ENERGY STAR Griddle - Gas - Panel Upgrade ¦ PG&E ¦ All | Com ¦ ENERGY STAR Griddle - Gas - Panel Upgrade | PG&E ¦ All | PG&E | All | Electric & Gas | Efficient, Commercial Griddle, Gas | Efficient |  |  | 0 | Conventional | FoodServ | Com - Other | Com | ROB and NEW | 0 | 1000 sqft2 of floor space | griddle | 12 | DEER:Indoor_Non-CFL_Ltg | 0 | 0 | 873 | SWFS004-03 | 10710.51 | 2024 | 0 | 2024 | 0 | 0 | SWFS004-03 | Com Gas Griddles - Panel Upgrade ¦ PG&E ¦ All | Com Gas Griddles - Panel Upgrade | 0.017678 | 0.622 | 0.19 | CBSA 2019 | -3954.6958 | 2012 | 0.6 | SWFS004-03
COM-FOODSERV-FS-PU-41.6 | Com ¦ ENERGY STAR Griddle - Gas - Panel Upgrade ¦ PG&E ¦ All | Com ¦ ENERGY STAR Griddle - Gas - Panel Upgrade | PG&E ¦ All | PG&E | All | Electric & Gas | Efficient, Commercial Griddle, Gas | Efficient |  |  | 0 | Conventional | FoodServ | Com - Restaurant | Com | ROB and NEW | 0 | 1000 sqft2 of floor space | griddle | 12 | DEER:Indoor_Non-CFL_Ltg | 0 | 0 | 873 | SWFS004-03 | 10710.51 | 2024 | 0 | 2024 | 0 | 0 | SWFS004-03 | Com Gas Griddles - Panel Upgrade ¦ PG&E ¦ All | Com Gas Griddles - Panel Upgrade | 0.26236 | 0.622 | 0.19 | CBSA 2019 | -655.83 | 2012 | 0.6 | SWFS004-03
COM-FOODSERV-FS-PU-41.7 | Com ¦ ENERGY STAR Griddle - Gas - Panel Upgrade ¦ PG&E ¦ All | Com ¦ ENERGY STAR Griddle - Gas - Panel Upgrade | PG&E ¦ All | PG&E | All | Electric & Gas | Efficient, Commercial Griddle, Gas | Efficient |  |  | 0 | Conventional | FoodServ | Com - School | Com | ROB and NEW | 0 | 1000 sqft2 of floor space | griddle | 12 | DEER:Indoor_Non-CFL_Ltg | 0 | 0 | 873 | SWFS004-03 | 10710.51 | 2024 | 0 | 2024 | 0 | 0 | SWFS004-03 | Com Gas Griddles - Panel Upgrade ¦ PG&E ¦ All | Com Gas Griddles - Panel Upgrade | 0.0019006 | 0.622 | 0.19 | CBSA 2019 | -1994.5794 | 2012 | 0.6 | SWFS004-03
COM-FOODSERV-FS-PU-41.8 | Com ¦ ENERGY STAR Griddle - Gas - Panel Upgrade ¦ SCG ¦ All | Com ¦ ENERGY STAR Griddle - Gas - Panel Upgrade | SCG ¦ All | SCG | All | Electric & Gas | Efficient, Commercial Griddle, Gas | Efficient |  |  | 0 | Conventional | FoodServ | Com - College | Com | ROB and NEW | 0 | 1000 sqft2 of floor space | griddle | 12 | DEER:Indoor_Non-CFL_Ltg | 0 | 0 | 873 | SWFS004-03 | 10710.51 | 2024 | 0 | 2024 | 0 | 0 | SWFS004-03 | Com Gas Griddles - Panel Upgrade ¦ SCG ¦ All | Com Gas Griddles - Panel Upgrade | 0.0027623 | 0.622 | 0.19 | CBSA 2019 | -2879.7232 | 2012 | 0.6 | SWFS004-03
COM-FOODSERV-FS-PU-41.9 | Com ¦ ENERGY STAR Griddle - Gas - Panel Upgrade ¦ SCG ¦ All | Com ¦ ENERGY STAR Griddle - Gas - Panel Upgrade | SCG ¦ All | SCG | All | Electric & Gas | Efficient, Commercial Griddle, Gas | Efficient |  |  | 0 | Conventional | FoodServ | Com - Grocery | Com | ROB and NEW | 0 | 1000 sqft2 of floor space | griddle | 12 | DEER:Indoor_Non-CFL_Ltg | 0 | 0 | 873 | SWFS004-03 | 10710.51 | 2024 | 0 | 2024 | 0 | 0 | SWFS004-03 | Com Gas Griddles - Panel Upgrade ¦ SCG ¦ All | Com Gas Griddles - Panel Upgrade | 0.019587 | 0.622 | 0.19 | CBSA 2019 | -2049.9707 | 2012 | 0.6 | SWFS004-03
COM-FOODSERV-FS-PU-41.10 | Com ¦ ENERGY STAR Griddle - Gas - Panel Upgrade ¦ SCG ¦ All | Com ¦ ENERGY STAR Griddle - Gas - Panel Upgrade | SCG ¦ All | SCG | All | Electric & Gas | Efficient, Commercial Griddle, Gas | Efficient |  |  | 0 | Conventional | FoodServ | Com - Health | Com | ROB and NEW | 0 | 1000 sqft2 of floor space | griddle | 12 | DEER:Indoor_Non-CFL_Ltg | 0 | 0 | 873 | SWFS004-03 | 10710.51 | 2024 | 0 | 2024 | 0 | 0 | SWFS004-03 | Com Gas Griddles - Panel Upgrade ¦ SCG ¦ All | Com Gas Griddles - Panel Upgrade | 0.0051913 | 0.622 | 0.19 | CBSA 2019 | -2465.8593 | 2012 | 0.6 | SWFS004-03
COM-FOODSERV-FS-PU-41.11 | Com ¦ ENERGY STAR Griddle - Gas - Panel Upgrade ¦ SCG ¦ All | Com ¦ ENERGY STAR Griddle - Gas - Panel Upgrade | SCG ¦ All | SCG | All | Electric & Gas | Efficient, Commercial Griddle, Gas | Efficient |  |  | 0 | Conventional | FoodServ | Com - Lodging | Com | ROB and NEW | 0 | 1000 sqft2 of floor space | griddle | 12 | DEER:Indoor_Non-CFL_Ltg | 0 | 0 | 873 | SWFS004-03 | 10710.51 | 2024 | 0 | 2024 | 0 | 0 | SWFS004-03 | Com Gas Griddles - Panel Upgrade ¦ SCG ¦ All | Com Gas Griddles - Panel Upgrade | 0.0071845 | 0.622 | 0.19 | CBSA 2019 | -8623.8007 | 2012 | 0.6 | SWFS004-03
COM-FOODSERV-FS-PU-41.12 | Com ¦ ENERGY STAR Griddle - Gas - Panel Upgrade ¦ SCG ¦ All | Com ¦ ENERGY STAR Griddle - Gas - Panel Upgrade | SCG ¦ All | SCG | All | Electric & Gas | Efficient, Commercial Griddle, Gas | Efficient |  |  | 0 | Conventional | FoodServ | Com - Other | Com | ROB and NEW | 0 | 1000 sqft2 of floor space | griddle | 12 | DEER:Indoor_Non-CFL_Ltg | 0 | 0 | 873 | SWFS004-03 | 10710.51 | 2024 | 0 | 2024 | 0 | 0 | SWFS004-03 | Com Gas Griddles - Panel Upgrade ¦ SCG ¦ All | Com Gas Griddles - Panel Upgrade | 0.017678 | 0.622 | 0.19 | CBSA 2019 | -3954.6958 | 2012 | 0.6 | SWFS004-03
COM-FOODSERV-FS-PU-41.13 | Com ¦ ENERGY STAR Griddle - Gas - Panel Upgrade ¦ SCG ¦ All | Com ¦ ENERGY STAR Griddle - Gas - Panel Upgrade | SCG ¦ All | SCG | All | Electric & Gas | Efficient, Commercial Griddle, Gas | Efficient |  |  | 0 | Conventional | FoodServ | Com - Restaurant | Com | ROB and NEW | 0 | 1000 sqft2 of floor space | griddle | 12 | DEER:Indoor_Non-CFL_Ltg | 0 | 0 | 873 | SWFS004-03 | 10710.51 | 2024 | 0 | 2024 | 0 | 0 | SWFS004-03 | Com Gas Griddles - Panel Upgrade ¦ SCG ¦ All | Com Gas Griddles - Panel Upgrade | 0.26236 | 0.622 | 0.19 | CBSA 2019 | -655.83 | 2012 | 0.6 | SWFS004-03
COM-FOODSERV-FS-PU-41.14 | Com ¦ ENERGY STAR Griddle - Gas - Panel Upgrade ¦ SCG ¦ All | Com ¦ ENERGY STAR Griddle - Gas - Panel Upgrade | SCG ¦ All | SCG | All | Electric & Gas | Efficient, Commercial Griddle, Gas | Efficient |  |  | 0 | Conventional | FoodServ | Com - School | Com | ROB and NEW | 0 | 1000 sqft2 of floor space | griddle | 12 | DEER:Indoor_Non-CFL_Ltg | 0 | 0 | 873 | SWFS004-03 | 10710.51 | 2024 | 0 | 2024 | 0 | 0 | SWFS004-03 | Com Gas Griddles - Panel Upgrade ¦ SCG ¦ All | Com Gas Griddles - Panel Upgrade | 0.0019006 | 0.622 | 0.19 | CBSA 2019 | -1994.5794 | 2012 | 0.6 | SWFS004-03
COM-FOODSERV-FS-PU-41.15 | Com ¦ ENERGY STAR Griddle - Gas - Panel Upgrade ¦ SDG&E ¦ All | Com ¦ ENERGY STAR Griddle - Gas - Panel Upgrade | SDG&E ¦ All | SDG&E | All | Electric & Gas | Efficient, Commercial Griddle, Gas | Efficient |  |  | 0 | Conventional | FoodServ | Com - College | Com | ROB and NEW | 0 | 1000 sqft2 of floor space | griddle | 12 | DEER:Indoor_Non-CFL_Ltg | 0 | 0 | 873 | SWFS004-03 | 10710.51 | 2024 | 0 | 2024 | 0 | 0 | SWFS004-03 | Com Gas Griddles - Panel Upgrade ¦ SDG&E ¦ All | Com Gas Griddles - Panel Upgrade | 0.0027623 | 0.622 | 0.19 | CBSA 2019 | -2879.7232 | 2012 | 0.6 | SWFS004-03
COM-FOODSERV-FS-PU-41.16 | Com ¦ ENERGY STAR Griddle - Gas - Panel Upgrade ¦ SDG&E ¦ All | Com ¦ ENERGY STAR Griddle - Gas - Panel Upgrade | SDG&E ¦ All | SDG&E | All | Electric & Gas | Efficient, Commercial Griddle, Gas | Efficient |  |  | 0 | Conventional | FoodServ | Com - Grocery | Com | ROB and NEW | 0 | 1000 sqft2 of floor space | griddle | 12 | DEER:Indoor_Non-CFL_Ltg | 0 | 0 | 873 | SWFS004-03 | 10710.51 | 2024 | 0 | 2024 | 0 | 0 | SWFS004-03 | Com Gas Griddles - Panel Upgrade ¦ SDG&E ¦ All | Com Gas Griddles - Panel Upgrade | 0.019587 | 0.622 | 0.19 | CBSA 2019 | -2049.9707 | 2012 | 0.6 | SWFS004-03
COM-FOODSERV-FS-PU-41.17 | Com ¦ ENERGY STAR Griddle - Gas - Panel Upgrade ¦ SDG&E ¦ All | Com ¦ ENERGY STAR Griddle - Gas - Panel Upgrade | SDG&E ¦ All | SDG&E | All | Electric & Gas | Efficient, Commercial Griddle, Gas | Efficient |  |  | 0 | Conventional | FoodServ | Com - Health | Com | ROB and NEW | 0 | 1000 sqft2 of floor space | griddle | 12 | DEER:Indoor_Non-CFL_Ltg | 0 | 0 | 873 | SWFS004-03 | 10710.51 | 2024 | 0 | 2024 | 0 | 0 | SWFS004-03 | Com Gas Griddles - Panel Upgrade ¦ SDG&E ¦ All | Com Gas Griddles - Panel Upgrade | 0.0051913 | 0.622 | 0.19 | CBSA 2019 | -2465.8593 | 2012 | 0.6 | SWFS004-03
COM-FOODSERV-FS-PU-41.18 | Com ¦ ENERGY STAR Griddle - Gas - Panel Upgrade ¦ SDG&E ¦ All | Com ¦ ENERGY STAR Griddle - Gas - Panel Upgrade | SDG&E ¦ All | SDG&E | All | Electric & Gas | Efficient, Commercial Griddle, Gas | Efficient |  |  | 0 | Conventional | FoodServ | Com - Lodging | Com | ROB and NEW | 0 | 1000 sqft2 of floor space | griddle | 12 | DEER:Indoor_Non-CFL_Ltg | 0 | 0 | 873 | SWFS004-03 | 10710.51 | 2024 | 0 | 2024 | 0 | 0 | SWFS004-03 | Com Gas Griddles - Panel Upgrade ¦ SDG&E ¦ All | Com Gas Griddles - Panel Upgrade | 0.0071845 | 0.622 | 0.19 | CBSA 2019 | -8623.8007 | 2012 | 0.6 | SWFS004-03
COM-FOODSERV-FS-PU-41.19 | Com ¦ ENERGY STAR Griddle - Gas - Panel Upgrade ¦ SDG&E ¦ All | Com ¦ ENERGY STAR Griddle - Gas - Panel Upgrade | SDG&E ¦ All | SDG&E | All | Electric & Gas | Efficient, Commercial Griddle, Gas | Efficient |  |  | 0 | Conventional | FoodServ | Com - Other | Com | ROB and NEW | 0 | 1000 sqft2 of floor space | griddle | 12 | DEER:Indoor_Non-CFL_Ltg | 0 | 0 | 873 | SWFS004-03 | 10710.51 | 2024 | 0 | 2024 | 0 | 0 | SWFS004-03 | Com Gas Griddles - Panel Upgrade ¦ SDG&E ¦ All | Com Gas Griddles - Panel Upgrade | 0.017678 | 0.622 | 0.19 | CBSA 2019 | -3954.6958 | 2012 | 0.6 | SWFS004-03
COM-FOODSERV-FS-PU-41.20 | Com ¦ ENERGY STAR Griddle - Gas - Panel Upgrade ¦ SDG&E ¦ All | Com ¦ ENERGY STAR Griddle - Gas - Panel Upgrade | SDG&E ¦ All | SDG&E | All | Electric & Gas | Efficient, Commercial Griddle, Gas | Efficient |  |  | 0 | Conventional | FoodServ | Com - Restaurant | Com | ROB and NEW | 0 | 1000 sqft2 of floor space | griddle | 12 | DEER:Indoor_Non-CFL_Ltg | 0 | 0 | 873 | SWFS004-03 | 10710.51 | 2024 | 0 | 2024 | 0 | 0 | SWFS004-03 | Com Gas Griddles - Panel Upgrade ¦ SDG&E ¦ All | Com Gas Griddles - Panel Upgrade | 0.26236 | 0.622 | 0.19 | CBSA 2019 | -655.83 | 2012 | 0.6 | SWFS004-03
COM-FOODSERV-FS-PU-41.21 | Com ¦ ENERGY STAR Griddle - Gas - Panel Upgrade ¦ SDG&E ¦ All | Com ¦ ENERGY STAR Griddle - Gas - Panel Upgrade | SDG&E ¦ All | SDG&E | All | Electric & Gas | Efficient, Commercial Griddle, Gas | Efficient |  |  | 0 | Conventional | FoodServ | Com - School | Com | ROB and NEW | 0 | 1000 sqft2 of floor space | griddle | 12 | DEER:Indoor_Non-CFL_Ltg | 0 | 0 | 873 | SWFS004-03 | 10710.51 | 2024 | 0 | 2024 | 0 | 0 | SWFS004-03 | Com Gas Griddles - Panel Upgrade ¦ SDG&E ¦ All | Com Gas Griddles - Panel Upgrade | 0.0019006 | 0.622 | 0.19 | CBSA 2019 | -1994.5794 | 2012 | 0.6 | SWFS004-03
COM-FOODSERV-FS-PU-42.1 | Com ¦ ENERGY STAR Griddle - Fuel Sub - Panel Upgrade ¦ PG&E ¦ All | Com ¦ ENERGY STAR Griddle - Fuel Sub - Panel Upgrade | PG&E ¦ All | PG&E | All | Electric & Gas | Electric commercial griddle, fuel sub | Efficient |  |  | 0 | Conventional | FoodServ | Com - College | Com | ROB Only | 1 | 1000 sqft2 of floor space | griddle | 12 | DEER:Indoor_Non-CFL_Ltg | 13740 | 3.15 | 0 | SWFS004-03 | 11893.32 | 2024 | 3372 | 2024 | 4468.8116 | 0 | SWFS004-03 | Com Gas Griddles - Panel Upgrade ¦ PG&E ¦ All | Com Gas Griddles - Panel Upgrade | 0.0027623 | 0.622 | 0 | CBSA 2019 | -1037.3431 | 2012 | 1 | SWFS004-03
COM-FOODSERV-FS-PU-42.2 | Com ¦ ENERGY STAR Griddle - Fuel Sub - Panel Upgrade ¦ PG&E ¦ All | Com ¦ ENERGY STAR Griddle - Fuel Sub - Panel Upgrade | PG&E ¦ All | PG&E | All | Electric & Gas | Electric commercial griddle, fuel sub | Efficient |  |  | 0 | Conventional | FoodServ | Com - Grocery | Com | ROB Only | 1 | 1000 sqft2 of floor space | griddle | 12 | DEER:Indoor_Non-CFL_Ltg | 13740 | 3.15 | 0 | SWFS004-03 | 11893.32 | 2024 | 3372 | 2024 | 4468.8116 | 0 | SWFS004-03 | Com Gas Griddles - Panel Upgrade ¦ PG&E ¦ All | Com Gas Griddles - Panel Upgrade | 0.019587 | 0.622 | 0 | CBSA 2019 | -772.8588 | 2012 | 1 | SWFS004-03
COM-FOODSERV-FS-PU-42.3 | Com ¦ ENERGY STAR Griddle - Fuel Sub - Panel Upgrade ¦ PG&E ¦ All | Com ¦ ENERGY STAR Griddle - Fuel Sub - Panel Upgrade | PG&E ¦ All | PG&E | All | Electric & Gas | Electric commercial griddle, fuel sub | Efficient |  |  | 0 | Conventional | FoodServ | Com - Health | Com | ROB Only | 1 | 1000 sqft2 of floor space | griddle | 12 | DEER:Indoor_Non-CFL_Ltg | 13740 | 3.15 | 0 | SWFS004-03 | 11893.32 | 2024 | 3372 | 2024 | 4468.8116 | 0 | SWFS004-03 | Com Gas Griddles - Panel Upgrade ¦ PG&E ¦ All | Com Gas Griddles - Panel Upgrade | 0.0051913 | 0.622 | 0 | CBSA 2019 | -899.0999 | 2012 | 1 | SWFS004-03
COM-FOODSERV-FS-PU-42.4 | Com ¦ ENERGY STAR Griddle - Fuel Sub - Panel Upgrade ¦ PG&E ¦ All | Com ¦ ENERGY STAR Griddle - Fuel Sub - Panel Upgrade | PG&E ¦ All | PG&E | All | Electric & Gas | Electric commercial griddle, fuel sub | Efficient |  |  | 0 | Conventional | FoodServ | Com - Lodging | Com | ROB Only | 1 | 1000 sqft2 of floor space | griddle | 12 | DEER:Indoor_Non-CFL_Ltg | 13740 | 3.15 | 0 | SWFS004-03 | 11893.32 | 2024 | 3372 | 2024 | 4468.8116 | 0 | SWFS004-03 | Com Gas Griddles - Panel Upgrade ¦ PG&E ¦ All | Com Gas Griddles - Panel Upgrade | 0.0071845 | 0.622 | 0 | CBSA 2019 | -2166.5584 | 2012 | 1 | SWFS004-03
COM-FOODSERV-FS-PU-42.5 | Com ¦ ENERGY STAR Griddle - Fuel Sub - Panel Upgrade ¦ PG&E ¦ All | Com ¦ ENERGY STAR Griddle - Fuel Sub - Panel Upgrade | PG&E ¦ All | PG&E | All | Electric & Gas | Electric commercial griddle, fuel sub | Efficient |  |  | 0 | Conventional | FoodServ | Com - Other | Com | ROB Only | 1 | 1000 sqft2 of floor space | griddle | 12 | DEER:Indoor_Non-CFL_Ltg | 13740 | 3.15 | 0 | SWFS004-03 | 11893.32 | 2024 | 3372 | 2024 | 4468.8116 | 0 | SWFS004-03 | Com Gas Griddles - Panel Upgrade ¦ PG&E ¦ All | Com Gas Griddles - Panel Upgrade | 0.017678 | 0.622 | 0 | CBSA 2019 | -1517.2321 | 2012 | 1 | SWFS004-03
COM-FOODSERV-FS-PU-42.6 | Com ¦ ENERGY STAR Griddle - Fuel Sub - Panel Upgrade ¦ PG&E ¦ All | Com ¦ ENERGY STAR Griddle - Fuel Sub - Panel Upgrade | PG&E ¦ All | PG&E | All | Electric & Gas | Electric commercial griddle, fuel sub | Efficient |  |  | 0 | Conventional | FoodServ | Com - Restaurant | Com | ROB Only | 1 | 1000 sqft2 of floor space | griddle | 12 | DEER:Indoor_Non-CFL_Ltg | 13740 | 3.15 | 0 | SWFS004-03 | 11893.32 | 2024 | 3372 | 2024 | 4468.8116 | 0 | SWFS004-03 | Com Gas Griddles - Panel Upgrade ¦ PG&E ¦ All | Com Gas Griddles - Panel Upgrade | 0.26236 | 0.622 | 0 | CBSA 2019 | -244.1742 | 2012 | 1 | SWFS004-03
COM-FOODSERV-FS-PU-42.7 | Com ¦ ENERGY STAR Griddle - Fuel Sub - Panel Upgrade ¦ PG&E ¦ All | Com ¦ ENERGY STAR Griddle - Fuel Sub - Panel Upgrade | PG&E ¦ All | PG&E | All | Electric & Gas | Electric commercial griddle, fuel sub | Efficient |  |  | 0 | Conventional | FoodServ | Com - School | Com | ROB Only | 1 | 1000 sqft2 of floor space | griddle | 12 | DEER:Indoor_Non-CFL_Ltg | 13740 | 3.15 | 0 | SWFS004-03 | 11893.32 | 2024 | 3372 | 2024 | 4468.8116 | 0 | SWFS004-03 | Com Gas Griddles - Panel Upgrade ¦ PG&E ¦ All | Com Gas Griddles - Panel Upgrade | 0.0019006 | 0.622 | 0 | CBSA 2019 | -2262.2371 | 2012 | 1 | SWFS004-03
COM-FOODSERV-FS-PU-42.8 | Com ¦ ENERGY STAR Griddle - Fuel Sub - Panel Upgrade ¦ SCG ¦ All | Com ¦ ENERGY STAR Griddle - Fuel Sub - Panel Upgrade | SCG ¦ All | SCG | All | Electric & Gas | Electric commercial griddle, fuel sub | Efficient |  |  | 0 | Conventional | FoodServ | Com - College | Com | ROB Only | 1 | 1000 sqft2 of floor space | griddle | 12 | DEER:Indoor_Non-CFL_Ltg | 13740 | 3.15 | 0 | SWFS004-03 | 11893.32 | 2024 | 3372 | 2024 | 4468.8116 | 0 | SWFS004-03 | Com Gas Griddles - Panel Upgrade ¦ SCG ¦ All | Com Gas Griddles - Panel Upgrade | 0.0027623 | 0.622 | 0 | CBSA 2019 | -1037.3431 | 2012 | 1 | SWFS004-03
COM-FOODSERV-FS-PU-42.9 | Com ¦ ENERGY STAR Griddle - Fuel Sub - Panel Upgrade ¦ SCG ¦ All | Com ¦ ENERGY STAR Griddle - Fuel Sub - Panel Upgrade | SCG ¦ All | SCG | All | Electric & Gas | Electric commercial griddle, fuel sub | Efficient |  |  | 0 | Conventional | FoodServ | Com - Grocery | Com | ROB Only | 1 | 1000 sqft2 of floor space | griddle | 12 | DEER:Indoor_Non-CFL_Ltg | 13740 | 3.15 | 0 | SWFS004-03 | 11893.32 | 2024 | 3372 | 2024 | 4468.8116 | 0 | SWFS004-03 | Com Gas Griddles - Panel Upgrade ¦ SCG ¦ All | Com Gas Griddles - Panel Upgrade | 0.019587 | 0.622 | 0 | CBSA 2019 | -772.8588 | 2012 | 1 | SWFS004-03
COM-FOODSERV-FS-PU-42.10 | Com ¦ ENERGY STAR Griddle - Fuel Sub - Panel Upgrade ¦ SCG ¦ All | Com ¦ ENERGY STAR Griddle - Fuel Sub - Panel Upgrade | SCG ¦ All | SCG | All | Electric & Gas | Electric commercial griddle, fuel sub | Efficient |  |  | 0 | Conventional | FoodServ | Com - Health | Com | ROB Only | 1 | 1000 sqft2 of floor space | griddle | 12 | DEER:Indoor_Non-CFL_Ltg | 13740 | 3.15 | 0 | SWFS004-03 | 11893.32 | 2024 | 3372 | 2024 | 4468.8116 | 0 | SWFS004-03 | Com Gas Griddles - Panel Upgrade ¦ SCG ¦ All | Com Gas Griddles - Panel Upgrade | 0.0051913 | 0.622 | 0 | CBSA 2019 | -899.0999 | 2012 | 1 | SWFS004-03
COM-FOODSERV-FS-PU-42.11 | Com ¦ ENERGY STAR Griddle - Fuel Sub - Panel Upgrade ¦ SCG ¦ All | Com ¦ ENERGY STAR Griddle - Fuel Sub - Panel Upgrade | SCG ¦ All | SCG | All | Electric & Gas | Electric commercial griddle, fuel sub | Efficient |  |  | 0 | Conventional | FoodServ | Com - Lodging | Com | ROB Only | 1 | 1000 sqft2 of floor space | griddle | 12 | DEER:Indoor_Non-CFL_Ltg | 13740 | 3.15 | 0 | SWFS004-03 | 11893.32 | 2024 | 3372 | 2024 | 4468.8116 | 0 | SWFS004-03 | Com Gas Griddles - Panel Upgrade ¦ SCG ¦ All | Com Gas Griddles - Panel Upgrade | 0.0071845 | 0.622 | 0 | CBSA 2019 | -2166.5584 | 2012 | 1 | SWFS004-03
COM-FOODSERV-FS-PU-42.12 | Com ¦ ENERGY STAR Griddle - Fuel Sub - Panel Upgrade ¦ SCG ¦ All | Com ¦ ENERGY STAR Griddle - Fuel Sub - Panel Upgrade | SCG ¦ All | SCG | All | Electric & Gas | Electric commercial griddle, fuel sub | Efficient |  |  | 0 | Conventional | FoodServ | Com - Other | Com | ROB Only | 1 | 1000 sqft2 of floor space | griddle | 12 | DEER:Indoor_Non-CFL_Ltg | 13740 | 3.15 | 0 | SWFS004-03 | 11893.32 | 2024 | 3372 | 2024 | 4468.8116 | 0 | SWFS004-03 | Com Gas Griddles - Panel Upgrade ¦ SCG ¦ All | Com Gas Griddles - Panel Upgrade | 0.017678 | 0.622 | 0 | CBSA 2019 | -1517.2321 | 2012 | 1 | SWFS004-03
COM-FOODSERV-FS-PU-42.13 | Com ¦ ENERGY STAR Griddle - Fuel Sub - Panel Upgrade ¦ SCG ¦ All | Com ¦ ENERGY STAR Griddle - Fuel Sub - Panel Upgrade | SCG ¦ All | SCG | All | Electric & Gas | Electric commercial griddle, fuel sub | Efficient |  |  | 0 | Conventional | FoodServ | Com - Restaurant | Com | ROB Only | 1 | 1000 sqft2 of floor space | griddle | 12 | DEER:Indoor_Non-CFL_Ltg | 13740 | 3.15 | 0 | SWFS004-03 | 11893.32 | 2024 | 3372 | 2024 | 4468.8116 | 0 | SWFS004-03 | Com Gas Griddles - Panel Upgrade ¦ SCG ¦ All | Com Gas Griddles - Panel Upgrade | 0.26236 | 0.622 | 0 | CBSA 2019 | -244.1742 | 2012 | 1 | SWFS004-03
COM-FOODSERV-FS-PU-42.14 | Com ¦ ENERGY STAR Griddle - Fuel Sub - Panel Upgrade ¦ SCG ¦ All | Com ¦ ENERGY STAR Griddle - Fuel Sub - Panel Upgrade | SCG ¦ All | SCG | All | Electric & Gas | Electric commercial griddle, fuel sub | Efficient |  |  | 0 | Conventional | FoodServ | Com - School | Com | ROB Only | 1 | 1000 sqft2 of floor space | griddle | 12 | DEER:Indoor_Non-CFL_Ltg | 13740 | 3.15 | 0 | SWFS004-03 | 11893.32 | 2024 | 3372 | 2024 | 4468.8116 | 0 | SWFS004-03 | Com Gas Griddles - Panel Upgrade ¦ SCG ¦ All | Com Gas Griddles - Panel Upgrade | 0.0019006 | 0.622 | 0 | CBSA 2019 | -2262.2371 | 2012 | 1 | SWFS004-03
COM-FOODSERV-FS-PU-42.15 | Com ¦ ENERGY STAR Griddle - Fuel Sub - Panel Upgrade ¦ SDG&E ¦ All | Com ¦ ENERGY STAR Griddle - Fuel Sub - Panel Upgrade | SDG&E ¦ All | SDG&E | All | Electric & Gas | Electric commercial griddle, fuel sub | Efficient |  |  | 0 | Conventional | FoodServ | Com - College | Com | ROB Only | 1 | 1000 sqft2 of floor space | griddle | 12 | DEER:Indoor_Non-CFL_Ltg | 13740 | 3.15 | 0 | SWFS004-03 | 11893.32 | 2024 | 3372 | 2024 | 4468.8116 | 0 | SWFS004-03 | Com Gas Griddles - Panel Upgrade ¦ SDG&E ¦ All | Com Gas Griddles - Panel Upgrade | 0.0027623 | 0.622 | 0 | CBSA 2019 | -1037.3431 | 2012 | 1 | SWFS004-03
COM-FOODSERV-FS-PU-42.16 | Com ¦ ENERGY STAR Griddle - Fuel Sub - Panel Upgrade ¦ SDG&E ¦ All | Com ¦ ENERGY STAR Griddle - Fuel Sub - Panel Upgrade | SDG&E ¦ All | SDG&E | All | Electric & Gas | Electric commercial griddle, fuel sub | Efficient |  |  | 0 | Conventional | FoodServ | Com - Grocery | Com | ROB Only | 1 | 1000 sqft2 of floor space | griddle | 12 | DEER:Indoor_Non-CFL_Ltg | 13740 | 3.15 | 0 | SWFS004-03 | 11893.32 | 2024 | 3372 | 2024 | 4468.8116 | 0 | SWFS004-03 | Com Gas Griddles - Panel Upgrade ¦ SDG&E ¦ All | Com Gas Griddles - Panel Upgrade | 0.019587 | 0.622 | 0 | CBSA 2019 | -772.8588 | 2012 | 1 | SWFS004-03
COM-FOODSERV-FS-PU-42.17 | Com ¦ ENERGY STAR Griddle - Fuel Sub - Panel Upgrade ¦ SDG&E ¦ All | Com ¦ ENERGY STAR Griddle - Fuel Sub - Panel Upgrade | SDG&E ¦ All | SDG&E | All | Electric & Gas | Electric commercial griddle, fuel sub | Efficient |  |  | 0 | Conventional | FoodServ | Com - Health | Com | ROB Only | 1 | 1000 sqft2 of floor space | griddle | 12 | DEER:Indoor_Non-CFL_Ltg | 13740 | 3.15 | 0 | SWFS004-03 | 11893.32 | 2024 | 3372 | 2024 | 4468.8116 | 0 | SWFS004-03 | Com Gas Griddles - Panel Upgrade ¦ SDG&E ¦ All | Com Gas Griddles - Panel Upgrade | 0.0051913 | 0.622 | 0 | CBSA 2019 | -899.0999 | 2012 | 1 | SWFS004-03
COM-FOODSERV-FS-PU-42.18 | Com ¦ ENERGY STAR Griddle - Fuel Sub - Panel Upgrade ¦ SDG&E ¦ All | Com ¦ ENERGY STAR Griddle - Fuel Sub - Panel Upgrade | SDG&E ¦ All | SDG&E | All | Electric & Gas | Electric commercial griddle, fuel sub | Efficient |  |  | 0 | Conventional | FoodServ | Com - Lodging | Com | ROB Only | 1 | 1000 sqft2 of floor space | griddle | 12 | DEER:Indoor_Non-CFL_Ltg | 13740 | 3.15 | 0 | SWFS004-03 | 11893.32 | 2024 | 3372 | 2024 | 4468.8116 | 0 | SWFS004-03 | Com Gas Griddles - Panel Upgrade ¦ SDG&E ¦ All | Com Gas Griddles - Panel Upgrade | 0.0071845 | 0.622 | 0 | CBSA 2019 | -2166.5584 | 2012 | 1 | SWFS004-03
COM-FOODSERV-FS-PU-42.19 | Com ¦ ENERGY STAR Griddle - Fuel Sub - Panel Upgrade ¦ SDG&E ¦ All | Com ¦ ENERGY STAR Griddle - Fuel Sub - Panel Upgrade | SDG&E ¦ All | SDG&E | All | Electric & Gas | Electric commercial griddle, fuel sub | Efficient |  |  | 0 | Conventional | FoodServ | Com - Other | Com | ROB Only | 1 | 1000 sqft2 of floor space | griddle | 12 | DEER:Indoor_Non-CFL_Ltg | 13740 | 3.15 | 0 | SWFS004-03 | 11893.32 | 2024 | 3372 | 2024 | 4468.8116 | 0 | SWFS004-03 | Com Gas Griddles - Panel Upgrade ¦ SDG&E ¦ All | Com Gas Griddles - Panel Upgrade | 0.017678 | 0.622 | 0 | CBSA 2019 | -1517.2321 | 2012 | 1 | SWFS004-03
COM-FOODSERV-FS-PU-42.20 | Com ¦ ENERGY STAR Griddle - Fuel Sub - Panel Upgrade ¦ SDG&E ¦ All | Com ¦ ENERGY STAR Griddle - Fuel Sub - Panel Upgrade | SDG&E ¦ All | SDG&E | All | Electric & Gas | Electric commercial griddle, fuel sub | Efficient |  |  | 0 | Conventional | FoodServ | Com - Restaurant | Com | ROB Only | 1 | 1000 sqft2 of floor space | griddle | 12 | DEER:Indoor_Non-CFL_Ltg | 13740 | 3.15 | 0 | SWFS004-03 | 11893.32 | 2024 | 3372 | 2024 | 4468.8116 | 0 | SWFS004-03 | Com Gas Griddles - Panel Upgrade ¦ SDG&E ¦ All | Com Gas Griddles - Panel Upgrade | 0.26236 | 0.622 | 0 | CBSA 2019 | -244.1742 | 2012 | 1 | SWFS004-03
COM-FOODSERV-FS-PU-42.21 | Com ¦ ENERGY STAR Griddle - Fuel Sub - Panel Upgrade ¦ SDG&E ¦ All | Com ¦ ENERGY STAR Griddle - Fuel Sub - Panel Upgrade | SDG&E ¦ All | SDG&E | All | Electric & Gas | Electric commercial griddle, fuel sub | Efficient |  |  | 0 | Conventional | FoodServ | Com - School | Com | ROB Only | 1 | 1000 sqft2 of floor space | griddle | 12 | DEER:Indoor_Non-CFL_Ltg | 13740 | 3.15 | 0 | SWFS004-03 | 11893.32 | 2024 | 3372 | 2024 | 4468.8116 | 0 | SWFS004-03 | Com Gas Griddles - Panel Upgrade ¦ SDG&E ¦ All | Com Gas Griddles - Panel Upgrade | 0.0019006 | 0.622 | 0 | CBSA 2019 | -2262.2371 | 2012 | 1 | SWFS004-03
COM-FOODSERV-FS-PU-50.1 | Com ¦ Standard Combination Oven - Gas - Panel Upgrade ¦ PG&E ¦ All | Com ¦ Standard Combination Oven - Gas - Panel Upgrade | PG&E ¦ All | PG&E | All | Electric & Gas | Standard, Commercial Combination Oven, <15 Pan Models, Gas | Average Existing and Code |  |  | 0 | Conventional | FoodServ | Com - College | Com | ROB and NEW | 0 | 1000 sqft2 of floor space | Oven | 12 | DEER:Indoor_Non-CFL_Ltg | 0 | 0 | 653 | SWFS003-05 | 19257.53 | 2024 | 0 | 2024 | 0 | 0 | SWFS003-05 | Com Gas Combination Ovens - Panel Upgrade ¦ PG&E ¦ All | Com Gas Combination Ovens - Panel Upgrade | 0.00010808 | 0.622 | 0.75 | CBSA 2019 | -2154.0198 | 2012 | 0.6 | SWFS003-05
COM-FOODSERV-FS-PU-50.2 | Com ¦ Standard Combination Oven - Gas - Panel Upgrade ¦ PG&E ¦ All | Com ¦ Standard Combination Oven - Gas - Panel Upgrade | PG&E ¦ All | PG&E | All | Electric & Gas | Standard, Commercial Combination Oven, <15 Pan Models, Gas | Average Existing and Code |  |  | 0 | Conventional | FoodServ | Com - Grocery | Com | ROB and NEW | 0 | 1000 sqft2 of floor space | Oven | 12 | DEER:Indoor_Non-CFL_Ltg | 0 | 0 | 653 | SWFS003-05 | 19257.53 | 2024 | 0 | 2024 | 0 | 0 | SWFS003-05 | Com Gas Combination Ovens - Panel Upgrade ¦ PG&E ¦ All | Com Gas Combination Ovens - Panel Upgrade | 0.00076639 | 0.622 | 0.75 | CBSA 2019 | -1533.3687 | 2012 | 0.6 | SWFS003-05
COM-FOODSERV-FS-PU-50.3 | Com ¦ Standard Combination Oven - Gas - Panel Upgrade ¦ PG&E ¦ All | Com ¦ Standard Combination Oven - Gas - Panel Upgrade | PG&E ¦ All | PG&E | All | Electric & Gas | Standard, Commercial Combination Oven, <15 Pan Models, Gas | Average Existing and Code |  |  | 0 | Conventional | FoodServ | Com - Health | Com | ROB and NEW | 0 | 1000 sqft2 of floor space | Oven | 12 | DEER:Indoor_Non-CFL_Ltg | 0 | 0 | 653 | SWFS003-05 | 19257.53 | 2024 | 0 | 2024 | 0 | 0 | SWFS003-05 | Com Gas Combination Ovens - Panel Upgrade ¦ PG&E ¦ All | Com Gas Combination Ovens - Panel Upgrade | 0.00019804 | 0.622 | 0.75 | CBSA 2019 | -1844.4514 | 2012 | 0.6 | SWFS003-05
COM-FOODSERV-FS-PU-50.4 | Com ¦ Standard Combination Oven - Gas - Panel Upgrade ¦ PG&E ¦ All | Com ¦ Standard Combination Oven - Gas - Panel Upgrade | PG&E ¦ All | PG&E | All | Electric & Gas | Standard, Commercial Combination Oven, <15 Pan Models, Gas | Average Existing and Code |  |  | 0 | Conventional | FoodServ | Com - Lodging | Com | ROB and NEW | 0 | 1000 sqft2 of floor space | Oven | 12 | DEER:Indoor_Non-CFL_Ltg | 0 | 0 | 653 | SWFS003-05 | 19257.53 | 2024 | 0 | 2024 | 0 | 0 | SWFS003-05 | Com Gas Combination Ovens - Panel Upgrade ¦ PG&E ¦ All | Com Gas Combination Ovens - Panel Upgrade | 6.1492e-05 | 0.622 | 0.75 | CBSA 2019 | -6450.5634 | 2012 | 0.6 | SWFS003-05
COM-FOODSERV-FS-PU-50.5 | Com ¦ Standard Combination Oven - Gas - Panel Upgrade ¦ PG&E ¦ All | Com ¦ Standard Combination Oven - Gas - Panel Upgrade | PG&E ¦ All | PG&E | All | Electric & Gas | Standard, Commercial Combination Oven, <15 Pan Models, Gas | Average Existing and Code |  |  | 0 | Conventional | FoodServ | Com - Other | Com | ROB and NEW | 0 | 1000 sqft2 of floor space | Oven | 12 | DEER:Indoor_Non-CFL_Ltg | 0 | 0 | 653 | SWFS003-05 | 19257.53 | 2024 | 0 | 2024 | 0 | 0 | SWFS003-05 | Com Gas Combination Ovens - Panel Upgrade ¦ PG&E ¦ All | Com Gas Combination Ovens - Panel Upgrade | 0.00044298 | 0.622 | 0.75 | CBSA 2019 | -2958.0943 | 2012 | 0.6 | SWFS003-05
COM-FOODSERV-FS-PU-50.6 | Com ¦ Standard Combination Oven - Gas - Panel Upgrade ¦ PG&E ¦ All | Com ¦ Standard Combination Oven - Gas - Panel Upgrade | PG&E ¦ All | PG&E | All | Electric & Gas | Standard, Commercial Combination Oven, <15 Pan Models, Gas | Average Existing and Code |  |  | 0 | Conventional | FoodServ | Com - Restaurant | Com | ROB and NEW | 0 | 1000 sqft2 of floor space | Oven | 12 | DEER:Indoor_Non-CFL_Ltg | 0 | 0 | 653 | SWFS003-05 | 19257.53 | 2024 | 0 | 2024 | 0 | 0 | SWFS003-05 | Com Gas Combination Ovens - Panel Upgrade ¦ PG&E ¦ All | Com Gas Combination Ovens - Panel Upgrade | 0.0046515 | 0.622 | 0.75 | CBSA 2019 | -490.5578 | 2012 | 0.6 | SWFS003-05
COM-FOODSERV-FS-PU-50.7 | Com ¦ Standard Combination Oven - Gas - Panel Upgrade ¦ PG&E ¦ All | Com ¦ Standard Combination Oven - Gas - Panel Upgrade | PG&E ¦ All | PG&E | All | Electric & Gas | Standard, Commercial Combination Oven, <15 Pan Models, Gas | Average Existing and Code |  |  | 0 | Conventional | FoodServ | Com - School | Com | ROB and NEW | 0 | 1000 sqft2 of floor space | Oven | 12 | DEER:Indoor_Non-CFL_Ltg | 0 | 0 | 653 | SWFS003-05 | 19257.53 | 2024 | 0 | 2024 | 0 | 0 | SWFS003-05 | Com Gas Combination Ovens - Panel Upgrade ¦ PG&E ¦ All | Com Gas Combination Ovens - Panel Upgrade | 0.00022443 | 0.622 | 0.75 | CBSA 2019 | -1491.9363 | 2012 | 0.6 | SWFS003-05
COM-FOODSERV-FS-PU-50.8 | Com ¦ Standard Combination Oven - Gas - Panel Upgrade ¦ SCG ¦ All | Com ¦ Standard Combination Oven - Gas - Panel Upgrade | SCG ¦ All | SCG | All | Electric & Gas | Standard, Commercial Combination Oven, <15 Pan Models, Gas | Average Existing and Code |  |  | 0 | Conventional | FoodServ | Com - College | Com | ROB and NEW | 0 | 1000 sqft2 of floor space | Oven | 12 | DEER:Indoor_Non-CFL_Ltg | 0 | 0 | 653 | SWFS003-05 | 19257.53 | 2024 | 0 | 2024 | 0 | 0 | SWFS003-05 | Com Gas Combination Ovens - Panel Upgrade ¦ SCG ¦ All | Com Gas Combination Ovens - Panel Upgrade | 0.00010808 | 0.622 | 0.75 | CBSA 2019 | -2154.0198 | 2012 | 0.6 | SWFS003-05
COM-FOODSERV-FS-PU-50.9 | Com ¦ Standard Combination Oven - Gas - Panel Upgrade ¦ SCG ¦ All | Com ¦ Standard Combination Oven - Gas - Panel Upgrade | SCG ¦ All | SCG | All | Electric & Gas | Standard, Commercial Combination Oven, <15 Pan Models, Gas | Average Existing and Code |  |  | 0 | Conventional | FoodServ | Com - Grocery | Com | ROB and NEW | 0 | 1000 sqft2 of floor space | Oven | 12 | DEER:Indoor_Non-CFL_Ltg | 0 | 0 | 653 | SWFS003-05 | 19257.53 | 2024 | 0 | 2024 | 0 | 0 | SWFS003-05 | Com Gas Combination Ovens - Panel Upgrade ¦ SCG ¦ All | Com Gas Combination Ovens - Panel Upgrade | 0.00076639 | 0.622 | 0.75 | CBSA 2019 | -1533.3687 | 2012 | 0.6 | SWFS003-05
COM-FOODSERV-FS-PU-50.10 | Com ¦ Standard Combination Oven - Gas - Panel Upgrade ¦ SCG ¦ All | Com ¦ Standard Combination Oven - Gas - Panel Upgrade | SCG ¦ All | SCG | All | Electric & Gas | Standard, Commercial Combination Oven, <15 Pan Models, Gas | Average Existing and Code |  |  | 0 | Conventional | FoodServ | Com - Health | Com | ROB and NEW | 0 | 1000 sqft2 of floor space | Oven | 12 | DEER:Indoor_Non-CFL_Ltg | 0 | 0 | 653 | SWFS003-05 | 19257.53 | 2024 | 0 | 2024 | 0 | 0 | SWFS003-05 | Com Gas Combination Ovens - Panel Upgrade ¦ SCG ¦ All | Com Gas Combination Ovens - Panel Upgrade | 0.00019804 | 0.622 | 0.75 | CBSA 2019 | -1844.4514 | 2012 | 0.6 | SWFS003-05
COM-FOODSERV-FS-PU-50.11 | Com ¦ Standard Combination Oven - Gas - Panel Upgrade ¦ SCG ¦ All | Com ¦ Standard Combination Oven - Gas - Panel Upgrade | SCG ¦ All | SCG | All | Electric & Gas | Standard, Commercial Combination Oven, <15 Pan Models, Gas | Average Existing and Code |  |  | 0 | Conventional | FoodServ | Com - Lodging | Com | ROB and NEW | 0 | 1000 sqft2 of floor space | Oven | 12 | DEER:Indoor_Non-CFL_Ltg | 0 | 0 | 653 | SWFS003-05 | 19257.53 | 2024 | 0 | 2024 | 0 | 0 | SWFS003-05 | Com Gas Combination Ovens - Panel Upgrade ¦ SCG ¦ All | Com Gas Combination Ovens - Panel Upgrade | 6.1492e-05 | 0.622 | 0.75 | CBSA 2019 | -6450.5634 | 2012 | 0.6 | SWFS003-05
COM-FOODSERV-FS-PU-50.12 | Com ¦ Standard Combination Oven - Gas - Panel Upgrade ¦ SCG ¦ All | Com ¦ Standard Combination Oven - Gas - Panel Upgrade | SCG ¦ All | SCG | All | Electric & Gas | Standard, Commercial Combination Oven, <15 Pan Models, Gas | Average Existing and Code |  |  | 0 | Conventional | FoodServ | Com - Other | Com | ROB and NEW | 0 | 1000 sqft2 of floor space | Oven | 12 | DEER:Indoor_Non-CFL_Ltg | 0 | 0 | 653 | SWFS003-05 | 19257.53 | 2024 | 0 | 2024 | 0 | 0 | SWFS003-05 | Com Gas Combination Ovens - Panel Upgrade ¦ SCG ¦ All | Com Gas Combination Ovens - Panel Upgrade | 0.00044298 | 0.622 | 0.75 | CBSA 2019 | -2958.0943 | 2012 | 0.6 | SWFS003-05
COM-FOODSERV-FS-PU-50.13 | Com ¦ Standard Combination Oven - Gas - Panel Upgrade ¦ SCG ¦ All | Com ¦ Standard Combination Oven - Gas - Panel Upgrade | SCG ¦ All | SCG | All | Electric & Gas | Standard, Commercial Combination Oven, <15 Pan Models, Gas | Average Existing and Code |  |  | 0 | Conventional | FoodServ | Com - Restaurant | Com | ROB and NEW | 0 | 1000 sqft2 of floor space | Oven | 12 | DEER:Indoor_Non-CFL_Ltg | 0 | 0 | 653 | SWFS003-05 | 19257.53 | 2024 | 0 | 2024 | 0 | 0 | SWFS003-05 | Com Gas Combination Ovens - Panel Upgrade ¦ SCG ¦ All | Com Gas Combination Ovens - Panel Upgrade | 0.0046515 | 0.622 | 0.75 | CBSA 2019 | -490.5578 | 2012 | 0.6 | SWFS003-05
COM-FOODSERV-FS-PU-50.14 | Com ¦ Standard Combination Oven - Gas - Panel Upgrade ¦ SCG ¦ All | Com ¦ Standard Combination Oven - Gas - Panel Upgrade | SCG ¦ All | SCG | All | Electric & Gas | Standard, Commercial Combination Oven, <15 Pan Models, Gas | Average Existing and Code |  |  | 0 | Conventional | FoodServ | Com - School | Com | ROB and NEW | 0 | 1000 sqft2 of floor space | Oven | 12 | DEER:Indoor_Non-CFL_Ltg | 0 | 0 | 653 | SWFS003-05 | 19257.53 | 2024 | 0 | 2024 | 0 | 0 | SWFS003-05 | Com Gas Combination Ovens - Panel Upgrade ¦ SCG ¦ All | Com Gas Combination Ovens - Panel Upgrade | 0.00022443 | 0.622 | 0.75 | CBSA 2019 | -1491.9363 | 2012 | 0.6 | SWFS003-05
COM-FOODSERV-FS-PU-50.15 | Com ¦ Standard Combination Oven - Gas - Panel Upgrade ¦ SDG&E ¦ All | Com ¦ Standard Combination Oven - Gas - Panel Upgrade | SDG&E ¦ All | SDG&E | All | Electric & Gas | Standard, Commercial Combination Oven, <15 Pan Models, Gas | Average Existing and Code |  |  | 0 | Conventional | FoodServ | Com - College | Com | ROB and NEW | 0 | 1000 sqft2 of floor space | Oven | 12 | DEER:Indoor_Non-CFL_Ltg | 0 | 0 | 653 | SWFS003-05 | 19257.53 | 2024 | 0 | 2024 | 0 | 0 | SWFS003-05 | Com Gas Combination Ovens - Panel Upgrade ¦ SDG&E ¦ All | Com Gas Combination Ovens - Panel Upgrade | 0.00010808 | 0.622 | 0.75 | CBSA 2019 | -2154.0198 | 2012 | 0.6 | SWFS003-05
COM-FOODSERV-FS-PU-50.16 | Com ¦ Standard Combination Oven - Gas - Panel Upgrade ¦ SDG&E ¦ All | Com ¦ Standard Combination Oven - Gas - Panel Upgrade | SDG&E ¦ All | SDG&E | All | Electric & Gas | Standard, Commercial Combination Oven, <15 Pan Models, Gas | Average Existing and Code |  |  | 0 | Conventional | FoodServ | Com - Grocery | Com | ROB and NEW | 0 | 1000 sqft2 of floor space | Oven | 12 | DEER:Indoor_Non-CFL_Ltg | 0 | 0 | 653 | SWFS003-05 | 19257.53 | 2024 | 0 | 2024 | 0 | 0 | SWFS003-05 | Com Gas Combination Ovens - Panel Upgrade ¦ SDG&E ¦ All | Com Gas Combination Ovens - Panel Upgrade | 0.00076639 | 0.622 | 0.75 | CBSA 2019 | -1533.3687 | 2012 | 0.6 | SWFS003-05
COM-FOODSERV-FS-PU-50.17 | Com ¦ Standard Combination Oven - Gas - Panel Upgrade ¦ SDG&E ¦ All | Com ¦ Standard Combination Oven - Gas - Panel Upgrade | SDG&E ¦ All | SDG&E | All | Electric & Gas | Standard, Commercial Combination Oven, <15 Pan Models, Gas | Average Existing and Code |  |  | 0 | Conventional | FoodServ | Com - Health | Com | ROB and NEW | 0 | 1000 sqft2 of floor space | Oven | 12 | DEER:Indoor_Non-CFL_Ltg | 0 | 0 | 653 | SWFS003-05 | 19257.53 | 2024 | 0 | 2024 | 0 | 0 | SWFS003-05 | Com Gas Combination Ovens - Panel Upgrade ¦ SDG&E ¦ All | Com Gas Combination Ovens - Panel Upgrade | 0.00019804 | 0.622 | 0.75 | CBSA 2019 | -1844.4514 | 2012 | 0.6 | SWFS003-05
COM-FOODSERV-FS-PU-50.18 | Com ¦ Standard Combination Oven - Gas - Panel Upgrade ¦ SDG&E ¦ All | Com ¦ Standard Combination Oven - Gas - Panel Upgrade | SDG&E ¦ All | SDG&E | All | Electric & Gas | Standard, Commercial Combination Oven, <15 Pan Models, Gas | Average Existing and Code |  |  | 0 | Conventional | FoodServ | Com - Lodging | Com | ROB and NEW | 0 | 1000 sqft2 of floor space | Oven | 12 | DEER:Indoor_Non-CFL_Ltg | 0 | 0 | 653 | SWFS003-05 | 19257.53 | 2024 | 0 | 2024 | 0 | 0 | SWFS003-05 | Com Gas Combination Ovens - Panel Upgrade ¦ SDG&E ¦ All | Com Gas Combination Ovens - Panel Upgrade | 6.1492e-05 | 0.622 | 0.75 | CBSA 2019 | -6450.5634 | 2012 | 0.6 | SWFS003-05
COM-FOODSERV-FS-PU-50.19 | Com ¦ Standard Combination Oven - Gas - Panel Upgrade ¦ SDG&E ¦ All | Com ¦ Standard Combination Oven - Gas - Panel Upgrade | SDG&E ¦ All | SDG&E | All | Electric & Gas | Standard, Commercial Combination Oven, <15 Pan Models, Gas | Average Existing and Code |  |  | 0 | Conventional | FoodServ | Com - Other | Com | ROB and NEW | 0 | 1000 sqft2 of floor space | Oven | 12 | DEER:Indoor_Non-CFL_Ltg | 0 | 0 | 653 | SWFS003-05 | 19257.53 | 2024 | 0 | 2024 | 0 | 0 | SWFS003-05 | Com Gas Combination Ovens - Panel Upgrade ¦ SDG&E ¦ All | Com Gas Combination Ovens - Panel Upgrade | 0.00044298 | 0.622 | 0.75 | CBSA 2019 | -2958.0943 | 2012 | 0.6 | SWFS003-05
COM-FOODSERV-FS-PU-50.20 | Com ¦ Standard Combination Oven - Gas - Panel Upgrade ¦ SDG&E ¦ All | Com ¦ Standard Combination Oven - Gas - Panel Upgrade | SDG&E ¦ All | SDG&E | All | Electric & Gas | Standard, Commercial Combination Oven, <15 Pan Models, Gas | Average Existing and Code |  |  | 0 | Conventional | FoodServ | Com - Restaurant | Com | ROB and NEW | 0 | 1000 sqft2 of floor space | Oven | 12 | DEER:Indoor_Non-CFL_Ltg | 0 | 0 | 653 | SWFS003-05 | 19257.53 | 2024 | 0 | 2024 | 0 | 0 | SWFS003-05 | Com Gas Combination Ovens - Panel Upgrade ¦ SDG&E ¦ All | Com Gas Combination Ovens - Panel Upgrade | 0.0046515 | 0.622 | 0.75 | CBSA 2019 | -490.5578 | 2012 | 0.6 | SWFS003-05
COM-FOODSERV-FS-PU-50.21 | Com ¦ Standard Combination Oven - Gas - Panel Upgrade ¦ SDG&E ¦ All | Com ¦ Standard Combination Oven - Gas - Panel Upgrade | SDG&E ¦ All | SDG&E | All | Electric & Gas | Standard, Commercial Combination Oven, <15 Pan Models, Gas | Average Existing and Code |  |  | 0 | Conventional | FoodServ | Com - School | Com | ROB and NEW | 0 | 1000 sqft2 of floor space | Oven | 12 | DEER:Indoor_Non-CFL_Ltg | 0 | 0 | 653 | SWFS003-05 | 19257.53 | 2024 | 0 | 2024 | 0 | 0 | SWFS003-05 | Com Gas Combination Ovens - Panel Upgrade ¦ SDG&E ¦ All | Com Gas Combination Ovens - Panel Upgrade | 0.00022443 | 0.622 | 0.75 | CBSA 2019 | -1491.9363 | 2012 | 0.6 | SWFS003-05
COM-FOODSERV-FS-PU-51.1 | Com ¦ ENERGY STAR Combination Oven - Gas - Panel Upgrade ¦ PG&E ¦ All | Com ¦ ENERGY STAR Combination Oven - Gas - Panel Upgrade | PG&E ¦ All | PG&E | All | Electric & Gas | Efficient, Commercial Combination Oven, <15 Pan Models, Gas | Efficient |  |  | 0 | Conventional | FoodServ | Com - College | Com | ROB and NEW | 0 | 1000 sqft2 of floor space | Oven | 12 | DEER:Indoor_Non-CFL_Ltg | 0 | 0 | 423 | SWFS003-05 | 20229.48 | 2024 | 0 | 2024 | 0 | 0 | SWFS003-05 | Com Gas Combination Ovens - Panel Upgrade ¦ PG&E ¦ All | Com Gas Combination Ovens - Panel Upgrade | 0.00010808 | 0.622 | 0.25 | CBSA 2019 | -1395.3298 | 2012 | 0.6 | SWFS003-05
COM-FOODSERV-FS-PU-51.2 | Com ¦ ENERGY STAR Combination Oven - Gas - Panel Upgrade ¦ PG&E ¦ All | Com ¦ ENERGY STAR Combination Oven - Gas - Panel Upgrade | PG&E ¦ All | PG&E | All | Electric & Gas | Efficient, Commercial Combination Oven, <15 Pan Models, Gas | Efficient |  |  | 0 | Conventional | FoodServ | Com - Grocery | Com | ROB and NEW | 0 | 1000 sqft2 of floor space | Oven | 12 | DEER:Indoor_Non-CFL_Ltg | 0 | 0 | 423 | SWFS003-05 | 20229.48 | 2024 | 0 | 2024 | 0 | 0 | SWFS003-05 | Com Gas Combination Ovens - Panel Upgrade ¦ PG&E ¦ All | Com Gas Combination Ovens - Panel Upgrade | 0.00076639 | 0.622 | 0.25 | CBSA 2019 | -993.2848 | 2012 | 0.6 | SWFS003-05
COM-FOODSERV-FS-PU-51.3 | Com ¦ ENERGY STAR Combination Oven - Gas - Panel Upgrade ¦ PG&E ¦ All | Com ¦ ENERGY STAR Combination Oven - Gas - Panel Upgrade | PG&E ¦ All | PG&E | All | Electric & Gas | Efficient, Commercial Combination Oven, <15 Pan Models, Gas | Efficient |  |  | 0 | Conventional | FoodServ | Com - Health | Com | ROB and NEW | 0 | 1000 sqft2 of floor space | Oven | 12 | DEER:Indoor_Non-CFL_Ltg | 0 | 0 | 423 | SWFS003-05 | 20229.48 | 2024 | 0 | 2024 | 0 | 0 | SWFS003-05 | Com Gas Combination Ovens - Panel Upgrade ¦ PG&E ¦ All | Com Gas Combination Ovens - Panel Upgrade | 0.00019804 | 0.622 | 0.25 | CBSA 2019 | -1194.7978 | 2012 | 0.6 | SWFS003-05
COM-FOODSERV-FS-PU-51.4 | Com ¦ ENERGY STAR Combination Oven - Gas - Panel Upgrade ¦ PG&E ¦ All | Com ¦ ENERGY STAR Combination Oven - Gas - Panel Upgrade | PG&E ¦ All | PG&E | All | Electric & Gas | Efficient, Commercial Combination Oven, <15 Pan Models, Gas | Efficient |  |  | 0 | Conventional | FoodServ | Com - Lodging | Com | ROB and NEW | 0 | 1000 sqft2 of floor space | Oven | 12 | DEER:Indoor_Non-CFL_Ltg | 0 | 0 | 423 | SWFS003-05 | 20229.48 | 2024 | 0 | 2024 | 0 | 0 | SWFS003-05 | Com Gas Combination Ovens - Panel Upgrade ¦ PG&E ¦ All | Com Gas Combination Ovens - Panel Upgrade | 6.1492e-05 | 0.622 | 0.25 | CBSA 2019 | -4178.5426 | 2012 | 0.6 | SWFS003-05
COM-FOODSERV-FS-PU-51.5 | Com ¦ ENERGY STAR Combination Oven - Gas - Panel Upgrade ¦ PG&E ¦ All | Com ¦ ENERGY STAR Combination Oven - Gas - Panel Upgrade | PG&E ¦ All | PG&E | All | Electric & Gas | Efficient, Commercial Combination Oven, <15 Pan Models, Gas | Efficient |  |  | 0 | Conventional | FoodServ | Com - Other | Com | ROB and NEW | 0 | 1000 sqft2 of floor space | Oven | 12 | DEER:Indoor_Non-CFL_Ltg | 0 | 0 | 423 | SWFS003-05 | 20229.48 | 2024 | 0 | 2024 | 0 | 0 | SWFS003-05 | Com Gas Combination Ovens - Panel Upgrade ¦ PG&E ¦ All | Com Gas Combination Ovens - Panel Upgrade | 0.00044298 | 0.622 | 0.25 | CBSA 2019 | -1916.1928 | 2012 | 0.6 | SWFS003-05
COM-FOODSERV-FS-PU-51.6 | Com ¦ ENERGY STAR Combination Oven - Gas - Panel Upgrade ¦ PG&E ¦ All | Com ¦ ENERGY STAR Combination Oven - Gas - Panel Upgrade | PG&E ¦ All | PG&E | All | Electric & Gas | Efficient, Commercial Combination Oven, <15 Pan Models, Gas | Efficient |  |  | 0 | Conventional | FoodServ | Com - Restaurant | Com | ROB and NEW | 0 | 1000 sqft2 of floor space | Oven | 12 | DEER:Indoor_Non-CFL_Ltg | 0 | 0 | 423 | SWFS003-05 | 20229.48 | 2024 | 0 | 2024 | 0 | 0 | SWFS003-05 | Com Gas Combination Ovens - Panel Upgrade ¦ PG&E ¦ All | Com Gas Combination Ovens - Panel Upgrade | 0.0046515 | 0.622 | 0.25 | CBSA 2019 | -317.7733 | 2012 | 0.6 | SWFS003-05
COM-FOODSERV-FS-PU-51.7 | Com ¦ ENERGY STAR Combination Oven - Gas - Panel Upgrade ¦ PG&E ¦ All | Com ¦ ENERGY STAR Combination Oven - Gas - Panel Upgrade | PG&E ¦ All | PG&E | All | Electric & Gas | Efficient, Commercial Combination Oven, <15 Pan Models, Gas | Efficient |  |  | 0 | Conventional | FoodServ | Com - School | Com | ROB and NEW | 0 | 1000 sqft2 of floor space | Oven | 12 | DEER:Indoor_Non-CFL_Ltg | 0 | 0 | 423 | SWFS003-05 | 20229.48 | 2024 | 0 | 2024 | 0 | 0 | SWFS003-05 | Com Gas Combination Ovens - Panel Upgrade ¦ PG&E ¦ All | Com Gas Combination Ovens - Panel Upgrade | 0.00022443 | 0.622 | 0.25 | CBSA 2019 | -966.4457 | 2012 | 0.6 | SWFS003-05
COM-FOODSERV-FS-PU-51.8 | Com ¦ ENERGY STAR Combination Oven - Gas - Panel Upgrade ¦ SCG ¦ All | Com ¦ ENERGY STAR Combination Oven - Gas - Panel Upgrade | SCG ¦ All | SCG | All | Electric & Gas | Efficient, Commercial Combination Oven, <15 Pan Models, Gas | Efficient |  |  | 0 | Conventional | FoodServ | Com - College | Com | ROB and NEW | 0 | 1000 sqft2 of floor space | Oven | 12 | DEER:Indoor_Non-CFL_Ltg | 0 | 0 | 423 | SWFS003-05 | 20229.48 | 2024 | 0 | 2024 | 0 | 0 | SWFS003-05 | Com Gas Combination Ovens - Panel Upgrade ¦ SCG ¦ All | Com Gas Combination Ovens - Panel Upgrade | 0.00010808 | 0.622 | 0.25 | CBSA 2019 | -1395.3298 | 2012 | 0.6 | SWFS003-05
COM-FOODSERV-FS-PU-51.9 | Com ¦ ENERGY STAR Combination Oven - Gas - Panel Upgrade ¦ SCG ¦ All | Com ¦ ENERGY STAR Combination Oven - Gas - Panel Upgrade | SCG ¦ All | SCG | All | Electric & Gas | Efficient, Commercial Combination Oven, <15 Pan Models, Gas | Efficient |  |  | 0 | Conventional | FoodServ | Com - Grocery | Com | ROB and NEW | 0 | 1000 sqft2 of floor space | Oven | 12 | DEER:Indoor_Non-CFL_Ltg | 0 | 0 | 423 | SWFS003-05 | 20229.48 | 2024 | 0 | 2024 | 0 | 0 | SWFS003-05 | Com Gas Combination Ovens - Panel Upgrade ¦ SCG ¦ All | Com Gas Combination Ovens - Panel Upgrade | 0.00076639 | 0.622 | 0.25 | CBSA 2019 | -993.2848 | 2012 | 0.6 | SWFS003-05
COM-FOODSERV-FS-PU-51.10 | Com ¦ ENERGY STAR Combination Oven - Gas - Panel Upgrade ¦ SCG ¦ All | Com ¦ ENERGY STAR Combination Oven - Gas - Panel Upgrade | SCG ¦ All | SCG | All | Electric & Gas | Efficient, Commercial Combination Oven, <15 Pan Models, Gas | Efficient |  |  | 0 | Conventional | FoodServ | Com - Health | Com | ROB and NEW | 0 | 1000 sqft2 of floor space | Oven | 12 | DEER:Indoor_Non-CFL_Ltg | 0 | 0 | 423 | SWFS003-05 | 20229.48 | 2024 | 0 | 2024 | 0 | 0 | SWFS003-05 | Com Gas Combination Ovens - Panel Upgrade ¦ SCG ¦ All | Com Gas Combination Ovens - Panel Upgrade | 0.00019804 | 0.622 | 0.25 | CBSA 2019 | -1194.7978 | 2012 | 0.6 | SWFS003-05
COM-FOODSERV-FS-PU-51.11 | Com ¦ ENERGY STAR Combination Oven - Gas - Panel Upgrade ¦ SCG ¦ All | Com ¦ ENERGY STAR Combination Oven - Gas - Panel Upgrade | SCG ¦ All | SCG | All | Electric & Gas | Efficient, Commercial Combination Oven, <15 Pan Models, Gas | Efficient |  |  | 0 | Conventional | FoodServ | Com - Lodging | Com | ROB and NEW | 0 | 1000 sqft2 of floor space | Oven | 12 | DEER:Indoor_Non-CFL_Ltg | 0 | 0 | 423 | SWFS003-05 | 20229.48 | 2024 | 0 | 2024 | 0 | 0 | SWFS003-05 | Com Gas Combination Ovens - Panel Upgrade ¦ SCG ¦ All | Com Gas Combination Ovens - Panel Upgrade | 6.1492e-05 | 0.622 | 0.25 | CBSA 2019 | -4178.5426 | 2012 | 0.6 | SWFS003-05
COM-FOODSERV-FS-PU-51.12 | Com ¦ ENERGY STAR Combination Oven - Gas - Panel Upgrade ¦ SCG ¦ All | Com ¦ ENERGY STAR Combination Oven - Gas - Panel Upgrade | SCG ¦ All | SCG | All | Electric & Gas | Efficient, Commercial Combination Oven, <15 Pan Models, Gas | Efficient |  |  | 0 | Conventional | FoodServ | Com - Other | Com | ROB and NEW | 0 | 1000 sqft2 of floor space | Oven | 12 | DEER:Indoor_Non-CFL_Ltg | 0 | 0 | 423 | SWFS003-05 | 20229.48 | 2024 | 0 | 2024 | 0 | 0 | SWFS003-05 | Com Gas Combination Ovens - Panel Upgrade ¦ SCG ¦ All | Com Gas Combination Ovens - Panel Upgrade | 0.00044298 | 0.622 | 0.25 | CBSA 2019 | -1916.1928 | 2012 | 0.6 | SWFS003-05
COM-FOODSERV-FS-PU-51.13 | Com ¦ ENERGY STAR Combination Oven - Gas - Panel Upgrade ¦ SCG ¦ All | Com ¦ ENERGY STAR Combination Oven - Gas - Panel Upgrade | SCG ¦ All | SCG | All | Electric & Gas | Efficient, Commercial Combination Oven, <15 Pan Models, Gas | Efficient |  |  | 0 | Conventional | FoodServ | Com - Restaurant | Com | ROB and NEW | 0 | 1000 sqft2 of floor space | Oven | 12 | DEER:Indoor_Non-CFL_Ltg | 0 | 0 | 423 | SWFS003-05 | 20229.48 | 2024 | 0 | 2024 | 0 | 0 | SWFS003-05 | Com Gas Combination Ovens - Panel Upgrade ¦ SCG ¦ All | Com Gas Combination Ovens - Panel Upgrade | 0.0046515 | 0.622 | 0.25 | CBSA 2019 | -317.7733 | 2012 | 0.6 | SWFS003-05
COM-FOODSERV-FS-PU-51.14 | Com ¦ ENERGY STAR Combination Oven - Gas - Panel Upgrade ¦ SCG ¦ All | Com ¦ ENERGY STAR Combination Oven - Gas - Panel Upgrade | SCG ¦ All | SCG | All | Electric & Gas | Efficient, Commercial Combination Oven, <15 Pan Models, Gas | Efficient |  |  | 0 | Conventional | FoodServ | Com - School | Com | ROB and NEW | 0 | 1000 sqft2 of floor space | Oven | 12 | DEER:Indoor_Non-CFL_Ltg | 0 | 0 | 423 | SWFS003-05 | 20229.48 | 2024 | 0 | 2024 | 0 | 0 | SWFS003-05 | Com Gas Combination Ovens - Panel Upgrade ¦ SCG ¦ All | Com Gas Combination Ovens - Panel Upgrade | 0.00022443 | 0.622 | 0.25 | CBSA 2019 | -966.4457 | 2012 | 0.6 | SWFS003-05
COM-FOODSERV-FS-PU-51.15 | Com ¦ ENERGY STAR Combination Oven - Gas - Panel Upgrade ¦ SDG&E ¦ All | Com ¦ ENERGY STAR Combination Oven - Gas - Panel Upgrade | SDG&E ¦ All | SDG&E | All | Electric & Gas | Efficient, Commercial Combination Oven, <15 Pan Models, Gas | Efficient |  |  | 0 | Conventional | FoodServ | Com - College | Com | ROB and NEW | 0 | 1000 sqft2 of floor space | Oven | 12 | DEER:Indoor_Non-CFL_Ltg | 0 | 0 | 423 | SWFS003-05 | 20229.48 | 2024 | 0 | 2024 | 0 | 0 | SWFS003-05 | Com Gas Combination Ovens - Panel Upgrade ¦ SDG&E ¦ All | Com Gas Combination Ovens - Panel Upgrade | 0.00010808 | 0.622 | 0.25 | CBSA 2019 | -1395.3298 | 2012 | 0.6 | SWFS003-05
COM-FOODSERV-FS-PU-51.16 | Com ¦ ENERGY STAR Combination Oven - Gas - Panel Upgrade ¦ SDG&E ¦ All | Com ¦ ENERGY STAR Combination Oven - Gas - Panel Upgrade | SDG&E ¦ All | SDG&E | All | Electric & Gas | Efficient, Commercial Combination Oven, <15 Pan Models, Gas | Efficient |  |  | 0 | Conventional | FoodServ | Com - Grocery | Com | ROB and NEW | 0 | 1000 sqft2 of floor space | Oven | 12 | DEER:Indoor_Non-CFL_Ltg | 0 | 0 | 423 | SWFS003-05 | 20229.48 | 2024 | 0 | 2024 | 0 | 0 | SWFS003-05 | Com Gas Combination Ovens - Panel Upgrade ¦ SDG&E ¦ All | Com Gas Combination Ovens - Panel Upgrade | 0.00076639 | 0.622 | 0.25 | CBSA 2019 | -993.2848 | 2012 | 0.6 | SWFS003-05
COM-FOODSERV-FS-PU-51.17 | Com ¦ ENERGY STAR Combination Oven - Gas - Panel Upgrade ¦ SDG&E ¦ All | Com ¦ ENERGY STAR Combination Oven - Gas - Panel Upgrade | SDG&E ¦ All | SDG&E | All | Electric & Gas | Efficient, Commercial Combination Oven, <15 Pan Models, Gas | Efficient |  |  | 0 | Conventional | FoodServ | Com - Health | Com | ROB and NEW | 0 | 1000 sqft2 of floor space | Oven | 12 | DEER:Indoor_Non-CFL_Ltg | 0 | 0 | 423 | SWFS003-05 | 20229.48 | 2024 | 0 | 2024 | 0 | 0 | SWFS003-05 | Com Gas Combination Ovens - Panel Upgrade ¦ SDG&E ¦ All | Com Gas Combination Ovens - Panel Upgrade | 0.00019804 | 0.622 | 0.25 | CBSA 2019 | -1194.7978 | 2012 | 0.6 | SWFS003-05
COM-FOODSERV-FS-PU-51.18 | Com ¦ ENERGY STAR Combination Oven - Gas - Panel Upgrade ¦ SDG&E ¦ All | Com ¦ ENERGY STAR Combination Oven - Gas - Panel Upgrade | SDG&E ¦ All | SDG&E | All | Electric & Gas | Efficient, Commercial Combination Oven, <15 Pan Models, Gas | Efficient |  |  | 0 | Conventional | FoodServ | Com - Lodging | Com | ROB and NEW | 0 | 1000 sqft2 of floor space | Oven | 12 | DEER:Indoor_Non-CFL_Ltg | 0 | 0 | 423 | SWFS003-05 | 20229.48 | 2024 | 0 | 2024 | 0 | 0 | SWFS003-05 | Com Gas Combination Ovens - Panel Upgrade ¦ SDG&E ¦ All | Com Gas Combination Ovens - Panel Upgrade | 6.1492e-05 | 0.622 | 0.25 | CBSA 2019 | -4178.5426 | 2012 | 0.6 | SWFS003-05
COM-FOODSERV-FS-PU-51.19 | Com ¦ ENERGY STAR Combination Oven - Gas - Panel Upgrade ¦ SDG&E ¦ All | Com ¦ ENERGY STAR Combination Oven - Gas - Panel Upgrade | SDG&E ¦ All | SDG&E | All | Electric & Gas | Efficient, Commercial Combination Oven, <15 Pan Models, Gas | Efficient |  |  | 0 | Conventional | FoodServ | Com - Other | Com | ROB and NEW | 0 | 1000 sqft2 of floor space | Oven | 12 | DEER:Indoor_Non-CFL_Ltg | 0 | 0 | 423 | SWFS003-05 | 20229.48 | 2024 | 0 | 2024 | 0 | 0 | SWFS003-05 | Com Gas Combination Ovens - Panel Upgrade ¦ SDG&E ¦ All | Com Gas Combination Ovens - Panel Upgrade | 0.00044298 | 0.622 | 0.25 | CBSA 2019 | -1916.1928 | 2012 | 0.6 | SWFS003-05
COM-FOODSERV-FS-PU-51.20 | Com ¦ ENERGY STAR Combination Oven - Gas - Panel Upgrade ¦ SDG&E ¦ All | Com ¦ ENERGY STAR Combination Oven - Gas - Panel Upgrade | SDG&E ¦ All | SDG&E | All | Electric & Gas | Efficient, Commercial Combination Oven, <15 Pan Models, Gas | Efficient |  |  | 0 | Conventional | FoodServ | Com - Restaurant | Com | ROB and NEW | 0 | 1000 sqft2 of floor space | Oven | 12 | DEER:Indoor_Non-CFL_Ltg | 0 | 0 | 423 | SWFS003-05 | 20229.48 | 2024 | 0 | 2024 | 0 | 0 | SWFS003-05 | Com Gas Combination Ovens - Panel Upgrade ¦ SDG&E ¦ All | Com Gas Combination Ovens - Panel Upgrade | 0.0046515 | 0.622 | 0.25 | CBSA 2019 | -317.7733 | 2012 | 0.6 | SWFS003-05
COM-FOODSERV-FS-PU-51.21 | Com ¦ ENERGY STAR Combination Oven - Gas - Panel Upgrade ¦ SDG&E ¦ All | Com ¦ ENERGY STAR Combination Oven - Gas - Panel Upgrade | SDG&E ¦ All | SDG&E | All | Electric & Gas | Efficient, Commercial Combination Oven, <15 Pan Models, Gas | Efficient |  |  | 0 | Conventional | FoodServ | Com - School | Com | ROB and NEW | 0 | 1000 sqft2 of floor space | Oven | 12 | DEER:Indoor_Non-CFL_Ltg | 0 | 0 | 423 | SWFS003-05 | 20229.48 | 2024 | 0 | 2024 | 0 | 0 | SWFS003-05 | Com Gas Combination Ovens - Panel Upgrade ¦ SDG&E ¦ All | Com Gas Combination Ovens - Panel Upgrade | 0.00022443 | 0.622 | 0.25 | CBSA 2019 | -966.4457 | 2012 | 0.6 | SWFS003-05
COM-FOODSERV-FS-PU-52.1 | Com ¦ ENERGY STAR Combination Oven - Fuel Sub - Panel Upgrade ¦ PG&E ¦ All | Com ¦ ENERGY STAR Combination Oven - Fuel Sub - Panel Upgrade | PG&E ¦ All | PG&E | All | Electric & Gas | Electric Commercial Combination Oven, Fuel Sub | Efficient |  |  | 0 | Conventional | FoodServ | Com - College | Com | ROB Only | 1 | 1000 sqft2 of floor space | Oven | 12 | DEER:Indoor_Non-CFL_Ltg | 9110 | 2.11 | 0 | SWFS003-05 | 20885.23 | 2024 | 3372 | 2024 | 4468.8116 | 0 | SWFS003-05 | Com Gas Combination Ovens - Panel Upgrade ¦ PG&E ¦ All | Com Gas Combination Ovens - Panel Upgrade | 0.00010808 | 0.622 | 0 | CBSA 2019 | -687.7872 | 2012 | 1 | SWFS003-05
COM-FOODSERV-FS-PU-52.2 | Com ¦ ENERGY STAR Combination Oven - Fuel Sub - Panel Upgrade ¦ PG&E ¦ All | Com ¦ ENERGY STAR Combination Oven - Fuel Sub - Panel Upgrade | PG&E ¦ All | PG&E | All | Electric & Gas | Electric Commercial Combination Oven, Fuel Sub | Efficient |  |  | 0 | Conventional | FoodServ | Com - Grocery | Com | ROB Only | 1 | 1000 sqft2 of floor space | Oven | 12 | DEER:Indoor_Non-CFL_Ltg | 9110 | 2.11 | 0 | SWFS003-05 | 20885.23 | 2024 | 3372 | 2024 | 4468.8116 | 0 | SWFS003-05 | Com Gas Combination Ovens - Panel Upgrade ¦ PG&E ¦ All | Com Gas Combination Ovens - Panel Upgrade | 0.00076639 | 0.622 | 0 | CBSA 2019 | -512.4267 | 2012 | 1 | SWFS003-05
COM-FOODSERV-FS-PU-52.3 | Com ¦ ENERGY STAR Combination Oven - Fuel Sub - Panel Upgrade ¦ PG&E ¦ All | Com ¦ ENERGY STAR Combination Oven - Fuel Sub - Panel Upgrade | PG&E ¦ All | PG&E | All | Electric & Gas | Electric Commercial Combination Oven, Fuel Sub | Efficient |  |  | 0 | Conventional | FoodServ | Com - Health | Com | ROB Only | 1 | 1000 sqft2 of floor space | Oven | 12 | DEER:Indoor_Non-CFL_Ltg | 9110 | 2.11 | 0 | SWFS003-05 | 20885.23 | 2024 | 3372 | 2024 | 4468.8116 | 0 | SWFS003-05 | Com Gas Combination Ovens - Panel Upgrade ¦ PG&E ¦ All | Com Gas Combination Ovens - Panel Upgrade | 0.00019804 | 0.622 | 0 | CBSA 2019 | -596.1281 | 2012 | 1 | SWFS003-05
COM-FOODSERV-FS-PU-52.4 | Com ¦ ENERGY STAR Combination Oven - Fuel Sub - Panel Upgrade ¦ PG&E ¦ All | Com ¦ ENERGY STAR Combination Oven - Fuel Sub - Panel Upgrade | PG&E ¦ All | PG&E | All | Electric & Gas | Electric Commercial Combination Oven, Fuel Sub | Efficient |  |  | 0 | Conventional | FoodServ | Com - Lodging | Com | ROB Only | 1 | 1000 sqft2 of floor space | Oven | 12 | DEER:Indoor_Non-CFL_Ltg | 9110 | 2.11 | 0 | SWFS003-05 | 20885.23 | 2024 | 3372 | 2024 | 4468.8116 | 0 | SWFS003-05 | Com Gas Combination Ovens - Panel Upgrade ¦ PG&E ¦ All | Com Gas Combination Ovens - Panel Upgrade | 6.1492e-05 | 0.622 | 0 | CBSA 2019 | -1436.4881 | 2012 | 1 | SWFS003-05
COM-FOODSERV-FS-PU-52.5 | Com ¦ ENERGY STAR Combination Oven - Fuel Sub - Panel Upgrade ¦ PG&E ¦ All | Com ¦ ENERGY STAR Combination Oven - Fuel Sub - Panel Upgrade | PG&E ¦ All | PG&E | All | Electric & Gas | Electric Commercial Combination Oven, Fuel Sub | Efficient |  |  | 0 | Conventional | FoodServ | Com - Other | Com | ROB Only | 1 | 1000 sqft2 of floor space | Oven | 12 | DEER:Indoor_Non-CFL_Ltg | 9110 | 2.11 | 0 | SWFS003-05 | 20885.23 | 2024 | 3372 | 2024 | 4468.8116 | 0 | SWFS003-05 | Com Gas Combination Ovens - Panel Upgrade ¦ PG&E ¦ All | Com Gas Combination Ovens - Panel Upgrade | 0.00044298 | 0.622 | 0 | CBSA 2019 | -1005.9668 | 2012 | 1 | SWFS003-05
COM-FOODSERV-FS-PU-52.6 | Com ¦ ENERGY STAR Combination Oven - Fuel Sub - Panel Upgrade ¦ PG&E ¦ All | Com ¦ ENERGY STAR Combination Oven - Fuel Sub - Panel Upgrade | PG&E ¦ All | PG&E | All | Electric & Gas | Electric Commercial Combination Oven, Fuel Sub | Efficient |  |  | 0 | Conventional | FoodServ | Com - Restaurant | Com | ROB Only | 1 | 1000 sqft2 of floor space | Oven | 12 | DEER:Indoor_Non-CFL_Ltg | 9110 | 2.11 | 0 | SWFS003-05 | 20885.23 | 2024 | 3372 | 2024 | 4468.8116 | 0 | SWFS003-05 | Com Gas Combination Ovens - Panel Upgrade ¦ PG&E ¦ All | Com Gas Combination Ovens - Panel Upgrade | 0.0046515 | 0.622 | 0 | CBSA 2019 | -161.8942 | 2012 | 1 | SWFS003-05
COM-FOODSERV-FS-PU-52.7 | Com ¦ ENERGY STAR Combination Oven - Fuel Sub - Panel Upgrade ¦ PG&E ¦ All | Com ¦ ENERGY STAR Combination Oven - Fuel Sub - Panel Upgrade | PG&E ¦ All | PG&E | All | Electric & Gas | Electric Commercial Combination Oven, Fuel Sub | Efficient |  |  | 0 | Conventional | FoodServ | Com - School | Com | ROB Only | 1 | 1000 sqft2 of floor space | Oven | 12 | DEER:Indoor_Non-CFL_Ltg | 9110 | 2.11 | 0 | SWFS003-05 | 20885.23 | 2024 | 3372 | 2024 | 4468.8116 | 0 | SWFS003-05 | Com Gas Combination Ovens - Panel Upgrade ¦ PG&E ¦ All | Com Gas Combination Ovens - Panel Upgrade | 0.00022443 | 0.622 | 0 | CBSA 2019 | -1499.9258 | 2012 | 1 | SWFS003-05
COM-FOODSERV-FS-PU-52.8 | Com ¦ ENERGY STAR Combination Oven - Fuel Sub - Panel Upgrade ¦ SCG ¦ All | Com ¦ ENERGY STAR Combination Oven - Fuel Sub - Panel Upgrade | SCG ¦ All | SCG | All | Electric & Gas | Electric Commercial Combination Oven, Fuel Sub | Efficient |  |  | 0 | Conventional | FoodServ | Com - College | Com | ROB Only | 1 | 1000 sqft2 of floor space | Oven | 12 | DEER:Indoor_Non-CFL_Ltg | 9110 | 2.11 | 0 | SWFS003-05 | 20885.23 | 2024 | 3372 | 2024 | 4468.8116 | 0 | SWFS003-05 | Com Gas Combination Ovens - Panel Upgrade ¦ SCG ¦ All | Com Gas Combination Ovens - Panel Upgrade | 0.00010808 | 0.622 | 0 | CBSA 2019 | -687.7872 | 2012 | 1 | SWFS003-05
COM-FOODSERV-FS-PU-52.9 | Com ¦ ENERGY STAR Combination Oven - Fuel Sub - Panel Upgrade ¦ SCG ¦ All | Com ¦ ENERGY STAR Combination Oven - Fuel Sub - Panel Upgrade | SCG ¦ All | SCG | All | Electric & Gas | Electric Commercial Combination Oven, Fuel Sub | Efficient |  |  | 0 | Conventional | FoodServ | Com - Grocery | Com | ROB Only | 1 | 1000 sqft2 of floor space | Oven | 12 | DEER:Indoor_Non-CFL_Ltg | 9110 | 2.11 | 0 | SWFS003-05 | 20885.23 | 2024 | 3372 | 2024 | 4468.8116 | 0 | SWFS003-05 | Com Gas Combination Ovens - Panel Upgrade ¦ SCG ¦ All | Com Gas Combination Ovens - Panel Upgrade | 0.00076639 | 0.622 | 0 | CBSA 2019 | -512.4267 | 2012 | 1 | SWFS003-05
COM-FOODSERV-FS-PU-52.10 | Com ¦ ENERGY STAR Combination Oven - Fuel Sub - Panel Upgrade ¦ SCG ¦ All | Com ¦ ENERGY STAR Combination Oven - Fuel Sub - Panel Upgrade | SCG ¦ All | SCG | All | Electric & Gas | Electric Commercial Combination Oven, Fuel Sub | Efficient |  |  | 0 | Conventional | FoodServ | Com - Health | Com | ROB Only | 1 | 1000 sqft2 of floor space | Oven | 12 | DEER:Indoor_Non-CFL_Ltg | 9110 | 2.11 | 0 | SWFS003-05 | 20885.23 | 2024 | 3372 | 2024 | 4468.8116 | 0 | SWFS003-05 | Com Gas Combination Ovens - Panel Upgrade ¦ SCG ¦ All | Com Gas Combination Ovens - Panel Upgrade | 0.00019804 | 0.622 | 0 | CBSA 2019 | -596.1281 | 2012 | 1 | SWFS003-05
COM-FOODSERV-FS-PU-52.11 | Com ¦ ENERGY STAR Combination Oven - Fuel Sub - Panel Upgrade ¦ SCG ¦ All | Com ¦ ENERGY STAR Combination Oven - Fuel Sub - Panel Upgrade | SCG ¦ All | SCG | All | Electric & Gas | Electric Commercial Combination Oven, Fuel Sub | Efficient |  |  | 0 | Conventional | FoodServ | Com - Lodging | Com | ROB Only | 1 | 1000 sqft2 of floor space | Oven | 12 | DEER:Indoor_Non-CFL_Ltg | 9110 | 2.11 | 0 | SWFS003-05 | 20885.23 | 2024 | 3372 | 2024 | 4468.8116 | 0 | SWFS003-05 | Com Gas Combination Ovens - Panel Upgrade ¦ SCG ¦ All | Com Gas Combination Ovens - Panel Upgrade | 6.1492e-05 | 0.622 | 0 | CBSA 2019 | -1436.4881 | 2012 | 1 | SWFS003-05
COM-FOODSERV-FS-PU-52.12 | Com ¦ ENERGY STAR Combination Oven - Fuel Sub - Panel Upgrade ¦ SCG ¦ All | Com ¦ ENERGY STAR Combination Oven - Fuel Sub - Panel Upgrade | SCG ¦ All | SCG | All | Electric & Gas | Electric Commercial Combination Oven, Fuel Sub | Efficient |  |  | 0 | Conventional | FoodServ | Com - Other | Com | ROB Only | 1 | 1000 sqft2 of floor space | Oven | 12 | DEER:Indoor_Non-CFL_Ltg | 9110 | 2.11 | 0 | SWFS003-05 | 20885.23 | 2024 | 3372 | 2024 | 4468.8116 | 0 | SWFS003-05 | Com Gas Combination Ovens - Panel Upgrade ¦ SCG ¦ All | Com Gas Combination Ovens - Panel Upgrade | 0.00044298 | 0.622 | 0 | CBSA 2019 | -1005.9668 | 2012 | 1 | SWFS003-05
COM-FOODSERV-FS-PU-52.13 | Com ¦ ENERGY STAR Combination Oven - Fuel Sub - Panel Upgrade ¦ SCG ¦ All | Com ¦ ENERGY STAR Combination Oven - Fuel Sub - Panel Upgrade | SCG ¦ All | SCG | All | Electric & Gas | Electric Commercial Combination Oven, Fuel Sub | Efficient |  |  | 0 | Conventional | FoodServ | Com - Restaurant | Com | ROB Only | 1 | 1000 sqft2 of floor space | Oven | 12 | DEER:Indoor_Non-CFL_Ltg | 9110 | 2.11 | 0 | SWFS003-05 | 20885.23 | 2024 | 3372 | 2024 | 4468.8116 | 0 | SWFS003-05 | Com Gas Combination Ovens - Panel Upgrade ¦ SCG ¦ All | Com Gas Combination Ovens - Panel Upgrade | 0.0046515 | 0.622 | 0 | CBSA 2019 | -161.8942 | 2012 | 1 | SWFS003-05
COM-FOODSERV-FS-PU-52.14 | Com ¦ ENERGY STAR Combination Oven - Fuel Sub - Panel Upgrade ¦ SCG ¦ All | Com ¦ ENERGY STAR Combination Oven - Fuel Sub - Panel Upgrade | SCG ¦ All | SCG | All | Electric & Gas | Electric Commercial Combination Oven, Fuel Sub | Efficient |  |  | 0 | Conventional | FoodServ | Com - School | Com | ROB Only | 1 | 1000 sqft2 of floor space | Oven | 12 | DEER:Indoor_Non-CFL_Ltg | 9110 | 2.11 | 0 | SWFS003-05 | 20885.23 | 2024 | 3372 | 2024 | 4468.8116 | 0 | SWFS003-05 | Com Gas Combination Ovens - Panel Upgrade ¦ SCG ¦ All | Com Gas Combination Ovens - Panel Upgrade | 0.00022443 | 0.622 | 0 | CBSA 2019 | -1499.9258 | 2012 | 1 | SWFS003-05
COM-FOODSERV-FS-PU-52.15 | Com ¦ ENERGY STAR Combination Oven - Fuel Sub - Panel Upgrade ¦ SDG&E ¦ All | Com ¦ ENERGY STAR Combination Oven - Fuel Sub - Panel Upgrade | SDG&E ¦ All | SDG&E | All | Electric & Gas | Electric Commercial Combination Oven, Fuel Sub | Efficient |  |  | 0 | Conventional | FoodServ | Com - College | Com | ROB Only | 1 | 1000 sqft2 of floor space | Oven | 12 | DEER:Indoor_Non-CFL_Ltg | 9110 | 2.11 | 0 | SWFS003-05 | 20885.23 | 2024 | 3372 | 2024 | 4468.8116 | 0 | SWFS003-05 | Com Gas Combination Ovens - Panel Upgrade ¦ SDG&E ¦ All | Com Gas Combination Ovens - Panel Upgrade | 0.00010808 | 0.622 | 0 | CBSA 2019 | -687.7872 | 2012 | 1 | SWFS003-05
COM-FOODSERV-FS-PU-52.16 | Com ¦ ENERGY STAR Combination Oven - Fuel Sub - Panel Upgrade ¦ SDG&E ¦ All | Com ¦ ENERGY STAR Combination Oven - Fuel Sub - Panel Upgrade | SDG&E ¦ All | SDG&E | All | Electric & Gas | Electric Commercial Combination Oven, Fuel Sub | Efficient |  |  | 0 | Conventional | FoodServ | Com - Grocery | Com | ROB Only | 1 | 1000 sqft2 of floor space | Oven | 12 | DEER:Indoor_Non-CFL_Ltg | 9110 | 2.11 | 0 | SWFS003-05 | 20885.23 | 2024 | 3372 | 2024 | 4468.8116 | 0 | SWFS003-05 | Com Gas Combination Ovens - Panel Upgrade ¦ SDG&E ¦ All | Com Gas Combination Ovens - Panel Upgrade | 0.00076639 | 0.622 | 0 | CBSA 2019 | -512.4267 | 2012 | 1 | SWFS003-05
COM-FOODSERV-FS-PU-52.17 | Com ¦ ENERGY STAR Combination Oven - Fuel Sub - Panel Upgrade ¦ SDG&E ¦ All | Com ¦ ENERGY STAR Combination Oven - Fuel Sub - Panel Upgrade | SDG&E ¦ All | SDG&E | All | Electric & Gas | Electric Commercial Combination Oven, Fuel Sub | Efficient |  |  | 0 | Conventional | FoodServ | Com - Health | Com | ROB Only | 1 | 1000 sqft2 of floor space | Oven | 12 | DEER:Indoor_Non-CFL_Ltg | 9110 | 2.11 | 0 | SWFS003-05 | 20885.23 | 2024 | 3372 | 2024 | 4468.8116 | 0 | SWFS003-05 | Com Gas Combination Ovens - Panel Upgrade ¦ SDG&E ¦ All | Com Gas Combination Ovens - Panel Upgrade | 0.00019804 | 0.622 | 0 | CBSA 2019 | -596.1281 | 2012 | 1 | SWFS003-05
COM-FOODSERV-FS-PU-52.18 | Com ¦ ENERGY STAR Combination Oven - Fuel Sub - Panel Upgrade ¦ SDG&E ¦ All | Com ¦ ENERGY STAR Combination Oven - Fuel Sub - Panel Upgrade | SDG&E ¦ All | SDG&E | All | Electric & Gas | Electric Commercial Combination Oven, Fuel Sub | Efficient |  |  | 0 | Conventional | FoodServ | Com - Lodging | Com | ROB Only | 1 | 1000 sqft2 of floor space | Oven | 12 | DEER:Indoor_Non-CFL_Ltg | 9110 | 2.11 | 0 | SWFS003-05 | 20885.23 | 2024 | 3372 | 2024 | 4468.8116 | 0 | SWFS003-05 | Com Gas Combination Ovens - Panel Upgrade ¦ SDG&E ¦ All | Com Gas Combination Ovens - Panel Upgrade | 6.1492e-05 | 0.622 | 0 | CBSA 2019 | -1436.4881 | 2012 | 1 | SWFS003-05
COM-FOODSERV-FS-PU-52.19 | Com ¦ ENERGY STAR Combination Oven - Fuel Sub - Panel Upgrade ¦ SDG&E ¦ All | Com ¦ ENERGY STAR Combination Oven - Fuel Sub - Panel Upgrade | SDG&E ¦ All | SDG&E | All | Electric & Gas | Electric Commercial Combination Oven, Fuel Sub | Efficient |  |  | 0 | Conventional | FoodServ | Com - Other | Com | ROB Only | 1 | 1000 sqft2 of floor space | Oven | 12 | DEER:Indoor_Non-CFL_Ltg | 9110 | 2.11 | 0 | SWFS003-05 | 20885.23 | 2024 | 3372 | 2024 | 4468.8116 | 0 | SWFS003-05 | Com Gas Combination Ovens - Panel Upgrade ¦ SDG&E ¦ All | Com Gas Combination Ovens - Panel Upgrade | 0.00044298 | 0.622 | 0 | CBSA 2019 | -1005.9668 | 2012 | 1 | SWFS003-05
COM-FOODSERV-FS-PU-52.20 | Com ¦ ENERGY STAR Combination Oven - Fuel Sub - Panel Upgrade ¦ SDG&E ¦ All | Com ¦ ENERGY STAR Combination Oven - Fuel Sub - Panel Upgrade | SDG&E ¦ All | SDG&E | All | Electric & Gas | Electric Commercial Combination Oven, Fuel Sub | Efficient |  |  | 0 | Conventional | FoodServ | Com - Restaurant | Com | ROB Only | 1 | 1000 sqft2 of floor space | Oven | 12 | DEER:Indoor_Non-CFL_Ltg | 9110 | 2.11 | 0 | SWFS003-05 | 20885.23 | 2024 | 3372 | 2024 | 4468.8116 | 0 | SWFS003-05 | Com Gas Combination Ovens - Panel Upgrade ¦ SDG&E ¦ All | Com Gas Combination Ovens - Panel Upgrade | 0.0046515 | 0.622 | 0 | CBSA 2019 | -161.8942 | 2012 | 1 | SWFS003-05
COM-FOODSERV-FS-PU-52.21 | Com ¦ ENERGY STAR Combination Oven - Fuel Sub - Panel Upgrade ¦ SDG&E ¦ All | Com ¦ ENERGY STAR Combination Oven - Fuel Sub - Panel Upgrade | SDG&E ¦ All | SDG&E | All | Electric & Gas | Electric Commercial Combination Oven, Fuel Sub | Efficient |  |  | 0 | Conventional | FoodServ | Com - School | Com | ROB Only | 1 | 1000 sqft2 of floor space | Oven | 12 | DEER:Indoor_Non-CFL_Ltg | 9110 | 2.11 | 0 | SWFS003-05 | 20885.23 | 2024 | 3372 | 2024 | 4468.8116 | 0 | SWFS003-05 | Com Gas Combination Ovens - Panel Upgrade ¦ SDG&E ¦ All | Com Gas Combination Ovens - Panel Upgrade | 0.00022443 | 0.622 | 0 | CBSA 2019 | -1499.9258 | 2012 | 1 | SWFS003-05
COM-HVAC-FS-10.1 | Com ¦ Large Code HVAC System Integrated Furnace and AC - Marine ¦ PG&E ¦ Marine | Com ¦ Large Code HVAC System Integrated Furnace and AC - Marine | PG&E ¦ Marine | PG&E | All | Electric & Gas | Code split-package AC with gas furnace, 240-760 kbtuh | Average Existing and Code |  | 2029 | 1 | Conventional | HVAC | Com - College | Com | ROB Only | 0 | 1000 sqft2 of floor space | Cap-Tons | 15 | DEER:HVAC_Split-Package_HP | 0 | 0 | 0 | SWHC046-03 | 903.64 | 2021 | 304.56 | 2021 | 0 | 0 | SWHC046-03 | Com Central HVAC (Large) - Fuel Sub - Marine ¦ PG&E ¦ Marine | Com Central HVAC (Large) - Fuel Sub - Marine | 0.11162 | 0.814 | 1 | CBSA 2014, adjusted to reflect new efficiencies | 0 | 2012 | 1 | SWHC046-03
COM-HVAC-FS-10.2 | Com ¦ Large Code HVAC System Integrated Furnace and AC - Marine ¦ PG&E ¦ Marine | Com ¦ Large Code HVAC System Integrated Furnace and AC - Marine | PG&E ¦ Marine | PG&E | All | Electric & Gas | Code split-package AC with gas furnace, 240-760 kbtuh | Average Existing and Code |  | 2029 | 1 | Conventional | HVAC | Com - Grocery | Com | ROB Only | 0 | 1000 sqft2 of floor space | Cap-Tons | 15 | DEER:HVAC_Split-Package_HP | 0 | 0 | 0 | SWHC046-03 | 903.64 | 2021 | 304.56 | 2021 | 0 | 0 | SWHC046-03 | Com Central HVAC (Large) - Fuel Sub - Marine ¦ PG&E ¦ Marine | Com Central HVAC (Large) - Fuel Sub - Marine | 0.18624 | 0.814 | 1 | CBSA 2014, adjusted to reflect new efficiencies | 0 | 2012 | 1 | SWHC046-03
COM-HVAC-FS-10.3 | Com ¦ Large Code HVAC System Integrated Furnace and AC - Marine ¦ PG&E ¦ Marine | Com ¦ Large Code HVAC System Integrated Furnace and AC - Marine | PG&E ¦ Marine | PG&E | All | Electric & Gas | Code split-package AC with gas furnace, 240-760 kbtuh | Average Existing and Code |  | 2029 | 1 | Conventional | HVAC | Com - Health | Com | ROB Only | 0 | 1000 sqft2 of floor space | Cap-Tons | 15 | DEER:HVAC_Split-Package_HP | 0 | 0 | 0 | SWHC046-03 | 903.64 | 2021 | 304.56 | 2021 | 0 | 0 | SWHC046-03 | Com Central HVAC (Large) - Fuel Sub - Marine ¦ PG&E ¦ Marine | Com Central HVAC (Large) - Fuel Sub - Marine | 0.16483 | 0.814 | 1 | CBSA 2014, adjusted to reflect new efficiencies | 0 | 2012 | 1 | SWHC046-03
COM-HVAC-FS-10.4 | Com ¦ Large Code HVAC System Integrated Furnace and AC - Marine ¦ PG&E ¦ Marine | Com ¦ Large Code HVAC System Integrated Furnace and AC - Marine | PG&E ¦ Marine | PG&E | All | Electric & Gas | Code split-package AC with gas furnace, 240-760 kbtuh | Average Existing and Code |  | 2029 | 1 | Conventional | HVAC | Com - Lodging | Com | ROB Only | 0 | 1000 sqft2 of floor space | Cap-Tons | 15 | DEER:HVAC_Split-Package_HP | 0 | 0 | 0 | SWHC046-03 | 903.64 | 2021 | 304.56 | 2021 | 0 | 0 | SWHC046-03 | Com Central HVAC (Large) - Fuel Sub - Marine ¦ PG&E ¦ Marine | Com Central HVAC (Large) - Fuel Sub - Marine | 0.08786 | 0.814 | 1 | CBSA 2014, adjusted to reflect new efficiencies | 0 | 2012 | 1 | SWHC046-03
COM-HVAC-FS-10.5 | Com ¦ Large Code HVAC System Integrated Furnace and AC - Marine ¦ PG&E ¦ Marine | Com ¦ Large Code HVAC System Integrated Furnace and AC - Marine | PG&E ¦ Marine | PG&E | All | Electric & Gas | Code split-package AC with gas furnace, 240-760 kbtuh | Average Existing and Code |  | 2029 | 1 | Conventional | HVAC | Com - Office (Large) | Com | ROB Only | 0 | 1000 sqft2 of floor space | Cap-Tons | 15 | DEER:HVAC_Split-Package_HP | 0 | 0 | 0 | SWHC046-03 | 903.64 | 2021 | 304.56 | 2021 | 0 | 0 | SWHC046-03 | Com Central HVAC (Large) - Fuel Sub - Marine ¦ PG&E ¦ Marine | Com Central HVAC (Large) - Fuel Sub - Marine | 0.11704 | 0.814 | 1 | CBSA 2014, adjusted to reflect new efficiencies | 0 | 2012 | 1 | SWHC046-03
COM-HVAC-FS-10.6 | Com ¦ Large Code HVAC System Integrated Furnace and AC - Marine ¦ PG&E ¦ Marine | Com ¦ Large Code HVAC System Integrated Furnace and AC - Marine | PG&E ¦ Marine | PG&E | All | Electric & Gas | Code split-package AC with gas furnace, 240-760 kbtuh | Average Existing and Code |  | 2029 | 1 | Conventional | HVAC | Com - Office (Small) | Com | ROB Only | 0 | 1000 sqft2 of floor space | Cap-Tons | 15 | DEER:HVAC_Split-Package_HP | 0 | 0 | 0 | SWHC046-03 | 903.64 | 2021 | 304.56 | 2021 | 0 | 0 | SWHC046-03 | Com Central HVAC (Large) - Fuel Sub - Marine ¦ PG&E ¦ Marine | Com Central HVAC (Large) - Fuel Sub - Marine | 0.13689 | 0.814 | 1 | CBSA 2014, adjusted to reflect new efficiencies | 0 | 2012 | 1 | SWHC046-03
COM-HVAC-FS-10.7 | Com ¦ Large Code HVAC System Integrated Furnace and AC - Marine ¦ PG&E ¦ Marine | Com ¦ Large Code HVAC System Integrated Furnace and AC - Marine | PG&E ¦ Marine | PG&E | All | Electric & Gas | Code split-package AC with gas furnace, 240-760 kbtuh | Average Existing and Code |  | 2029 | 1 | Conventional | HVAC | Com - Other | Com | ROB Only | 0 | 1000 sqft2 of floor space | Cap-Tons | 15 | DEER:HVAC_Split-Package_HP | 0 | 0 | 0 | SWHC046-03 | 903.64 | 2021 | 304.56 | 2021 | 0 | 0 | SWHC046-03 | Com Central HVAC (Large) - Fuel Sub - Marine ¦ PG&E ¦ Marine | Com Central HVAC (Large) - Fuel Sub - Marine | 0.1938 | 0.814 | 1 | CBSA 2014, adjusted to reflect new efficiencies | 0 | 2012 | 1 | SWHC046-03
COM-HVAC-FS-10.8 | Com ¦ Large Code HVAC System Integrated Furnace and AC - Marine ¦ PG&E ¦ Marine | Com ¦ Large Code HVAC System Integrated Furnace and AC - Marine | PG&E ¦ Marine | PG&E | All | Electric & Gas | Code split-package AC with gas furnace, 240-760 kbtuh | Average Existing and Code |  | 2029 | 1 | Conventional | HVAC | Com - Refrig. Warehouse | Com | ROB Only | 0 | 1000 sqft2 of floor space | Cap-Tons | 15 | DEER:HVAC_Split-Package_HP | 0 | 0 | 0 | SWHC046-03 | 0 | 2021 | 0 | 2021 | 0 | 0 | SWHC046-03 | Com Central HVAC (Large) - Fuel Sub - Marine ¦ PG&E ¦ Marine | Com Central HVAC (Large) - Fuel Sub - Marine | 0 | 0.814 | 1 | CBSA 2014, adjusted to reflect new efficiencies | 0 | 2012 | 1 | SWHC046-03
COM-HVAC-FS-10.9 | Com ¦ Large Code HVAC System Integrated Furnace and AC - Marine ¦ PG&E ¦ Marine | Com ¦ Large Code HVAC System Integrated Furnace and AC - Marine | PG&E ¦ Marine | PG&E | All | Electric & Gas | Code split-package AC with gas furnace, 240-760 kbtuh | Average Existing and Code |  | 2029 | 1 | Conventional | HVAC | Com - Restaurant | Com | ROB Only | 0 | 1000 sqft2 of floor space | Cap-Tons | 15 | DEER:HVAC_Split-Package_HP | 0 | 0 | 0 | SWHC046-03 | 903.64 | 2021 | 304.56 | 2021 | 0 | 0 | SWHC046-03 | Com Central HVAC (Large) - Fuel Sub - Marine ¦ PG&E ¦ Marine | Com Central HVAC (Large) - Fuel Sub - Marine | 0.1978 | 0.814 | 1 | CBSA 2014, adjusted to reflect new efficiencies | 0 | 2012 | 1 | SWHC046-03
COM-HVAC-FS-10.10 | Com ¦ Large Code HVAC System Integrated Furnace and AC - Marine ¦ PG&E ¦ Marine | Com ¦ Large Code HVAC System Integrated Furnace and AC - Marine | PG&E ¦ Marine | PG&E | All | Electric & Gas | Code split-package AC with gas furnace, 240-760 kbtuh | Average Existing and Code |  | 2029 | 1 | Conventional | HVAC | Com - Retail | Com | ROB Only | 0 | 1000 sqft2 of floor space | Cap-Tons | 15 | DEER:HVAC_Split-Package_HP | 0 | 0 | 0 | SWHC046-03 | 903.64 | 2021 | 304.56 | 2021 | 0 | 0 | SWHC046-03 | Com Central HVAC (Large) - Fuel Sub - Marine ¦ PG&E ¦ Marine | Com Central HVAC (Large) - Fuel Sub - Marine | 0.082433 | 0.814 | 1 | CBSA 2014, adjusted to reflect new efficiencies | 0 | 2012 | 1 | SWHC046-03
COM-HVAC-FS-10.11 | Com ¦ Large Code HVAC System Integrated Furnace and AC - Marine ¦ PG&E ¦ Marine | Com ¦ Large Code HVAC System Integrated Furnace and AC - Marine | PG&E ¦ Marine | PG&E | All | Electric & Gas | Code split-package AC with gas furnace, 240-760 kbtuh | Average Existing and Code |  | 2029 | 1 | Conventional | HVAC | Com - School | Com | ROB Only | 0 | 1000 sqft2 of floor space | Cap-Tons | 15 | DEER:HVAC_Split-Package_HP | 0 | 0 | 0 | SWHC046-03 | 903.64 | 2021 | 304.56 | 2021 | 0 | 0 | SWHC046-03 | Com Central HVAC (Large) - Fuel Sub - Marine ¦ PG&E ¦ Marine | Com Central HVAC (Large) - Fuel Sub - Marine | 0.12518 | 0.814 | 1 | CBSA 2014, adjusted to reflect new efficiencies | 0 | 2012 | 1 | SWHC046-03
COM-HVAC-FS-10.12 | Com ¦ Large Code HVAC System Integrated Furnace and AC - Marine ¦ PG&E ¦ Marine | Com ¦ Large Code HVAC System Integrated Furnace and AC - Marine | PG&E ¦ Marine | PG&E | All | Electric & Gas | Code split-package AC with gas furnace, 240-760 kbtuh | Average Existing and Code |  | 2029 | 1 | Conventional | HVAC | Com - Warehouse | Com | ROB Only | 0 | 1000 sqft2 of floor space | Cap-Tons | 15 | DEER:HVAC_Split-Package_HP | 0 | 0 | 0 | SWHC046-03 | 903.64 | 2021 | 304.56 | 2021 | 0 | 0 | SWHC046-03 | Com Central HVAC (Large) - Fuel Sub - Marine ¦ PG&E ¦ Marine | Com Central HVAC (Large) - Fuel Sub - Marine | 0.025654 | 0.814 | 1 | CBSA 2014, adjusted to reflect new efficiencies | 0 | 2012 | 1 | SWHC046-03
COM-HVAC-FS-10.13 | Com ¦ Large Code HVAC System Integrated Furnace and AC - Hot-Dry ¦ PG&E ¦ Hot-Dry | Com ¦ Large Code HVAC System Integrated Furnace and AC - Hot-Dry | PG&E ¦ Hot-Dry | PG&E | All | Electric & Gas | Code split-package AC with gas furnace, 240-760 kbtuh | Average Existing and Code |  | 2029 | 1 | Conventional | HVAC | Com - College | Com | ROB Only | 0 | 1000 sqft2 of floor space | Cap-Tons | 15 | DEER:HVAC_Split-Package_HP | 0 | 0 | 0 | SWHC046-03 | 903.64 | 2021 | 304.56 | 2021 | 0 | 0 | SWHC046-03 | Com Central HVAC (Large) - Fuel Sub - Hot-Dry ¦ PG&E ¦ Hot-Dry | Com Central HVAC (Large) - Fuel Sub - Hot-Dry | 0.11162 | 0.814 | 1 | CBSA 2014, adjusted to reflect new efficiencies | 0 | 2012 | 1 | SWHC046-03
COM-HVAC-FS-10.14 | Com ¦ Large Code HVAC System Integrated Furnace and AC - Hot-Dry ¦ PG&E ¦ Hot-Dry | Com ¦ Large Code HVAC System Integrated Furnace and AC - Hot-Dry | PG&E ¦ Hot-Dry | PG&E | All | Electric & Gas | Code split-package AC with gas furnace, 240-760 kbtuh | Average Existing and Code |  | 2029 | 1 | Conventional | HVAC | Com - Grocery | Com | ROB Only | 0 | 1000 sqft2 of floor space | Cap-Tons | 15 | DEER:HVAC_Split-Package_HP | 0 | 0 | 0 | SWHC046-03 | 903.64 | 2021 | 304.56 | 2021 | 0 | 0 | SWHC046-03 | Com Central HVAC (Large) - Fuel Sub - Hot-Dry ¦ PG&E ¦ Hot-Dry | Com Central HVAC (Large) - Fuel Sub - Hot-Dry | 0.18624 | 0.814 | 1 | CBSA 2014, adjusted to reflect new efficiencies | 0 | 2012 | 1 | SWHC046-03
COM-HVAC-FS-10.15 | Com ¦ Large Code HVAC System Integrated Furnace and AC - Hot-Dry ¦ PG&E ¦ Hot-Dry | Com ¦ Large Code HVAC System Integrated Furnace and AC - Hot-Dry | PG&E ¦ Hot-Dry | PG&E | All | Electric & Gas | Code split-package AC with gas furnace, 240-760 kbtuh | Average Existing and Code |  | 2029 | 1 | Conventional | HVAC | Com - Health | Com | ROB Only | 0 | 1000 sqft2 of floor space | Cap-Tons | 15 | DEER:HVAC_Split-Package_HP | 0 | 0 | 0 | SWHC046-03 | 903.64 | 2021 | 304.56 | 2021 | 0 | 0 | SWHC046-03 | Com Central HVAC (Large) - Fuel Sub - Hot-Dry ¦ PG&E ¦ Hot-Dry | Com Central HVAC (Large) - Fuel Sub - Hot-Dry | 0.16483 | 0.814 | 1 | CBSA 2014, adjusted to reflect new efficiencies | 0 | 2012 | 1 | SWHC046-03
COM-HVAC-FS-10.16 | Com ¦ Large Code HVAC System Integrated Furnace and AC - Hot-Dry ¦ PG&E ¦ Hot-Dry | Com ¦ Large Code HVAC System Integrated Furnace and AC - Hot-Dry | PG&E ¦ Hot-Dry | PG&E | All | Electric & Gas | Code split-package AC with gas furnace, 240-760 kbtuh | Average Existing and Code |  | 2029 | 1 | Conventional | HVAC | Com - Lodging | Com | ROB Only | 0 | 1000 sqft2 of floor space | Cap-Tons | 15 | DEER:HVAC_Split-Package_HP | 0 | 0 | 0 | SWHC046-03 | 903.64 | 2021 | 304.56 | 2021 | 0 | 0 | SWHC046-03 | Com Central HVAC (Large) - Fuel Sub - Hot-Dry ¦ PG&E ¦ Hot-Dry | Com Central HVAC (Large) - Fuel Sub - Hot-Dry | 0.08786 | 0.814 | 1 | CBSA 2014, adjusted to reflect new efficiencies | 0 | 2012 | 1 | SWHC046-03
COM-HVAC-FS-10.17 | Com ¦ Large Code HVAC System Integrated Furnace and AC - Hot-Dry ¦ PG&E ¦ Hot-Dry | Com ¦ Large Code HVAC System Integrated Furnace and AC - Hot-Dry | PG&E ¦ Hot-Dry | PG&E | All | Electric & Gas | Code split-package AC with gas furnace, 240-760 kbtuh | Average Existing and Code |  | 2029 | 1 | Conventional | HVAC | Com - Office (Large) | Com | ROB Only | 0 | 1000 sqft2 of floor space | Cap-Tons | 15 | DEER:HVAC_Split-Package_HP | 0 | 0 | 0 | SWHC046-03 | 903.64 | 2021 | 304.56 | 2021 | 0 | 0 | SWHC046-03 | Com Central HVAC (Large) - Fuel Sub - Hot-Dry ¦ PG&E ¦ Hot-Dry | Com Central HVAC (Large) - Fuel Sub - Hot-Dry | 0.11704 | 0.814 | 1 | CBSA 2014, adjusted to reflect new efficiencies | 0 | 2012 | 1 | SWHC046-03
COM-HVAC-FS-10.18 | Com ¦ Large Code HVAC System Integrated Furnace and AC - Hot-Dry ¦ PG&E ¦ Hot-Dry | Com ¦ Large Code HVAC System Integrated Furnace and AC - Hot-Dry | PG&E ¦ Hot-Dry | PG&E | All | Electric & Gas | Code split-package AC with gas furnace, 240-760 kbtuh | Average Existing and Code |  | 2029 | 1 | Conventional | HVAC | Com - Office (Small) | Com | ROB Only | 0 | 1000 sqft2 of floor space | Cap-Tons | 15 | DEER:HVAC_Split-Package_HP | 0 | 0 | 0 | SWHC046-03 | 903.64 | 2021 | 304.56 | 2021 | 0 | 0 | SWHC046-03 | Com Central HVAC (Large) - Fuel Sub - Hot-Dry ¦ PG&E ¦ Hot-Dry | Com Central HVAC (Large) - Fuel Sub - Hot-Dry | 0.13689 | 0.814 | 1 | CBSA 2014, adjusted to reflect new efficiencies | 0 | 2012 | 1 | SWHC046-03
COM-HVAC-FS-10.19 | Com ¦ Large Code HVAC System Integrated Furnace and AC - Hot-Dry ¦ PG&E ¦ Hot-Dry | Com ¦ Large Code HVAC System Integrated Furnace and AC - Hot-Dry | PG&E ¦ Hot-Dry | PG&E | All | Electric & Gas | Code split-package AC with gas furnace, 240-760 kbtuh | Average Existing and Code |  | 2029 | 1 | Conventional | HVAC | Com - Other | Com | ROB Only | 0 | 1000 sqft2 of floor space | Cap-Tons | 15 | DEER:HVAC_Split-Package_HP | 0 | 0 | 0 | SWHC046-03 | 903.64 | 2021 | 304.56 | 2021 | 0 | 0 | SWHC046-03 | Com Central HVAC (Large) - Fuel Sub - Hot-Dry ¦ PG&E ¦ Hot-Dry | Com Central HVAC (Large) - Fuel Sub - Hot-Dry | 0.1938 | 0.814 | 1 | CBSA 2014, adjusted to reflect new efficiencies | 0 | 2012 | 1 | SWHC046-03
COM-HVAC-FS-10.20 | Com ¦ Large Code HVAC System Integrated Furnace and AC - Hot-Dry ¦ PG&E ¦ Hot-Dry | Com ¦ Large Code HVAC System Integrated Furnace and AC - Hot-Dry | PG&E ¦ Hot-Dry | PG&E | All | Electric & Gas | Code split-package AC with gas furnace, 240-760 kbtuh | Average Existing and Code |  | 2029 | 1 | Conventional | HVAC | Com - Refrig. Warehouse | Com | ROB Only | 0 | 1000 sqft2 of floor space | Cap-Tons | 15 | DEER:HVAC_Split-Package_HP | 0 | 0 | 0 | SWHC046-03 | 0 | 2021 | 0 | 2021 | 0 | 0 | SWHC046-03 | Com Central HVAC (Large) - Fuel Sub - Hot-Dry ¦ PG&E ¦ Hot-Dry | Com Central HVAC (Large) - Fuel Sub - Hot-Dry | 0 | 0.814 | 1 | CBSA 2014, adjusted to reflect new efficiencies | 0 | 2012 | 1 | SWHC046-03
COM-HVAC-FS-10.21 | Com ¦ Large Code HVAC System Integrated Furnace and AC - Hot-Dry ¦ PG&E ¦ Hot-Dry | Com ¦ Large Code HVAC System Integrated Furnace and AC - Hot-Dry | PG&E ¦ Hot-Dry | PG&E | All | Electric & Gas | Code split-package AC with gas furnace, 240-760 kbtuh | Average Existing and Code |  | 2029 | 1 | Conventional | HVAC | Com - Restaurant | Com | ROB Only | 0 | 1000 sqft2 of floor space | Cap-Tons | 15 | DEER:HVAC_Split-Package_HP | 0 | 0 | 0 | SWHC046-03 | 903.64 | 2021 | 304.56 | 2021 | 0 | 0 | SWHC046-03 | Com Central HVAC (Large) - Fuel Sub - Hot-Dry ¦ PG&E ¦ Hot-Dry | Com Central HVAC (Large) - Fuel Sub - Hot-Dry | 0.1978 | 0.814 | 1 | CBSA 2014, adjusted to reflect new efficiencies | 0 | 2012 | 1 | SWHC046-03
COM-HVAC-FS-10.22 | Com ¦ Large Code HVAC System Integrated Furnace and AC - Hot-Dry ¦ PG&E ¦ Hot-Dry | Com ¦ Large Code HVAC System Integrated Furnace and AC - Hot-Dry | PG&E ¦ Hot-Dry | PG&E | All | Electric & Gas | Code split-package AC with gas furnace, 240-760 kbtuh | Average Existing and Code |  | 2029 | 1 | Conventional | HVAC | Com - Retail | Com | ROB Only | 0 | 1000 sqft2 of floor space | Cap-Tons | 15 | DEER:HVAC_Split-Package_HP | 0 | 0 | 0 | SWHC046-03 | 903.64 | 2021 | 304.56 | 2021 | 0 | 0 | SWHC046-03 | Com Central HVAC (Large) - Fuel Sub - Hot-Dry ¦ PG&E ¦ Hot-Dry | Com Central HVAC (Large) - Fuel Sub - Hot-Dry | 0.082433 | 0.814 | 1 | CBSA 2014, adjusted to reflect new efficiencies | 0 | 2012 | 1 | SWHC046-03
COM-HVAC-FS-10.23 | Com ¦ Large Code HVAC System Integrated Furnace and AC - Hot-Dry ¦ PG&E ¦ Hot-Dry | Com ¦ Large Code HVAC System Integrated Furnace and AC - Hot-Dry | PG&E ¦ Hot-Dry | PG&E | All | Electric & Gas | Code split-package AC with gas furnace, 240-760 kbtuh | Average Existing and Code |  | 2029 | 1 | Conventional | HVAC | Com - School | Com | ROB Only | 0 | 1000 sqft2 of floor space | Cap-Tons | 15 | DEER:HVAC_Split-Package_HP | 0 | 0 | 0 | SWHC046-03 | 903.64 | 2021 | 304.56 | 2021 | 0 | 0 | SWHC046-03 | Com Central HVAC (Large) - Fuel Sub - Hot-Dry ¦ PG&E ¦ Hot-Dry | Com Central HVAC (Large) - Fuel Sub - Hot-Dry | 0.12518 | 0.814 | 1 | CBSA 2014, adjusted to reflect new efficiencies | 0 | 2012 | 1 | SWHC046-03
COM-HVAC-FS-10.24 | Com ¦ Large Code HVAC System Integrated Furnace and AC - Hot-Dry ¦ PG&E ¦ Hot-Dry | Com ¦ Large Code HVAC System Integrated Furnace and AC - Hot-Dry | PG&E ¦ Hot-Dry | PG&E | All | Electric & Gas | Code split-package AC with gas furnace, 240-760 kbtuh | Average Existing and Code |  | 2029 | 1 | Conventional | HVAC | Com - Warehouse | Com | ROB Only | 0 | 1000 sqft2 of floor space | Cap-Tons | 15 | DEER:HVAC_Split-Package_HP | 0 | 0 | 0 | SWHC046-03 | 903.64 | 2021 | 304.56 | 2021 | 0 | 0 | SWHC046-03 | Com Central HVAC (Large) - Fuel Sub - Hot-Dry ¦ PG&E ¦ Hot-Dry | Com Central HVAC (Large) - Fuel Sub - Hot-Dry | 0.025654 | 0.814 | 1 | CBSA 2014, adjusted to reflect new efficiencies | 0 | 2012 | 1 | SWHC046-03
COM-HVAC-FS-10.25 | Com ¦ Large Code HVAC System Integrated Furnace and AC - Cold ¦ PG&E ¦ Cold | Com ¦ Large Code HVAC System Integrated Furnace and AC - Cold | PG&E ¦ Cold | PG&E | All | Electric & Gas | Code split-package AC with gas furnace, 240-760 kbtuh | Average Existing and Code |  | 2029 | 1 | Conventional | HVAC | Com - College | Com | ROB Only | 0 | 1000 sqft2 of floor space | Cap-Tons | 15 | DEER:HVAC_Split-Package_HP | 0 | 0 | 0 | SWHC046-03 | 903.64 | 2021 | 304.56 | 2021 | 0 | 0 | SWHC046-03 | Com Central HVAC (Large) - Fuel Sub - Cold ¦ PG&E ¦ Cold | Com Central HVAC (Large) - Fuel Sub - Cold | 0.11162 | 0.814 | 1 | CBSA 2014, adjusted to reflect new efficiencies | 0 | 2012 | 1 | SWHC046-03
COM-HVAC-FS-10.26 | Com ¦ Large Code HVAC System Integrated Furnace and AC - Cold ¦ PG&E ¦ Cold | Com ¦ Large Code HVAC System Integrated Furnace and AC - Cold | PG&E ¦ Cold | PG&E | All | Electric & Gas | Code split-package AC with gas furnace, 240-760 kbtuh | Average Existing and Code |  | 2029 | 1 | Conventional | HVAC | Com - Grocery | Com | ROB Only | 0 | 1000 sqft2 of floor space | Cap-Tons | 15 | DEER:HVAC_Split-Package_HP | 0 | 0 | 0 | SWHC046-03 | 903.64 | 2021 | 304.56 | 2021 | 0 | 0 | SWHC046-03 | Com Central HVAC (Large) - Fuel Sub - Cold ¦ PG&E ¦ Cold | Com Central HVAC (Large) - Fuel Sub - Cold | 0.18624 | 0.814 | 1 | CBSA 2014, adjusted to reflect new efficiencies | 0 | 2012 | 1 | SWHC046-03
COM-HVAC-FS-10.27 | Com ¦ Large Code HVAC System Integrated Furnace and AC - Cold ¦ PG&E ¦ Cold | Com ¦ Large Code HVAC System Integrated Furnace and AC - Cold | PG&E ¦ Cold | PG&E | All | Electric & Gas | Code split-package AC with gas furnace, 240-760 kbtuh | Average Existing and Code |  | 2029 | 1 | Conventional | HVAC | Com - Health | Com | ROB Only | 0 | 1000 sqft2 of floor space | Cap-Tons | 15 | DEER:HVAC_Split-Package_HP | 0 | 0 | 0 | SWHC046-03 | 903.64 | 2021 | 304.56 | 2021 | 0 | 0 | SWHC046-03 | Com Central HVAC (Large) - Fuel Sub - Cold ¦ PG&E ¦ Cold | Com Central HVAC (Large) - Fuel Sub - Cold | 0.16483 | 0.814 | 1 | CBSA 2014, adjusted to reflect new efficiencies | 0 | 2012 | 1 | SWHC046-03
COM-HVAC-FS-10.28 | Com ¦ Large Code HVAC System Integrated Furnace and AC - Cold ¦ PG&E ¦ Cold | Com ¦ Large Code HVAC System Integrated Furnace and AC - Cold | PG&E ¦ Cold | PG&E | All | Electric & Gas | Code split-package AC with gas furnace, 240-760 kbtuh | Average Existing and Code |  | 2029 | 1 | Conventional | HVAC | Com - Lodging | Com | ROB Only | 0 | 1000 sqft2 of floor space | Cap-Tons | 15 | DEER:HVAC_Split-Package_HP | 0 | 0 | 0 | SWHC046-03 | 903.64 | 2021 | 304.56 | 2021 | 0 | 0 | SWHC046-03 | Com Central HVAC (Large) - Fuel Sub - Cold ¦ PG&E ¦ Cold | Com Central HVAC (Large) - Fuel Sub - Cold | 0.08786 | 0.814 | 1 | CBSA 2014, adjusted to reflect new efficiencies | 0 | 2012 | 1 | SWHC046-03
COM-HVAC-FS-10.29 | Com ¦ Large Code HVAC System Integrated Furnace and AC - Cold ¦ PG&E ¦ Cold | Com ¦ Large Code HVAC System Integrated Furnace and AC - Cold | PG&E ¦ Cold | PG&E | All | Electric & Gas | Code split-package AC with gas furnace, 240-760 kbtuh | Average Existing and Code |  | 2029 | 1 | Conventional | HVAC | Com - Office (Large) | Com | ROB Only | 0 | 1000 sqft2 of floor space | Cap-Tons | 15 | DEER:HVAC_Split-Package_HP | 0 | 0 | 0 | SWHC046-03 | 903.64 | 2021 | 304.56 | 2021 | 0 | 0 | SWHC046-03 | Com Central HVAC (Large) - Fuel Sub - Cold ¦ PG&E ¦ Cold | Com Central HVAC (Large) - Fuel Sub - Cold | 0.11704 | 0.814 | 1 | CBSA 2014, adjusted to reflect new efficiencies | 0 | 2012 | 1 | SWHC046-03
COM-HVAC-FS-10.30 | Com ¦ Large Code HVAC System Integrated Furnace and AC - Cold ¦ PG&E ¦ Cold | Com ¦ Large Code HVAC System Integrated Furnace and AC - Cold | PG&E ¦ Cold | PG&E | All | Electric & Gas | Code split-package AC with gas furnace, 240-760 kbtuh | Average Existing and Code |  | 2029 | 1 | Conventional | HVAC | Com - Office (Small) | Com | ROB Only | 0 | 1000 sqft2 of floor space | Cap-Tons | 15 | DEER:HVAC_Split-Package_HP | 0 | 0 | 0 | SWHC046-03 | 903.64 | 2021 | 304.56 | 2021 | 0 | 0 | SWHC046-03 | Com Central HVAC (Large) - Fuel Sub - Cold ¦ PG&E ¦ Cold | Com Central HVAC (Large) - Fuel Sub - Cold | 0.13689 | 0.814 | 1 | CBSA 2014, adjusted to reflect new efficiencies | 0 | 2012 | 1 | SWHC046-03
COM-HVAC-FS-10.31 | Com ¦ Large Code HVAC System Integrated Furnace and AC - Cold ¦ PG&E ¦ Cold | Com ¦ Large Code HVAC System Integrated Furnace and AC - Cold | PG&E ¦ Cold | PG&E | All | Electric & Gas | Code split-package AC with gas furnace, 240-760 kbtuh | Average Existing and Code |  | 2029 | 1 | Conventional | HVAC | Com - Other | Com | ROB Only | 0 | 1000 sqft2 of floor space | Cap-Tons | 15 | DEER:HVAC_Split-Package_HP | 0 | 0 | 0 | SWHC046-03 | 903.64 | 2021 | 304.56 | 2021 | 0 | 0 | SWHC046-03 | Com Central HVAC (Large) - Fuel Sub - Cold ¦ PG&E ¦ Cold | Com Central HVAC (Large) - Fuel Sub - Cold | 0.1938 | 0.814 | 1 | CBSA 2014, adjusted to reflect new efficiencies | 0 | 2012 | 1 | SWHC046-03
COM-HVAC-FS-10.32 | Com ¦ Large Code HVAC System Integrated Furnace and AC - Cold ¦ PG&E ¦ Cold | Com ¦ Large Code HVAC System Integrated Furnace and AC - Cold | PG&E ¦ Cold | PG&E | All | Electric & Gas | Code split-package AC with gas furnace, 240-760 kbtuh | Average Existing and Code |  | 2029 | 1 | Conventional | HVAC | Com - Refrig. Warehouse | Com | ROB Only | 0 | 1000 sqft2 of floor space | Cap-Tons | 15 | DEER:HVAC_Split-Package_HP | 0 | 0 | 0 | SWHC046-03 | 0 | 2021 | 0 | 2021 | 0 | 0 | SWHC046-03 | Com Central HVAC (Large) - Fuel Sub - Cold ¦ PG&E ¦ Cold | Com Central HVAC (Large) - Fuel Sub - Cold | 0 | 0.814 | 1 | CBSA 2014, adjusted to reflect new efficiencies | 0 | 2012 | 1 | SWHC046-03
COM-HVAC-FS-10.33 | Com ¦ Large Code HVAC System Integrated Furnace and AC - Cold ¦ PG&E ¦ Cold | Com ¦ Large Code HVAC System Integrated Furnace and AC - Cold | PG&E ¦ Cold | PG&E | All | Electric & Gas | Code split-package AC with gas furnace, 240-760 kbtuh | Average Existing and Code |  | 2029 | 1 | Conventional | HVAC | Com - Restaurant | Com | ROB Only | 0 | 1000 sqft2 of floor space | Cap-Tons | 15 | DEER:HVAC_Split-Package_HP | 0 | 0 | 0 | SWHC046-03 | 903.64 | 2021 | 304.56 | 2021 | 0 | 0 | SWHC046-03 | Com Central HVAC (Large) - Fuel Sub - Cold ¦ PG&E ¦ Cold | Com Central HVAC (Large) - Fuel Sub - Cold | 0.1978 | 0.814 | 1 | CBSA 2014, adjusted to reflect new efficiencies | 0 | 2012 | 1 | SWHC046-03
COM-HVAC-FS-10.34 | Com ¦ Large Code HVAC System Integrated Furnace and AC - Cold ¦ PG&E ¦ Cold | Com ¦ Large Code HVAC System Integrated Furnace and AC - Cold | PG&E ¦ Cold | PG&E | All | Electric & Gas | Code split-package AC with gas furnace, 240-760 kbtuh | Average Existing and Code |  | 2029 | 1 | Conventional | HVAC | Com - Retail | Com | ROB Only | 0 | 1000 sqft2 of floor space | Cap-Tons | 15 | DEER:HVAC_Split-Package_HP | 0 | 0 | 0 | SWHC046-03 | 903.64 | 2021 | 304.56 | 2021 | 0 | 0 | SWHC046-03 | Com Central HVAC (Large) - Fuel Sub - Cold ¦ PG&E ¦ Cold | Com Central HVAC (Large) - Fuel Sub - Cold | 0.082433 | 0.814 | 1 | CBSA 2014, adjusted to reflect new efficiencies | 0 | 2012 | 1 | SWHC046-03
COM-HVAC-FS-10.35 | Com ¦ Large Code HVAC System Integrated Furnace and AC - Cold ¦ PG&E ¦ Cold | Com ¦ Large Code HVAC System Integrated Furnace and AC - Cold | PG&E ¦ Cold | PG&E | All | Electric & Gas | Code split-package AC with gas furnace, 240-760 kbtuh | Average Existing and Code |  | 2029 | 1 | Conventional | HVAC | Com - School | Com | ROB Only | 0 | 1000 sqft2 of floor space | Cap-Tons | 15 | DEER:HVAC_Split-Package_HP | 0 | 0 | 0 | SWHC046-03 | 903.64 | 2021 | 304.56 | 2021 | 0 | 0 | SWHC046-03 | Com Central HVAC (Large) - Fuel Sub - Cold ¦ PG&E ¦ Cold | Com Central HVAC (Large) - Fuel Sub - Cold | 0.12518 | 0.814 | 1 | CBSA 2014, adjusted to reflect new efficiencies | 0 | 2012 | 1 | SWHC046-03
COM-HVAC-FS-10.36 | Com ¦ Large Code HVAC System Integrated Furnace and AC - Cold ¦ PG&E ¦ Cold | Com ¦ Large Code HVAC System Integrated Furnace and AC - Cold | PG&E ¦ Cold | PG&E | All | Electric & Gas | Code split-package AC with gas furnace, 240-760 kbtuh | Average Existing and Code |  | 2029 | 1 | Conventional | HVAC | Com - Warehouse | Com | ROB Only | 0 | 1000 sqft2 of floor space | Cap-Tons | 15 | DEER:HVAC_Split-Package_HP | 0 | 0 | 0 | SWHC046-03 | 903.64 | 2021 | 304.56 | 2021 | 0 | 0 | SWHC046-03 | Com Central HVAC (Large) - Fuel Sub - Cold ¦ PG&E ¦ Cold | Com Central HVAC (Large) - Fuel Sub - Cold | 0.025654 | 0.814 | 1 | CBSA 2014, adjusted to reflect new efficiencies | 0 | 2012 | 1 | SWHC046-03
COM-HVAC-FS-10.37 | Com ¦ Large Code HVAC System Integrated Furnace and AC - Marine ¦ SCG ¦ Marine | Com ¦ Large Code HVAC System Integrated Furnace and AC - Marine | SCG ¦ Marine | SCG | All | Electric & Gas | Code split-package AC with gas furnace, 240-760 kbtuh | Average Existing and Code |  | 2029 | 1 | Conventional | HVAC | Com - College | Com | ROB Only | 0 | 1000 sqft2 of floor space | Cap-Tons | 15 | DEER:HVAC_Split-Package_HP | 0 | 0 | 0 | SWHC046-03 | 903.64 | 2021 | 304.56 | 2021 | 0 | 0 | SWHC046-03 | Com Central HVAC (Large) - Fuel Sub - Marine ¦ SCG ¦ Marine | Com Central HVAC (Large) - Fuel Sub - Marine | 0.12457 | 0.814 | 1 | CBSA 2014, adjusted to reflect new efficiencies | 0 | 2012 | 1 | SWHC046-03
COM-HVAC-FS-10.38 | Com ¦ Large Code HVAC System Integrated Furnace and AC - Marine ¦ SCG ¦ Marine | Com ¦ Large Code HVAC System Integrated Furnace and AC - Marine | SCG ¦ Marine | SCG | All | Electric & Gas | Code split-package AC with gas furnace, 240-760 kbtuh | Average Existing and Code |  | 2029 | 1 | Conventional | HVAC | Com - Grocery | Com | ROB Only | 0 | 1000 sqft2 of floor space | Cap-Tons | 15 | DEER:HVAC_Split-Package_HP | 0 | 0 | 0 | SWHC046-03 | 903.64 | 2021 | 304.56 | 2021 | 0 | 0 | SWHC046-03 | Com Central HVAC (Large) - Fuel Sub - Marine ¦ SCG ¦ Marine | Com Central HVAC (Large) - Fuel Sub - Marine | 0.22158 | 0.814 | 1 | CBSA 2014, adjusted to reflect new efficiencies | 0 | 2012 | 1 | SWHC046-03
COM-HVAC-FS-10.39 | Com ¦ Large Code HVAC System Integrated Furnace and AC - Marine ¦ SCG ¦ Marine | Com ¦ Large Code HVAC System Integrated Furnace and AC - Marine | SCG ¦ Marine | SCG | All | Electric & Gas | Code split-package AC with gas furnace, 240-760 kbtuh | Average Existing and Code |  | 2029 | 1 | Conventional | HVAC | Com - Health | Com | ROB Only | 0 | 1000 sqft2 of floor space | Cap-Tons | 15 | DEER:HVAC_Split-Package_HP | 0 | 0 | 0 | SWHC046-03 | 903.64 | 2021 | 304.56 | 2021 | 0 | 0 | SWHC046-03 | Com Central HVAC (Large) - Fuel Sub - Marine ¦ SCG ¦ Marine | Com Central HVAC (Large) - Fuel Sub - Marine | 0.17666 | 0.814 | 1 | CBSA 2014, adjusted to reflect new efficiencies | 0 | 2012 | 1 | SWHC046-03
COM-HVAC-FS-10.40 | Com ¦ Large Code HVAC System Integrated Furnace and AC - Marine ¦ SCG ¦ Marine | Com ¦ Large Code HVAC System Integrated Furnace and AC - Marine | SCG ¦ Marine | SCG | All | Electric & Gas | Code split-package AC with gas furnace, 240-760 kbtuh | Average Existing and Code |  | 2029 | 1 | Conventional | HVAC | Com - Lodging | Com | ROB Only | 0 | 1000 sqft2 of floor space | Cap-Tons | 15 | DEER:HVAC_Split-Package_HP | 0 | 0 | 0 | SWHC046-03 | 903.64 | 2021 | 304.56 | 2021 | 0 | 0 | SWHC046-03 | Com Central HVAC (Large) - Fuel Sub - Marine ¦ SCG ¦ Marine | Com Central HVAC (Large) - Fuel Sub - Marine | 0.099203 | 0.814 | 1 | CBSA 2014, adjusted to reflect new efficiencies | 0 | 2012 | 1 | SWHC046-03
COM-HVAC-FS-10.41 | Com ¦ Large Code HVAC System Integrated Furnace and AC - Marine ¦ SCG ¦ Marine | Com ¦ Large Code HVAC System Integrated Furnace and AC - Marine | SCG ¦ Marine | SCG | All | Electric & Gas | Code split-package AC with gas furnace, 240-760 kbtuh | Average Existing and Code |  | 2029 | 1 | Conventional | HVAC | Com - Office (Large) | Com | ROB Only | 0 | 1000 sqft2 of floor space | Cap-Tons | 15 | DEER:HVAC_Split-Package_HP | 0 | 0 | 0 | SWHC046-03 | 903.64 | 2021 | 304.56 | 2021 | 0 | 0 | SWHC046-03 | Com Central HVAC (Large) - Fuel Sub - Marine ¦ SCG ¦ Marine | Com Central HVAC (Large) - Fuel Sub - Marine | 0.13151 | 0.814 | 1 | CBSA 2014, adjusted to reflect new efficiencies | 0 | 2012 | 1 | SWHC046-03
COM-HVAC-FS-10.42 | Com ¦ Large Code HVAC System Integrated Furnace and AC - Marine ¦ SCG ¦ Marine | Com ¦ Large Code HVAC System Integrated Furnace and AC - Marine | SCG ¦ Marine | SCG | All | Electric & Gas | Code split-package AC with gas furnace, 240-760 kbtuh | Average Existing and Code |  | 2029 | 1 | Conventional | HVAC | Com - Office (Small) | Com | ROB Only | 0 | 1000 sqft2 of floor space | Cap-Tons | 15 | DEER:HVAC_Split-Package_HP | 0 | 0 | 0 | SWHC046-03 | 903.64 | 2021 | 304.56 | 2021 | 0 | 0 | SWHC046-03 | Com Central HVAC (Large) - Fuel Sub - Marine ¦ SCG ¦ Marine | Com Central HVAC (Large) - Fuel Sub - Marine | 0.1492 | 0.814 | 1 | CBSA 2014, adjusted to reflect new efficiencies | 0 | 2012 | 1 | SWHC046-03
COM-HVAC-FS-10.43 | Com ¦ Large Code HVAC System Integrated Furnace and AC - Marine ¦ SCG ¦ Marine | Com ¦ Large Code HVAC System Integrated Furnace and AC - Marine | SCG ¦ Marine | SCG | All | Electric & Gas | Code split-package AC with gas furnace, 240-760 kbtuh | Average Existing and Code |  | 2029 | 1 | Conventional | HVAC | Com - Other | Com | ROB Only | 0 | 1000 sqft2 of floor space | Cap-Tons | 15 | DEER:HVAC_Split-Package_HP | 0 | 0 | 0 | SWHC046-03 | 903.64 | 2021 | 304.56 | 2021 | 0 | 0 | SWHC046-03 | Com Central HVAC (Large) - Fuel Sub - Marine ¦ SCG ¦ Marine | Com Central HVAC (Large) - Fuel Sub - Marine | 0.21371 | 0.814 | 1 | CBSA 2014, adjusted to reflect new efficiencies | 0 | 2012 | 1 | SWHC046-03
COM-HVAC-FS-10.44 | Com ¦ Large Code HVAC System Integrated Furnace and AC - Marine ¦ SCG ¦ Marine | Com ¦ Large Code HVAC System Integrated Furnace and AC - Marine | SCG ¦ Marine | SCG | All | Electric & Gas | Code split-package AC with gas furnace, 240-760 kbtuh | Average Existing and Code |  | 2029 | 1 | Conventional | HVAC | Com - Refrig. Warehouse | Com | ROB Only | 0 | 1000 sqft2 of floor space | Cap-Tons | 15 | DEER:HVAC_Split-Package_HP | 0 | 0 | 0 | SWHC046-03 | 0 | 2021 | 0 | 2021 | 0 | 0 | SWHC046-03 | Com Central HVAC (Large) - Fuel Sub - Marine ¦ SCG ¦ Marine | Com Central HVAC (Large) - Fuel Sub - Marine | 0 | 0.814 | 1 | CBSA 2014, adjusted to reflect new efficiencies | 0 | 2012 | 1 | SWHC046-03
COM-HVAC-FS-10.45 | Com ¦ Large Code HVAC System Integrated Furnace and AC - Marine ¦ SCG ¦ Marine | Com ¦ Large Code HVAC System Integrated Furnace and AC - Marine | SCG ¦ Marine | SCG | All | Electric & Gas | Code split-package AC with gas furnace, 240-760 kbtuh | Average Existing and Code |  | 2029 | 1 | Conventional | HVAC | Com - Restaurant | Com | ROB Only | 0 | 1000 sqft2 of floor space | Cap-Tons | 15 | DEER:HVAC_Split-Package_HP | 0 | 0 | 0 | SWHC046-03 | 903.64 | 2021 | 304.56 | 2021 | 0 | 0 | SWHC046-03 | Com Central HVAC (Large) - Fuel Sub - Marine ¦ SCG ¦ Marine | Com Central HVAC (Large) - Fuel Sub - Marine | 0.21772 | 0.814 | 1 | CBSA 2014, adjusted to reflect new efficiencies | 0 | 2012 | 1 | SWHC046-03
COM-HVAC-FS-10.46 | Com ¦ Large Code HVAC System Integrated Furnace and AC - Marine ¦ SCG ¦ Marine | Com ¦ Large Code HVAC System Integrated Furnace and AC - Marine | SCG ¦ Marine | SCG | All | Electric & Gas | Code split-package AC with gas furnace, 240-760 kbtuh | Average Existing and Code |  | 2029 | 1 | Conventional | HVAC | Com - Retail | Com | ROB Only | 0 | 1000 sqft2 of floor space | Cap-Tons | 15 | DEER:HVAC_Split-Package_HP | 0 | 0 | 0 | SWHC046-03 | 903.64 | 2021 | 304.56 | 2021 | 0 | 0 | SWHC046-03 | Com Central HVAC (Large) - Fuel Sub - Marine ¦ SCG ¦ Marine | Com Central HVAC (Large) - Fuel Sub - Marine | 0.092114 | 0.814 | 1 | CBSA 2014, adjusted to reflect new efficiencies | 0 | 2012 | 1 | SWHC046-03
COM-HVAC-FS-10.47 | Com ¦ Large Code HVAC System Integrated Furnace and AC - Marine ¦ SCG ¦ Marine | Com ¦ Large Code HVAC System Integrated Furnace and AC - Marine | SCG ¦ Marine | SCG | All | Electric & Gas | Code split-package AC with gas furnace, 240-760 kbtuh | Average Existing and Code |  | 2029 | 1 | Conventional | HVAC | Com - School | Com | ROB Only | 0 | 1000 sqft2 of floor space | Cap-Tons | 15 | DEER:HVAC_Split-Package_HP | 0 | 0 | 0 | SWHC046-03 | 903.64 | 2021 | 304.56 | 2021 | 0 | 0 | SWHC046-03 | Com Central HVAC (Large) - Fuel Sub - Marine ¦ SCG ¦ Marine | Com Central HVAC (Large) - Fuel Sub - Marine | 0.15 | 0.814 | 1 | CBSA 2014, adjusted to reflect new efficiencies | 0 | 2012 | 1 | SWHC046-03
COM-HVAC-FS-10.48 | Com ¦ Large Code HVAC System Integrated Furnace and AC - Marine ¦ SCG ¦ Marine | Com ¦ Large Code HVAC System Integrated Furnace and AC - Marine | SCG ¦ Marine | SCG | All | Electric & Gas | Code split-package AC with gas furnace, 240-760 kbtuh | Average Existing and Code |  | 2029 | 1 | Conventional | HVAC | Com - Warehouse | Com | ROB Only | 0 | 1000 sqft2 of floor space | Cap-Tons | 15 | DEER:HVAC_Split-Package_HP | 0 | 0 | 0 | SWHC046-03 | 903.64 | 2021 | 304.56 | 2021 | 0 | 0 | SWHC046-03 | Com Central HVAC (Large) - Fuel Sub - Marine ¦ SCG ¦ Marine | Com Central HVAC (Large) - Fuel Sub - Marine | 0.028212 | 0.814 | 1 | CBSA 2014, adjusted to reflect new efficiencies | 0 | 2012 | 1 | SWHC046-03
COM-HVAC-FS-10.49 | Com ¦ Large Code HVAC System Integrated Furnace and AC - Hot-Dry ¦ SCG ¦ Hot-Dry | Com ¦ Large Code HVAC System Integrated Furnace and AC - Hot-Dry | SCG ¦ Hot-Dry | SCG | All | Electric & Gas | Code split-package AC with gas furnace, 240-760 kbtuh | Average Existing and Code |  | 2029 | 1 | Conventional | HVAC | Com - College | Com | ROB Only | 0 | 1000 sqft2 of floor space | Cap-Tons | 15 | DEER:HVAC_Split-Package_HP | 0 | 0 | 0 | SWHC046-03 | 903.64 | 2021 | 304.56 | 2021 | 0 | 0 | SWHC046-03 | Com Central HVAC (Large) - Fuel Sub - Hot-Dry ¦ SCG ¦ Hot-Dry | Com Central HVAC (Large) - Fuel Sub - Hot-Dry | 0.12457 | 0.814 | 1 | CBSA 2014, adjusted to reflect new efficiencies | 0 | 2012 | 1 | SWHC046-03
COM-HVAC-FS-10.50 | Com ¦ Large Code HVAC System Integrated Furnace and AC - Hot-Dry ¦ SCG ¦ Hot-Dry | Com ¦ Large Code HVAC System Integrated Furnace and AC - Hot-Dry | SCG ¦ Hot-Dry | SCG | All | Electric & Gas | Code split-package AC with gas furnace, 240-760 kbtuh | Average Existing and Code |  | 2029 | 1 | Conventional | HVAC | Com - Grocery | Com | ROB Only | 0 | 1000 sqft2 of floor space | Cap-Tons | 15 | DEER:HVAC_Split-Package_HP | 0 | 0 | 0 | SWHC046-03 | 903.64 | 2021 | 304.56 | 2021 | 0 | 0 | SWHC046-03 | Com Central HVAC (Large) - Fuel Sub - Hot-Dry ¦ SCG ¦ Hot-Dry | Com Central HVAC (Large) - Fuel Sub - Hot-Dry | 0.22158 | 0.814 | 1 | CBSA 2014, adjusted to reflect new efficiencies | 0 | 2012 | 1 | SWHC046-03
COM-HVAC-FS-10.51 | Com ¦ Large Code HVAC System Integrated Furnace and AC - Hot-Dry ¦ SCG ¦ Hot-Dry | Com ¦ Large Code HVAC System Integrated Furnace and AC - Hot-Dry | SCG ¦ Hot-Dry | SCG | All | Electric & Gas | Code split-package AC with gas furnace, 240-760 kbtuh | Average Existing and Code |  | 2029 | 1 | Conventional | HVAC | Com - Health | Com | ROB Only | 0 | 1000 sqft2 of floor space | Cap-Tons | 15 | DEER:HVAC_Split-Package_HP | 0 | 0 | 0 | SWHC046-03 | 903.64 | 2021 | 304.56 | 2021 | 0 | 0 | SWHC046-03 | Com Central HVAC (Large) - Fuel Sub - Hot-Dry ¦ SCG ¦ Hot-Dry | Com Central HVAC (Large) - Fuel Sub - Hot-Dry | 0.17666 | 0.814 | 1 | CBSA 2014, adjusted to reflect new efficiencies | 0 | 2012 | 1 | SWHC046-03
COM-HVAC-FS-10.52 | Com ¦ Large Code HVAC System Integrated Furnace and AC - Hot-Dry ¦ SCG ¦ Hot-Dry | Com ¦ Large Code HVAC System Integrated Furnace and AC - Hot-Dry | SCG ¦ Hot-Dry | SCG | All | Electric & Gas | Code split-package AC with gas furnace, 240-760 kbtuh | Average Existing and Code |  | 2029 | 1 | Conventional | HVAC | Com - Lodging | Com | ROB Only | 0 | 1000 sqft2 of floor space | Cap-Tons | 15 | DEER:HVAC_Split-Package_HP | 0 | 0 | 0 | SWHC046-03 | 903.64 | 2021 | 304.56 | 2021 | 0 | 0 | SWHC046-03 | Com Central HVAC (Large) - Fuel Sub - Hot-Dry ¦ SCG ¦ Hot-Dry | Com Central HVAC (Large) - Fuel Sub - Hot-Dry | 0.099203 | 0.814 | 1 | CBSA 2014, adjusted to reflect new efficiencies | 0 | 2012 | 1 | SWHC046-03
COM-HVAC-FS-10.53 | Com ¦ Large Code HVAC System Integrated Furnace and AC - Hot-Dry ¦ SCG ¦ Hot-Dry | Com ¦ Large Code HVAC System Integrated Furnace and AC - Hot-Dry | SCG ¦ Hot-Dry | SCG | All | Electric & Gas | Code split-package AC with gas furnace, 240-760 kbtuh | Average Existing and Code |  | 2029 | 1 | Conventional | HVAC | Com - Office (Large) | Com | ROB Only | 0 | 1000 sqft2 of floor space | Cap-Tons | 15 | DEER:HVAC_Split-Package_HP | 0 | 0 | 0 | SWHC046-03 | 903.64 | 2021 | 304.56 | 2021 | 0 | 0 | SWHC046-03 | Com Central HVAC (Large) - Fuel Sub - Hot-Dry ¦ SCG ¦ Hot-Dry | Com Central HVAC (Large) - Fuel Sub - Hot-Dry | 0.13151 | 0.814 | 1 | CBSA 2014, adjusted to reflect new efficiencies | 0 | 2012 | 1 | SWHC046-03
COM-HVAC-FS-10.54 | Com ¦ Large Code HVAC System Integrated Furnace and AC - Hot-Dry ¦ SCG ¦ Hot-Dry | Com ¦ Large Code HVAC System Integrated Furnace and AC - Hot-Dry | SCG ¦ Hot-Dry | SCG | All | Electric & Gas | Code split-package AC with gas furnace, 240-760 kbtuh | Average Existing and Code |  | 2029 | 1 | Conventional | HVAC | Com - Office (Small) | Com | ROB Only | 0 | 1000 sqft2 of floor space | Cap-Tons | 15 | DEER:HVAC_Split-Package_HP | 0 | 0 | 0 | SWHC046-03 | 903.64 | 2021 | 304.56 | 2021 | 0 | 0 | SWHC046-03 | Com Central HVAC (Large) - Fuel Sub - Hot-Dry ¦ SCG ¦ Hot-Dry | Com Central HVAC (Large) - Fuel Sub - Hot-Dry | 0.1492 | 0.814 | 1 | CBSA 2014, adjusted to reflect new efficiencies | 0 | 2012 | 1 | SWHC046-03
COM-HVAC-FS-10.55 | Com ¦ Large Code HVAC System Integrated Furnace and AC - Hot-Dry ¦ SCG ¦ Hot-Dry | Com ¦ Large Code HVAC System Integrated Furnace and AC - Hot-Dry | SCG ¦ Hot-Dry | SCG | All | Electric & Gas | Code split-package AC with gas furnace, 240-760 kbtuh | Average Existing and Code |  | 2029 | 1 | Conventional | HVAC | Com - Other | Com | ROB Only | 0 | 1000 sqft2 of floor space | Cap-Tons | 15 | DEER:HVAC_Split-Package_HP | 0 | 0 | 0 | SWHC046-03 | 903.64 | 2021 | 304.56 | 2021 | 0 | 0 | SWHC046-03 | Com Central HVAC (Large) - Fuel Sub - Hot-Dry ¦ SCG ¦ Hot-Dry | Com Central HVAC (Large) - Fuel Sub - Hot-Dry | 0.21371 | 0.814 | 1 | CBSA 2014, adjusted to reflect new efficiencies | 0 | 2012 | 1 | SWHC046-03
COM-HVAC-FS-10.56 | Com ¦ Large Code HVAC System Integrated Furnace and AC - Hot-Dry ¦ SCG ¦ Hot-Dry | Com ¦ Large Code HVAC System Integrated Furnace and AC - Hot-Dry | SCG ¦ Hot-Dry | SCG | All | Electric & Gas | Code split-package AC with gas furnace, 240-760 kbtuh | Average Existing and Code |  | 2029 | 1 | Conventional | HVAC | Com - Refrig. Warehouse | Com | ROB Only | 0 | 1000 sqft2 of floor space | Cap-Tons | 15 | DEER:HVAC_Split-Package_HP | 0 | 0 | 0 | SWHC046-03 | 0 | 2021 | 0 | 2021 | 0 | 0 | SWHC046-03 | Com Central HVAC (Large) - Fuel Sub - Hot-Dry ¦ SCG ¦ Hot-Dry | Com Central HVAC (Large) - Fuel Sub - Hot-Dry | 0 | 0.814 | 1 | CBSA 2014, adjusted to reflect new efficiencies | 0 | 2012 | 1 | SWHC046-03
COM-HVAC-FS-10.57 | Com ¦ Large Code HVAC System Integrated Furnace and AC - Hot-Dry ¦ SCG ¦ Hot-Dry | Com ¦ Large Code HVAC System Integrated Furnace and AC - Hot-Dry | SCG ¦ Hot-Dry | SCG | All | Electric & Gas | Code split-package AC with gas furnace, 240-760 kbtuh | Average Existing and Code |  | 2029 | 1 | Conventional | HVAC | Com - Restaurant | Com | ROB Only | 0 | 1000 sqft2 of floor space | Cap-Tons | 15 | DEER:HVAC_Split-Package_HP | 0 | 0 | 0 | SWHC046-03 | 903.64 | 2021 | 304.56 | 2021 | 0 | 0 | SWHC046-03 | Com Central HVAC (Large) - Fuel Sub - Hot-Dry ¦ SCG ¦ Hot-Dry | Com Central HVAC (Large) - Fuel Sub - Hot-Dry | 0.21772 | 0.814 | 1 | CBSA 2014, adjusted to reflect new efficiencies | 0 | 2012 | 1 | SWHC046-03
COM-HVAC-FS-10.58 | Com ¦ Large Code HVAC System Integrated Furnace and AC - Hot-Dry ¦ SCG ¦ Hot-Dry | Com ¦ Large Code HVAC System Integrated Furnace and AC - Hot-Dry | SCG ¦ Hot-Dry | SCG | All | Electric & Gas | Code split-package AC with gas furnace, 240-760 kbtuh | Average Existing and Code |  | 2029 | 1 | Conventional | HVAC | Com - Retail | Com | ROB Only | 0 | 1000 sqft2 of floor space | Cap-Tons | 15 | DEER:HVAC_Split-Package_HP | 0 | 0 | 0 | SWHC046-03 | 903.64 | 2021 | 304.56 | 2021 | 0 | 0 | SWHC046-03 | Com Central HVAC (Large) - Fuel Sub - Hot-Dry ¦ SCG ¦ Hot-Dry | Com Central HVAC (Large) - Fuel Sub - Hot-Dry | 0.092114 | 0.814 | 1 | CBSA 2014, adjusted to reflect new efficiencies | 0 | 2012 | 1 | SWHC046-03
COM-HVAC-FS-10.59 | Com ¦ Large Code HVAC System Integrated Furnace and AC - Hot-Dry ¦ SCG ¦ Hot-Dry | Com ¦ Large Code HVAC System Integrated Furnace and AC - Hot-Dry | SCG ¦ Hot-Dry | SCG | All | Electric & Gas | Code split-package AC with gas furnace, 240-760 kbtuh | Average Existing and Code |  | 2029 | 1 | Conventional | HVAC | Com - School | Com | ROB Only | 0 | 1000 sqft2 of floor space | Cap-Tons | 15 | DEER:HVAC_Split-Package_HP | 0 | 0 | 0 | SWHC046-03 | 903.64 | 2021 | 304.56 | 2021 | 0 | 0 | SWHC046-03 | Com Central HVAC (Large) - Fuel Sub - Hot-Dry ¦ SCG ¦ Hot-Dry | Com Central HVAC (Large) - Fuel Sub - Hot-Dry | 0.15 | 0.814 | 1 | CBSA 2014, adjusted to reflect new efficiencies | 0 | 2012 | 1 | SWHC046-03
COM-HVAC-FS-10.60 | Com ¦ Large Code HVAC System Integrated Furnace and AC - Hot-Dry ¦ SCG ¦ Hot-Dry | Com ¦ Large Code HVAC System Integrated Furnace and AC - Hot-Dry | SCG ¦ Hot-Dry | SCG | All | Electric & Gas | Code split-package AC with gas furnace, 240-760 kbtuh | Average Existing and Code |  | 2029 | 1 | Conventional | HVAC | Com - Warehouse | Com | ROB Only | 0 | 1000 sqft2 of floor space | Cap-Tons | 15 | DEER:HVAC_Split-Package_HP | 0 | 0 | 0 | SWHC046-03 | 903.64 | 2021 | 304.56 | 2021 | 0 | 0 | SWHC046-03 | Com Central HVAC (Large) - Fuel Sub - Hot-Dry ¦ SCG ¦ Hot-Dry | Com Central HVAC (Large) - Fuel Sub - Hot-Dry | 0.028212 | 0.814 | 1 | CBSA 2014, adjusted to reflect new efficiencies | 0 | 2012 | 1 | SWHC046-03
COM-HVAC-FS-10.61 | Com ¦ Large Code HVAC System Integrated Furnace and AC - Cold ¦ SCG ¦ Cold | Com ¦ Large Code HVAC System Integrated Furnace and AC - Cold | SCG ¦ Cold | SCG | All | Electric & Gas | Code split-package AC with gas furnace, 240-760 kbtuh | Average Existing and Code |  | 2029 | 1 | Conventional | HVAC | Com - College | Com | ROB Only | 0 | 1000 sqft2 of floor space | Cap-Tons | 15 | DEER:HVAC_Split-Package_HP | 0 | 0 | 0 | SWHC046-03 | 903.64 | 2021 | 304.56 | 2021 | 0 | 0 | SWHC046-03 | Com Central HVAC (Large) - Fuel Sub - Cold ¦ SCG ¦ Cold | Com Central HVAC (Large) - Fuel Sub - Cold | 0.12457 | 0.814 | 1 | CBSA 2014, adjusted to reflect new efficiencies | 0 | 2012 | 1 | SWHC046-03
COM-HVAC-FS-10.62 | Com ¦ Large Code HVAC System Integrated Furnace and AC - Cold ¦ SCG ¦ Cold | Com ¦ Large Code HVAC System Integrated Furnace and AC - Cold | SCG ¦ Cold | SCG | All | Electric & Gas | Code split-package AC with gas furnace, 240-760 kbtuh | Average Existing and Code |  | 2029 | 1 | Conventional | HVAC | Com - Grocery | Com | ROB Only | 0 | 1000 sqft2 of floor space | Cap-Tons | 15 | DEER:HVAC_Split-Package_HP | 0 | 0 | 0 | SWHC046-03 | 903.64 | 2021 | 304.56 | 2021 | 0 | 0 | SWHC046-03 | Com Central HVAC (Large) - Fuel Sub - Cold ¦ SCG ¦ Cold | Com Central HVAC (Large) - Fuel Sub - Cold | 0.22158 | 0.814 | 1 | CBSA 2014, adjusted to reflect new efficiencies | 0 | 2012 | 1 | SWHC046-03
COM-HVAC-FS-10.63 | Com ¦ Large Code HVAC System Integrated Furnace and AC - Cold ¦ SCG ¦ Cold | Com ¦ Large Code HVAC System Integrated Furnace and AC - Cold | SCG ¦ Cold | SCG | All | Electric & Gas | Code split-package AC with gas furnace, 240-760 kbtuh | Average Existing and Code |  | 2029 | 1 | Conventional | HVAC | Com - Health | Com | ROB Only | 0 | 1000 sqft2 of floor space | Cap-Tons | 15 | DEER:HVAC_Split-Package_HP | 0 | 0 | 0 | SWHC046-03 | 903.64 | 2021 | 304.56 | 2021 | 0 | 0 | SWHC046-03 | Com Central HVAC (Large) - Fuel Sub - Cold ¦ SCG ¦ Cold | Com Central HVAC (Large) - Fuel Sub - Cold | 0.17666 | 0.814 | 1 | CBSA 2014, adjusted to reflect new efficiencies | 0 | 2012 | 1 | SWHC046-03
COM-HVAC-FS-10.64 | Com ¦ Large Code HVAC System Integrated Furnace and AC - Cold ¦ SCG ¦ Cold | Com ¦ Large Code HVAC System Integrated Furnace and AC - Cold | SCG ¦ Cold | SCG | All | Electric & Gas | Code split-package AC with gas furnace, 240-760 kbtuh | Average Existing and Code |  | 2029 | 1 | Conventional | HVAC | Com - Lodging | Com | ROB Only | 0 | 1000 sqft2 of floor space | Cap-Tons | 15 | DEER:HVAC_Split-Package_HP | 0 | 0 | 0 | SWHC046-03 | 903.64 | 2021 | 304.56 | 2021 | 0 | 0 | SWHC046-03 | Com Central HVAC (Large) - Fuel Sub - Cold ¦ SCG ¦ Cold | Com Central HVAC (Large) - Fuel Sub - Cold | 0.099203 | 0.814 | 1 | CBSA 2014, adjusted to reflect new efficiencies | 0 | 2012 | 1 | SWHC046-03
COM-HVAC-FS-10.65 | Com ¦ Large Code HVAC System Integrated Furnace and AC - Cold ¦ SCG ¦ Cold | Com ¦ Large Code HVAC System Integrated Furnace and AC - Cold | SCG ¦ Cold | SCG | All | Electric & Gas | Code split-package AC with gas furnace, 240-760 kbtuh | Average Existing and Code |  | 2029 | 1 | Conventional | HVAC | Com - Office (Large) | Com | ROB Only | 0 | 1000 sqft2 of floor space | Cap-Tons | 15 | DEER:HVAC_Split-Package_HP | 0 | 0 | 0 | SWHC046-03 | 903.64 | 2021 | 304.56 | 2021 | 0 | 0 | SWHC046-03 | Com Central HVAC (Large) - Fuel Sub - Cold ¦ SCG ¦ Cold | Com Central HVAC (Large) - Fuel Sub - Cold | 0.13151 | 0.814 | 1 | CBSA 2014, adjusted to reflect new efficiencies | 0 | 2012 | 1 | SWHC046-03
COM-HVAC-FS-10.66 | Com ¦ Large Code HVAC System Integrated Furnace and AC - Cold ¦ SCG ¦ Cold | Com ¦ Large Code HVAC System Integrated Furnace and AC - Cold | SCG ¦ Cold | SCG | All | Electric & Gas | Code split-package AC with gas furnace, 240-760 kbtuh | Average Existing and Code |  | 2029 | 1 | Conventional | HVAC | Com - Office (Small) | Com | ROB Only | 0 | 1000 sqft2 of floor space | Cap-Tons | 15 | DEER:HVAC_Split-Package_HP | 0 | 0 | 0 | SWHC046-03 | 903.64 | 2021 | 304.56 | 2021 | 0 | 0 | SWHC046-03 | Com Central HVAC (Large) - Fuel Sub - Cold ¦ SCG ¦ Cold | Com Central HVAC (Large) - Fuel Sub - Cold | 0.1492 | 0.814 | 1 | CBSA 2014, adjusted to reflect new efficiencies | 0 | 2012 | 1 | SWHC046-03
COM-HVAC-FS-10.67 | Com ¦ Large Code HVAC System Integrated Furnace and AC - Cold ¦ SCG ¦ Cold | Com ¦ Large Code HVAC System Integrated Furnace and AC - Cold | SCG ¦ Cold | SCG | All | Electric & Gas | Code split-package AC with gas furnace, 240-760 kbtuh | Average Existing and Code |  | 2029 | 1 | Conventional | HVAC | Com - Other | Com | ROB Only | 0 | 1000 sqft2 of floor space | Cap-Tons | 15 | DEER:HVAC_Split-Package_HP | 0 | 0 | 0 | SWHC046-03 | 903.64 | 2021 | 304.56 | 2021 | 0 | 0 | SWHC046-03 | Com Central HVAC (Large) - Fuel Sub - Cold ¦ SCG ¦ Cold | Com Central HVAC (Large) - Fuel Sub - Cold | 0.21371 | 0.814 | 1 | CBSA 2014, adjusted to reflect new efficiencies | 0 | 2012 | 1 | SWHC046-03
COM-HVAC-FS-10.68 | Com ¦ Large Code HVAC System Integrated Furnace and AC - Cold ¦ SCG ¦ Cold | Com ¦ Large Code HVAC System Integrated Furnace and AC - Cold | SCG ¦ Cold | SCG | All | Electric & Gas | Code split-package AC with gas furnace, 240-760 kbtuh | Average Existing and Code |  | 2029 | 1 | Conventional | HVAC | Com - Refrig. Warehouse | Com | ROB Only | 0 | 1000 sqft2 of floor space | Cap-Tons | 15 | DEER:HVAC_Split-Package_HP | 0 | 0 | 0 | SWHC046-03 | 0 | 2021 | 0 | 2021 | 0 | 0 | SWHC046-03 | Com Central HVAC (Large) - Fuel Sub - Cold ¦ SCG ¦ Cold | Com Central HVAC (Large) - Fuel Sub - Cold | 0 | 0.814 | 1 | CBSA 2014, adjusted to reflect new efficiencies | 0 | 2012 | 1 | SWHC046-03
COM-HVAC-FS-10.69 | Com ¦ Large Code HVAC System Integrated Furnace and AC - Cold ¦ SCG ¦ Cold | Com ¦ Large Code HVAC System Integrated Furnace and AC - Cold | SCG ¦ Cold | SCG | All | Electric & Gas | Code split-package AC with gas furnace, 240-760 kbtuh | Average Existing and Code |  | 2029 | 1 | Conventional | HVAC | Com - Restaurant | Com | ROB Only | 0 | 1000 sqft2 of floor space | Cap-Tons | 15 | DEER:HVAC_Split-Package_HP | 0 | 0 | 0 | SWHC046-03 | 903.64 | 2021 | 304.56 | 2021 | 0 | 0 | SWHC046-03 | Com Central HVAC (Large) - Fuel Sub - Cold ¦ SCG ¦ Cold | Com Central HVAC (Large) - Fuel Sub - Cold | 0.21772 | 0.814 | 1 | CBSA 2014, adjusted to reflect new efficiencies | 0 | 2012 | 1 | SWHC046-03
COM-HVAC-FS-10.70 | Com ¦ Large Code HVAC System Integrated Furnace and AC - Cold ¦ SCG ¦ Cold | Com ¦ Large Code HVAC System Integrated Furnace and AC - Cold | SCG ¦ Cold | SCG | All | Electric & Gas | Code split-package AC with gas furnace, 240-760 kbtuh | Average Existing and Code |  | 2029 | 1 | Conventional | HVAC | Com - Retail | Com | ROB Only | 0 | 1000 sqft2 of floor space | Cap-Tons | 15 | DEER:HVAC_Split-Package_HP | 0 | 0 | 0 | SWHC046-03 | 903.64 | 2021 | 304.56 | 2021 | 0 | 0 | SWHC046-03 | Com Central HVAC (Large) - Fuel Sub - Cold ¦ SCG ¦ Cold | Com Central HVAC (Large) - Fuel Sub - Cold | 0.092114 | 0.814 | 1 | CBSA 2014, adjusted to reflect new efficiencies | 0 | 2012 | 1 | SWHC046-03
COM-HVAC-FS-10.71 | Com ¦ Large Code HVAC System Integrated Furnace and AC - Cold ¦ SCG ¦ Cold | Com ¦ Large Code HVAC System Integrated Furnace and AC - Cold | SCG ¦ Cold | SCG | All | Electric & Gas | Code split-package AC with gas furnace, 240-760 kbtuh | Average Existing and Code |  | 2029 | 1 | Conventional | HVAC | Com - School | Com | ROB Only | 0 | 1000 sqft2 of floor space | Cap-Tons | 15 | DEER:HVAC_Split-Package_HP | 0 | 0 | 0 | SWHC046-03 | 903.64 | 2021 | 304.56 | 2021 | 0 | 0 | SWHC046-03 | Com Central HVAC (Large) - Fuel Sub - Cold ¦ SCG ¦ Cold | Com Central HVAC (Large) - Fuel Sub - Cold | 0.15 | 0.814 | 1 | CBSA 2014, adjusted to reflect new efficiencies | 0 | 2012 | 1 | SWHC046-03
COM-HVAC-FS-10.72 | Com ¦ Large Code HVAC System Integrated Furnace and AC - Cold ¦ SCG ¦ Cold | Com ¦ Large Code HVAC System Integrated Furnace and AC - Cold | SCG ¦ Cold | SCG | All | Electric & Gas | Code split-package AC with gas furnace, 240-760 kbtuh | Average Existing and Code |  | 2029 | 1 | Conventional | HVAC | Com - Warehouse | Com | ROB Only | 0 | 1000 sqft2 of floor space | Cap-Tons | 15 | DEER:HVAC_Split-Package_HP | 0 | 0 | 0 | SWHC046-03 | 903.64 | 2021 | 304.56 | 2021 | 0 | 0 | SWHC046-03 | Com Central HVAC (Large) - Fuel Sub - Cold ¦ SCG ¦ Cold | Com Central HVAC (Large) - Fuel Sub - Cold | 0.028212 | 0.814 | 1 | CBSA 2014, adjusted to reflect new efficiencies | 0 | 2012 | 1 | SWHC046-03
COM-HVAC-FS-10.73 | Com ¦ Large Code HVAC System Integrated Furnace and AC - Marine ¦ SDG&E ¦ Marine | Com ¦ Large Code HVAC System Integrated Furnace and AC - Marine | SDG&E ¦ Marine | SDG&E | All | Electric & Gas | Code split-package AC with gas furnace, 240-760 kbtuh | Average Existing and Code |  | 2029 | 1 | Conventional | HVAC | Com - College | Com | ROB Only | 0 | 1000 sqft2 of floor space | Cap-Tons | 15 | DEER:HVAC_Split-Package_HP | 0 | 0 | 0 | SWHC046-03 | 903.64 | 2021 | 304.56 | 2021 | 0 | 0 | SWHC046-03 | Com Central HVAC (Large) - Fuel Sub - Marine ¦ SDG&E ¦ Marine | Com Central HVAC (Large) - Fuel Sub - Marine | 0.12207 | 0.814 | 1 | CBSA 2014, adjusted to reflect new efficiencies | 0 | 2012 | 1 | SWHC046-03
COM-HVAC-FS-10.74 | Com ¦ Large Code HVAC System Integrated Furnace and AC - Marine ¦ SDG&E ¦ Marine | Com ¦ Large Code HVAC System Integrated Furnace and AC - Marine | SDG&E ¦ Marine | SDG&E | All | Electric & Gas | Code split-package AC with gas furnace, 240-760 kbtuh | Average Existing and Code |  | 2029 | 1 | Conventional | HVAC | Com - Grocery | Com | ROB Only | 0 | 1000 sqft2 of floor space | Cap-Tons | 15 | DEER:HVAC_Split-Package_HP | 0 | 0 | 0 | SWHC046-03 | 903.64 | 2021 | 304.56 | 2021 | 0 | 0 | SWHC046-03 | Com Central HVAC (Large) - Fuel Sub - Marine ¦ SDG&E ¦ Marine | Com Central HVAC (Large) - Fuel Sub - Marine | 0.22528 | 0.814 | 1 | CBSA 2014, adjusted to reflect new efficiencies | 0 | 2012 | 1 | SWHC046-03
COM-HVAC-FS-10.75 | Com ¦ Large Code HVAC System Integrated Furnace and AC - Marine ¦ SDG&E ¦ Marine | Com ¦ Large Code HVAC System Integrated Furnace and AC - Marine | SDG&E ¦ Marine | SDG&E | All | Electric & Gas | Code split-package AC with gas furnace, 240-760 kbtuh | Average Existing and Code |  | 2029 | 1 | Conventional | HVAC | Com - Health | Com | ROB Only | 0 | 1000 sqft2 of floor space | Cap-Tons | 15 | DEER:HVAC_Split-Package_HP | 0 | 0 | 0 | SWHC046-03 | 903.64 | 2021 | 304.56 | 2021 | 0 | 0 | SWHC046-03 | Com Central HVAC (Large) - Fuel Sub - Marine ¦ SDG&E ¦ Marine | Com Central HVAC (Large) - Fuel Sub - Marine | 0.17567 | 0.814 | 1 | CBSA 2014, adjusted to reflect new efficiencies | 0 | 2012 | 1 | SWHC046-03
COM-HVAC-FS-10.76 | Com ¦ Large Code HVAC System Integrated Furnace and AC - Marine ¦ SDG&E ¦ Marine | Com ¦ Large Code HVAC System Integrated Furnace and AC - Marine | SDG&E ¦ Marine | SDG&E | All | Electric & Gas | Code split-package AC with gas furnace, 240-760 kbtuh | Average Existing and Code |  | 2029 | 1 | Conventional | HVAC | Com - Lodging | Com | ROB Only | 0 | 1000 sqft2 of floor space | Cap-Tons | 15 | DEER:HVAC_Split-Package_HP | 0 | 0 | 0 | SWHC046-03 | 903.64 | 2021 | 304.56 | 2021 | 0 | 0 | SWHC046-03 | Com Central HVAC (Large) - Fuel Sub - Marine ¦ SDG&E ¦ Marine | Com Central HVAC (Large) - Fuel Sub - Marine | 0.098289 | 0.814 | 1 | CBSA 2014, adjusted to reflect new efficiencies | 0 | 2012 | 1 | SWHC046-03
COM-HVAC-FS-10.77 | Com ¦ Large Code HVAC System Integrated Furnace and AC - Marine ¦ SDG&E ¦ Marine | Com ¦ Large Code HVAC System Integrated Furnace and AC - Marine | SDG&E ¦ Marine | SDG&E | All | Electric & Gas | Code split-package AC with gas furnace, 240-760 kbtuh | Average Existing and Code |  | 2029 | 1 | Conventional | HVAC | Com - Office (Large) | Com | ROB Only | 0 | 1000 sqft2 of floor space | Cap-Tons | 15 | DEER:HVAC_Split-Package_HP | 0 | 0 | 0 | SWHC046-03 | 903.64 | 2021 | 304.56 | 2021 | 0 | 0 | SWHC046-03 | Com Central HVAC (Large) - Fuel Sub - Marine ¦ SDG&E ¦ Marine | Com Central HVAC (Large) - Fuel Sub - Marine | 0.12833 | 0.814 | 1 | CBSA 2014, adjusted to reflect new efficiencies | 0 | 2012 | 1 | SWHC046-03
COM-HVAC-FS-10.78 | Com ¦ Large Code HVAC System Integrated Furnace and AC - Marine ¦ SDG&E ¦ Marine | Com ¦ Large Code HVAC System Integrated Furnace and AC - Marine | SDG&E ¦ Marine | SDG&E | All | Electric & Gas | Code split-package AC with gas furnace, 240-760 kbtuh | Average Existing and Code |  | 2029 | 1 | Conventional | HVAC | Com - Office (Small) | Com | ROB Only | 0 | 1000 sqft2 of floor space | Cap-Tons | 15 | DEER:HVAC_Split-Package_HP | 0 | 0 | 0 | SWHC046-03 | 903.64 | 2021 | 304.56 | 2021 | 0 | 0 | SWHC046-03 | Com Central HVAC (Large) - Fuel Sub - Marine ¦ SDG&E ¦ Marine | Com Central HVAC (Large) - Fuel Sub - Marine | 0.15582 | 0.814 | 1 | CBSA 2014, adjusted to reflect new efficiencies | 0 | 2012 | 1 | SWHC046-03
COM-HVAC-FS-10.79 | Com ¦ Large Code HVAC System Integrated Furnace and AC - Marine ¦ SDG&E ¦ Marine | Com ¦ Large Code HVAC System Integrated Furnace and AC - Marine | SDG&E ¦ Marine | SDG&E | All | Electric & Gas | Code split-package AC with gas furnace, 240-760 kbtuh | Average Existing and Code |  | 2029 | 1 | Conventional | HVAC | Com - Other | Com | ROB Only | 0 | 1000 sqft2 of floor space | Cap-Tons | 15 | DEER:HVAC_Split-Package_HP | 0 | 0 | 0 | SWHC046-03 | 903.64 | 2021 | 304.56 | 2021 | 0 | 0 | SWHC046-03 | Com Central HVAC (Large) - Fuel Sub - Marine ¦ SDG&E ¦ Marine | Com Central HVAC (Large) - Fuel Sub - Marine | 0.21005 | 0.814 | 1 | CBSA 2014, adjusted to reflect new efficiencies | 0 | 2012 | 1 | SWHC046-03
COM-HVAC-FS-10.80 | Com ¦ Large Code HVAC System Integrated Furnace and AC - Marine ¦ SDG&E ¦ Marine | Com ¦ Large Code HVAC System Integrated Furnace and AC - Marine | SDG&E ¦ Marine | SDG&E | All | Electric & Gas | Code split-package AC with gas furnace, 240-760 kbtuh | Average Existing and Code |  | 2029 | 1 | Conventional | HVAC | Com - Refrig. Warehouse | Com | ROB Only | 0 | 1000 sqft2 of floor space | Cap-Tons | 15 | DEER:HVAC_Split-Package_HP | 0 | 0 | 0 | SWHC046-03 | 0 | 2021 | 0 | 2021 | 0 | 0 | SWHC046-03 | Com Central HVAC (Large) - Fuel Sub - Marine ¦ SDG&E ¦ Marine | Com Central HVAC (Large) - Fuel Sub - Marine | 0 | 0.814 | 1 | CBSA 2014, adjusted to reflect new efficiencies | 0 | 2012 | 1 | SWHC046-03
COM-HVAC-FS-10.81 | Com ¦ Large Code HVAC System Integrated Furnace and AC - Marine ¦ SDG&E ¦ Marine | Com ¦ Large Code HVAC System Integrated Furnace and AC - Marine | SDG&E ¦ Marine | SDG&E | All | Electric & Gas | Code split-package AC with gas furnace, 240-760 kbtuh | Average Existing and Code |  | 2029 | 1 | Conventional | HVAC | Com - Restaurant | Com | ROB Only | 0 | 1000 sqft2 of floor space | Cap-Tons | 15 | DEER:HVAC_Split-Package_HP | 0 | 0 | 0 | SWHC046-03 | 903.64 | 2021 | 304.56 | 2021 | 0 | 0 | SWHC046-03 | Com Central HVAC (Large) - Fuel Sub - Marine ¦ SDG&E ¦ Marine | Com Central HVAC (Large) - Fuel Sub - Marine | 0.22744 | 0.814 | 1 | CBSA 2014, adjusted to reflect new efficiencies | 0 | 2012 | 1 | SWHC046-03
COM-HVAC-FS-10.82 | Com ¦ Large Code HVAC System Integrated Furnace and AC - Marine ¦ SDG&E ¦ Marine | Com ¦ Large Code HVAC System Integrated Furnace and AC - Marine | SDG&E ¦ Marine | SDG&E | All | Electric & Gas | Code split-package AC with gas furnace, 240-760 kbtuh | Average Existing and Code |  | 2029 | 1 | Conventional | HVAC | Com - Retail | Com | ROB Only | 0 | 1000 sqft2 of floor space | Cap-Tons | 15 | DEER:HVAC_Split-Package_HP | 0 | 0 | 0 | SWHC046-03 | 903.64 | 2021 | 304.56 | 2021 | 0 | 0 | SWHC046-03 | Com Central HVAC (Large) - Fuel Sub - Marine ¦ SDG&E ¦ Marine | Com Central HVAC (Large) - Fuel Sub - Marine | 0.092203 | 0.814 | 1 | CBSA 2014, adjusted to reflect new efficiencies | 0 | 2012 | 1 | SWHC046-03
COM-HVAC-FS-10.83 | Com ¦ Large Code HVAC System Integrated Furnace and AC - Marine ¦ SDG&E ¦ Marine | Com ¦ Large Code HVAC System Integrated Furnace and AC - Marine | SDG&E ¦ Marine | SDG&E | All | Electric & Gas | Code split-package AC with gas furnace, 240-760 kbtuh | Average Existing and Code |  | 2029 | 1 | Conventional | HVAC | Com - School | Com | ROB Only | 0 | 1000 sqft2 of floor space | Cap-Tons | 15 | DEER:HVAC_Split-Package_HP | 0 | 0 | 0 | SWHC046-03 | 903.64 | 2021 | 304.56 | 2021 | 0 | 0 | SWHC046-03 | Com Central HVAC (Large) - Fuel Sub - Marine ¦ SDG&E ¦ Marine | Com Central HVAC (Large) - Fuel Sub - Marine | 0.15505 | 0.814 | 1 | CBSA 2014, adjusted to reflect new efficiencies | 0 | 2012 | 1 | SWHC046-03
COM-HVAC-FS-10.84 | Com ¦ Large Code HVAC System Integrated Furnace and AC - Marine ¦ SDG&E ¦ Marine | Com ¦ Large Code HVAC System Integrated Furnace and AC - Marine | SDG&E ¦ Marine | SDG&E | All | Electric & Gas | Code split-package AC with gas furnace, 240-760 kbtuh | Average Existing and Code |  | 2029 | 1 | Conventional | HVAC | Com - Warehouse | Com | ROB Only | 0 | 1000 sqft2 of floor space | Cap-Tons | 15 | DEER:HVAC_Split-Package_HP | 0 | 0 | 0 | SWHC046-03 | 903.64 | 2021 | 304.56 | 2021 | 0 | 0 | SWHC046-03 | Com Central HVAC (Large) - Fuel Sub - Marine ¦ SDG&E ¦ Marine | Com Central HVAC (Large) - Fuel Sub - Marine | 0.028275 | 0.814 | 1 | CBSA 2014, adjusted to reflect new efficiencies | 0 | 2012 | 1 | SWHC046-03
COM-HVAC-FS-10.85 | Com ¦ Large Code HVAC System Integrated Furnace and AC - Hot-Dry ¦ SDG&E ¦ Hot-Dry | Com ¦ Large Code HVAC System Integrated Furnace and AC - Hot-Dry | SDG&E ¦ Hot-Dry | SDG&E | All | Electric & Gas | Code split-package AC with gas furnace, 240-760 kbtuh | Average Existing and Code |  | 2029 | 1 | Conventional | HVAC | Com - College | Com | ROB Only | 0 | 1000 sqft2 of floor space | Cap-Tons | 15 | DEER:HVAC_Split-Package_HP | 0 | 0 | 0 | SWHC046-03 | 903.64 | 2021 | 304.56 | 2021 | 0 | 0 | SWHC046-03 | Com Central HVAC (Large) - Fuel Sub - Hot-Dry ¦ SDG&E ¦ Hot-Dry | Com Central HVAC (Large) - Fuel Sub - Hot-Dry | 0.12207 | 0.814 | 1 | CBSA 2014, adjusted to reflect new efficiencies | 0 | 2012 | 1 | SWHC046-03
COM-HVAC-FS-10.86 | Com ¦ Large Code HVAC System Integrated Furnace and AC - Hot-Dry ¦ SDG&E ¦ Hot-Dry | Com ¦ Large Code HVAC System Integrated Furnace and AC - Hot-Dry | SDG&E ¦ Hot-Dry | SDG&E | All | Electric & Gas | Code split-package AC with gas furnace, 240-760 kbtuh | Average Existing and Code |  | 2029 | 1 | Conventional | HVAC | Com - Grocery | Com | ROB Only | 0 | 1000 sqft2 of floor space | Cap-Tons | 15 | DEER:HVAC_Split-Package_HP | 0 | 0 | 0 | SWHC046-03 | 903.64 | 2021 | 304.56 | 2021 | 0 | 0 | SWHC046-03 | Com Central HVAC (Large) - Fuel Sub - Hot-Dry ¦ SDG&E ¦ Hot-Dry | Com Central HVAC (Large) - Fuel Sub - Hot-Dry | 0.22528 | 0.814 | 1 | CBSA 2014, adjusted to reflect new efficiencies | 0 | 2012 | 1 | SWHC046-03
COM-HVAC-FS-10.87 | Com ¦ Large Code HVAC System Integrated Furnace and AC - Hot-Dry ¦ SDG&E ¦ Hot-Dry | Com ¦ Large Code HVAC System Integrated Furnace and AC - Hot-Dry | SDG&E ¦ Hot-Dry | SDG&E | All | Electric & Gas | Code split-package AC with gas furnace, 240-760 kbtuh | Average Existing and Code |  | 2029 | 1 | Conventional | HVAC | Com - Health | Com | ROB Only | 0 | 1000 sqft2 of floor space | Cap-Tons | 15 | DEER:HVAC_Split-Package_HP | 0 | 0 | 0 | SWHC046-03 | 903.64 | 2021 | 304.56 | 2021 | 0 | 0 | SWHC046-03 | Com Central HVAC (Large) - Fuel Sub - Hot-Dry ¦ SDG&E ¦ Hot-Dry | Com Central HVAC (Large) - Fuel Sub - Hot-Dry | 0.17567 | 0.814 | 1 | CBSA 2014, adjusted to reflect new efficiencies | 0 | 2012 | 1 | SWHC046-03
COM-HVAC-FS-10.88 | Com ¦ Large Code HVAC System Integrated Furnace and AC - Hot-Dry ¦ SDG&E ¦ Hot-Dry | Com ¦ Large Code HVAC System Integrated Furnace and AC - Hot-Dry | SDG&E ¦ Hot-Dry | SDG&E | All | Electric & Gas | Code split-package AC with gas furnace, 240-760 kbtuh | Average Existing and Code |  | 2029 | 1 | Conventional | HVAC | Com - Lodging | Com | ROB Only | 0 | 1000 sqft2 of floor space | Cap-Tons | 15 | DEER:HVAC_Split-Package_HP | 0 | 0 | 0 | SWHC046-03 | 903.64 | 2021 | 304.56 | 2021 | 0 | 0 | SWHC046-03 | Com Central HVAC (Large) - Fuel Sub - Hot-Dry ¦ SDG&E ¦ Hot-Dry | Com Central HVAC (Large) - Fuel Sub - Hot-Dry | 0.098289 | 0.814 | 1 | CBSA 2014, adjusted to reflect new efficiencies | 0 | 2012 | 1 | SWHC046-03
COM-HVAC-FS-10.89 | Com ¦ Large Code HVAC System Integrated Furnace and AC - Hot-Dry ¦ SDG&E ¦ Hot-Dry | Com ¦ Large Code HVAC System Integrated Furnace and AC - Hot-Dry | SDG&E ¦ Hot-Dry | SDG&E | All | Electric & Gas | Code split-package AC with gas furnace, 240-760 kbtuh | Average Existing and Code |  | 2029 | 1 | Conventional | HVAC | Com - Office (Large) | Com | ROB Only | 0 | 1000 sqft2 of floor space | Cap-Tons | 15 | DEER:HVAC_Split-Package_HP | 0 | 0 | 0 | SWHC046-03 | 903.64 | 2021 | 304.56 | 2021 | 0 | 0 | SWHC046-03 | Com Central HVAC (Large) - Fuel Sub - Hot-Dry ¦ SDG&E ¦ Hot-Dry | Com Central HVAC (Large) - Fuel Sub - Hot-Dry | 0.12833 | 0.814 | 1 | CBSA 2014, adjusted to reflect new efficiencies | 0 | 2012 | 1 | SWHC046-03
COM-HVAC-FS-10.90 | Com ¦ Large Code HVAC System Integrated Furnace and AC - Hot-Dry ¦ SDG&E ¦ Hot-Dry | Com ¦ Large Code HVAC System Integrated Furnace and AC - Hot-Dry | SDG&E ¦ Hot-Dry | SDG&E | All | Electric & Gas | Code split-package AC with gas furnace, 240-760 kbtuh | Average Existing and Code |  | 2029 | 1 | Conventional | HVAC | Com - Office (Small) | Com | ROB Only | 0 | 1000 sqft2 of floor space | Cap-Tons | 15 | DEER:HVAC_Split-Package_HP | 0 | 0 | 0 | SWHC046-03 | 903.64 | 2021 | 304.56 | 2021 | 0 | 0 | SWHC046-03 | Com Central HVAC (Large) - Fuel Sub - Hot-Dry ¦ SDG&E ¦ Hot-Dry | Com Central HVAC (Large) - Fuel Sub - Hot-Dry | 0.15582 | 0.814 | 1 | CBSA 2014, adjusted to reflect new efficiencies | 0 | 2012 | 1 | SWHC046-03
COM-HVAC-FS-10.91 | Com ¦ Large Code HVAC System Integrated Furnace and AC - Hot-Dry ¦ SDG&E ¦ Hot-Dry | Com ¦ Large Code HVAC System Integrated Furnace and AC - Hot-Dry | SDG&E ¦ Hot-Dry | SDG&E | All | Electric & Gas | Code split-package AC with gas furnace, 240-760 kbtuh | Average Existing and Code |  | 2029 | 1 | Conventional | HVAC | Com - Other | Com | ROB Only | 0 | 1000 sqft2 of floor space | Cap-Tons | 15 | DEER:HVAC_Split-Package_HP | 0 | 0 | 0 | SWHC046-03 | 903.64 | 2021 | 304.56 | 2021 | 0 | 0 | SWHC046-03 | Com Central HVAC (Large) - Fuel Sub - Hot-Dry ¦ SDG&E ¦ Hot-Dry | Com Central HVAC (Large) - Fuel Sub - Hot-Dry | 0.21005 | 0.814 | 1 | CBSA 2014, adjusted to reflect new efficiencies | 0 | 2012 | 1 | SWHC046-03
COM-HVAC-FS-10.92 | Com ¦ Large Code HVAC System Integrated Furnace and AC - Hot-Dry ¦ SDG&E ¦ Hot-Dry | Com ¦ Large Code HVAC System Integrated Furnace and AC - Hot-Dry | SDG&E ¦ Hot-Dry | SDG&E | All | Electric & Gas | Code split-package AC with gas furnace, 240-760 kbtuh | Average Existing and Code |  | 2029 | 1 | Conventional | HVAC | Com - Refrig. Warehouse | Com | ROB Only | 0 | 1000 sqft2 of floor space | Cap-Tons | 15 | DEER:HVAC_Split-Package_HP | 0 | 0 | 0 | SWHC046-03 | 0 | 2021 | 0 | 2021 | 0 | 0 | SWHC046-03 | Com Central HVAC (Large) - Fuel Sub - Hot-Dry ¦ SDG&E ¦ Hot-Dry | Com Central HVAC (Large) - Fuel Sub - Hot-Dry | 0 | 0.814 | 1 | CBSA 2014, adjusted to reflect new efficiencies | 0 | 2012 | 1 | SWHC046-03
COM-HVAC-FS-10.93 | Com ¦ Large Code HVAC System Integrated Furnace and AC - Hot-Dry ¦ SDG&E ¦ Hot-Dry | Com ¦ Large Code HVAC System Integrated Furnace and AC - Hot-Dry | SDG&E ¦ Hot-Dry | SDG&E | All | Electric & Gas | Code split-package AC with gas furnace, 240-760 kbtuh | Average Existing and Code |  | 2029 | 1 | Conventional | HVAC | Com - Restaurant | Com | ROB Only | 0 | 1000 sqft2 of floor space | Cap-Tons | 15 | DEER:HVAC_Split-Package_HP | 0 | 0 | 0 | SWHC046-03 | 903.64 | 2021 | 304.56 | 2021 | 0 | 0 | SWHC046-03 | Com Central HVAC (Large) - Fuel Sub - Hot-Dry ¦ SDG&E ¦ Hot-Dry | Com Central HVAC (Large) - Fuel Sub - Hot-Dry | 0.22744 | 0.814 | 1 | CBSA 2014, adjusted to reflect new efficiencies | 0 | 2012 | 1 | SWHC046-03
COM-HVAC-FS-10.94 | Com ¦ Large Code HVAC System Integrated Furnace and AC - Hot-Dry ¦ SDG&E ¦ Hot-Dry | Com ¦ Large Code HVAC System Integrated Furnace and AC - Hot-Dry | SDG&E ¦ Hot-Dry | SDG&E | All | Electric & Gas | Code split-package AC with gas furnace, 240-760 kbtuh | Average Existing and Code |  | 2029 | 1 | Conventional | HVAC | Com - Retail | Com | ROB Only | 0 | 1000 sqft2 of floor space | Cap-Tons | 15 | DEER:HVAC_Split-Package_HP | 0 | 0 | 0 | SWHC046-03 | 903.64 | 2021 | 304.56 | 2021 | 0 | 0 | SWHC046-03 | Com Central HVAC (Large) - Fuel Sub - Hot-Dry ¦ SDG&E ¦ Hot-Dry | Com Central HVAC (Large) - Fuel Sub - Hot-Dry | 0.092203 | 0.814 | 1 | CBSA 2014, adjusted to reflect new efficiencies | 0 | 2012 | 1 | SWHC046-03
COM-HVAC-FS-10.95 | Com ¦ Large Code HVAC System Integrated Furnace and AC - Hot-Dry ¦ SDG&E ¦ Hot-Dry | Com ¦ Large Code HVAC System Integrated Furnace and AC - Hot-Dry | SDG&E ¦ Hot-Dry | SDG&E | All | Electric & Gas | Code split-package AC with gas furnace, 240-760 kbtuh | Average Existing and Code |  | 2029 | 1 | Conventional | HVAC | Com - School | Com | ROB Only | 0 | 1000 sqft2 of floor space | Cap-Tons | 15 | DEER:HVAC_Split-Package_HP | 0 | 0 | 0 | SWHC046-03 | 903.64 | 2021 | 304.56 | 2021 | 0 | 0 | SWHC046-03 | Com Central HVAC (Large) - Fuel Sub - Hot-Dry ¦ SDG&E ¦ Hot-Dry | Com Central HVAC (Large) - Fuel Sub - Hot-Dry | 0.15505 | 0.814 | 1 | CBSA 2014, adjusted to reflect new efficiencies | 0 | 2012 | 1 | SWHC046-03
COM-HVAC-FS-10.96 | Com ¦ Large Code HVAC System Integrated Furnace and AC - Hot-Dry ¦ SDG&E ¦ Hot-Dry | Com ¦ Large Code HVAC System Integrated Furnace and AC - Hot-Dry | SDG&E ¦ Hot-Dry | SDG&E | All | Electric & Gas | Code split-package AC with gas furnace, 240-760 kbtuh | Average Existing and Code |  | 2029 | 1 | Conventional | HVAC | Com - Warehouse | Com | ROB Only | 0 | 1000 sqft2 of floor space | Cap-Tons | 15 | DEER:HVAC_Split-Package_HP | 0 | 0 | 0 | SWHC046-03 | 903.64 | 2021 | 304.56 | 2021 | 0 | 0 | SWHC046-03 | Com Central HVAC (Large) - Fuel Sub - Hot-Dry ¦ SDG&E ¦ Hot-Dry | Com Central HVAC (Large) - Fuel Sub - Hot-Dry | 0.028275 | 0.814 | 1 | CBSA 2014, adjusted to reflect new efficiencies | 0 | 2012 | 1 | SWHC046-03
COM-HVAC-FS-10B.1 | Com ¦ Large Packaged Heat Pump (EER 9.3) - Fuel Sub Future Baseline - Marine ¦ PG&E ¦ Marine | Com ¦ Large Packaged Heat Pump (EER 9.3) - Fuel Sub Future Baseline - Marine | PG&E ¦ Marine | PG&E | All | Electric & Gas | Large Unitary Heat Pump (EER 9.3) | Efficient | 2029 |  | 1 | Conventional | HVAC | Com - College | Com | ROB Only | 0 | 1000 sqft2 of floor space | Cap-Tons | 15 | DEER:HVAC_Split-Package_HP | 193.9275 | 0.0096174 | -25.9026 | SWHC013-05 | 1068.69 | 2021 | 278.83 | 2021 | 0 | -50.09 | SWHC013-05 | Com Central HVAC (Large) - Fuel Sub - Marine ¦ PG&E ¦ Marine | Com Central HVAC (Large) - Fuel Sub - Marine | 0.11162 | 0.814 | 0 | CBSA 2014, adjusted to reflect new efficiencies | 70.8024 | 2012 | 1 | SWHC013-05
COM-HVAC-FS-10B.2 | Com ¦ Large Packaged Heat Pump (EER 9.3) - Fuel Sub Future Baseline - Marine ¦ PG&E ¦ Marine | Com ¦ Large Packaged Heat Pump (EER 9.3) - Fuel Sub Future Baseline - Marine | PG&E ¦ Marine | PG&E | All | Electric & Gas | Large Unitary Heat Pump (EER 9.3) | Efficient | 2029 |  | 1 | Conventional | HVAC | Com - Grocery | Com | ROB Only | 0 | 1000 sqft2 of floor space | Cap-Tons | 15 | DEER:HVAC_Split-Package_HP | 1223.455 | 0.006 | -156 | SWHC013-05 | 1068.69 | 2021 | 278.83 | 2021 | 0 | -50.09 | SWHC013-05 | Com Central HVAC (Large) - Fuel Sub - Marine ¦ PG&E ¦ Marine | Com Central HVAC (Large) - Fuel Sub - Marine | 0.18624 | 0.814 | 0 | CBSA 2014, adjusted to reflect new efficiencies | 297.4999 | 2012 | 1 | SWHC013-05
COM-HVAC-FS-10B.3 | Com ¦ Large Packaged Heat Pump (EER 9.3) - Fuel Sub Future Baseline - Marine ¦ PG&E ¦ Marine | Com ¦ Large Packaged Heat Pump (EER 9.3) - Fuel Sub Future Baseline - Marine | PG&E ¦ Marine | PG&E | All | Electric & Gas | Large Unitary Heat Pump (EER 9.3) | Efficient | 2029 |  | 1 | Conventional | HVAC | Com - Health | Com | ROB Only | 0 | 1000 sqft2 of floor space | Cap-Tons | 15 | DEER:HVAC_Split-Package_HP | 271.2595 | 0.0065133 | -33.5588 | SWHC013-05 | 1068.69 | 2021 | 278.83 | 2021 | 0 | -50.09 | SWHC013-05 | Com Central HVAC (Large) - Fuel Sub - Marine ¦ PG&E ¦ Marine | Com Central HVAC (Large) - Fuel Sub - Marine | 0.16483 | 0.814 | 0 | CBSA 2014, adjusted to reflect new efficiencies | 77.0393 | 2012 | 1 | SWHC013-05
COM-HVAC-FS-10B.4 | Com ¦ Large Packaged Heat Pump (EER 9.3) - Fuel Sub Future Baseline - Marine ¦ PG&E ¦ Marine | Com ¦ Large Packaged Heat Pump (EER 9.3) - Fuel Sub Future Baseline - Marine | PG&E ¦ Marine | PG&E | All | Electric & Gas | Large Unitary Heat Pump (EER 9.3) | Efficient | 2029 |  | 1 | Conventional | HVAC | Com - Lodging | Com | ROB Only | 0 | 1000 sqft2 of floor space | Cap-Tons | 15 | DEER:HVAC_Split-Package_HP | 598.8152 | 0.0080768 | -79.8896 | SWHC013-05 | 1068.69 | 2021 | 278.83 | 2021 | 0 | -50.09 | SWHC013-05 | Com Central HVAC (Large) - Fuel Sub - Marine ¦ PG&E ¦ Marine | Com Central HVAC (Large) - Fuel Sub - Marine | 0.08786 | 0.814 | 0 | CBSA 2014, adjusted to reflect new efficiencies | 694.7546 | 2012 | 1 | SWHC013-05
COM-HVAC-FS-10B.5 | Com ¦ Large Packaged Heat Pump (EER 9.3) - Fuel Sub Future Baseline - Marine ¦ PG&E ¦ Marine | Com ¦ Large Packaged Heat Pump (EER 9.3) - Fuel Sub Future Baseline - Marine | PG&E ¦ Marine | PG&E | All | Electric & Gas | Large Unitary Heat Pump (EER 9.3) | Efficient | 2029 |  | 1 | Conventional | HVAC | Com - Office (Large) | Com | ROB Only | 0 | 1000 sqft2 of floor space | Cap-Tons | 15 | DEER:HVAC_Split-Package_HP | 29.95 | 0.004235 | -2.78 | SWHC013-05 | 1068.69 | 2021 | 278.83 | 2021 | 0 | -50.09 | SWHC013-05 | Com Central HVAC (Large) - Fuel Sub - Marine ¦ PG&E ¦ Marine | Com Central HVAC (Large) - Fuel Sub - Marine | 0.11704 | 0.814 | 0 | CBSA 2014, adjusted to reflect new efficiencies | 9.5056 | 2012 | 1 | SWHC013-05
COM-HVAC-FS-10B.6 | Com ¦ Large Packaged Heat Pump (EER 9.3) - Fuel Sub Future Baseline - Marine ¦ PG&E ¦ Marine | Com ¦ Large Packaged Heat Pump (EER 9.3) - Fuel Sub Future Baseline - Marine | PG&E ¦ Marine | PG&E | All | Electric & Gas | Large Unitary Heat Pump (EER 9.3) | Efficient | 2029 |  | 1 | Conventional | HVAC | Com - Office (Small) | Com | ROB Only | 0 | 1000 sqft2 of floor space | Cap-Tons | 15 | DEER:HVAC_Split-Package_HP | 116.6 | 0.004075 | -14 | SWHC013-05 | 1068.69 | 2021 | 278.83 | 2021 | 0 | -50.09 | SWHC013-05 | Com Central HVAC (Large) - Fuel Sub - Marine ¦ PG&E ¦ Marine | Com Central HVAC (Large) - Fuel Sub - Marine | 0.13689 | 0.814 | 0 | CBSA 2014, adjusted to reflect new efficiencies | 22.3696 | 2012 | 1 | SWHC013-05
COM-HVAC-FS-10B.7 | Com ¦ Large Packaged Heat Pump (EER 9.3) - Fuel Sub Future Baseline - Marine ¦ PG&E ¦ Marine | Com ¦ Large Packaged Heat Pump (EER 9.3) - Fuel Sub Future Baseline - Marine | PG&E ¦ Marine | PG&E | All | Electric & Gas | Large Unitary Heat Pump (EER 9.3) | Efficient | 2029 |  | 1 | Conventional | HVAC | Com - Other | Com | ROB Only | 0 | 1000 sqft2 of floor space | Cap-Tons | 15 | DEER:HVAC_Split-Package_HP | 382.15 | 0.0092 | -49.6 | SWHC013-05 | 1068.69 | 2021 | 278.83 | 2021 | 0 | -50.09 | SWHC013-05 | Com Central HVAC (Large) - Fuel Sub - Marine ¦ PG&E ¦ Marine | Com Central HVAC (Large) - Fuel Sub - Marine | 0.1938 | 0.814 | 0 | CBSA 2014, adjusted to reflect new efficiencies | 182.4896 | 2012 | 1 | SWHC013-05
COM-HVAC-FS-10B.8 | Com ¦ Large Packaged Heat Pump (EER 9.3) - Fuel Sub Future Baseline - Marine ¦ PG&E ¦ Marine | Com ¦ Large Packaged Heat Pump (EER 9.3) - Fuel Sub Future Baseline - Marine | PG&E ¦ Marine | PG&E | All | Electric & Gas | Large Unitary Heat Pump (EER 9.3) | Efficient | 2029 |  | 1 | Conventional | HVAC | Com - Refrig. Warehouse | Com | ROB Only | 0 | 1000 sqft2 of floor space | Cap-Tons | 15 | DEER:HVAC_Split-Package_HP | 0 | 0 | 0 | SWHC013-05 | 0 | 2021 | 0 | 2021 | 0 | -50.09 | SWHC013-05 | Com Central HVAC (Large) - Fuel Sub - Marine ¦ PG&E ¦ Marine | Com Central HVAC (Large) - Fuel Sub - Marine | 0 | 0.814 | 0 | CBSA 2014, adjusted to reflect new efficiencies | 0 | 2012 | 1 | SWHC013-05
COM-HVAC-FS-10B.9 | Com ¦ Large Packaged Heat Pump (EER 9.3) - Fuel Sub Future Baseline - Marine ¦ PG&E ¦ Marine | Com ¦ Large Packaged Heat Pump (EER 9.3) - Fuel Sub Future Baseline - Marine | PG&E ¦ Marine | PG&E | All | Electric & Gas | Large Unitary Heat Pump (EER 9.3) | Efficient | 2029 |  | 1 | Conventional | HVAC | Com - Restaurant | Com | ROB Only | 0 | 1000 sqft2 of floor space | Cap-Tons | 15 | DEER:HVAC_Split-Package_HP | 152.5976 | 0.010462 | -17.7414 | SWHC013-05 | 1068.69 | 2021 | 278.83 | 2021 | 0 | -50.09 | SWHC013-05 | Com Central HVAC (Large) - Fuel Sub - Marine ¦ PG&E ¦ Marine | Com Central HVAC (Large) - Fuel Sub - Marine | 0.1978 | 0.814 | 0 | CBSA 2014, adjusted to reflect new efficiencies | 10.6162 | 2012 | 1 | SWHC013-05
COM-HVAC-FS-10B.10 | Com ¦ Large Packaged Heat Pump (EER 9.3) - Fuel Sub Future Baseline - Marine ¦ PG&E ¦ Marine | Com ¦ Large Packaged Heat Pump (EER 9.3) - Fuel Sub Future Baseline - Marine | PG&E ¦ Marine | PG&E | All | Electric & Gas | Large Unitary Heat Pump (EER 9.3) | Efficient | 2029 |  | 1 | Conventional | HVAC | Com - Retail | Com | ROB Only | 0 | 1000 sqft2 of floor space | Cap-Tons | 15 | DEER:HVAC_Split-Package_HP | 171.7683 | 0.011566 | -21.3006 | SWHC013-05 | 1068.69 | 2021 | 278.83 | 2021 | 0 | -50.09 | SWHC013-05 | Com Central HVAC (Large) - Fuel Sub - Marine ¦ PG&E ¦ Marine | Com Central HVAC (Large) - Fuel Sub - Marine | 0.082433 | 0.814 | 0 | CBSA 2014, adjusted to reflect new efficiencies | 44.9037 | 2012 | 1 | SWHC013-05
COM-HVAC-FS-10B.11 | Com ¦ Large Packaged Heat Pump (EER 9.3) - Fuel Sub Future Baseline - Marine ¦ PG&E ¦ Marine | Com ¦ Large Packaged Heat Pump (EER 9.3) - Fuel Sub Future Baseline - Marine | PG&E ¦ Marine | PG&E | All | Electric & Gas | Large Unitary Heat Pump (EER 9.3) | Efficient | 2029 |  | 1 | Conventional | HVAC | Com - School | Com | ROB Only | 0 | 1000 sqft2 of floor space | Cap-Tons | 15 | DEER:HVAC_Split-Package_HP | 187.0514 | 0.0046512 | -25.5444 | SWHC013-05 | 1068.69 | 2021 | 278.83 | 2021 | 0 | -50.09 | SWHC013-05 | Com Central HVAC (Large) - Fuel Sub - Marine ¦ PG&E ¦ Marine | Com Central HVAC (Large) - Fuel Sub - Marine | 0.12518 | 0.814 | 0 | CBSA 2014, adjusted to reflect new efficiencies | 27.565 | 2012 | 1 | SWHC013-05
COM-HVAC-FS-10B.12 | Com ¦ Large Packaged Heat Pump (EER 9.3) - Fuel Sub Future Baseline - Marine ¦ PG&E ¦ Marine | Com ¦ Large Packaged Heat Pump (EER 9.3) - Fuel Sub Future Baseline - Marine | PG&E ¦ Marine | PG&E | All | Electric & Gas | Large Unitary Heat Pump (EER 9.3) | Efficient | 2029 |  | 1 | Conventional | HVAC | Com - Warehouse | Com | ROB Only | 0 | 1000 sqft2 of floor space | Cap-Tons | 15 | DEER:HVAC_Split-Package_HP | 453.995 | 0.002005 | -56.4 | SWHC013-05 | 1068.69 | 2021 | 278.83 | 2021 | 0 | -50.09 | SWHC013-05 | Com Central HVAC (Large) - Fuel Sub - Marine ¦ PG&E ¦ Marine | Com Central HVAC (Large) - Fuel Sub - Marine | 0.025654 | 0.814 | 0 | CBSA 2014, adjusted to reflect new efficiencies | 101.6796 | 2012 | 1 | SWHC013-05
COM-HVAC-FS-10B.13 | Com ¦ Large Packaged Heat Pump (EER 9.3) - Fuel Sub Future Baseline - Hot-Dry ¦ PG&E ¦ Hot-Dry | Com ¦ Large Packaged Heat Pump (EER 9.3) - Fuel Sub Future Baseline - Hot-Dry | PG&E ¦ Hot-Dry | PG&E | All | Electric & Gas | Large Unitary Heat Pump (EER 9.3) | Efficient | 2029 |  | 1 | Conventional | HVAC | Com - College | Com | ROB Only | 0 | 1000 sqft2 of floor space | Cap-Tons | 15 | DEER:HVAC_Split-Package_HP | 202.3476 | 0.016072 | -24.2495 | SWHC013-05 | 1068.69 | 2021 | 278.83 | 2021 | 0 | -50.09 | SWHC013-05 | Com Central HVAC (Large) - Fuel Sub - Hot-Dry ¦ PG&E ¦ Hot-Dry | Com Central HVAC (Large) - Fuel Sub - Hot-Dry | 0.11162 | 0.814 | 0 | CBSA 2014, adjusted to reflect new efficiencies | 64.7139 | 2012 | 1 | SWHC013-05
COM-HVAC-FS-10B.14 | Com ¦ Large Packaged Heat Pump (EER 9.3) - Fuel Sub Future Baseline - Hot-Dry ¦ PG&E ¦ Hot-Dry | Com ¦ Large Packaged Heat Pump (EER 9.3) - Fuel Sub Future Baseline - Hot-Dry | PG&E ¦ Hot-Dry | PG&E | All | Electric & Gas | Large Unitary Heat Pump (EER 9.3) | Efficient | 2029 |  | 1 | Conventional | HVAC | Com - Grocery | Com | ROB Only | 0 | 1000 sqft2 of floor space | Cap-Tons | 15 | DEER:HVAC_Split-Package_HP | 909.55 | 0.0123 | -92.1 | SWHC013-05 | 1068.69 | 2021 | 278.83 | 2021 | 0 | -50.09 | SWHC013-05 | Com Central HVAC (Large) - Fuel Sub - Hot-Dry ¦ PG&E ¦ Hot-Dry | Com Central HVAC (Large) - Fuel Sub - Hot-Dry | 0.18624 | 0.814 | 0 | CBSA 2014, adjusted to reflect new efficiencies | 165.1073 | 2012 | 1 | SWHC013-05
COM-HVAC-FS-10B.15 | Com ¦ Large Packaged Heat Pump (EER 9.3) - Fuel Sub Future Baseline - Hot-Dry ¦ PG&E ¦ Hot-Dry | Com ¦ Large Packaged Heat Pump (EER 9.3) - Fuel Sub Future Baseline - Hot-Dry | PG&E ¦ Hot-Dry | PG&E | All | Electric & Gas | Large Unitary Heat Pump (EER 9.3) | Efficient | 2029 |  | 1 | Conventional | HVAC | Com - Health | Com | ROB Only | 0 | 1000 sqft2 of floor space | Cap-Tons | 15 | DEER:HVAC_Split-Package_HP | 310.9417 | 0.013195 | -37.4732 | SWHC013-05 | 1068.69 | 2021 | 278.83 | 2021 | 0 | -50.09 | SWHC013-05 | Com Central HVAC (Large) - Fuel Sub - Hot-Dry ¦ PG&E ¦ Hot-Dry | Com Central HVAC (Large) - Fuel Sub - Hot-Dry | 0.16483 | 0.814 | 0 | CBSA 2014, adjusted to reflect new efficiencies | 85.4991 | 2012 | 1 | SWHC013-05
COM-HVAC-FS-10B.16 | Com ¦ Large Packaged Heat Pump (EER 9.3) - Fuel Sub Future Baseline - Hot-Dry ¦ PG&E ¦ Hot-Dry | Com ¦ Large Packaged Heat Pump (EER 9.3) - Fuel Sub Future Baseline - Hot-Dry | PG&E ¦ Hot-Dry | PG&E | All | Electric & Gas | Large Unitary Heat Pump (EER 9.3) | Efficient | 2029 |  | 1 | Conventional | HVAC | Com - Lodging | Com | ROB Only | 0 | 1000 sqft2 of floor space | Cap-Tons | 15 | DEER:HVAC_Split-Package_HP | 531.9784 | 0.018469 | -64.0593 | SWHC013-05 | 1068.69 | 2021 | 278.83 | 2021 | 0 | -50.09 | SWHC013-05 | Com Central HVAC (Large) - Fuel Sub - Hot-Dry ¦ PG&E ¦ Hot-Dry | Com Central HVAC (Large) - Fuel Sub - Hot-Dry | 0.08786 | 0.814 | 0 | CBSA 2014, adjusted to reflect new efficiencies | 548.9164 | 2012 | 1 | SWHC013-05
COM-HVAC-FS-10B.17 | Com ¦ Large Packaged Heat Pump (EER 9.3) - Fuel Sub Future Baseline - Hot-Dry ¦ PG&E ¦ Hot-Dry | Com ¦ Large Packaged Heat Pump (EER 9.3) - Fuel Sub Future Baseline - Hot-Dry | PG&E ¦ Hot-Dry | PG&E | All | Electric & Gas | Large Unitary Heat Pump (EER 9.3) | Efficient | 2029 |  | 1 | Conventional | HVAC | Com - Office (Large) | Com | ROB Only | 0 | 1000 sqft2 of floor space | Cap-Tons | 15 | DEER:HVAC_Split-Package_HP | 44.85 | 0.00825 | -3.3 | SWHC013-05 | 1068.69 | 2021 | 278.83 | 2021 | 0 | -50.09 | SWHC013-05 | Com Central HVAC (Large) - Fuel Sub - Hot-Dry ¦ PG&E ¦ Hot-Dry | Com Central HVAC (Large) - Fuel Sub - Hot-Dry | 0.11704 | 0.814 | 0 | CBSA 2014, adjusted to reflect new efficiencies | 10.3589 | 2012 | 1 | SWHC013-05
COM-HVAC-FS-10B.18 | Com ¦ Large Packaged Heat Pump (EER 9.3) - Fuel Sub Future Baseline - Hot-Dry ¦ PG&E ¦ Hot-Dry | Com ¦ Large Packaged Heat Pump (EER 9.3) - Fuel Sub Future Baseline - Hot-Dry | PG&E ¦ Hot-Dry | PG&E | All | Electric & Gas | Large Unitary Heat Pump (EER 9.3) | Efficient | 2029 |  | 1 | Conventional | HVAC | Com - Office (Small) | Com | ROB Only | 0 | 1000 sqft2 of floor space | Cap-Tons | 15 | DEER:HVAC_Split-Package_HP | 117.9 | 0.00815 | -12.6 | SWHC013-05 | 1068.69 | 2021 | 278.83 | 2021 | 0 | -50.09 | SWHC013-05 | Com Central HVAC (Large) - Fuel Sub - Hot-Dry ¦ PG&E ¦ Hot-Dry | Com Central HVAC (Large) - Fuel Sub - Hot-Dry | 0.13689 | 0.814 | 0 | CBSA 2014, adjusted to reflect new efficiencies | 19.5384 | 2012 | 1 | SWHC013-05
COM-HVAC-FS-10B.19 | Com ¦ Large Packaged Heat Pump (EER 9.3) - Fuel Sub Future Baseline - Hot-Dry ¦ PG&E ¦ Hot-Dry | Com ¦ Large Packaged Heat Pump (EER 9.3) - Fuel Sub Future Baseline - Hot-Dry | PG&E ¦ Hot-Dry | PG&E | All | Electric & Gas | Large Unitary Heat Pump (EER 9.3) | Efficient | 2029 |  | 1 | Conventional | HVAC | Com - Other | Com | ROB Only | 0 | 1000 sqft2 of floor space | Cap-Tons | 15 | DEER:HVAC_Split-Package_HP | 351.35 | 0.01935 | -44.2 | SWHC013-05 | 1068.69 | 2021 | 278.83 | 2021 | 0 | -50.09 | SWHC013-05 | Com Central HVAC (Large) - Fuel Sub - Hot-Dry ¦ PG&E ¦ Hot-Dry | Com Central HVAC (Large) - Fuel Sub - Hot-Dry | 0.1938 | 0.814 | 0 | CBSA 2014, adjusted to reflect new efficiencies | 161.4287 | 2012 | 1 | SWHC013-05
COM-HVAC-FS-10B.20 | Com ¦ Large Packaged Heat Pump (EER 9.3) - Fuel Sub Future Baseline - Hot-Dry ¦ PG&E ¦ Hot-Dry | Com ¦ Large Packaged Heat Pump (EER 9.3) - Fuel Sub Future Baseline - Hot-Dry | PG&E ¦ Hot-Dry | PG&E | All | Electric & Gas | Large Unitary Heat Pump (EER 9.3) | Efficient | 2029 |  | 1 | Conventional | HVAC | Com - Refrig. Warehouse | Com | ROB Only | 0 | 1000 sqft2 of floor space | Cap-Tons | 15 | DEER:HVAC_Split-Package_HP | 0 | 0 | 0 | SWHC013-05 | 0 | 2021 | 0 | 2021 | 0 | -50.09 | SWHC013-05 | Com Central HVAC (Large) - Fuel Sub - Hot-Dry ¦ PG&E ¦ Hot-Dry | Com Central HVAC (Large) - Fuel Sub - Hot-Dry | 0 | 0.814 | 0 | CBSA 2014, adjusted to reflect new efficiencies | 0 | 2012 | 1 | SWHC013-05
COM-HVAC-FS-10B.21 | Com ¦ Large Packaged Heat Pump (EER 9.3) - Fuel Sub Future Baseline - Hot-Dry ¦ PG&E ¦ Hot-Dry | Com ¦ Large Packaged Heat Pump (EER 9.3) - Fuel Sub Future Baseline - Hot-Dry | PG&E ¦ Hot-Dry | PG&E | All | Electric & Gas | Large Unitary Heat Pump (EER 9.3) | Efficient | 2029 |  | 1 | Conventional | HVAC | Com - Restaurant | Com | ROB Only | 0 | 1000 sqft2 of floor space | Cap-Tons | 15 | DEER:HVAC_Split-Package_HP | 196.1467 | 0.0198 | -20.5512 | SWHC013-05 | 1068.69 | 2021 | 278.83 | 2021 | 0 | -50.09 | SWHC013-05 | Com Central HVAC (Large) - Fuel Sub - Hot-Dry ¦ PG&E ¦ Hot-Dry | Com Central HVAC (Large) - Fuel Sub - Hot-Dry | 0.1978 | 0.814 | 0 | CBSA 2014, adjusted to reflect new efficiencies | 11.9531 | 2012 | 1 | SWHC013-05
COM-HVAC-FS-10B.22 | Com ¦ Large Packaged Heat Pump (EER 9.3) - Fuel Sub Future Baseline - Hot-Dry ¦ PG&E ¦ Hot-Dry | Com ¦ Large Packaged Heat Pump (EER 9.3) - Fuel Sub Future Baseline - Hot-Dry | PG&E ¦ Hot-Dry | PG&E | All | Electric & Gas | Large Unitary Heat Pump (EER 9.3) | Efficient | 2029 |  | 1 | Conventional | HVAC | Com - Retail | Com | ROB Only | 0 | 1000 sqft2 of floor space | Cap-Tons | 15 | DEER:HVAC_Split-Package_HP | 170.8794 | 0.018444 | -17.8483 | SWHC013-05 | 1068.69 | 2021 | 278.83 | 2021 | 0 | -50.09 | SWHC013-05 | Com Central HVAC (Large) - Fuel Sub - Hot-Dry ¦ PG&E ¦ Hot-Dry | Com Central HVAC (Large) - Fuel Sub - Hot-Dry | 0.082433 | 0.814 | 0 | CBSA 2014, adjusted to reflect new efficiencies | 28.1578 | 2012 | 1 | SWHC013-05
COM-HVAC-FS-10B.23 | Com ¦ Large Packaged Heat Pump (EER 9.3) - Fuel Sub Future Baseline - Hot-Dry ¦ PG&E ¦ Hot-Dry | Com ¦ Large Packaged Heat Pump (EER 9.3) - Fuel Sub Future Baseline - Hot-Dry | PG&E ¦ Hot-Dry | PG&E | All | Electric & Gas | Large Unitary Heat Pump (EER 9.3) | Efficient | 2029 |  | 1 | Conventional | HVAC | Com - School | Com | ROB Only | 0 | 1000 sqft2 of floor space | Cap-Tons | 15 | DEER:HVAC_Split-Package_HP | 206.6387 | 0.0035361 | -25.2759 | SWHC013-05 | 1068.69 | 2021 | 278.83 | 2021 | 0 | -50.09 | SWHC013-05 | Com Central HVAC (Large) - Fuel Sub - Hot-Dry ¦ PG&E ¦ Hot-Dry | Com Central HVAC (Large) - Fuel Sub - Hot-Dry | 0.12518 | 0.814 | 0 | CBSA 2014, adjusted to reflect new efficiencies | 23.7266 | 2012 | 1 | SWHC013-05
COM-HVAC-FS-10B.24 | Com ¦ Large Packaged Heat Pump (EER 9.3) - Fuel Sub Future Baseline - Hot-Dry ¦ PG&E ¦ Hot-Dry | Com ¦ Large Packaged Heat Pump (EER 9.3) - Fuel Sub Future Baseline - Hot-Dry | PG&E ¦ Hot-Dry | PG&E | All | Electric & Gas | Large Unitary Heat Pump (EER 9.3) | Efficient | 2029 |  | 1 | Conventional | HVAC | Com - Warehouse | Com | ROB Only | 0 | 1000 sqft2 of floor space | Cap-Tons | 15 | DEER:HVAC_Split-Package_HP | 460.15 | 0.0099 | -58.5 | SWHC013-05 | 1068.69 | 2021 | 278.83 | 2021 | 0 | -50.09 | SWHC013-05 | Com Central HVAC (Large) - Fuel Sub - Hot-Dry ¦ PG&E ¦ Hot-Dry | Com Central HVAC (Large) - Fuel Sub - Hot-Dry | 0.025654 | 0.814 | 0 | CBSA 2014, adjusted to reflect new efficiencies | 108.6873 | 2012 | 1 | SWHC013-05
COM-HVAC-FS-10B.25 | Com ¦ Large Packaged Heat Pump (EER 9.3) - Fuel Sub Future Baseline - Cold ¦ PG&E ¦ Cold | Com ¦ Large Packaged Heat Pump (EER 9.3) - Fuel Sub Future Baseline - Cold | PG&E ¦ Cold | PG&E | All | Electric & Gas | Large Unitary Heat Pump (EER 9.3) | Efficient | 2029 |  | 1 | Conventional | HVAC | Com - College | Com | ROB Only | 0 | 1000 sqft2 of floor space | Cap-Tons | 15 | DEER:HVAC_Split-Package_HP | 625.5056 | 0.00178 | -68.7425 | SWHC013-05 | 1068.69 | 2021 | 278.83 | 2021 | 0 | -50.09 | SWHC013-05 | Com Central HVAC (Large) - Fuel Sub - Cold ¦ PG&E ¦ Cold | Com Central HVAC (Large) - Fuel Sub - Cold | 0.11162 | 0.814 | 0 | CBSA 2014, adjusted to reflect new efficiencies | 179.5333 | 2012 | 1 | SWHC013-05
COM-HVAC-FS-10B.26 | Com ¦ Large Packaged Heat Pump (EER 9.3) - Fuel Sub Future Baseline - Cold ¦ PG&E ¦ Cold | Com ¦ Large Packaged Heat Pump (EER 9.3) - Fuel Sub Future Baseline - Cold | PG&E ¦ Cold | PG&E | All | Electric & Gas | Large Unitary Heat Pump (EER 9.3) | Efficient | 2029 |  | 1 | Conventional | HVAC | Com - Grocery | Com | ROB Only | 0 | 1000 sqft2 of floor space | Cap-Tons | 15 | DEER:HVAC_Split-Package_HP | 2806.65 | 0.0081 | -283 | SWHC013-05 | 1068.69 | 2021 | 278.83 | 2021 | 0 | -50.09 | SWHC013-05 | Com Central HVAC (Large) - Fuel Sub - Cold ¦ PG&E ¦ Cold | Com Central HVAC (Large) - Fuel Sub - Cold | 0.18624 | 0.814 | 0 | CBSA 2014, adjusted to reflect new efficiencies | 506.6673 | 2012 | 1 | SWHC013-05
COM-HVAC-FS-10B.27 | Com ¦ Large Packaged Heat Pump (EER 9.3) - Fuel Sub Future Baseline - Cold ¦ PG&E ¦ Cold | Com ¦ Large Packaged Heat Pump (EER 9.3) - Fuel Sub Future Baseline - Cold | PG&E ¦ Cold | PG&E | All | Electric & Gas | Large Unitary Heat Pump (EER 9.3) | Efficient | 2029 |  | 1 | Conventional | HVAC | Com - Health | Com | ROB Only | 0 | 1000 sqft2 of floor space | Cap-Tons | 15 | DEER:HVAC_Split-Package_HP | 795.238 | 0.0067953 | -88.0091 | SWHC013-05 | 1068.69 | 2021 | 278.83 | 2021 | 0 | -50.09 | SWHC013-05 | Com Central HVAC (Large) - Fuel Sub - Cold ¦ PG&E ¦ Cold | Com Central HVAC (Large) - Fuel Sub - Cold | 0.16483 | 0.814 | 0 | CBSA 2014, adjusted to reflect new efficiencies | 196.5511 | 2012 | 1 | SWHC013-05
COM-HVAC-FS-10B.28 | Com ¦ Large Packaged Heat Pump (EER 9.3) - Fuel Sub Future Baseline - Cold ¦ PG&E ¦ Cold | Com ¦ Large Packaged Heat Pump (EER 9.3) - Fuel Sub Future Baseline - Cold | PG&E ¦ Cold | PG&E | All | Electric & Gas | Large Unitary Heat Pump (EER 9.3) | Efficient | 2029 |  | 1 | Conventional | HVAC | Com - Lodging | Com | ROB Only | 0 | 1000 sqft2 of floor space | Cap-Tons | 15 | DEER:HVAC_Split-Package_HP | 1550.5352 | 0.0089882 | -171.2941 | SWHC013-05 | 1068.69 | 2021 | 278.83 | 2021 | 0 | -50.09 | SWHC013-05 | Com Central HVAC (Large) - Fuel Sub - Cold ¦ PG&E ¦ Cold | Com Central HVAC (Large) - Fuel Sub - Cold | 0.08786 | 0.814 | 0 | CBSA 2014, adjusted to reflect new efficiencies | 1447.6106 | 2012 | 1 | SWHC013-05
COM-HVAC-FS-10B.29 | Com ¦ Large Packaged Heat Pump (EER 9.3) - Fuel Sub Future Baseline - Cold ¦ PG&E ¦ Cold | Com ¦ Large Packaged Heat Pump (EER 9.3) - Fuel Sub Future Baseline - Cold | PG&E ¦ Cold | PG&E | All | Electric & Gas | Large Unitary Heat Pump (EER 9.3) | Efficient | 2029 |  | 1 | Conventional | HVAC | Com - Office (Large) | Com | ROB Only | 0 | 1000 sqft2 of floor space | Cap-Tons | 15 | DEER:HVAC_Split-Package_HP | 157.95 | 0.004315 | -15.8 | SWHC013-05 | 1068.69 | 2021 | 278.83 | 2021 | 0 | -50.09 | SWHC013-05 | Com Central HVAC (Large) - Fuel Sub - Cold ¦ PG&E ¦ Cold | Com Central HVAC (Large) - Fuel Sub - Cold | 0.11704 | 0.814 | 0 | CBSA 2014, adjusted to reflect new efficiencies | 55.2446 | 2012 | 1 | SWHC013-05
COM-HVAC-FS-10B.30 | Com ¦ Large Packaged Heat Pump (EER 9.3) - Fuel Sub Future Baseline - Cold ¦ PG&E ¦ Cold | Com ¦ Large Packaged Heat Pump (EER 9.3) - Fuel Sub Future Baseline - Cold | PG&E ¦ Cold | PG&E | All | Electric & Gas | Large Unitary Heat Pump (EER 9.3) | Efficient | 2029 |  | 1 | Conventional | HVAC | Com - Office (Small) | Com | ROB Only | 0 | 1000 sqft2 of floor space | Cap-Tons | 15 | DEER:HVAC_Split-Package_HP | 365.2 | 0.00443 | -38.8 | SWHC013-05 | 1068.69 | 2021 | 278.83 | 2021 | 0 | -50.09 | SWHC013-05 | Com Central HVAC (Large) - Fuel Sub - Cold ¦ PG&E ¦ Cold | Com Central HVAC (Large) - Fuel Sub - Cold | 0.13689 | 0.814 | 0 | CBSA 2014, adjusted to reflect new efficiencies | 60.0677 | 2012 | 1 | SWHC013-05
COM-HVAC-FS-10B.31 | Com ¦ Large Packaged Heat Pump (EER 9.3) - Fuel Sub Future Baseline - Cold ¦ PG&E ¦ Cold | Com ¦ Large Packaged Heat Pump (EER 9.3) - Fuel Sub Future Baseline - Cold | PG&E ¦ Cold | PG&E | All | Electric & Gas | Large Unitary Heat Pump (EER 9.3) | Efficient | 2029 |  | 1 | Conventional | HVAC | Com - Other | Com | ROB Only | 0 | 1000 sqft2 of floor space | Cap-Tons | 15 | DEER:HVAC_Split-Package_HP | 1159.55 | 0.00945 | -137 | SWHC013-05 | 1068.69 | 2021 | 278.83 | 2021 | 0 | -50.09 | SWHC013-05 | Com Central HVAC (Large) - Fuel Sub - Cold ¦ PG&E ¦ Cold | Com Central HVAC (Large) - Fuel Sub - Cold | 0.1938 | 0.814 | 0 | CBSA 2014, adjusted to reflect new efficiencies | 492.5682 | 2012 | 1 | SWHC013-05
COM-HVAC-FS-10B.32 | Com ¦ Large Packaged Heat Pump (EER 9.3) - Fuel Sub Future Baseline - Cold ¦ PG&E ¦ Cold | Com ¦ Large Packaged Heat Pump (EER 9.3) - Fuel Sub Future Baseline - Cold | PG&E ¦ Cold | PG&E | All | Electric & Gas | Large Unitary Heat Pump (EER 9.3) | Efficient | 2029 |  | 1 | Conventional | HVAC | Com - Refrig. Warehouse | Com | ROB Only | 0 | 1000 sqft2 of floor space | Cap-Tons | 15 | DEER:HVAC_Split-Package_HP | 0 | 0 | 0 | SWHC013-05 | 0 | 2021 | 0 | 2021 | 0 | -50.09 | SWHC013-05 | Com Central HVAC (Large) - Fuel Sub - Cold ¦ PG&E ¦ Cold | Com Central HVAC (Large) - Fuel Sub - Cold | 0 | 0.814 | 0 | CBSA 2014, adjusted to reflect new efficiencies | 0 | 2012 | 1 | SWHC013-05
COM-HVAC-FS-10B.33 | Com ¦ Large Packaged Heat Pump (EER 9.3) - Fuel Sub Future Baseline - Cold ¦ PG&E ¦ Cold | Com ¦ Large Packaged Heat Pump (EER 9.3) - Fuel Sub Future Baseline - Cold | PG&E ¦ Cold | PG&E | All | Electric & Gas | Large Unitary Heat Pump (EER 9.3) | Efficient | 2029 |  | 1 | Conventional | HVAC | Com - Restaurant | Com | ROB Only | 0 | 1000 sqft2 of floor space | Cap-Tons | 15 | DEER:HVAC_Split-Package_HP | 747.3329 | 0.010638 | -83.2271 | SWHC013-05 | 1068.69 | 2021 | 278.83 | 2021 | 0 | -50.09 | SWHC013-05 | Com Central HVAC (Large) - Fuel Sub - Cold ¦ PG&E ¦ Cold | Com Central HVAC (Large) - Fuel Sub - Cold | 0.1978 | 0.814 | 0 | CBSA 2014, adjusted to reflect new efficiencies | 49.2424 | 2012 | 1 | SWHC013-05
COM-HVAC-FS-10B.34 | Com ¦ Large Packaged Heat Pump (EER 9.3) - Fuel Sub Future Baseline - Cold ¦ PG&E ¦ Cold | Com ¦ Large Packaged Heat Pump (EER 9.3) - Fuel Sub Future Baseline - Cold | PG&E ¦ Cold | PG&E | All | Electric & Gas | Large Unitary Heat Pump (EER 9.3) | Efficient | 2029 |  | 1 | Conventional | HVAC | Com - Retail | Com | ROB Only | 0 | 1000 sqft2 of floor space | Cap-Tons | 15 | DEER:HVAC_Split-Package_HP | 689.9074 | 0.012073 | -74.8337 | SWHC013-05 | 1068.69 | 2021 | 278.83 | 2021 | 0 | -50.09 | SWHC013-05 | Com Central HVAC (Large) - Fuel Sub - Cold ¦ PG&E ¦ Cold | Com Central HVAC (Large) - Fuel Sub - Cold | 0.082433 | 0.814 | 0 | CBSA 2014, adjusted to reflect new efficiencies | 127.3858 | 2012 | 1 | SWHC013-05
COM-HVAC-FS-10B.35 | Com ¦ Large Packaged Heat Pump (EER 9.3) - Fuel Sub Future Baseline - Cold ¦ PG&E ¦ Cold | Com ¦ Large Packaged Heat Pump (EER 9.3) - Fuel Sub Future Baseline - Cold | PG&E ¦ Cold | PG&E | All | Electric & Gas | Large Unitary Heat Pump (EER 9.3) | Efficient | 2029 |  | 1 | Conventional | HVAC | Com - School | Com | ROB Only | 0 | 1000 sqft2 of floor space | Cap-Tons | 15 | DEER:HVAC_Split-Package_HP | 660.2061 | 0.0011225 | -73.3577 | SWHC013-05 | 1068.69 | 2021 | 278.83 | 2021 | 0 | -50.09 | SWHC013-05 | Com Central HVAC (Large) - Fuel Sub - Cold ¦ PG&E ¦ Cold | Com Central HVAC (Large) - Fuel Sub - Cold | 0.12518 | 0.814 | 0 | CBSA 2014, adjusted to reflect new efficiencies | 58.903 | 2012 | 1 | SWHC013-05
COM-HVAC-FS-10B.36 | Com ¦ Large Packaged Heat Pump (EER 9.3) - Fuel Sub Future Baseline - Cold ¦ PG&E ¦ Cold | Com ¦ Large Packaged Heat Pump (EER 9.3) - Fuel Sub Future Baseline - Cold | PG&E ¦ Cold | PG&E | All | Electric & Gas | Large Unitary Heat Pump (EER 9.3) | Efficient | 2029 |  | 1 | Conventional | HVAC | Com - Warehouse | Com | ROB Only | 0 | 1000 sqft2 of floor space | Cap-Tons | 15 | DEER:HVAC_Split-Package_HP | 1123.97 | 0.00342 | -125 | SWHC013-05 | 1068.69 | 2021 | 278.83 | 2021 | 0 | -50.09 | SWHC013-05 | Com Central HVAC (Large) - Fuel Sub - Cold ¦ PG&E ¦ Cold | Com Central HVAC (Large) - Fuel Sub - Cold | 0.025654 | 0.814 | 0 | CBSA 2014, adjusted to reflect new efficiencies | 190.0536 | 2012 | 1 | SWHC013-05
COM-HVAC-FS-10B.37 | Com ¦ Large Packaged Heat Pump (EER 9.3) - Fuel Sub Future Baseline - Marine ¦ SCG ¦ Marine | Com ¦ Large Packaged Heat Pump (EER 9.3) - Fuel Sub Future Baseline - Marine | SCG ¦ Marine | SCG | All | Electric & Gas | Large Unitary Heat Pump (EER 9.3) | Efficient | 2029 |  | 1 | Conventional | HVAC | Com - College | Com | ROB Only | 0 | 1000 sqft2 of floor space | Cap-Tons | 15 | DEER:HVAC_Split-Package_HP | 73.4298 | 0.010916 | -8.342 | SWHC013-05 | 1068.69 | 2021 | 278.83 | 2021 | 0 | -50.09 | SWHC013-05 | Com Central HVAC (Large) - Fuel Sub - Marine ¦ SCG ¦ Marine | Com Central HVAC (Large) - Fuel Sub - Marine | 0.12457 | 0.814 | 0 | CBSA 2014, adjusted to reflect new efficiencies | 21.9735 | 2012 | 1 | SWHC013-05
COM-HVAC-FS-10B.38 | Com ¦ Large Packaged Heat Pump (EER 9.3) - Fuel Sub Future Baseline - Marine ¦ SCG ¦ Marine | Com ¦ Large Packaged Heat Pump (EER 9.3) - Fuel Sub Future Baseline - Marine | SCG ¦ Marine | SCG | All | Electric & Gas | Large Unitary Heat Pump (EER 9.3) | Efficient | 2029 |  | 1 | Conventional | HVAC | Com - Grocery | Com | ROB Only | 0 | 1000 sqft2 of floor space | Cap-Tons | 15 | DEER:HVAC_Split-Package_HP | 677.95 | 0.0074 | -73.8 | SWHC013-05 | 1068.69 | 2021 | 278.83 | 2021 | 0 | -50.09 | SWHC013-05 | Com Central HVAC (Large) - Fuel Sub - Marine ¦ SCG ¦ Marine | Com Central HVAC (Large) - Fuel Sub - Marine | 0.22158 | 0.814 | 0 | CBSA 2014, adjusted to reflect new efficiencies | 135.1626 | 2012 | 1 | SWHC013-05
COM-HVAC-FS-10B.39 | Com ¦ Large Packaged Heat Pump (EER 9.3) - Fuel Sub Future Baseline - Marine ¦ SCG ¦ Marine | Com ¦ Large Packaged Heat Pump (EER 9.3) - Fuel Sub Future Baseline - Marine | SCG ¦ Marine | SCG | All | Electric & Gas | Large Unitary Heat Pump (EER 9.3) | Efficient | 2029 |  | 1 | Conventional | HVAC | Com - Health | Com | ROB Only | 0 | 1000 sqft2 of floor space | Cap-Tons | 15 | DEER:HVAC_Split-Package_HP | 130.6086 | 0.0079086 | -14.8577 | SWHC013-05 | 1068.69 | 2021 | 278.83 | 2021 | 0 | -50.09 | SWHC013-05 | Com Central HVAC (Large) - Fuel Sub - Marine ¦ SCG ¦ Marine | Com Central HVAC (Large) - Fuel Sub - Marine | 0.17666 | 0.814 | 0 | CBSA 2014, adjusted to reflect new efficiencies | 33.4203 | 2012 | 1 | SWHC013-05
COM-HVAC-FS-10B.40 | Com ¦ Large Packaged Heat Pump (EER 9.3) - Fuel Sub Future Baseline - Marine ¦ SCG ¦ Marine | Com ¦ Large Packaged Heat Pump (EER 9.3) - Fuel Sub Future Baseline - Marine | SCG ¦ Marine | SCG | All | Electric & Gas | Large Unitary Heat Pump (EER 9.3) | Efficient | 2029 |  | 1 | Conventional | HVAC | Com - Lodging | Com | ROB Only | 0 | 1000 sqft2 of floor space | Cap-Tons | 15 | DEER:HVAC_Split-Package_HP | 254.0494 | 0.009796 | -30.7179 | SWHC013-05 | 1068.69 | 2021 | 278.83 | 2021 | 0 | -50.09 | SWHC013-05 | Com Central HVAC (Large) - Fuel Sub - Marine ¦ SCG ¦ Marine | Com Central HVAC (Large) - Fuel Sub - Marine | 0.099203 | 0.814 | 0 | CBSA 2014, adjusted to reflect new efficiencies | 263.3834 | 2012 | 1 | SWHC013-05
COM-HVAC-FS-10B.41 | Com ¦ Large Packaged Heat Pump (EER 9.3) - Fuel Sub Future Baseline - Marine ¦ SCG ¦ Marine | Com ¦ Large Packaged Heat Pump (EER 9.3) - Fuel Sub Future Baseline - Marine | SCG ¦ Marine | SCG | All | Electric & Gas | Large Unitary Heat Pump (EER 9.3) | Efficient | 2029 |  | 1 | Conventional | HVAC | Com - Office (Large) | Com | ROB Only | 0 | 1000 sqft2 of floor space | Cap-Tons | 15 | DEER:HVAC_Split-Package_HP | 13.94 | 0.00437 | -0.523 | SWHC013-05 | 1068.69 | 2021 | 278.83 | 2021 | 0 | -50.09 | SWHC013-05 | Com Central HVAC (Large) - Fuel Sub - Marine ¦ SCG ¦ Marine | Com Central HVAC (Large) - Fuel Sub - Marine | 0.13151 | 0.814 | 0 | CBSA 2014, adjusted to reflect new efficiencies | 0.96228 | 2012 | 1 | SWHC013-05
COM-HVAC-FS-10B.42 | Com ¦ Large Packaged Heat Pump (EER 9.3) - Fuel Sub Future Baseline - Marine ¦ SCG ¦ Marine | Com ¦ Large Packaged Heat Pump (EER 9.3) - Fuel Sub Future Baseline - Marine | SCG ¦ Marine | SCG | All | Electric & Gas | Large Unitary Heat Pump (EER 9.3) | Efficient | 2029 |  | 1 | Conventional | HVAC | Com - Office (Small) | Com | ROB Only | 0 | 1000 sqft2 of floor space | Cap-Tons | 15 | DEER:HVAC_Split-Package_HP | 45.25 | 0.00426 | -4.48 | SWHC013-05 | 1068.69 | 2021 | 278.83 | 2021 | 0 | -50.09 | SWHC013-05 | Com Central HVAC (Large) - Fuel Sub - Marine ¦ SCG ¦ Marine | Com Central HVAC (Large) - Fuel Sub - Marine | 0.1492 | 0.814 | 0 | CBSA 2014, adjusted to reflect new efficiencies | 6.7943 | 2012 | 1 | SWHC013-05
COM-HVAC-FS-10B.43 | Com ¦ Large Packaged Heat Pump (EER 9.3) - Fuel Sub Future Baseline - Marine ¦ SCG ¦ Marine | Com ¦ Large Packaged Heat Pump (EER 9.3) - Fuel Sub Future Baseline - Marine | SCG ¦ Marine | SCG | All | Electric & Gas | Large Unitary Heat Pump (EER 9.3) | Efficient | 2029 |  | 1 | Conventional | HVAC | Com - Other | Com | ROB Only | 0 | 1000 sqft2 of floor space | Cap-Tons | 15 | DEER:HVAC_Split-Package_HP | 147.95 | 0.01055 | -16.7 | SWHC013-05 | 1068.69 | 2021 | 278.83 | 2021 | 0 | -50.09 | SWHC013-05 | Com Central HVAC (Large) - Fuel Sub - Marine ¦ SCG ¦ Marine | Com Central HVAC (Large) - Fuel Sub - Marine | 0.21371 | 0.814 | 0 | CBSA 2014, adjusted to reflect new efficiencies | 59.3138 | 2012 | 1 | SWHC013-05
COM-HVAC-FS-10B.44 | Com ¦ Large Packaged Heat Pump (EER 9.3) - Fuel Sub Future Baseline - Marine ¦ SCG ¦ Marine | Com ¦ Large Packaged Heat Pump (EER 9.3) - Fuel Sub Future Baseline - Marine | SCG ¦ Marine | SCG | All | Electric & Gas | Large Unitary Heat Pump (EER 9.3) | Efficient | 2029 |  | 1 | Conventional | HVAC | Com - Refrig. Warehouse | Com | ROB Only | 0 | 1000 sqft2 of floor space | Cap-Tons | 15 | DEER:HVAC_Split-Package_HP | 0 | 0 | 0 | SWHC013-05 | 0 | 2021 | 0 | 2021 | 0 | -50.09 | SWHC013-05 | Com Central HVAC (Large) - Fuel Sub - Marine ¦ SCG ¦ Marine | Com Central HVAC (Large) - Fuel Sub - Marine | 0 | 0.814 | 0 | CBSA 2014, adjusted to reflect new efficiencies | 0 | 2012 | 1 | SWHC013-05
COM-HVAC-FS-10B.45 | Com ¦ Large Packaged Heat Pump (EER 9.3) - Fuel Sub Future Baseline - Marine ¦ SCG ¦ Marine | Com ¦ Large Packaged Heat Pump (EER 9.3) - Fuel Sub Future Baseline - Marine | SCG ¦ Marine | SCG | All | Electric & Gas | Large Unitary Heat Pump (EER 9.3) | Efficient | 2029 |  | 1 | Conventional | HVAC | Com - Restaurant | Com | ROB Only | 0 | 1000 sqft2 of floor space | Cap-Tons | 15 | DEER:HVAC_Split-Package_HP | 54.3612 | 0.011875 | -4.423 | SWHC013-05 | 1068.69 | 2021 | 278.83 | 2021 | 0 | -50.09 | SWHC013-05 | Com Central HVAC (Large) - Fuel Sub - Marine ¦ SCG ¦ Marine | Com Central HVAC (Large) - Fuel Sub - Marine | 0.21772 | 0.814 | 0 | CBSA 2014, adjusted to reflect new efficiencies | 2.3567 | 2012 | 1 | SWHC013-05
COM-HVAC-FS-10B.46 | Com ¦ Large Packaged Heat Pump (EER 9.3) - Fuel Sub Future Baseline - Marine ¦ SCG ¦ Marine | Com ¦ Large Packaged Heat Pump (EER 9.3) - Fuel Sub Future Baseline - Marine | SCG ¦ Marine | SCG | All | Electric & Gas | Large Unitary Heat Pump (EER 9.3) | Efficient | 2029 |  | 1 | Conventional | HVAC | Com - Retail | Com | ROB Only | 0 | 1000 sqft2 of floor space | Cap-Tons | 15 | DEER:HVAC_Split-Package_HP | 80.7526 | 0.013514 | -7.4334 | SWHC013-05 | 1068.69 | 2021 | 278.83 | 2021 | 0 | -50.09 | SWHC013-05 | Com Central HVAC (Large) - Fuel Sub - Marine ¦ SCG ¦ Marine | Com Central HVAC (Large) - Fuel Sub - Marine | 0.092114 | 0.814 | 0 | CBSA 2014, adjusted to reflect new efficiencies | 8.3597 | 2012 | 1 | SWHC013-05
COM-HVAC-FS-10B.47 | Com ¦ Large Packaged Heat Pump (EER 9.3) - Fuel Sub Future Baseline - Marine ¦ SCG ¦ Marine | Com ¦ Large Packaged Heat Pump (EER 9.3) - Fuel Sub Future Baseline - Marine | SCG ¦ Marine | SCG | All | Electric & Gas | Large Unitary Heat Pump (EER 9.3) | Efficient | 2029 |  | 1 | Conventional | HVAC | Com - School | Com | ROB Only | 0 | 1000 sqft2 of floor space | Cap-Tons | 15 | DEER:HVAC_Split-Package_HP | 67.8264 | 0.0054024 | -8.3368 | SWHC013-05 | 1068.69 | 2021 | 278.83 | 2021 | 0 | -50.09 | SWHC013-05 | Com Central HVAC (Large) - Fuel Sub - Marine ¦ SCG ¦ Marine | Com Central HVAC (Large) - Fuel Sub - Marine | 0.15 | 0.814 | 0 | CBSA 2014, adjusted to reflect new efficiencies | 7.8801 | 2012 | 1 | SWHC013-05
COM-HVAC-FS-10B.48 | Com ¦ Large Packaged Heat Pump (EER 9.3) - Fuel Sub Future Baseline - Marine ¦ SCG ¦ Marine | Com ¦ Large Packaged Heat Pump (EER 9.3) - Fuel Sub Future Baseline - Marine | SCG ¦ Marine | SCG | All | Electric & Gas | Large Unitary Heat Pump (EER 9.3) | Efficient | 2029 |  | 1 | Conventional | HVAC | Com - Warehouse | Com | ROB Only | 0 | 1000 sqft2 of floor space | Cap-Tons | 15 | DEER:HVAC_Split-Package_HP | 225.65 | 0.00381 | -27.6 | SWHC013-05 | 1068.69 | 2021 | 278.83 | 2021 | 0 | -50.09 | SWHC013-05 | Com Central HVAC (Large) - Fuel Sub - Marine ¦ SCG ¦ Marine | Com Central HVAC (Large) - Fuel Sub - Marine | 0.028212 | 0.814 | 0 | CBSA 2014, adjusted to reflect new efficiencies | 48.7144 | 2012 | 1 | SWHC013-05
COM-HVAC-FS-10B.49 | Com ¦ Large Packaged Heat Pump (EER 9.3) - Fuel Sub Future Baseline - Hot-Dry ¦ SCG ¦ Hot-Dry | Com ¦ Large Packaged Heat Pump (EER 9.3) - Fuel Sub Future Baseline - Hot-Dry | SCG ¦ Hot-Dry | SCG | All | Electric & Gas | Large Unitary Heat Pump (EER 9.3) | Efficient | 2029 |  | 1 | Conventional | HVAC | Com - College | Com | ROB Only | 0 | 1000 sqft2 of floor space | Cap-Tons | 15 | DEER:HVAC_Split-Package_HP | 83.0281 | 0.012766 | -8.1502 | SWHC013-05 | 1068.69 | 2021 | 278.83 | 2021 | 0 | -50.09 | SWHC013-05 | Com Central HVAC (Large) - Fuel Sub - Hot-Dry ¦ SCG ¦ Hot-Dry | Com Central HVAC (Large) - Fuel Sub - Hot-Dry | 0.12457 | 0.814 | 0 | CBSA 2014, adjusted to reflect new efficiencies | 20.6161 | 2012 | 1 | SWHC013-05
COM-HVAC-FS-10B.50 | Com ¦ Large Packaged Heat Pump (EER 9.3) - Fuel Sub Future Baseline - Hot-Dry ¦ SCG ¦ Hot-Dry | Com ¦ Large Packaged Heat Pump (EER 9.3) - Fuel Sub Future Baseline - Hot-Dry | SCG ¦ Hot-Dry | SCG | All | Electric & Gas | Large Unitary Heat Pump (EER 9.3) | Efficient | 2029 |  | 1 | Conventional | HVAC | Com - Grocery | Com | ROB Only | 0 | 1000 sqft2 of floor space | Cap-Tons | 15 | DEER:HVAC_Split-Package_HP | 630.7 | 0.01165 | -76.6 | SWHC013-05 | 1068.69 | 2021 | 278.83 | 2021 | 0 | -50.09 | SWHC013-05 | Com Central HVAC (Large) - Fuel Sub - Hot-Dry ¦ SCG ¦ Hot-Dry | Com Central HVAC (Large) - Fuel Sub - Hot-Dry | 0.22158 | 0.814 | 0 | CBSA 2014, adjusted to reflect new efficiencies | 144.3953 | 2012 | 1 | SWHC013-05
COM-HVAC-FS-10B.51 | Com ¦ Large Packaged Heat Pump (EER 9.3) - Fuel Sub Future Baseline - Hot-Dry ¦ SCG ¦ Hot-Dry | Com ¦ Large Packaged Heat Pump (EER 9.3) - Fuel Sub Future Baseline - Hot-Dry | SCG ¦ Hot-Dry | SCG | All | Electric & Gas | Large Unitary Heat Pump (EER 9.3) | Efficient | 2029 |  | 1 | Conventional | HVAC | Com - Health | Com | ROB Only | 0 | 1000 sqft2 of floor space | Cap-Tons | 15 | DEER:HVAC_Split-Package_HP | 145.3892 | 0.010241 | -16.6456 | SWHC013-05 | 1068.69 | 2021 | 278.83 | 2021 | 0 | -50.09 | SWHC013-05 | Com Central HVAC (Large) - Fuel Sub - Hot-Dry ¦ SCG ¦ Hot-Dry | Com Central HVAC (Large) - Fuel Sub - Hot-Dry | 0.17666 | 0.814 | 0 | CBSA 2014, adjusted to reflect new efficiencies | 37.503 | 2012 | 1 | SWHC013-05
COM-HVAC-FS-10B.52 | Com ¦ Large Packaged Heat Pump (EER 9.3) - Fuel Sub Future Baseline - Hot-Dry ¦ SCG ¦ Hot-Dry | Com ¦ Large Packaged Heat Pump (EER 9.3) - Fuel Sub Future Baseline - Hot-Dry | SCG ¦ Hot-Dry | SCG | All | Electric & Gas | Large Unitary Heat Pump (EER 9.3) | Efficient | 2029 |  | 1 | Conventional | HVAC | Com - Lodging | Com | ROB Only | 0 | 1000 sqft2 of floor space | Cap-Tons | 15 | DEER:HVAC_Split-Package_HP | 251.3101 | 0.012523 | -26.2071 | SWHC013-05 | 1068.69 | 2021 | 278.83 | 2021 | 0 | -50.09 | SWHC013-05 | Com Central HVAC (Large) - Fuel Sub - Hot-Dry ¦ SCG ¦ Hot-Dry | Com Central HVAC (Large) - Fuel Sub - Hot-Dry | 0.099203 | 0.814 | 0 | CBSA 2014, adjusted to reflect new efficiencies | 219.2555 | 2012 | 1 | SWHC013-05
COM-HVAC-FS-10B.53 | Com ¦ Large Packaged Heat Pump (EER 9.3) - Fuel Sub Future Baseline - Hot-Dry ¦ SCG ¦ Hot-Dry | Com ¦ Large Packaged Heat Pump (EER 9.3) - Fuel Sub Future Baseline - Hot-Dry | SCG ¦ Hot-Dry | SCG | All | Electric & Gas | Large Unitary Heat Pump (EER 9.3) | Efficient | 2029 |  | 1 | Conventional | HVAC | Com - Office (Large) | Com | ROB Only | 0 | 1000 sqft2 of floor space | Cap-Tons | 15 | DEER:HVAC_Split-Package_HP | 19.73 | 0.0057 | -0.802 | SWHC013-05 | 1068.69 | 2021 | 278.83 | 2021 | 0 | -50.09 | SWHC013-05 | Com Central HVAC (Large) - Fuel Sub - Hot-Dry ¦ SCG ¦ Hot-Dry | Com Central HVAC (Large) - Fuel Sub - Hot-Dry | 0.13151 | 0.814 | 0 | CBSA 2014, adjusted to reflect new efficiencies | 1.6394 | 2012 | 1 | SWHC013-05
COM-HVAC-FS-10B.54 | Com ¦ Large Packaged Heat Pump (EER 9.3) - Fuel Sub Future Baseline - Hot-Dry ¦ SCG ¦ Hot-Dry | Com ¦ Large Packaged Heat Pump (EER 9.3) - Fuel Sub Future Baseline - Hot-Dry | SCG ¦ Hot-Dry | SCG | All | Electric & Gas | Large Unitary Heat Pump (EER 9.3) | Efficient | 2029 |  | 1 | Conventional | HVAC | Com - Office (Small) | Com | ROB Only | 0 | 1000 sqft2 of floor space | Cap-Tons | 15 | DEER:HVAC_Split-Package_HP | 51.95 | 0.00565 | -5.06 | SWHC013-05 | 1068.69 | 2021 | 278.83 | 2021 | 0 | -50.09 | SWHC013-05 | Com Central HVAC (Large) - Fuel Sub - Hot-Dry ¦ SCG ¦ Hot-Dry | Com Central HVAC (Large) - Fuel Sub - Hot-Dry | 0.1492 | 0.814 | 0 | CBSA 2014, adjusted to reflect new efficiencies | 7.6354 | 2012 | 1 | SWHC013-05
COM-HVAC-FS-10B.55 | Com ¦ Large Packaged Heat Pump (EER 9.3) - Fuel Sub Future Baseline - Hot-Dry ¦ SCG ¦ Hot-Dry | Com ¦ Large Packaged Heat Pump (EER 9.3) - Fuel Sub Future Baseline - Hot-Dry | SCG ¦ Hot-Dry | SCG | All | Electric & Gas | Large Unitary Heat Pump (EER 9.3) | Efficient | 2029 |  | 1 | Conventional | HVAC | Com - Other | Com | ROB Only | 0 | 1000 sqft2 of floor space | Cap-Tons | 15 | DEER:HVAC_Split-Package_HP | 137.9 | 0.01265 | -13.8 | SWHC013-05 | 1068.69 | 2021 | 278.83 | 2021 | 0 | -50.09 | SWHC013-05 | Com Central HVAC (Large) - Fuel Sub - Hot-Dry ¦ SCG ¦ Hot-Dry | Com Central HVAC (Large) - Fuel Sub - Hot-Dry | 0.21371 | 0.814 | 0 | CBSA 2014, adjusted to reflect new efficiencies | 47.2866 | 2012 | 1 | SWHC013-05
COM-HVAC-FS-10B.56 | Com ¦ Large Packaged Heat Pump (EER 9.3) - Fuel Sub Future Baseline - Hot-Dry ¦ SCG ¦ Hot-Dry | Com ¦ Large Packaged Heat Pump (EER 9.3) - Fuel Sub Future Baseline - Hot-Dry | SCG ¦ Hot-Dry | SCG | All | Electric & Gas | Large Unitary Heat Pump (EER 9.3) | Efficient | 2029 |  | 1 | Conventional | HVAC | Com - Refrig. Warehouse | Com | ROB Only | 0 | 1000 sqft2 of floor space | Cap-Tons | 15 | DEER:HVAC_Split-Package_HP | 0 | 0 | 0 | SWHC013-05 | 0 | 2021 | 0 | 2021 | 0 | -50.09 | SWHC013-05 | Com Central HVAC (Large) - Fuel Sub - Hot-Dry ¦ SCG ¦ Hot-Dry | Com Central HVAC (Large) - Fuel Sub - Hot-Dry | 0 | 0.814 | 0 | CBSA 2014, adjusted to reflect new efficiencies | 0 | 2012 | 1 | SWHC013-05
COM-HVAC-FS-10B.57 | Com ¦ Large Packaged Heat Pump (EER 9.3) - Fuel Sub Future Baseline - Hot-Dry ¦ SCG ¦ Hot-Dry | Com ¦ Large Packaged Heat Pump (EER 9.3) - Fuel Sub Future Baseline - Hot-Dry | SCG ¦ Hot-Dry | SCG | All | Electric & Gas | Large Unitary Heat Pump (EER 9.3) | Efficient | 2029 |  | 1 | Conventional | HVAC | Com - Restaurant | Com | ROB Only | 0 | 1000 sqft2 of floor space | Cap-Tons | 15 | DEER:HVAC_Split-Package_HP | 65.2917 | 0.01365 | -4.8805 | SWHC013-05 | 1068.69 | 2021 | 278.83 | 2021 | 0 | -50.09 | SWHC013-05 | Com Central HVAC (Large) - Fuel Sub - Hot-Dry ¦ SCG ¦ Hot-Dry | Com Central HVAC (Large) - Fuel Sub - Hot-Dry | 0.21772 | 0.814 | 0 | CBSA 2014, adjusted to reflect new efficiencies | 2.5061 | 2012 | 1 | SWHC013-05
COM-HVAC-FS-10B.58 | Com ¦ Large Packaged Heat Pump (EER 9.3) - Fuel Sub Future Baseline - Hot-Dry ¦ SCG ¦ Hot-Dry | Com ¦ Large Packaged Heat Pump (EER 9.3) - Fuel Sub Future Baseline - Hot-Dry | SCG ¦ Hot-Dry | SCG | All | Electric & Gas | Large Unitary Heat Pump (EER 9.3) | Efficient | 2029 |  | 1 | Conventional | HVAC | Com - Retail | Com | ROB Only | 0 | 1000 sqft2 of floor space | Cap-Tons | 15 | DEER:HVAC_Split-Package_HP | 74.9553 | 0.012752 | -5.8293 | SWHC013-05 | 1068.69 | 2021 | 278.83 | 2021 | 0 | -50.09 | SWHC013-05 | Com Central HVAC (Large) - Fuel Sub - Hot-Dry ¦ SCG ¦ Hot-Dry | Com Central HVAC (Large) - Fuel Sub - Hot-Dry | 0.092114 | 0.814 | 0 | CBSA 2014, adjusted to reflect new efficiencies | 2.4704 | 2012 | 1 | SWHC013-05
COM-HVAC-FS-10B.59 | Com ¦ Large Packaged Heat Pump (EER 9.3) - Fuel Sub Future Baseline - Hot-Dry ¦ SCG ¦ Hot-Dry | Com ¦ Large Packaged Heat Pump (EER 9.3) - Fuel Sub Future Baseline - Hot-Dry | SCG ¦ Hot-Dry | SCG | All | Electric & Gas | Large Unitary Heat Pump (EER 9.3) | Efficient | 2029 |  | 1 | Conventional | HVAC | Com - School | Com | ROB Only | 0 | 1000 sqft2 of floor space | Cap-Tons | 15 | DEER:HVAC_Split-Package_HP | 72.1616 | 0.0066499 | -7.8447 | SWHC013-05 | 1068.69 | 2021 | 278.83 | 2021 | 0 | -50.09 | SWHC013-05 | Com Central HVAC (Large) - Fuel Sub - Hot-Dry ¦ SCG ¦ Hot-Dry | Com Central HVAC (Large) - Fuel Sub - Hot-Dry | 0.15 | 0.814 | 0 | CBSA 2014, adjusted to reflect new efficiencies | 6.042 | 2012 | 1 | SWHC013-05
COM-HVAC-FS-10B.60 | Com ¦ Large Packaged Heat Pump (EER 9.3) - Fuel Sub Future Baseline - Hot-Dry ¦ SCG ¦ Hot-Dry | Com ¦ Large Packaged Heat Pump (EER 9.3) - Fuel Sub Future Baseline - Hot-Dry | SCG ¦ Hot-Dry | SCG | All | Electric & Gas | Large Unitary Heat Pump (EER 9.3) | Efficient | 2029 |  | 1 | Conventional | HVAC | Com - Warehouse | Com | ROB Only | 0 | 1000 sqft2 of floor space | Cap-Tons | 15 | DEER:HVAC_Split-Package_HP | 199.9 | 0.00615 | -25 | SWHC013-05 | 1068.69 | 2021 | 278.83 | 2021 | 0 | -50.09 | SWHC013-05 | Com Central HVAC (Large) - Fuel Sub - Hot-Dry ¦ SCG ¦ Hot-Dry | Com Central HVAC (Large) - Fuel Sub - Hot-Dry | 0.028212 | 0.814 | 0 | CBSA 2014, adjusted to reflect new efficiencies | 45.472 | 2012 | 1 | SWHC013-05
COM-HVAC-FS-10B.61 | Com ¦ Large Packaged Heat Pump (EER 9.3) - Fuel Sub Future Baseline - Cold ¦ SCG ¦ Cold | Com ¦ Large Packaged Heat Pump (EER 9.3) - Fuel Sub Future Baseline - Cold | SCG ¦ Cold | SCG | All | Electric & Gas | Large Unitary Heat Pump (EER 9.3) | Efficient | 2029 |  | 1 | Conventional | HVAC | Com - College | Com | ROB Only | 0 | 1000 sqft2 of floor space | Cap-Tons | 15 | DEER:HVAC_Split-Package_HP | 625.5056 | 0.00178 | -68.7425 | SWHC013-05 | 1068.69 | 2021 | 278.83 | 2021 | 0 | -50.09 | SWHC013-05 | Com Central HVAC (Large) - Fuel Sub - Cold ¦ SCG ¦ Cold | Com Central HVAC (Large) - Fuel Sub - Cold | 0.12457 | 0.814 | 0 | CBSA 2014, adjusted to reflect new efficiencies | 179.5333 | 2012 | 1 | SWHC013-05
COM-HVAC-FS-10B.62 | Com ¦ Large Packaged Heat Pump (EER 9.3) - Fuel Sub Future Baseline - Cold ¦ SCG ¦ Cold | Com ¦ Large Packaged Heat Pump (EER 9.3) - Fuel Sub Future Baseline - Cold | SCG ¦ Cold | SCG | All | Electric & Gas | Large Unitary Heat Pump (EER 9.3) | Efficient | 2029 |  | 1 | Conventional | HVAC | Com - Grocery | Com | ROB Only | 0 | 1000 sqft2 of floor space | Cap-Tons | 15 | DEER:HVAC_Split-Package_HP | 2806.65 | 0.0081 | -283 | SWHC013-05 | 1068.69 | 2021 | 278.83 | 2021 | 0 | -50.09 | SWHC013-05 | Com Central HVAC (Large) - Fuel Sub - Cold ¦ SCG ¦ Cold | Com Central HVAC (Large) - Fuel Sub - Cold | 0.22158 | 0.814 | 0 | CBSA 2014, adjusted to reflect new efficiencies | 506.6673 | 2012 | 1 | SWHC013-05
COM-HVAC-FS-10B.63 | Com ¦ Large Packaged Heat Pump (EER 9.3) - Fuel Sub Future Baseline - Cold ¦ SCG ¦ Cold | Com ¦ Large Packaged Heat Pump (EER 9.3) - Fuel Sub Future Baseline - Cold | SCG ¦ Cold | SCG | All | Electric & Gas | Large Unitary Heat Pump (EER 9.3) | Efficient | 2029 |  | 1 | Conventional | HVAC | Com - Health | Com | ROB Only | 0 | 1000 sqft2 of floor space | Cap-Tons | 15 | DEER:HVAC_Split-Package_HP | 795.238 | 0.0067953 | -88.0091 | SWHC013-05 | 1068.69 | 2021 | 278.83 | 2021 | 0 | -50.09 | SWHC013-05 | Com Central HVAC (Large) - Fuel Sub - Cold ¦ SCG ¦ Cold | Com Central HVAC (Large) - Fuel Sub - Cold | 0.17666 | 0.814 | 0 | CBSA 2014, adjusted to reflect new efficiencies | 196.5511 | 2012 | 1 | SWHC013-05
COM-HVAC-FS-10B.64 | Com ¦ Large Packaged Heat Pump (EER 9.3) - Fuel Sub Future Baseline - Cold ¦ SCG ¦ Cold | Com ¦ Large Packaged Heat Pump (EER 9.3) - Fuel Sub Future Baseline - Cold | SCG ¦ Cold | SCG | All | Electric & Gas | Large Unitary Heat Pump (EER 9.3) | Efficient | 2029 |  | 1 | Conventional | HVAC | Com - Lodging | Com | ROB Only | 0 | 1000 sqft2 of floor space | Cap-Tons | 15 | DEER:HVAC_Split-Package_HP | 1550.5352 | 0.0089882 | -171.2941 | SWHC013-05 | 1068.69 | 2021 | 278.83 | 2021 | 0 | -50.09 | SWHC013-05 | Com Central HVAC (Large) - Fuel Sub - Cold ¦ SCG ¦ Cold | Com Central HVAC (Large) - Fuel Sub - Cold | 0.099203 | 0.814 | 0 | CBSA 2014, adjusted to reflect new efficiencies | 1447.6106 | 2012 | 1 | SWHC013-05
COM-HVAC-FS-10B.65 | Com ¦ Large Packaged Heat Pump (EER 9.3) - Fuel Sub Future Baseline - Cold ¦ SCG ¦ Cold | Com ¦ Large Packaged Heat Pump (EER 9.3) - Fuel Sub Future Baseline - Cold | SCG ¦ Cold | SCG | All | Electric & Gas | Large Unitary Heat Pump (EER 9.3) | Efficient | 2029 |  | 1 | Conventional | HVAC | Com - Office (Large) | Com | ROB Only | 0 | 1000 sqft2 of floor space | Cap-Tons | 15 | DEER:HVAC_Split-Package_HP | 157.95 | 0.004315 | -15.8 | SWHC013-05 | 1068.69 | 2021 | 278.83 | 2021 | 0 | -50.09 | SWHC013-05 | Com Central HVAC (Large) - Fuel Sub - Cold ¦ SCG ¦ Cold | Com Central HVAC (Large) - Fuel Sub - Cold | 0.13151 | 0.814 | 0 | CBSA 2014, adjusted to reflect new efficiencies | 55.2446 | 2012 | 1 | SWHC013-05
COM-HVAC-FS-10B.66 | Com ¦ Large Packaged Heat Pump (EER 9.3) - Fuel Sub Future Baseline - Cold ¦ SCG ¦ Cold | Com ¦ Large Packaged Heat Pump (EER 9.3) - Fuel Sub Future Baseline - Cold | SCG ¦ Cold | SCG | All | Electric & Gas | Large Unitary Heat Pump (EER 9.3) | Efficient | 2029 |  | 1 | Conventional | HVAC | Com - Office (Small) | Com | ROB Only | 0 | 1000 sqft2 of floor space | Cap-Tons | 15 | DEER:HVAC_Split-Package_HP | 365.2 | 0.00443 | -38.8 | SWHC013-05 | 1068.69 | 2021 | 278.83 | 2021 | 0 | -50.09 | SWHC013-05 | Com Central HVAC (Large) - Fuel Sub - Cold ¦ SCG ¦ Cold | Com Central HVAC (Large) - Fuel Sub - Cold | 0.1492 | 0.814 | 0 | CBSA 2014, adjusted to reflect new efficiencies | 60.0677 | 2012 | 1 | SWHC013-05
COM-HVAC-FS-10B.67 | Com ¦ Large Packaged Heat Pump (EER 9.3) - Fuel Sub Future Baseline - Cold ¦ SCG ¦ Cold | Com ¦ Large Packaged Heat Pump (EER 9.3) - Fuel Sub Future Baseline - Cold | SCG ¦ Cold | SCG | All | Electric & Gas | Large Unitary Heat Pump (EER 9.3) | Efficient | 2029 |  | 1 | Conventional | HVAC | Com - Other | Com | ROB Only | 0 | 1000 sqft2 of floor space | Cap-Tons | 15 | DEER:HVAC_Split-Package_HP | 1159.55 | 0.00945 | -137 | SWHC013-05 | 1068.69 | 2021 | 278.83 | 2021 | 0 | -50.09 | SWHC013-05 | Com Central HVAC (Large) - Fuel Sub - Cold ¦ SCG ¦ Cold | Com Central HVAC (Large) - Fuel Sub - Cold | 0.21371 | 0.814 | 0 | CBSA 2014, adjusted to reflect new efficiencies | 492.5682 | 2012 | 1 | SWHC013-05
COM-HVAC-FS-10B.68 | Com ¦ Large Packaged Heat Pump (EER 9.3) - Fuel Sub Future Baseline - Cold ¦ SCG ¦ Cold | Com ¦ Large Packaged Heat Pump (EER 9.3) - Fuel Sub Future Baseline - Cold | SCG ¦ Cold | SCG | All | Electric & Gas | Large Unitary Heat Pump (EER 9.3) | Efficient | 2029 |  | 1 | Conventional | HVAC | Com - Refrig. Warehouse | Com | ROB Only | 0 | 1000 sqft2 of floor space | Cap-Tons | 15 | DEER:HVAC_Split-Package_HP | 0 | 0 | 0 | SWHC013-05 | 0 | 2021 | 0 | 2021 | 0 | -50.09 | SWHC013-05 | Com Central HVAC (Large) - Fuel Sub - Cold ¦ SCG ¦ Cold | Com Central HVAC (Large) - Fuel Sub - Cold | 0 | 0.814 | 0 | CBSA 2014, adjusted to reflect new efficiencies | 0 | 2012 | 1 | SWHC013-05
COM-HVAC-FS-10B.69 | Com ¦ Large Packaged Heat Pump (EER 9.3) - Fuel Sub Future Baseline - Cold ¦ SCG ¦ Cold | Com ¦ Large Packaged Heat Pump (EER 9.3) - Fuel Sub Future Baseline - Cold | SCG ¦ Cold | SCG | All | Electric & Gas | Large Unitary Heat Pump (EER 9.3) | Efficient | 2029 |  | 1 | Conventional | HVAC | Com - Restaurant | Com | ROB Only | 0 | 1000 sqft2 of floor space | Cap-Tons | 15 | DEER:HVAC_Split-Package_HP | 747.3329 | 0.010638 | -83.2271 | SWHC013-05 | 1068.69 | 2021 | 278.83 | 2021 | 0 | -50.09 | SWHC013-05 | Com Central HVAC (Large) - Fuel Sub - Cold ¦ SCG ¦ Cold | Com Central HVAC (Large) - Fuel Sub - Cold | 0.21772 | 0.814 | 0 | CBSA 2014, adjusted to reflect new efficiencies | 49.2424 | 2012 | 1 | SWHC013-05
COM-HVAC-FS-10B.70 | Com ¦ Large Packaged Heat Pump (EER 9.3) - Fuel Sub Future Baseline - Cold ¦ SCG ¦ Cold | Com ¦ Large Packaged Heat Pump (EER 9.3) - Fuel Sub Future Baseline - Cold | SCG ¦ Cold | SCG | All | Electric & Gas | Large Unitary Heat Pump (EER 9.3) | Efficient | 2029 |  | 1 | Conventional | HVAC | Com - Retail | Com | ROB Only | 0 | 1000 sqft2 of floor space | Cap-Tons | 15 | DEER:HVAC_Split-Package_HP | 689.9074 | 0.012073 | -74.8337 | SWHC013-05 | 1068.69 | 2021 | 278.83 | 2021 | 0 | -50.09 | SWHC013-05 | Com Central HVAC (Large) - Fuel Sub - Cold ¦ SCG ¦ Cold | Com Central HVAC (Large) - Fuel Sub - Cold | 0.092114 | 0.814 | 0 | CBSA 2014, adjusted to reflect new efficiencies | 127.3858 | 2012 | 1 | SWHC013-05
COM-HVAC-FS-10B.71 | Com ¦ Large Packaged Heat Pump (EER 9.3) - Fuel Sub Future Baseline - Cold ¦ SCG ¦ Cold | Com ¦ Large Packaged Heat Pump (EER 9.3) - Fuel Sub Future Baseline - Cold | SCG ¦ Cold | SCG | All | Electric & Gas | Large Unitary Heat Pump (EER 9.3) | Efficient | 2029 |  | 1 | Conventional | HVAC | Com - School | Com | ROB Only | 0 | 1000 sqft2 of floor space | Cap-Tons | 15 | DEER:HVAC_Split-Package_HP | 660.2061 | 0.0011225 | -73.3577 | SWHC013-05 | 1068.69 | 2021 | 278.83 | 2021 | 0 | -50.09 | SWHC013-05 | Com Central HVAC (Large) - Fuel Sub - Cold ¦ SCG ¦ Cold | Com Central HVAC (Large) - Fuel Sub - Cold | 0.15 | 0.814 | 0 | CBSA 2014, adjusted to reflect new efficiencies | 58.903 | 2012 | 1 | SWHC013-05
COM-HVAC-FS-10B.72 | Com ¦ Large Packaged Heat Pump (EER 9.3) - Fuel Sub Future Baseline - Cold ¦ SCG ¦ Cold | Com ¦ Large Packaged Heat Pump (EER 9.3) - Fuel Sub Future Baseline - Cold | SCG ¦ Cold | SCG | All | Electric & Gas | Large Unitary Heat Pump (EER 9.3) | Efficient | 2029 |  | 1 | Conventional | HVAC | Com - Warehouse | Com | ROB Only | 0 | 1000 sqft2 of floor space | Cap-Tons | 15 | DEER:HVAC_Split-Package_HP | 1123.97 | 0.00342 | -125 | SWHC013-05 | 1068.69 | 2021 | 278.83 | 2021 | 0 | -50.09 | SWHC013-05 | Com Central HVAC (Large) - Fuel Sub - Cold ¦ SCG ¦ Cold | Com Central HVAC (Large) - Fuel Sub - Cold | 0.028212 | 0.814 | 0 | CBSA 2014, adjusted to reflect new efficiencies | 190.0536 | 2012 | 1 | SWHC013-05
COM-HVAC-FS-10B.73 | Com ¦ Large Packaged Heat Pump (EER 9.3) - Fuel Sub Future Baseline - Marine ¦ SDG&E ¦ Marine | Com ¦ Large Packaged Heat Pump (EER 9.3) - Fuel Sub Future Baseline - Marine | SDG&E ¦ Marine | SDG&E | All | Electric & Gas | Large Unitary Heat Pump (EER 9.3) | Efficient | 2029 |  | 1 | Conventional | HVAC | Com - College | Com | ROB Only | 0 | 1000 sqft2 of floor space | Cap-Tons | 15 | DEER:HVAC_Split-Package_HP | 73.4298 | 0.010916 | -8.342 | SWHC013-05 | 1068.69 | 2021 | 278.83 | 2021 | 0 | -50.09 | SWHC013-05 | Com Central HVAC (Large) - Fuel Sub - Marine ¦ SDG&E ¦ Marine | Com Central HVAC (Large) - Fuel Sub - Marine | 0.12207 | 0.814 | 0 | CBSA 2014, adjusted to reflect new efficiencies | 21.9735 | 2012 | 1 | SWHC013-05
COM-HVAC-FS-10B.74 | Com ¦ Large Packaged Heat Pump (EER 9.3) - Fuel Sub Future Baseline - Marine ¦ SDG&E ¦ Marine | Com ¦ Large Packaged Heat Pump (EER 9.3) - Fuel Sub Future Baseline - Marine | SDG&E ¦ Marine | SDG&E | All | Electric & Gas | Large Unitary Heat Pump (EER 9.3) | Efficient | 2029 |  | 1 | Conventional | HVAC | Com - Grocery | Com | ROB Only | 0 | 1000 sqft2 of floor space | Cap-Tons | 15 | DEER:HVAC_Split-Package_HP | 677.95 | 0.0074 | -73.8 | SWHC013-05 | 1068.69 | 2021 | 278.83 | 2021 | 0 | -50.09 | SWHC013-05 | Com Central HVAC (Large) - Fuel Sub - Marine ¦ SDG&E ¦ Marine | Com Central HVAC (Large) - Fuel Sub - Marine | 0.22528 | 0.814 | 0 | CBSA 2014, adjusted to reflect new efficiencies | 135.1626 | 2012 | 1 | SWHC013-05
COM-HVAC-FS-10B.75 | Com ¦ Large Packaged Heat Pump (EER 9.3) - Fuel Sub Future Baseline - Marine ¦ SDG&E ¦ Marine | Com ¦ Large Packaged Heat Pump (EER 9.3) - Fuel Sub Future Baseline - Marine | SDG&E ¦ Marine | SDG&E | All | Electric & Gas | Large Unitary Heat Pump (EER 9.3) | Efficient | 2029 |  | 1 | Conventional | HVAC | Com - Health | Com | ROB Only | 0 | 1000 sqft2 of floor space | Cap-Tons | 15 | DEER:HVAC_Split-Package_HP | 130.6086 | 0.0079086 | -14.8577 | SWHC013-05 | 1068.69 | 2021 | 278.83 | 2021 | 0 | -50.09 | SWHC013-05 | Com Central HVAC (Large) - Fuel Sub - Marine ¦ SDG&E ¦ Marine | Com Central HVAC (Large) - Fuel Sub - Marine | 0.17567 | 0.814 | 0 | CBSA 2014, adjusted to reflect new efficiencies | 33.4203 | 2012 | 1 | SWHC013-05
COM-HVAC-FS-10B.76 | Com ¦ Large Packaged Heat Pump (EER 9.3) - Fuel Sub Future Baseline - Marine ¦ SDG&E ¦ Marine | Com ¦ Large Packaged Heat Pump (EER 9.3) - Fuel Sub Future Baseline - Marine | SDG&E ¦ Marine | SDG&E | All | Electric & Gas | Large Unitary Heat Pump (EER 9.3) | Efficient | 2029 |  | 1 | Conventional | HVAC | Com - Lodging | Com | ROB Only | 0 | 1000 sqft2 of floor space | Cap-Tons | 15 | DEER:HVAC_Split-Package_HP | 254.0494 | 0.009796 | -30.7179 | SWHC013-05 | 1068.69 | 2021 | 278.83 | 2021 | 0 | -50.09 | SWHC013-05 | Com Central HVAC (Large) - Fuel Sub - Marine ¦ SDG&E ¦ Marine | Com Central HVAC (Large) - Fuel Sub - Marine | 0.098289 | 0.814 | 0 | CBSA 2014, adjusted to reflect new efficiencies | 263.3834 | 2012 | 1 | SWHC013-05
COM-HVAC-FS-10B.77 | Com ¦ Large Packaged Heat Pump (EER 9.3) - Fuel Sub Future Baseline - Marine ¦ SDG&E ¦ Marine | Com ¦ Large Packaged Heat Pump (EER 9.3) - Fuel Sub Future Baseline - Marine | SDG&E ¦ Marine | SDG&E | All | Electric & Gas | Large Unitary Heat Pump (EER 9.3) | Efficient | 2029 |  | 1 | Conventional | HVAC | Com - Office (Large) | Com | ROB Only | 0 | 1000 sqft2 of floor space | Cap-Tons | 15 | DEER:HVAC_Split-Package_HP | 13.94 | 0.00437 | -0.523 | SWHC013-05 | 1068.69 | 2021 | 278.83 | 2021 | 0 | -50.09 | SWHC013-05 | Com Central HVAC (Large) - Fuel Sub - Marine ¦ SDG&E ¦ Marine | Com Central HVAC (Large) - Fuel Sub - Marine | 0.12833 | 0.814 | 0 | CBSA 2014, adjusted to reflect new efficiencies | 0.96228 | 2012 | 1 | SWHC013-05
COM-HVAC-FS-10B.78 | Com ¦ Large Packaged Heat Pump (EER 9.3) - Fuel Sub Future Baseline - Marine ¦ SDG&E ¦ Marine | Com ¦ Large Packaged Heat Pump (EER 9.3) - Fuel Sub Future Baseline - Marine | SDG&E ¦ Marine | SDG&E | All | Electric & Gas | Large Unitary Heat Pump (EER 9.3) | Efficient | 2029 |  | 1 | Conventional | HVAC | Com - Office (Small) | Com | ROB Only | 0 | 1000 sqft2 of floor space | Cap-Tons | 15 | DEER:HVAC_Split-Package_HP | 45.25 | 0.00426 | -4.48 | SWHC013-05 | 1068.69 | 2021 | 278.83 | 2021 | 0 | -50.09 | SWHC013-05 | Com Central HVAC (Large) - Fuel Sub - Marine ¦ SDG&E ¦ Marine | Com Central HVAC (Large) - Fuel Sub - Marine | 0.15582 | 0.814 | 0 | CBSA 2014, adjusted to reflect new efficiencies | 6.7943 | 2012 | 1 | SWHC013-05
COM-HVAC-FS-10B.79 | Com ¦ Large Packaged Heat Pump (EER 9.3) - Fuel Sub Future Baseline - Marine ¦ SDG&E ¦ Marine | Com ¦ Large Packaged Heat Pump (EER 9.3) - Fuel Sub Future Baseline - Marine | SDG&E ¦ Marine | SDG&E | All | Electric & Gas | Large Unitary Heat Pump (EER 9.3) | Efficient | 2029 |  | 1 | Conventional | HVAC | Com - Other | Com | ROB Only | 0 | 1000 sqft2 of floor space | Cap-Tons | 15 | DEER:HVAC_Split-Package_HP | 147.95 | 0.01055 | -16.7 | SWHC013-05 | 1068.69 | 2021 | 278.83 | 2021 | 0 | -50.09 | SWHC013-05 | Com Central HVAC (Large) - Fuel Sub - Marine ¦ SDG&E ¦ Marine | Com Central HVAC (Large) - Fuel Sub - Marine | 0.21005 | 0.814 | 0 | CBSA 2014, adjusted to reflect new efficiencies | 59.3138 | 2012 | 1 | SWHC013-05
COM-HVAC-FS-10B.80 | Com ¦ Large Packaged Heat Pump (EER 9.3) - Fuel Sub Future Baseline - Marine ¦ SDG&E ¦ Marine | Com ¦ Large Packaged Heat Pump (EER 9.3) - Fuel Sub Future Baseline - Marine | SDG&E ¦ Marine | SDG&E | All | Electric & Gas | Large Unitary Heat Pump (EER 9.3) | Efficient | 2029 |  | 1 | Conventional | HVAC | Com - Refrig. Warehouse | Com | ROB Only | 0 | 1000 sqft2 of floor space | Cap-Tons | 15 | DEER:HVAC_Split-Package_HP | 0 | 0 | 0 | SWHC013-05 | 0 | 2021 | 0 | 2021 | 0 | -50.09 | SWHC013-05 | Com Central HVAC (Large) - Fuel Sub - Marine ¦ SDG&E ¦ Marine | Com Central HVAC (Large) - Fuel Sub - Marine | 0 | 0.814 | 0 | CBSA 2014, adjusted to reflect new efficiencies | 0 | 2012 | 1 | SWHC013-05
COM-HVAC-FS-10B.81 | Com ¦ Large Packaged Heat Pump (EER 9.3) - Fuel Sub Future Baseline - Marine ¦ SDG&E ¦ Marine | Com ¦ Large Packaged Heat Pump (EER 9.3) - Fuel Sub Future Baseline - Marine | SDG&E ¦ Marine | SDG&E | All | Electric & Gas | Large Unitary Heat Pump (EER 9.3) | Efficient | 2029 |  | 1 | Conventional | HVAC | Com - Restaurant | Com | ROB Only | 0 | 1000 sqft2 of floor space | Cap-Tons | 15 | DEER:HVAC_Split-Package_HP | 54.3612 | 0.011875 | -4.423 | SWHC013-05 | 1068.69 | 2021 | 278.83 | 2021 | 0 | -50.09 | SWHC013-05 | Com Central HVAC (Large) - Fuel Sub - Marine ¦ SDG&E ¦ Marine | Com Central HVAC (Large) - Fuel Sub - Marine | 0.22744 | 0.814 | 0 | CBSA 2014, adjusted to reflect new efficiencies | 2.3567 | 2012 | 1 | SWHC013-05
COM-HVAC-FS-10B.82 | Com ¦ Large Packaged Heat Pump (EER 9.3) - Fuel Sub Future Baseline - Marine ¦ SDG&E ¦ Marine | Com ¦ Large Packaged Heat Pump (EER 9.3) - Fuel Sub Future Baseline - Marine | SDG&E ¦ Marine | SDG&E | All | Electric & Gas | Large Unitary Heat Pump (EER 9.3) | Efficient | 2029 |  | 1 | Conventional | HVAC | Com - Retail | Com | ROB Only | 0 | 1000 sqft2 of floor space | Cap-Tons | 15 | DEER:HVAC_Split-Package_HP | 80.7526 | 0.013514 | -7.4334 | SWHC013-05 | 1068.69 | 2021 | 278.83 | 2021 | 0 | -50.09 | SWHC013-05 | Com Central HVAC (Large) - Fuel Sub - Marine ¦ SDG&E ¦ Marine | Com Central HVAC (Large) - Fuel Sub - Marine | 0.092203 | 0.814 | 0 | CBSA 2014, adjusted to reflect new efficiencies | 8.3597 | 2012 | 1 | SWHC013-05
COM-HVAC-FS-10B.83 | Com ¦ Large Packaged Heat Pump (EER 9.3) - Fuel Sub Future Baseline - Marine ¦ SDG&E ¦ Marine | Com ¦ Large Packaged Heat Pump (EER 9.3) - Fuel Sub Future Baseline - Marine | SDG&E ¦ Marine | SDG&E | All | Electric & Gas | Large Unitary Heat Pump (EER 9.3) | Efficient | 2029 |  | 1 | Conventional | HVAC | Com - School | Com | ROB Only | 0 | 1000 sqft2 of floor space | Cap-Tons | 15 | DEER:HVAC_Split-Package_HP | 67.8264 | 0.0054024 | -8.3368 | SWHC013-05 | 1068.69 | 2021 | 278.83 | 2021 | 0 | -50.09 | SWHC013-05 | Com Central HVAC (Large) - Fuel Sub - Marine ¦ SDG&E ¦ Marine | Com Central HVAC (Large) - Fuel Sub - Marine | 0.15505 | 0.814 | 0 | CBSA 2014, adjusted to reflect new efficiencies | 7.8801 | 2012 | 1 | SWHC013-05
COM-HVAC-FS-10B.84 | Com ¦ Large Packaged Heat Pump (EER 9.3) - Fuel Sub Future Baseline - Marine ¦ SDG&E ¦ Marine | Com ¦ Large Packaged Heat Pump (EER 9.3) - Fuel Sub Future Baseline - Marine | SDG&E ¦ Marine | SDG&E | All | Electric & Gas | Large Unitary Heat Pump (EER 9.3) | Efficient | 2029 |  | 1 | Conventional | HVAC | Com - Warehouse | Com | ROB Only | 0 | 1000 sqft2 of floor space | Cap-Tons | 15 | DEER:HVAC_Split-Package_HP | 225.65 | 0.00381 | -27.6 | SWHC013-05 | 1068.69 | 2021 | 278.83 | 2021 | 0 | -50.09 | SWHC013-05 | Com Central HVAC (Large) - Fuel Sub - Marine ¦ SDG&E ¦ Marine | Com Central HVAC (Large) - Fuel Sub - Marine | 0.028275 | 0.814 | 0 | CBSA 2014, adjusted to reflect new efficiencies | 48.7144 | 2012 | 1 | SWHC013-05
COM-HVAC-FS-10B.85 | Com ¦ Large Packaged Heat Pump (EER 9.3) - Fuel Sub Future Baseline - Hot-Dry ¦ SDG&E ¦ Hot-Dry | Com ¦ Large Packaged Heat Pump (EER 9.3) - Fuel Sub Future Baseline - Hot-Dry | SDG&E ¦ Hot-Dry | SDG&E | All | Electric & Gas | Large Unitary Heat Pump (EER 9.3) | Efficient | 2029 |  | 1 | Conventional | HVAC | Com - College | Com | ROB Only | 0 | 1000 sqft2 of floor space | Cap-Tons | 15 | DEER:HVAC_Split-Package_HP | 65.1133 | 0.0094783 | -7.1995 | SWHC013-05 | 1068.69 | 2021 | 278.83 | 2021 | 0 | -50.09 | SWHC013-05 | Com Central HVAC (Large) - Fuel Sub - Hot-Dry ¦ SDG&E ¦ Hot-Dry | Com Central HVAC (Large) - Fuel Sub - Hot-Dry | 0.12207 | 0.814 | 0 | CBSA 2014, adjusted to reflect new efficiencies | 18.8329 | 2012 | 1 | SWHC013-05
COM-HVAC-FS-10B.86 | Com ¦ Large Packaged Heat Pump (EER 9.3) - Fuel Sub Future Baseline - Hot-Dry ¦ SDG&E ¦ Hot-Dry | Com ¦ Large Packaged Heat Pump (EER 9.3) - Fuel Sub Future Baseline - Hot-Dry | SDG&E ¦ Hot-Dry | SDG&E | All | Electric & Gas | Large Unitary Heat Pump (EER 9.3) | Efficient | 2029 |  | 1 | Conventional | HVAC | Com - Grocery | Com | ROB Only | 0 | 1000 sqft2 of floor space | Cap-Tons | 15 | DEER:HVAC_Split-Package_HP | 685.2 | 0.00605 | -74 | SWHC013-05 | 1068.69 | 2021 | 278.83 | 2021 | 0 | -50.09 | SWHC013-05 | Com Central HVAC (Large) - Fuel Sub - Hot-Dry ¦ SDG&E ¦ Hot-Dry | Com Central HVAC (Large) - Fuel Sub - Hot-Dry | 0.22528 | 0.814 | 0 | CBSA 2014, adjusted to reflect new efficiencies | 135.2244 | 2012 | 1 | SWHC013-05
COM-HVAC-FS-10B.87 | Com ¦ Large Packaged Heat Pump (EER 9.3) - Fuel Sub Future Baseline - Hot-Dry ¦ SDG&E ¦ Hot-Dry | Com ¦ Large Packaged Heat Pump (EER 9.3) - Fuel Sub Future Baseline - Hot-Dry | SDG&E ¦ Hot-Dry | SDG&E | All | Electric & Gas | Large Unitary Heat Pump (EER 9.3) | Efficient | 2029 |  | 1 | Conventional | HVAC | Com - Health | Com | ROB Only | 0 | 1000 sqft2 of floor space | Cap-Tons | 15 | DEER:HVAC_Split-Package_HP | 96.5616 | 0.0067813 | -10.1976 | SWHC013-05 | 1068.69 | 2021 | 278.83 | 2021 | 0 | -50.09 | SWHC013-05 | Com Central HVAC (Large) - Fuel Sub - Hot-Dry ¦ SDG&E ¦ Hot-Dry | Com Central HVAC (Large) - Fuel Sub - Hot-Dry | 0.17567 | 0.814 | 0 | CBSA 2014, adjusted to reflect new efficiencies | 22.4854 | 2012 | 1 | SWHC013-05
COM-HVAC-FS-10B.88 | Com ¦ Large Packaged Heat Pump (EER 9.3) - Fuel Sub Future Baseline - Hot-Dry ¦ SDG&E ¦ Hot-Dry | Com ¦ Large Packaged Heat Pump (EER 9.3) - Fuel Sub Future Baseline - Hot-Dry | SDG&E ¦ Hot-Dry | SDG&E | All | Electric & Gas | Large Unitary Heat Pump (EER 9.3) | Efficient | 2029 |  | 1 | Conventional | HVAC | Com - Lodging | Com | ROB Only | 0 | 1000 sqft2 of floor space | Cap-Tons | 15 | DEER:HVAC_Split-Package_HP | 210.8722 | 0.0081268 | -24.47 | SWHC013-05 | 1068.69 | 2021 | 278.83 | 2021 | 0 | -50.09 | SWHC013-05 | Com Central HVAC (Large) - Fuel Sub - Hot-Dry ¦ SDG&E ¦ Hot-Dry | Com Central HVAC (Large) - Fuel Sub - Hot-Dry | 0.098289 | 0.814 | 0 | CBSA 2014, adjusted to reflect new efficiencies | 208.4727 | 2012 | 1 | SWHC013-05
COM-HVAC-FS-10B.89 | Com ¦ Large Packaged Heat Pump (EER 9.3) - Fuel Sub Future Baseline - Hot-Dry ¦ SDG&E ¦ Hot-Dry | Com ¦ Large Packaged Heat Pump (EER 9.3) - Fuel Sub Future Baseline - Hot-Dry | SDG&E ¦ Hot-Dry | SDG&E | All | Electric & Gas | Large Unitary Heat Pump (EER 9.3) | Efficient | 2029 |  | 1 | Conventional | HVAC | Com - Office (Large) | Com | ROB Only | 0 | 1000 sqft2 of floor space | Cap-Tons | 15 | DEER:HVAC_Split-Package_HP | 10.73 | 0.00378 | -0.265 | SWHC013-05 | 1068.69 | 2021 | 278.83 | 2021 | 0 | -50.09 | SWHC013-05 | Com Central HVAC (Large) - Fuel Sub - Hot-Dry ¦ SDG&E ¦ Hot-Dry | Com Central HVAC (Large) - Fuel Sub - Hot-Dry | 0.12833 | 0.814 | 0 | CBSA 2014, adjusted to reflect new efficiencies | 0.12292 | 2012 | 1 | SWHC013-05
COM-HVAC-FS-10B.90 | Com ¦ Large Packaged Heat Pump (EER 9.3) - Fuel Sub Future Baseline - Hot-Dry ¦ SDG&E ¦ Hot-Dry | Com ¦ Large Packaged Heat Pump (EER 9.3) - Fuel Sub Future Baseline - Hot-Dry | SDG&E ¦ Hot-Dry | SDG&E | All | Electric & Gas | Large Unitary Heat Pump (EER 9.3) | Efficient | 2029 |  | 1 | Conventional | HVAC | Com - Office (Small) | Com | ROB Only | 0 | 1000 sqft2 of floor space | Cap-Tons | 15 | DEER:HVAC_Split-Package_HP | 36.6 | 0.003615 | -3.47 | SWHC013-05 | 1068.69 | 2021 | 278.83 | 2021 | 0 | -50.09 | SWHC013-05 | Com Central HVAC (Large) - Fuel Sub - Hot-Dry ¦ SDG&E ¦ Hot-Dry | Com Central HVAC (Large) - Fuel Sub - Hot-Dry | 0.15582 | 0.814 | 0 | CBSA 2014, adjusted to reflect new efficiencies | 5.1914 | 2012 | 1 | SWHC013-05
COM-HVAC-FS-10B.91 | Com ¦ Large Packaged Heat Pump (EER 9.3) - Fuel Sub Future Baseline - Hot-Dry ¦ SDG&E ¦ Hot-Dry | Com ¦ Large Packaged Heat Pump (EER 9.3) - Fuel Sub Future Baseline - Hot-Dry | SDG&E ¦ Hot-Dry | SDG&E | All | Electric & Gas | Large Unitary Heat Pump (EER 9.3) | Efficient | 2029 |  | 1 | Conventional | HVAC | Com - Other | Com | ROB Only | 0 | 1000 sqft2 of floor space | Cap-Tons | 15 | DEER:HVAC_Split-Package_HP | 134.15 | 0.0088 | -14.4 | SWHC013-05 | 1068.69 | 2021 | 278.83 | 2021 | 0 | -50.09 | SWHC013-05 | Com Central HVAC (Large) - Fuel Sub - Hot-Dry ¦ SDG&E ¦ Hot-Dry | Com Central HVAC (Large) - Fuel Sub - Hot-Dry | 0.21005 | 0.814 | 0 | CBSA 2014, adjusted to reflect new efficiencies | 50.4187 | 2012 | 1 | SWHC013-05
COM-HVAC-FS-10B.92 | Com ¦ Large Packaged Heat Pump (EER 9.3) - Fuel Sub Future Baseline - Hot-Dry ¦ SDG&E ¦ Hot-Dry | Com ¦ Large Packaged Heat Pump (EER 9.3) - Fuel Sub Future Baseline - Hot-Dry | SDG&E ¦ Hot-Dry | SDG&E | All | Electric & Gas | Large Unitary Heat Pump (EER 9.3) | Efficient | 2029 |  | 1 | Conventional | HVAC | Com - Refrig. Warehouse | Com | ROB Only | 0 | 1000 sqft2 of floor space | Cap-Tons | 15 | DEER:HVAC_Split-Package_HP | 0 | 0 | 0 | SWHC013-05 | 0 | 2021 | 0 | 2021 | 0 | -50.09 | SWHC013-05 | Com Central HVAC (Large) - Fuel Sub - Hot-Dry ¦ SDG&E ¦ Hot-Dry | Com Central HVAC (Large) - Fuel Sub - Hot-Dry | 0 | 0.814 | 0 | CBSA 2014, adjusted to reflect new efficiencies | 0 | 2012 | 1 | SWHC013-05
COM-HVAC-FS-10B.93 | Com ¦ Large Packaged Heat Pump (EER 9.3) - Fuel Sub Future Baseline - Hot-Dry ¦ SDG&E ¦ Hot-Dry | Com ¦ Large Packaged Heat Pump (EER 9.3) - Fuel Sub Future Baseline - Hot-Dry | SDG&E ¦ Hot-Dry | SDG&E | All | Electric & Gas | Large Unitary Heat Pump (EER 9.3) | Efficient | 2029 |  | 1 | Conventional | HVAC | Com - Restaurant | Com | ROB Only | 0 | 1000 sqft2 of floor space | Cap-Tons | 15 | DEER:HVAC_Split-Package_HP | 38.7328 | 0.010525 | -2.8423 | SWHC013-05 | 1068.69 | 2021 | 278.83 | 2021 | 0 | -50.09 | SWHC013-05 | Com Central HVAC (Large) - Fuel Sub - Hot-Dry ¦ SDG&E ¦ Hot-Dry | Com Central HVAC (Large) - Fuel Sub - Hot-Dry | 0.22744 | 0.814 | 0 | CBSA 2014, adjusted to reflect new efficiencies | 1.447 | 2012 | 1 | SWHC013-05
COM-HVAC-FS-10B.94 | Com ¦ Large Packaged Heat Pump (EER 9.3) - Fuel Sub Future Baseline - Hot-Dry ¦ SDG&E ¦ Hot-Dry | Com ¦ Large Packaged Heat Pump (EER 9.3) - Fuel Sub Future Baseline - Hot-Dry | SDG&E ¦ Hot-Dry | SDG&E | All | Electric & Gas | Large Unitary Heat Pump (EER 9.3) | Efficient | 2029 |  | 1 | Conventional | HVAC | Com - Retail | Com | ROB Only | 0 | 1000 sqft2 of floor space | Cap-Tons | 15 | DEER:HVAC_Split-Package_HP | 69.6146 | 0.012126 | -6.1456 | SWHC013-05 | 1068.69 | 2021 | 278.83 | 2021 | 0 | -50.09 | SWHC013-05 | Com Central HVAC (Large) - Fuel Sub - Hot-Dry ¦ SDG&E ¦ Hot-Dry | Com Central HVAC (Large) - Fuel Sub - Hot-Dry | 0.092203 | 0.814 | 0 | CBSA 2014, adjusted to reflect new efficiencies | 5.9095 | 2012 | 1 | SWHC013-05
COM-HVAC-FS-10B.95 | Com ¦ Large Packaged Heat Pump (EER 9.3) - Fuel Sub Future Baseline - Hot-Dry ¦ SDG&E ¦ Hot-Dry | Com ¦ Large Packaged Heat Pump (EER 9.3) - Fuel Sub Future Baseline - Hot-Dry | SDG&E ¦ Hot-Dry | SDG&E | All | Electric & Gas | Large Unitary Heat Pump (EER 9.3) | Efficient | 2029 |  | 1 | Conventional | HVAC | Com - School | Com | ROB Only | 0 | 1000 sqft2 of floor space | Cap-Tons | 15 | DEER:HVAC_Split-Package_HP | 60.2828 | 0.0045524 | -7.2205 | SWHC013-05 | 1068.69 | 2021 | 278.83 | 2021 | 0 | -50.09 | SWHC013-05 | Com Central HVAC (Large) - Fuel Sub - Hot-Dry ¦ SDG&E ¦ Hot-Dry | Com Central HVAC (Large) - Fuel Sub - Hot-Dry | 0.15505 | 0.814 | 0 | CBSA 2014, adjusted to reflect new efficiencies | 6.5715 | 2012 | 1 | SWHC013-05
COM-HVAC-FS-10B.96 | Com ¦ Large Packaged Heat Pump (EER 9.3) - Fuel Sub Future Baseline - Hot-Dry ¦ SDG&E ¦ Hot-Dry | Com ¦ Large Packaged Heat Pump (EER 9.3) - Fuel Sub Future Baseline - Hot-Dry | SDG&E ¦ Hot-Dry | SDG&E | All | Electric & Gas | Large Unitary Heat Pump (EER 9.3) | Efficient | 2029 |  | 1 | Conventional | HVAC | Com - Warehouse | Com | ROB Only | 0 | 1000 sqft2 of floor space | Cap-Tons | 15 | DEER:HVAC_Split-Package_HP | 205.65 | 0.002855 | -25.2 | SWHC013-05 | 1068.69 | 2021 | 278.83 | 2021 | 0 | -50.09 | SWHC013-05 | Com Central HVAC (Large) - Fuel Sub - Hot-Dry ¦ SDG&E ¦ Hot-Dry | Com Central HVAC (Large) - Fuel Sub - Hot-Dry | 0.028275 | 0.814 | 0 | CBSA 2014, adjusted to reflect new efficiencies | 44.5917 | 2012 | 1 | SWHC013-05
COM-HVAC-FS-11.1 | Com ¦ Large Packaged Heat Pump (IEER 14.0) - Fuel Sub - Marine ¦ PG&E ¦ Marine | Com ¦ Large Packaged Heat Pump (IEER 14.0) - Fuel Sub - Marine | PG&E ¦ Marine | PG&E | All | Electric & Gas | Heat pump, IEER 14.0, 240-760 kbtuh, NR | Efficient |  |  | 1 | Conventional | HVAC | Com - College | Com | ROB Only | 1 | 1000 sqft2 of floor space | Cap-Tons | 15 | DEER:HVAC_Split-Package_HP | 186.4953 | 0 | -25.9026 | SWHC046-03 | 907.8 | 2021 | 493.87 | 2021 | 0 | -50.09 | SWHC046-03 | Com Central HVAC (Large) - Fuel Sub - Marine ¦ PG&E ¦ Marine | Com Central HVAC (Large) - Fuel Sub - Marine | 0.11162 | 0.814 | 0 | CBSA 2014, adjusted to reflect new efficiencies | 71.3635 | 2032 | 1 | SWHC046-03
COM-HVAC-FS-11.2 | Com ¦ Large Packaged Heat Pump (IEER 14.0) - Fuel Sub - Marine ¦ PG&E ¦ Marine | Com ¦ Large Packaged Heat Pump (IEER 14.0) - Fuel Sub - Marine | PG&E ¦ Marine | PG&E | All | Electric & Gas | Heat pump, IEER 14.0, 240-760 kbtuh, NR | Efficient |  |  | 1 | Conventional | HVAC | Com - Grocery | Com | ROB Only | 1 | 1000 sqft2 of floor space | Cap-Tons | 15 | DEER:HVAC_Split-Package_HP | 1220 | 0 | -156 | SWHC046-03 | 907.8 | 2021 | 493.87 | 2021 | 0 | -50.09 | SWHC046-03 | Com Central HVAC (Large) - Fuel Sub - Marine ¦ PG&E ¦ Marine | Com Central HVAC (Large) - Fuel Sub - Marine | 0.18624 | 0.814 | 0 | CBSA 2014, adjusted to reflect new efficiencies | 297.6942 | 2032 | 1 | SWHC046-03
COM-HVAC-FS-11.3 | Com ¦ Large Packaged Heat Pump (IEER 14.0) - Fuel Sub - Marine ¦ PG&E ¦ Marine | Com ¦ Large Packaged Heat Pump (IEER 14.0) - Fuel Sub - Marine | PG&E ¦ Marine | PG&E | All | Electric & Gas | Heat pump, IEER 14.0, 240-760 kbtuh, NR | Efficient |  |  | 1 | Conventional | HVAC | Com - Health | Com | ROB Only | 1 | 1000 sqft2 of floor space | Cap-Tons | 15 | DEER:HVAC_Split-Package_HP | 265.4735 | 0 | -33.5588 | SWHC046-03 | 907.8 | 2021 | 493.87 | 2021 | 0 | -50.09 | SWHC046-03 | Com Central HVAC (Large) - Fuel Sub - Marine ¦ PG&E ¦ Marine | Com Central HVAC (Large) - Fuel Sub - Marine | 0.16483 | 0.814 | 0 | CBSA 2014, adjusted to reflect new efficiencies | 77.4179 | 2032 | 1 | SWHC046-03
COM-HVAC-FS-11.4 | Com ¦ Large Packaged Heat Pump (IEER 14.0) - Fuel Sub - Marine ¦ PG&E ¦ Marine | Com ¦ Large Packaged Heat Pump (IEER 14.0) - Fuel Sub - Marine | PG&E ¦ Marine | PG&E | All | Electric & Gas | Heat pump, IEER 14.0, 240-760 kbtuh, NR | Efficient |  |  | 1 | Conventional | HVAC | Com - Lodging | Com | ROB Only | 1 | 1000 sqft2 of floor space | Cap-Tons | 15 | DEER:HVAC_Split-Package_HP | 592.1841 | 0 | -79.8896 | SWHC046-03 | 907.8 | 2021 | 493.87 | 2021 | 0 | -50.09 | SWHC046-03 | Com Central HVAC (Large) - Fuel Sub - Marine ¦ PG&E ¦ Marine | Com Central HVAC (Large) - Fuel Sub - Marine | 0.08786 | 0.814 | 0 | CBSA 2014, adjusted to reflect new efficiencies | 695.8002 | 2032 | 1 | SWHC046-03
COM-HVAC-FS-11.5 | Com ¦ Large Packaged Heat Pump (IEER 14.0) - Fuel Sub - Marine ¦ PG&E ¦ Marine | Com ¦ Large Packaged Heat Pump (IEER 14.0) - Fuel Sub - Marine | PG&E ¦ Marine | PG&E | All | Electric & Gas | Heat pump, IEER 14.0, 240-760 kbtuh, NR | Efficient |  |  | 1 | Conventional | HVAC | Com - Office (Large) | Com | ROB Only | 1 | 1000 sqft2 of floor space | Cap-Tons | 15 | DEER:HVAC_Split-Package_HP | 22.1 | 0 | -2.78 | SWHC046-03 | 907.8 | 2021 | 493.87 | 2021 | 0 | -50.09 | SWHC046-03 | Com Central HVAC (Large) - Fuel Sub - Marine ¦ PG&E ¦ Marine | Com Central HVAC (Large) - Fuel Sub - Marine | 0.11704 | 0.814 | 0 | CBSA 2014, adjusted to reflect new efficiencies | 10.2863 | 2032 | 1 | SWHC046-03
COM-HVAC-FS-11.6 | Com ¦ Large Packaged Heat Pump (IEER 14.0) - Fuel Sub - Marine ¦ PG&E ¦ Marine | Com ¦ Large Packaged Heat Pump (IEER 14.0) - Fuel Sub - Marine | PG&E ¦ Marine | PG&E | All | Electric & Gas | Heat pump, IEER 14.0, 240-760 kbtuh, NR | Efficient |  |  | 1 | Conventional | HVAC | Com - Office (Small) | Com | ROB Only | 1 | 1000 sqft2 of floor space | Cap-Tons | 15 | DEER:HVAC_Split-Package_HP | 110 | 0 | -14 | SWHC046-03 | 907.8 | 2021 | 493.87 | 2021 | 0 | -50.09 | SWHC046-03 | Com Central HVAC (Large) - Fuel Sub - Marine ¦ PG&E ¦ Marine | Com Central HVAC (Large) - Fuel Sub - Marine | 0.13689 | 0.814 | 0 | CBSA 2014, adjusted to reflect new efficiencies | 22.6722 | 2032 | 1 | SWHC046-03
COM-HVAC-FS-11.7 | Com ¦ Large Packaged Heat Pump (IEER 14.0) - Fuel Sub - Marine ¦ PG&E ¦ Marine | Com ¦ Large Packaged Heat Pump (IEER 14.0) - Fuel Sub - Marine | PG&E ¦ Marine | PG&E | All | Electric & Gas | Heat pump, IEER 14.0, 240-760 kbtuh, NR | Efficient |  |  | 1 | Conventional | HVAC | Com - Other | Com | ROB Only | 1 | 1000 sqft2 of floor space | Cap-Tons | 15 | DEER:HVAC_Split-Package_HP | 374 | 0 | -49.6 | SWHC046-03 | 907.8 | 2021 | 493.87 | 2021 | 0 | -50.09 | SWHC046-03 | Com Central HVAC (Large) - Fuel Sub - Marine ¦ PG&E ¦ Marine | Com Central HVAC (Large) - Fuel Sub - Marine | 0.1938 | 0.814 | 0 | CBSA 2014, adjusted to reflect new efficiencies | 183.3896 | 2032 | 1 | SWHC046-03
COM-HVAC-FS-11.8 | Com ¦ Large Packaged Heat Pump (IEER 14.0) - Fuel Sub - Marine ¦ PG&E ¦ Marine | Com ¦ Large Packaged Heat Pump (IEER 14.0) - Fuel Sub - Marine | PG&E ¦ Marine | PG&E | All | Electric & Gas | Heat pump, IEER 14.0, 240-760 kbtuh, NR | Efficient |  |  | 1 | Conventional | HVAC | Com - Refrig. Warehouse | Com | ROB Only | 1 | 1000 sqft2 of floor space | Cap-Tons | 15 | DEER:HVAC_Split-Package_HP | 0 | 0 | 0 | SWHC046-03 | 0 | 2021 | 0 | 2021 | 0 | -50.09 | SWHC046-03 | Com Central HVAC (Large) - Fuel Sub - Marine ¦ PG&E ¦ Marine | Com Central HVAC (Large) - Fuel Sub - Marine | 0 | 0.814 | 0 | CBSA 2014, adjusted to reflect new efficiencies | 0 | 2032 | 1 | SWHC046-03
COM-HVAC-FS-11.9 | Com ¦ Large Packaged Heat Pump (IEER 14.0) - Fuel Sub - Marine ¦ PG&E ¦ Marine | Com ¦ Large Packaged Heat Pump (IEER 14.0) - Fuel Sub - Marine | PG&E ¦ Marine | PG&E | All | Electric & Gas | Heat pump, IEER 14.0, 240-760 kbtuh, NR | Efficient |  |  | 1 | Conventional | HVAC | Com - Restaurant | Com | ROB Only | 1 | 1000 sqft2 of floor space | Cap-Tons | 15 | DEER:HVAC_Split-Package_HP | 140.3853 | 0 | -17.7414 | SWHC046-03 | 907.8 | 2021 | 493.87 | 2021 | 0 | -50.09 | SWHC046-03 | Com Central HVAC (Large) - Fuel Sub - Marine ¦ PG&E ¦ Marine | Com Central HVAC (Large) - Fuel Sub - Marine | 0.1978 | 0.814 | 0 | CBSA 2014, adjusted to reflect new efficiencies | 10.8332 | 2032 | 1 | SWHC046-03
COM-HVAC-FS-11.10 | Com ¦ Large Packaged Heat Pump (IEER 14.0) - Fuel Sub - Marine ¦ PG&E ¦ Marine | Com ¦ Large Packaged Heat Pump (IEER 14.0) - Fuel Sub - Marine | PG&E ¦ Marine | PG&E | All | Electric & Gas | Heat pump, IEER 14.0, 240-760 kbtuh, NR | Efficient |  |  | 1 | Conventional | HVAC | Com - Retail | Com | ROB Only | 1 | 1000 sqft2 of floor space | Cap-Tons | 15 | DEER:HVAC_Split-Package_HP | 155.8503 | 0 | -21.3006 | SWHC046-03 | 907.8 | 2021 | 493.87 | 2021 | 0 | -50.09 | SWHC046-03 | Com Central HVAC (Large) - Fuel Sub - Marine ¦ PG&E ¦ Marine | Com Central HVAC (Large) - Fuel Sub - Marine | 0.082433 | 0.814 | 0 | CBSA 2014, adjusted to reflect new efficiencies | 50.4959 | 2032 | 1 | SWHC046-03
COM-HVAC-FS-11.11 | Com ¦ Large Packaged Heat Pump (IEER 14.0) - Fuel Sub - Marine ¦ PG&E ¦ Marine | Com ¦ Large Packaged Heat Pump (IEER 14.0) - Fuel Sub - Marine | PG&E ¦ Marine | PG&E | All | Electric & Gas | Heat pump, IEER 14.0, 240-760 kbtuh, NR | Efficient |  |  | 1 | Conventional | HVAC | Com - School | Com | ROB Only | 1 | 1000 sqft2 of floor space | Cap-Tons | 15 | DEER:HVAC_Split-Package_HP | 182.2164 | 0 | -25.5444 | SWHC046-03 | 907.8 | 2021 | 493.87 | 2021 | 0 | -50.09 | SWHC046-03 | Com Central HVAC (Large) - Fuel Sub - Marine ¦ PG&E ¦ Marine | Com Central HVAC (Large) - Fuel Sub - Marine | 0.12518 | 0.814 | 0 | CBSA 2014, adjusted to reflect new efficiencies | 28.361 | 2032 | 1 | SWHC046-03
COM-HVAC-FS-11.12 | Com ¦ Large Packaged Heat Pump (IEER 14.0) - Fuel Sub - Marine ¦ PG&E ¦ Marine | Com ¦ Large Packaged Heat Pump (IEER 14.0) - Fuel Sub - Marine | PG&E ¦ Marine | PG&E | All | Electric & Gas | Heat pump, IEER 14.0, 240-760 kbtuh, NR | Efficient |  |  | 1 | Conventional | HVAC | Com - Warehouse | Com | ROB Only | 1 | 1000 sqft2 of floor space | Cap-Tons | 15 | DEER:HVAC_Split-Package_HP | 452 | 0 | -56.4 | SWHC046-03 | 907.8 | 2021 | 493.87 | 2021 | 0 | -50.09 | SWHC046-03 | Com Central HVAC (Large) - Fuel Sub - Marine ¦ PG&E ¦ Marine | Com Central HVAC (Large) - Fuel Sub - Marine | 0.025654 | 0.814 | 0 | CBSA 2014, adjusted to reflect new efficiencies | 102.2775 | 2032 | 1 | SWHC046-03
COM-HVAC-FS-11.13 | Com ¦ Large Packaged Heat Pump (IEER 14.0) - Fuel Sub - Hot-Dry ¦ PG&E ¦ Hot-Dry | Com ¦ Large Packaged Heat Pump (IEER 14.0) - Fuel Sub - Hot-Dry | PG&E ¦ Hot-Dry | PG&E | All | Electric & Gas | Heat pump, IEER 14.0, 240-760 kbtuh, NR | Efficient |  |  | 1 | Conventional | HVAC | Com - College | Com | ROB Only | 1 | 1000 sqft2 of floor space | Cap-Tons | 15 | DEER:HVAC_Split-Package_HP | 184.0954 | 0 | -24.2495 | SWHC046-03 | 907.8 | 2021 | 493.87 | 2021 | 0 | -50.09 | SWHC046-03 | Com Central HVAC (Large) - Fuel Sub - Hot-Dry ¦ PG&E ¦ Hot-Dry | Com Central HVAC (Large) - Fuel Sub - Hot-Dry | 0.11162 | 0.814 | 0 | CBSA 2014, adjusted to reflect new efficiencies | 66.0919 | 2032 | 1 | SWHC046-03
COM-HVAC-FS-11.14 | Com ¦ Large Packaged Heat Pump (IEER 14.0) - Fuel Sub - Hot-Dry ¦ PG&E ¦ Hot-Dry | Com ¦ Large Packaged Heat Pump (IEER 14.0) - Fuel Sub - Hot-Dry | PG&E ¦ Hot-Dry | PG&E | All | Electric & Gas | Heat pump, IEER 14.0, 240-760 kbtuh, NR | Efficient |  |  | 1 | Conventional | HVAC | Com - Grocery | Com | ROB Only | 1 | 1000 sqft2 of floor space | Cap-Tons | 15 | DEER:HVAC_Split-Package_HP | 899 | 0 | -92.1 | SWHC046-03 | 907.8 | 2021 | 493.87 | 2021 | 0 | -50.09 | SWHC046-03 | Com Central HVAC (Large) - Fuel Sub - Hot-Dry ¦ PG&E ¦ Hot-Dry | Com Central HVAC (Large) - Fuel Sub - Hot-Dry | 0.18624 | 0.814 | 0 | CBSA 2014, adjusted to reflect new efficiencies | 165.7007 | 2032 | 1 | SWHC046-03
COM-HVAC-FS-11.15 | Com ¦ Large Packaged Heat Pump (IEER 14.0) - Fuel Sub - Hot-Dry ¦ PG&E ¦ Hot-Dry | Com ¦ Large Packaged Heat Pump (IEER 14.0) - Fuel Sub - Hot-Dry | PG&E ¦ Hot-Dry | PG&E | All | Electric & Gas | Heat pump, IEER 14.0, 240-760 kbtuh, NR | Efficient |  |  | 1 | Conventional | HVAC | Com - Health | Com | ROB Only | 1 | 1000 sqft2 of floor space | Cap-Tons | 15 | DEER:HVAC_Split-Package_HP | 294.7111 | 0 | -37.4732 | SWHC046-03 | 907.8 | 2021 | 493.87 | 2021 | 0 | -50.09 | SWHC046-03 | Com Central HVAC (Large) - Fuel Sub - Hot-Dry ¦ PG&E ¦ Hot-Dry | Com Central HVAC (Large) - Fuel Sub - Hot-Dry | 0.16483 | 0.814 | 0 | CBSA 2014, adjusted to reflect new efficiencies | 86.5612 | 2032 | 1 | SWHC046-03
COM-HVAC-FS-11.16 | Com ¦ Large Packaged Heat Pump (IEER 14.0) - Fuel Sub - Hot-Dry ¦ PG&E ¦ Hot-Dry | Com ¦ Large Packaged Heat Pump (IEER 14.0) - Fuel Sub - Hot-Dry | PG&E ¦ Hot-Dry | PG&E | All | Electric & Gas | Heat pump, IEER 14.0, 240-760 kbtuh, NR | Efficient |  |  | 1 | Conventional | HVAC | Com - Lodging | Com | ROB Only | 1 | 1000 sqft2 of floor space | Cap-Tons | 15 | DEER:HVAC_Split-Package_HP | 510.851 | 0 | -64.0593 | SWHC046-03 | 907.8 | 2021 | 493.87 | 2021 | 0 | -50.09 | SWHC046-03 | Com Central HVAC (Large) - Fuel Sub - Hot-Dry ¦ PG&E ¦ Hot-Dry | Com Central HVAC (Large) - Fuel Sub - Hot-Dry | 0.08786 | 0.814 | 0 | CBSA 2014, adjusted to reflect new efficiencies | 552.2479 | 2032 | 1 | SWHC046-03
COM-HVAC-FS-11.17 | Com ¦ Large Packaged Heat Pump (IEER 14.0) - Fuel Sub - Hot-Dry ¦ PG&E ¦ Hot-Dry | Com ¦ Large Packaged Heat Pump (IEER 14.0) - Fuel Sub - Hot-Dry | PG&E ¦ Hot-Dry | PG&E | All | Electric & Gas | Heat pump, IEER 14.0, 240-760 kbtuh, NR | Efficient |  |  | 1 | Conventional | HVAC | Com - Office (Large) | Com | ROB Only | 1 | 1000 sqft2 of floor space | Cap-Tons | 15 | DEER:HVAC_Split-Package_HP | 28.3 | 0 | -3.3 | SWHC046-03 | 907.8 | 2021 | 493.87 | 2021 | 0 | -50.09 | SWHC046-03 | Com Central HVAC (Large) - Fuel Sub - Hot-Dry ¦ PG&E ¦ Hot-Dry | Com Central HVAC (Large) - Fuel Sub - Hot-Dry | 0.11704 | 0.814 | 0 | CBSA 2014, adjusted to reflect new efficiencies | 12.0048 | 2032 | 1 | SWHC046-03
COM-HVAC-FS-11.18 | Com ¦ Large Packaged Heat Pump (IEER 14.0) - Fuel Sub - Hot-Dry ¦ PG&E ¦ Hot-Dry | Com ¦ Large Packaged Heat Pump (IEER 14.0) - Fuel Sub - Hot-Dry | PG&E ¦ Hot-Dry | PG&E | All | Electric & Gas | Heat pump, IEER 14.0, 240-760 kbtuh, NR | Efficient |  |  | 1 | Conventional | HVAC | Com - Office (Small) | Com | ROB Only | 1 | 1000 sqft2 of floor space | Cap-Tons | 15 | DEER:HVAC_Split-Package_HP | 103 | 0 | -12.6 | SWHC046-03 | 907.8 | 2021 | 493.87 | 2021 | 0 | -50.09 | SWHC046-03 | Com Central HVAC (Large) - Fuel Sub - Hot-Dry ¦ PG&E ¦ Hot-Dry | Com Central HVAC (Large) - Fuel Sub - Hot-Dry | 0.13689 | 0.814 | 0 | CBSA 2014, adjusted to reflect new efficiencies | 20.2216 | 2032 | 1 | SWHC046-03
COM-HVAC-FS-11.19 | Com ¦ Large Packaged Heat Pump (IEER 14.0) - Fuel Sub - Hot-Dry ¦ PG&E ¦ Hot-Dry | Com ¦ Large Packaged Heat Pump (IEER 14.0) - Fuel Sub - Hot-Dry | PG&E ¦ Hot-Dry | PG&E | All | Electric & Gas | Heat pump, IEER 14.0, 240-760 kbtuh, NR | Efficient |  |  | 1 | Conventional | HVAC | Com - Other | Com | ROB Only | 1 | 1000 sqft2 of floor space | Cap-Tons | 15 | DEER:HVAC_Split-Package_HP | 331 | 0 | -44.2 | SWHC046-03 | 907.8 | 2021 | 493.87 | 2021 | 0 | -50.09 | SWHC046-03 | Com Central HVAC (Large) - Fuel Sub - Hot-Dry ¦ PG&E ¦ Hot-Dry | Com Central HVAC (Large) - Fuel Sub - Hot-Dry | 0.1938 | 0.814 | 0 | CBSA 2014, adjusted to reflect new efficiencies | 163.6758 | 2032 | 1 | SWHC046-03
COM-HVAC-FS-11.20 | Com ¦ Large Packaged Heat Pump (IEER 14.0) - Fuel Sub - Hot-Dry ¦ PG&E ¦ Hot-Dry | Com ¦ Large Packaged Heat Pump (IEER 14.0) - Fuel Sub - Hot-Dry | PG&E ¦ Hot-Dry | PG&E | All | Electric & Gas | Heat pump, IEER 14.0, 240-760 kbtuh, NR | Efficient |  |  | 1 | Conventional | HVAC | Com - Refrig. Warehouse | Com | ROB Only | 1 | 1000 sqft2 of floor space | Cap-Tons | 15 | DEER:HVAC_Split-Package_HP | 0 | 0 | 0 | SWHC046-03 | 0 | 2021 | 0 | 2021 | 0 | -50.09 | SWHC046-03 | Com Central HVAC (Large) - Fuel Sub - Hot-Dry ¦ PG&E ¦ Hot-Dry | Com Central HVAC (Large) - Fuel Sub - Hot-Dry | 0 | 0.814 | 0 | CBSA 2014, adjusted to reflect new efficiencies | 0 | 2032 | 1 | SWHC046-03
COM-HVAC-FS-11.21 | Com ¦ Large Packaged Heat Pump (IEER 14.0) - Fuel Sub - Hot-Dry ¦ PG&E ¦ Hot-Dry | Com ¦ Large Packaged Heat Pump (IEER 14.0) - Fuel Sub - Hot-Dry | PG&E ¦ Hot-Dry | PG&E | All | Electric & Gas | Heat pump, IEER 14.0, 240-760 kbtuh, NR | Efficient |  |  | 1 | Conventional | HVAC | Com - Restaurant | Com | ROB Only | 1 | 1000 sqft2 of floor space | Cap-Tons | 15 | DEER:HVAC_Split-Package_HP | 172.0091 | 0 | -20.5512 | SWHC046-03 | 907.8 | 2021 | 493.87 | 2021 | 0 | -50.09 | SWHC046-03 | Com Central HVAC (Large) - Fuel Sub - Hot-Dry ¦ PG&E ¦ Hot-Dry | Com Central HVAC (Large) - Fuel Sub - Hot-Dry | 0.1978 | 0.814 | 0 | CBSA 2014, adjusted to reflect new efficiencies | 12.382 | 2032 | 1 | SWHC046-03
COM-HVAC-FS-11.22 | Com ¦ Large Packaged Heat Pump (IEER 14.0) - Fuel Sub - Hot-Dry ¦ PG&E ¦ Hot-Dry | Com ¦ Large Packaged Heat Pump (IEER 14.0) - Fuel Sub - Hot-Dry | PG&E ¦ Hot-Dry | PG&E | All | Electric & Gas | Heat pump, IEER 14.0, 240-760 kbtuh, NR | Efficient |  |  | 1 | Conventional | HVAC | Com - Retail | Com | ROB Only | 1 | 1000 sqft2 of floor space | Cap-Tons | 15 | DEER:HVAC_Split-Package_HP | 147.3275 | 0 | -17.8483 | SWHC046-03 | 907.8 | 2021 | 493.87 | 2021 | 0 | -50.09 | SWHC046-03 | Com Central HVAC (Large) - Fuel Sub - Hot-Dry ¦ PG&E ¦ Hot-Dry | Com Central HVAC (Large) - Fuel Sub - Hot-Dry | 0.082433 | 0.814 | 0 | CBSA 2014, adjusted to reflect new efficiencies | 36.4319 | 2032 | 1 | SWHC046-03
COM-HVAC-FS-11.23 | Com ¦ Large Packaged Heat Pump (IEER 14.0) - Fuel Sub - Hot-Dry ¦ PG&E ¦ Hot-Dry | Com ¦ Large Packaged Heat Pump (IEER 14.0) - Fuel Sub - Hot-Dry | PG&E ¦ Hot-Dry | PG&E | All | Electric & Gas | Heat pump, IEER 14.0, 240-760 kbtuh, NR | Efficient |  |  | 1 | Conventional | HVAC | Com - School | Com | ROB Only | 1 | 1000 sqft2 of floor space | Cap-Tons | 15 | DEER:HVAC_Split-Package_HP | 195.727 | 0 | -25.2759 | SWHC046-03 | 907.8 | 2021 | 493.87 | 2021 | 0 | -50.09 | SWHC046-03 | Com Central HVAC (Large) - Fuel Sub - Hot-Dry ¦ PG&E ¦ Hot-Dry | Com Central HVAC (Large) - Fuel Sub - Hot-Dry | 0.12518 | 0.814 | 0 | CBSA 2014, adjusted to reflect new efficiencies | 25.5231 | 2032 | 1 | SWHC046-03
COM-HVAC-FS-11.24 | Com ¦ Large Packaged Heat Pump (IEER 14.0) - Fuel Sub - Hot-Dry ¦ PG&E ¦ Hot-Dry | Com ¦ Large Packaged Heat Pump (IEER 14.0) - Fuel Sub - Hot-Dry | PG&E ¦ Hot-Dry | PG&E | All | Electric & Gas | Heat pump, IEER 14.0, 240-760 kbtuh, NR | Efficient |  |  | 1 | Conventional | HVAC | Com - Warehouse | Com | ROB Only | 1 | 1000 sqft2 of floor space | Cap-Tons | 15 | DEER:HVAC_Split-Package_HP | 450 | 0 | -58.5 | SWHC046-03 | 907.8 | 2021 | 493.87 | 2021 | 0 | -50.09 | SWHC046-03 | Com Central HVAC (Large) - Fuel Sub - Hot-Dry ¦ PG&E ¦ Hot-Dry | Com Central HVAC (Large) - Fuel Sub - Hot-Dry | 0.025654 | 0.814 | 0 | CBSA 2014, adjusted to reflect new efficiencies | 111.7295 | 2032 | 1 | SWHC046-03
COM-HVAC-FS-11.25 | Com ¦ Large Packaged Heat Pump (IEER 14.0) - Fuel Sub - Cold ¦ PG&E ¦ Cold | Com ¦ Large Packaged Heat Pump (IEER 14.0) - Fuel Sub - Cold | PG&E ¦ Cold | PG&E | All | Electric & Gas | Heat pump, IEER 14.0, 240-760 kbtuh, NR | Efficient |  |  | 1 | Conventional | HVAC | Com - College | Com | ROB Only | 1 | 1000 sqft2 of floor space | Cap-Tons | 15 | DEER:HVAC_Split-Package_HP | 616.9734 | 0 | -68.7425 | SWHC046-03 | 907.8 | 2021 | 493.87 | 2021 | 0 | -50.09 | SWHC046-03 | Com Central HVAC (Large) - Fuel Sub - Cold ¦ PG&E ¦ Cold | Com Central HVAC (Large) - Fuel Sub - Cold | 0.11162 | 0.814 | 0 | CBSA 2014, adjusted to reflect new efficiencies | 180.1774 | 2032 | 1 | SWHC046-03
COM-HVAC-FS-11.26 | Com ¦ Large Packaged Heat Pump (IEER 14.0) - Fuel Sub - Cold ¦ PG&E ¦ Cold | Com ¦ Large Packaged Heat Pump (IEER 14.0) - Fuel Sub - Cold | PG&E ¦ Cold | PG&E | All | Electric & Gas | Heat pump, IEER 14.0, 240-760 kbtuh, NR | Efficient |  |  | 1 | Conventional | HVAC | Com - Grocery | Com | ROB Only | 1 | 1000 sqft2 of floor space | Cap-Tons | 15 | DEER:HVAC_Split-Package_HP | 2800 | 0 | -283 | SWHC046-03 | 907.8 | 2021 | 493.87 | 2021 | 0 | -50.09 | SWHC046-03 | Com Central HVAC (Large) - Fuel Sub - Cold ¦ PG&E ¦ Cold | Com Central HVAC (Large) - Fuel Sub - Cold | 0.18624 | 0.814 | 0 | CBSA 2014, adjusted to reflect new efficiencies | 507.0414 | 2032 | 1 | SWHC046-03
COM-HVAC-FS-11.27 | Com ¦ Large Packaged Heat Pump (IEER 14.0) - Fuel Sub - Cold ¦ PG&E ¦ Cold | Com ¦ Large Packaged Heat Pump (IEER 14.0) - Fuel Sub - Cold | PG&E ¦ Cold | PG&E | All | Electric & Gas | Heat pump, IEER 14.0, 240-760 kbtuh, NR | Efficient |  |  | 1 | Conventional | HVAC | Com - Health | Com | ROB Only | 1 | 1000 sqft2 of floor space | Cap-Tons | 15 | DEER:HVAC_Split-Package_HP | 787.6167 | 0 | -88.0091 | SWHC046-03 | 907.8 | 2021 | 493.87 | 2021 | 0 | -50.09 | SWHC046-03 | Com Central HVAC (Large) - Fuel Sub - Cold ¦ PG&E ¦ Cold | Com Central HVAC (Large) - Fuel Sub - Cold | 0.16483 | 0.814 | 0 | CBSA 2014, adjusted to reflect new efficiencies | 197.0498 | 2032 | 1 | SWHC046-03
COM-HVAC-FS-11.28 | Com ¦ Large Packaged Heat Pump (IEER 14.0) - Fuel Sub - Cold ¦ PG&E ¦ Cold | Com ¦ Large Packaged Heat Pump (IEER 14.0) - Fuel Sub - Cold | PG&E ¦ Cold | PG&E | All | Electric & Gas | Heat pump, IEER 14.0, 240-760 kbtuh, NR | Efficient |  |  | 1 | Conventional | HVAC | Com - Lodging | Com | ROB Only | 1 | 1000 sqft2 of floor space | Cap-Tons | 15 | DEER:HVAC_Split-Package_HP | 1540.662 | 0 | -171.2941 | SWHC046-03 | 907.8 | 2021 | 493.87 | 2021 | 0 | -50.09 | SWHC046-03 | Com Central HVAC (Large) - Fuel Sub - Cold ¦ PG&E ¦ Cold | Com Central HVAC (Large) - Fuel Sub - Cold | 0.08786 | 0.814 | 0 | CBSA 2014, adjusted to reflect new efficiencies | 1449.1674 | 2032 | 1 | SWHC046-03
COM-HVAC-FS-11.29 | Com ¦ Large Packaged Heat Pump (IEER 14.0) - Fuel Sub - Cold ¦ PG&E ¦ Cold | Com ¦ Large Packaged Heat Pump (IEER 14.0) - Fuel Sub - Cold | PG&E ¦ Cold | PG&E | All | Electric & Gas | Heat pump, IEER 14.0, 240-760 kbtuh, NR | Efficient |  |  | 1 | Conventional | HVAC | Com - Office (Large) | Com | ROB Only | 1 | 1000 sqft2 of floor space | Cap-Tons | 15 | DEER:HVAC_Split-Package_HP | 149 | 0 | -15.8 | SWHC046-03 | 907.8 | 2021 | 493.87 | 2021 | 0 | -50.09 | SWHC046-03 | Com Central HVAC (Large) - Fuel Sub - Cold ¦ PG&E ¦ Cold | Com Central HVAC (Large) - Fuel Sub - Cold | 0.11704 | 0.814 | 0 | CBSA 2014, adjusted to reflect new efficiencies | 56.1347 | 2032 | 1 | SWHC046-03
COM-HVAC-FS-11.30 | Com ¦ Large Packaged Heat Pump (IEER 14.0) - Fuel Sub - Cold ¦ PG&E ¦ Cold | Com ¦ Large Packaged Heat Pump (IEER 14.0) - Fuel Sub - Cold | PG&E ¦ Cold | PG&E | All | Electric & Gas | Heat pump, IEER 14.0, 240-760 kbtuh, NR | Efficient |  |  | 1 | Conventional | HVAC | Com - Office (Small) | Com | ROB Only | 1 | 1000 sqft2 of floor space | Cap-Tons | 15 | DEER:HVAC_Split-Package_HP | 357 | 0 | -38.8 | SWHC046-03 | 907.8 | 2021 | 493.87 | 2021 | 0 | -50.09 | SWHC046-03 | Com Central HVAC (Large) - Fuel Sub - Cold ¦ PG&E ¦ Cold | Com Central HVAC (Large) - Fuel Sub - Cold | 0.13689 | 0.814 | 0 | CBSA 2014, adjusted to reflect new efficiencies | 60.4437 | 2032 | 1 | SWHC046-03
COM-HVAC-FS-11.31 | Com ¦ Large Packaged Heat Pump (IEER 14.0) - Fuel Sub - Cold ¦ PG&E ¦ Cold | Com ¦ Large Packaged Heat Pump (IEER 14.0) - Fuel Sub - Cold | PG&E ¦ Cold | PG&E | All | Electric & Gas | Heat pump, IEER 14.0, 240-760 kbtuh, NR | Efficient |  |  | 1 | Conventional | HVAC | Com - Other | Com | ROB Only | 1 | 1000 sqft2 of floor space | Cap-Tons | 15 | DEER:HVAC_Split-Package_HP | 1150 | 0 | -137 | SWHC046-03 | 907.8 | 2021 | 493.87 | 2021 | 0 | -50.09 | SWHC046-03 | Com Central HVAC (Large) - Fuel Sub - Cold ¦ PG&E ¦ Cold | Com Central HVAC (Large) - Fuel Sub - Cold | 0.1938 | 0.814 | 0 | CBSA 2014, adjusted to reflect new efficiencies | 493.6228 | 2032 | 1 | SWHC046-03
COM-HVAC-FS-11.32 | Com ¦ Large Packaged Heat Pump (IEER 14.0) - Fuel Sub - Cold ¦ PG&E ¦ Cold | Com ¦ Large Packaged Heat Pump (IEER 14.0) - Fuel Sub - Cold | PG&E ¦ Cold | PG&E | All | Electric & Gas | Heat pump, IEER 14.0, 240-760 kbtuh, NR | Efficient |  |  | 1 | Conventional | HVAC | Com - Refrig. Warehouse | Com | ROB Only | 1 | 1000 sqft2 of floor space | Cap-Tons | 15 | DEER:HVAC_Split-Package_HP | 0 | 0 | 0 | SWHC046-03 | 0 | 2021 | 0 | 2021 | 0 | -50.09 | SWHC046-03 | Com Central HVAC (Large) - Fuel Sub - Cold ¦ PG&E ¦ Cold | Com Central HVAC (Large) - Fuel Sub - Cold | 0 | 0.814 | 0 | CBSA 2014, adjusted to reflect new efficiencies | 0 | 2032 | 1 | SWHC046-03
COM-HVAC-FS-11.33 | Com ¦ Large Packaged Heat Pump (IEER 14.0) - Fuel Sub - Cold ¦ PG&E ¦ Cold | Com ¦ Large Packaged Heat Pump (IEER 14.0) - Fuel Sub - Cold | PG&E ¦ Cold | PG&E | All | Electric & Gas | Heat pump, IEER 14.0, 240-760 kbtuh, NR | Efficient |  |  | 1 | Conventional | HVAC | Com - Restaurant | Com | ROB Only | 1 | 1000 sqft2 of floor space | Cap-Tons | 15 | DEER:HVAC_Split-Package_HP | 735.0204 | 0 | -83.2271 | SWHC046-03 | 907.8 | 2021 | 493.87 | 2021 | 0 | -50.09 | SWHC046-03 | Com Central HVAC (Large) - Fuel Sub - Cold ¦ PG&E ¦ Cold | Com Central HVAC (Large) - Fuel Sub - Cold | 0.1978 | 0.814 | 0 | CBSA 2014, adjusted to reflect new efficiencies | 49.4612 | 2032 | 1 | SWHC046-03
COM-HVAC-FS-11.34 | Com ¦ Large Packaged Heat Pump (IEER 14.0) - Fuel Sub - Cold ¦ PG&E ¦ Cold | Com ¦ Large Packaged Heat Pump (IEER 14.0) - Fuel Sub - Cold | PG&E ¦ Cold | PG&E | All | Electric & Gas | Heat pump, IEER 14.0, 240-760 kbtuh, NR | Efficient |  |  | 1 | Conventional | HVAC | Com - Retail | Com | ROB Only | 1 | 1000 sqft2 of floor space | Cap-Tons | 15 | DEER:HVAC_Split-Package_HP | 674.5041 | 0 | -74.8337 | SWHC046-03 | 907.8 | 2021 | 493.87 | 2021 | 0 | -50.09 | SWHC046-03 | Com Central HVAC (Large) - Fuel Sub - Cold ¦ PG&E ¦ Cold | Com Central HVAC (Large) - Fuel Sub - Cold | 0.082433 | 0.814 | 0 | CBSA 2014, adjusted to reflect new efficiencies | 132.7972 | 2032 | 1 | SWHC046-03
COM-HVAC-FS-11.35 | Com ¦ Large Packaged Heat Pump (IEER 14.0) - Fuel Sub - Cold ¦ PG&E ¦ Cold | Com ¦ Large Packaged Heat Pump (IEER 14.0) - Fuel Sub - Cold | PG&E ¦ Cold | PG&E | All | Electric & Gas | Heat pump, IEER 14.0, 240-760 kbtuh, NR | Efficient |  |  | 1 | Conventional | HVAC | Com - School | Com | ROB Only | 1 | 1000 sqft2 of floor space | Cap-Tons | 15 | DEER:HVAC_Split-Package_HP | 655.1832 | 0 | -73.3577 | SWHC046-03 | 907.8 | 2021 | 493.87 | 2021 | 0 | -50.09 | SWHC046-03 | Com Central HVAC (Large) - Fuel Sub - Cold ¦ PG&E ¦ Cold | Com Central HVAC (Large) - Fuel Sub - Cold | 0.12518 | 0.814 | 0 | CBSA 2014, adjusted to reflect new efficiencies | 59.73 | 2032 | 1 | SWHC046-03
COM-HVAC-FS-11.36 | Com ¦ Large Packaged Heat Pump (IEER 14.0) - Fuel Sub - Cold ¦ PG&E ¦ Cold | Com ¦ Large Packaged Heat Pump (IEER 14.0) - Fuel Sub - Cold | PG&E ¦ Cold | PG&E | All | Electric & Gas | Heat pump, IEER 14.0, 240-760 kbtuh, NR | Efficient |  |  | 1 | Conventional | HVAC | Com - Warehouse | Com | ROB Only | 1 | 1000 sqft2 of floor space | Cap-Tons | 15 | DEER:HVAC_Split-Package_HP | 1120 | 0 | -125 | SWHC046-03 | 907.8 | 2021 | 493.87 | 2021 | 0 | -50.09 | SWHC046-03 | Com Central HVAC (Large) - Fuel Sub - Cold ¦ PG&E ¦ Cold | Com Central HVAC (Large) - Fuel Sub - Cold | 0.025654 | 0.814 | 0 | CBSA 2014, adjusted to reflect new efficiencies | 191.2435 | 2032 | 1 | SWHC046-03
COM-HVAC-FS-11.37 | Com ¦ Large Packaged Heat Pump (IEER 14.0) - Fuel Sub - Marine ¦ SCG ¦ Marine | Com ¦ Large Packaged Heat Pump (IEER 14.0) - Fuel Sub - Marine | SCG ¦ Marine | SCG | All | Electric & Gas | Heat pump, IEER 14.0, 240-760 kbtuh, NR | Efficient |  |  | 1 | Conventional | HVAC | Com - College | Com | ROB Only | 1 | 1000 sqft2 of floor space | Cap-Tons | 15 | DEER:HVAC_Split-Package_HP | 56.0937 | 0 | -8.342 | SWHC046-03 | 907.8 | 2021 | 493.87 | 2021 | 0 | -50.09 | SWHC046-03 | Com Central HVAC (Large) - Fuel Sub - Marine ¦ SCG ¦ Marine | Com Central HVAC (Large) - Fuel Sub - Marine | 0.12457 | 0.814 | 0 | CBSA 2014, adjusted to reflect new efficiencies | 23.2823 | 2032 | 1 | SWHC046-03
COM-HVAC-FS-11.38 | Com ¦ Large Packaged Heat Pump (IEER 14.0) - Fuel Sub - Marine ¦ SCG ¦ Marine | Com ¦ Large Packaged Heat Pump (IEER 14.0) - Fuel Sub - Marine | SCG ¦ Marine | SCG | All | Electric & Gas | Heat pump, IEER 14.0, 240-760 kbtuh, NR | Efficient |  |  | 1 | Conventional | HVAC | Com - Grocery | Com | ROB Only | 1 | 1000 sqft2 of floor space | Cap-Tons | 15 | DEER:HVAC_Split-Package_HP | 667 | 0 | -73.8 | SWHC046-03 | 907.8 | 2021 | 493.87 | 2021 | 0 | -50.09 | SWHC046-03 | Com Central HVAC (Large) - Fuel Sub - Marine ¦ SCG ¦ Marine | Com Central HVAC (Large) - Fuel Sub - Marine | 0.22158 | 0.814 | 0 | CBSA 2014, adjusted to reflect new efficiencies | 135.7785 | 2032 | 1 | SWHC046-03
COM-HVAC-FS-11.39 | Com ¦ Large Packaged Heat Pump (IEER 14.0) - Fuel Sub - Marine ¦ SCG ¦ Marine | Com ¦ Large Packaged Heat Pump (IEER 14.0) - Fuel Sub - Marine | SCG ¦ Marine | SCG | All | Electric & Gas | Heat pump, IEER 14.0, 240-760 kbtuh, NR | Efficient |  |  | 1 | Conventional | HVAC | Com - Health | Com | ROB Only | 1 | 1000 sqft2 of floor space | Cap-Tons | 15 | DEER:HVAC_Split-Package_HP | 113.3475 | 0 | -14.8577 | SWHC046-03 | 907.8 | 2021 | 493.87 | 2021 | 0 | -50.09 | SWHC046-03 | Com Central HVAC (Large) - Fuel Sub - Marine ¦ SCG ¦ Marine | Com Central HVAC (Large) - Fuel Sub - Marine | 0.17666 | 0.814 | 0 | CBSA 2014, adjusted to reflect new efficiencies | 34.5498 | 2032 | 1 | SWHC046-03
COM-HVAC-FS-11.40 | Com ¦ Large Packaged Heat Pump (IEER 14.0) - Fuel Sub - Marine ¦ SCG ¦ Marine | Com ¦ Large Packaged Heat Pump (IEER 14.0) - Fuel Sub - Marine | SCG ¦ Marine | SCG | All | Electric & Gas | Heat pump, IEER 14.0, 240-760 kbtuh, NR | Efficient |  |  | 1 | Conventional | HVAC | Com - Lodging | Com | ROB Only | 1 | 1000 sqft2 of floor space | Cap-Tons | 15 | DEER:HVAC_Split-Package_HP | 234.2601 | 0 | -30.7179 | SWHC046-03 | 907.8 | 2021 | 493.87 | 2021 | 0 | -50.09 | SWHC046-03 | Com Central HVAC (Large) - Fuel Sub - Marine ¦ SCG ¦ Marine | Com Central HVAC (Large) - Fuel Sub - Marine | 0.099203 | 0.814 | 0 | CBSA 2014, adjusted to reflect new efficiencies | 266.5039 | 2032 | 1 | SWHC046-03
COM-HVAC-FS-11.41 | Com ¦ Large Packaged Heat Pump (IEER 14.0) - Fuel Sub - Marine ¦ SCG ¦ Marine | Com ¦ Large Packaged Heat Pump (IEER 14.0) - Fuel Sub - Marine | SCG ¦ Marine | SCG | All | Electric & Gas | Heat pump, IEER 14.0, 240-760 kbtuh, NR | Efficient |  |  | 1 | Conventional | HVAC | Com - Office (Large) | Com | ROB Only | 1 | 1000 sqft2 of floor space | Cap-Tons | 15 | DEER:HVAC_Split-Package_HP | -2.86 | 0 | -0.523 | SWHC046-03 | 907.8 | 2021 | 493.87 | 2021 | 0 | -50.09 | SWHC046-03 | Com Central HVAC (Large) - Fuel Sub - Marine ¦ SCG ¦ Marine | Com Central HVAC (Large) - Fuel Sub - Marine | 0.13151 | 0.814 | 0 | CBSA 2014, adjusted to reflect new efficiencies | 2.6331 | 2032 | 1 | SWHC046-03
COM-HVAC-FS-11.42 | Com ¦ Large Packaged Heat Pump (IEER 14.0) - Fuel Sub - Marine ¦ SCG ¦ Marine | Com ¦ Large Packaged Heat Pump (IEER 14.0) - Fuel Sub - Marine | SCG ¦ Marine | SCG | All | Electric & Gas | Heat pump, IEER 14.0, 240-760 kbtuh, NR | Efficient |  |  | 1 | Conventional | HVAC | Com - Office (Small) | Com | ROB Only | 1 | 1000 sqft2 of floor space | Cap-Tons | 15 | DEER:HVAC_Split-Package_HP | 30.4 | 0 | -4.48 | SWHC046-03 | 907.8 | 2021 | 493.87 | 2021 | 0 | -50.09 | SWHC046-03 | Com Central HVAC (Large) - Fuel Sub - Marine ¦ SCG ¦ Marine | Com Central HVAC (Large) - Fuel Sub - Marine | 0.1492 | 0.814 | 0 | CBSA 2014, adjusted to reflect new efficiencies | 7.4752 | 2032 | 1 | SWHC046-03
COM-HVAC-FS-11.43 | Com ¦ Large Packaged Heat Pump (IEER 14.0) - Fuel Sub - Marine ¦ SCG ¦ Marine | Com ¦ Large Packaged Heat Pump (IEER 14.0) - Fuel Sub - Marine | SCG ¦ Marine | SCG | All | Electric & Gas | Heat pump, IEER 14.0, 240-760 kbtuh, NR | Efficient |  |  | 1 | Conventional | HVAC | Com - Other | Com | ROB Only | 1 | 1000 sqft2 of floor space | Cap-Tons | 15 | DEER:HVAC_Split-Package_HP | 129 | 0 | -16.7 | SWHC046-03 | 907.8 | 2021 | 493.87 | 2021 | 0 | -50.09 | SWHC046-03 | Com Central HVAC (Large) - Fuel Sub - Marine ¦ SCG ¦ Marine | Com Central HVAC (Large) - Fuel Sub - Marine | 0.21371 | 0.814 | 0 | CBSA 2014, adjusted to reflect new efficiencies | 61.4064 | 2032 | 1 | SWHC046-03
COM-HVAC-FS-11.44 | Com ¦ Large Packaged Heat Pump (IEER 14.0) - Fuel Sub - Marine ¦ SCG ¦ Marine | Com ¦ Large Packaged Heat Pump (IEER 14.0) - Fuel Sub - Marine | SCG ¦ Marine | SCG | All | Electric & Gas | Heat pump, IEER 14.0, 240-760 kbtuh, NR | Efficient |  |  | 1 | Conventional | HVAC | Com - Refrig. Warehouse | Com | ROB Only | 1 | 1000 sqft2 of floor space | Cap-Tons | 15 | DEER:HVAC_Split-Package_HP | 0 | 0 | 0 | SWHC046-03 | 0 | 2021 | 0 | 2021 | 0 | -50.09 | SWHC046-03 | Com Central HVAC (Large) - Fuel Sub - Marine ¦ SCG ¦ Marine | Com Central HVAC (Large) - Fuel Sub - Marine | 0 | 0.814 | 0 | CBSA 2014, adjusted to reflect new efficiencies | 0 | 2032 | 1 | SWHC046-03
COM-HVAC-FS-11.45 | Com ¦ Large Packaged Heat Pump (IEER 14.0) - Fuel Sub - Marine ¦ SCG ¦ Marine | Com ¦ Large Packaged Heat Pump (IEER 14.0) - Fuel Sub - Marine | SCG ¦ Marine | SCG | All | Electric & Gas | Heat pump, IEER 14.0, 240-760 kbtuh, NR | Efficient |  |  | 1 | Conventional | HVAC | Com - Restaurant | Com | ROB Only | 1 | 1000 sqft2 of floor space | Cap-Tons | 15 | DEER:HVAC_Split-Package_HP | 28.5488 | 0 | -4.423 | SWHC046-03 | 907.8 | 2021 | 493.87 | 2021 | 0 | -50.09 | SWHC046-03 | Com Central HVAC (Large) - Fuel Sub - Marine ¦ SCG ¦ Marine | Com Central HVAC (Large) - Fuel Sub - Marine | 0.21772 | 0.814 | 0 | CBSA 2014, adjusted to reflect new efficiencies | 2.8154 | 2032 | 1 | SWHC046-03
COM-HVAC-FS-11.46 | Com ¦ Large Packaged Heat Pump (IEER 14.0) - Fuel Sub - Marine ¦ SCG ¦ Marine | Com ¦ Large Packaged Heat Pump (IEER 14.0) - Fuel Sub - Marine | SCG ¦ Marine | SCG | All | Electric & Gas | Heat pump, IEER 14.0, 240-760 kbtuh, NR | Efficient |  |  | 1 | Conventional | HVAC | Com - Retail | Com | ROB Only | 1 | 1000 sqft2 of floor space | Cap-Tons | 15 | DEER:HVAC_Split-Package_HP | 50.4967 | 0 | -7.4334 | SWHC046-03 | 907.8 | 2021 | 493.87 | 2021 | 0 | -50.09 | SWHC046-03 | Com Central HVAC (Large) - Fuel Sub - Marine ¦ SCG ¦ Marine | Com Central HVAC (Large) - Fuel Sub - Marine | 0.092114 | 0.814 | 0 | CBSA 2014, adjusted to reflect new efficiencies | 18.9892 | 2032 | 1 | SWHC046-03
COM-HVAC-FS-11.47 | Com ¦ Large Packaged Heat Pump (IEER 14.0) - Fuel Sub - Marine ¦ SCG ¦ Marine | Com ¦ Large Packaged Heat Pump (IEER 14.0) - Fuel Sub - Marine | SCG ¦ Marine | SCG | All | Electric & Gas | Heat pump, IEER 14.0, 240-760 kbtuh, NR | Efficient |  |  | 1 | Conventional | HVAC | Com - School | Com | ROB Only | 1 | 1000 sqft2 of floor space | Cap-Tons | 15 | DEER:HVAC_Split-Package_HP | 56.7768 | 0 | -8.3368 | SWHC046-03 | 907.8 | 2021 | 493.87 | 2021 | 0 | -50.09 | SWHC046-03 | Com Central HVAC (Large) - Fuel Sub - Marine ¦ SCG ¦ Marine | Com Central HVAC (Large) - Fuel Sub - Marine | 0.15 | 0.814 | 0 | CBSA 2014, adjusted to reflect new efficiencies | 9.6994 | 2032 | 1 | SWHC046-03
COM-HVAC-FS-11.48 | Com ¦ Large Packaged Heat Pump (IEER 14.0) - Fuel Sub - Marine ¦ SCG ¦ Marine | Com ¦ Large Packaged Heat Pump (IEER 14.0) - Fuel Sub - Marine | SCG ¦ Marine | SCG | All | Electric & Gas | Heat pump, IEER 14.0, 240-760 kbtuh, NR | Efficient |  |  | 1 | Conventional | HVAC | Com - Warehouse | Com | ROB Only | 1 | 1000 sqft2 of floor space | Cap-Tons | 15 | DEER:HVAC_Split-Package_HP | 220 | 0 | -27.6 | SWHC046-03 | 907.8 | 2021 | 493.87 | 2021 | 0 | -50.09 | SWHC046-03 | Com Central HVAC (Large) - Fuel Sub - Marine ¦ SCG ¦ Marine | Com Central HVAC (Large) - Fuel Sub - Marine | 0.028212 | 0.814 | 0 | CBSA 2014, adjusted to reflect new efficiencies | 50.4078 | 2032 | 1 | SWHC046-03
COM-HVAC-FS-11.49 | Com ¦ Large Packaged Heat Pump (IEER 14.0) - Fuel Sub - Hot-Dry ¦ SCG ¦ Hot-Dry | Com ¦ Large Packaged Heat Pump (IEER 14.0) - Fuel Sub - Hot-Dry | SCG ¦ Hot-Dry | SCG | All | Electric & Gas | Heat pump, IEER 14.0, 240-760 kbtuh, NR | Efficient |  |  | 1 | Conventional | HVAC | Com - College | Com | ROB Only | 1 | 1000 sqft2 of floor space | Cap-Tons | 15 | DEER:HVAC_Split-Package_HP | 65.1529 | 0 | -8.1502 | SWHC046-03 | 907.8 | 2021 | 493.87 | 2021 | 0 | -50.09 | SWHC046-03 | Com Central HVAC (Large) - Fuel Sub - Hot-Dry ¦ SCG ¦ Hot-Dry | Com Central HVAC (Large) - Fuel Sub - Hot-Dry | 0.12457 | 0.814 | 0 | CBSA 2014, adjusted to reflect new efficiencies | 21.9656 | 2032 | 1 | SWHC046-03
COM-HVAC-FS-11.50 | Com ¦ Large Packaged Heat Pump (IEER 14.0) - Fuel Sub - Hot-Dry ¦ SCG ¦ Hot-Dry | Com ¦ Large Packaged Heat Pump (IEER 14.0) - Fuel Sub - Hot-Dry | SCG ¦ Hot-Dry | SCG | All | Electric & Gas | Heat pump, IEER 14.0, 240-760 kbtuh, NR | Efficient |  |  | 1 | Conventional | HVAC | Com - Grocery | Com | ROB Only | 1 | 1000 sqft2 of floor space | Cap-Tons | 15 | DEER:HVAC_Split-Package_HP | 615 | 0 | -76.6 | SWHC046-03 | 907.8 | 2021 | 493.87 | 2021 | 0 | -50.09 | SWHC046-03 | Com Central HVAC (Large) - Fuel Sub - Hot-Dry ¦ SCG ¦ Hot-Dry | Com Central HVAC (Large) - Fuel Sub - Hot-Dry | 0.22158 | 0.814 | 0 | CBSA 2014, adjusted to reflect new efficiencies | 145.2784 | 2032 | 1 | SWHC046-03
COM-HVAC-FS-11.51 | Com ¦ Large Packaged Heat Pump (IEER 14.0) - Fuel Sub - Hot-Dry ¦ SCG ¦ Hot-Dry | Com ¦ Large Packaged Heat Pump (IEER 14.0) - Fuel Sub - Hot-Dry | SCG ¦ Hot-Dry | SCG | All | Electric & Gas | Heat pump, IEER 14.0, 240-760 kbtuh, NR | Efficient |  |  | 1 | Conventional | HVAC | Com - Health | Com | ROB Only | 1 | 1000 sqft2 of floor space | Cap-Tons | 15 | DEER:HVAC_Split-Package_HP | 125.8093 | 0 | -16.6456 | SWHC046-03 | 907.8 | 2021 | 493.87 | 2021 | 0 | -50.09 | SWHC046-03 | Com Central HVAC (Large) - Fuel Sub - Hot-Dry ¦ SCG ¦ Hot-Dry | Com Central HVAC (Large) - Fuel Sub - Hot-Dry | 0.17666 | 0.814 | 0 | CBSA 2014, adjusted to reflect new efficiencies | 38.7842 | 2032 | 1 | SWHC046-03
COM-HVAC-FS-11.52 | Com ¦ Large Packaged Heat Pump (IEER 14.0) - Fuel Sub - Hot-Dry ¦ SCG ¦ Hot-Dry | Com ¦ Large Packaged Heat Pump (IEER 14.0) - Fuel Sub - Hot-Dry | SCG ¦ Hot-Dry | SCG | All | Electric & Gas | Heat pump, IEER 14.0, 240-760 kbtuh, NR | Efficient |  |  | 1 | Conventional | HVAC | Com - Lodging | Com | ROB Only | 1 | 1000 sqft2 of floor space | Cap-Tons | 15 | DEER:HVAC_Split-Package_HP | 229.0513 | 0 | -26.2071 | SWHC046-03 | 907.8 | 2021 | 493.87 | 2021 | 0 | -50.09 | SWHC046-03 | Com Central HVAC (Large) - Fuel Sub - Hot-Dry ¦ SCG ¦ Hot-Dry | Com Central HVAC (Large) - Fuel Sub - Hot-Dry | 0.099203 | 0.814 | 0 | CBSA 2014, adjusted to reflect new efficiencies | 222.7654 | 2032 | 1 | SWHC046-03
COM-HVAC-FS-11.53 | Com ¦ Large Packaged Heat Pump (IEER 14.0) - Fuel Sub - Hot-Dry ¦ SCG ¦ Hot-Dry | Com ¦ Large Packaged Heat Pump (IEER 14.0) - Fuel Sub - Hot-Dry | SCG ¦ Hot-Dry | SCG | All | Electric & Gas | Heat pump, IEER 14.0, 240-760 kbtuh, NR | Efficient |  |  | 1 | Conventional | HVAC | Com - Office (Large) | Com | ROB Only | 1 | 1000 sqft2 of floor space | Cap-Tons | 15 | DEER:HVAC_Split-Package_HP | 1.93 | 0 | -0.802 | SWHC046-03 | 907.8 | 2021 | 493.87 | 2021 | 0 | -50.09 | SWHC046-03 | Com Central HVAC (Large) - Fuel Sub - Hot-Dry ¦ SCG ¦ Hot-Dry | Com Central HVAC (Large) - Fuel Sub - Hot-Dry | 0.13151 | 0.814 | 0 | CBSA 2014, adjusted to reflect new efficiencies | 3.4096 | 2032 | 1 | SWHC046-03
COM-HVAC-FS-11.54 | Com ¦ Large Packaged Heat Pump (IEER 14.0) - Fuel Sub - Hot-Dry ¦ SCG ¦ Hot-Dry | Com ¦ Large Packaged Heat Pump (IEER 14.0) - Fuel Sub - Hot-Dry | SCG ¦ Hot-Dry | SCG | All | Electric & Gas | Heat pump, IEER 14.0, 240-760 kbtuh, NR | Efficient |  |  | 1 | Conventional | HVAC | Com - Office (Small) | Com | ROB Only | 1 | 1000 sqft2 of floor space | Cap-Tons | 15 | DEER:HVAC_Split-Package_HP | 35.9 | 0 | -5.06 | SWHC046-03 | 907.8 | 2021 | 493.87 | 2021 | 0 | -50.09 | SWHC046-03 | Com Central HVAC (Large) - Fuel Sub - Hot-Dry ¦ SCG ¦ Hot-Dry | Com Central HVAC (Large) - Fuel Sub - Hot-Dry | 0.1492 | 0.814 | 0 | CBSA 2014, adjusted to reflect new efficiencies | 8.3712 | 2032 | 1 | SWHC046-03
COM-HVAC-FS-11.55 | Com ¦ Large Packaged Heat Pump (IEER 14.0) - Fuel Sub - Hot-Dry ¦ SCG ¦ Hot-Dry | Com ¦ Large Packaged Heat Pump (IEER 14.0) - Fuel Sub - Hot-Dry | SCG ¦ Hot-Dry | SCG | All | Electric & Gas | Heat pump, IEER 14.0, 240-760 kbtuh, NR | Efficient |  |  | 1 | Conventional | HVAC | Com - Other | Com | ROB Only | 1 | 1000 sqft2 of floor space | Cap-Tons | 15 | DEER:HVAC_Split-Package_HP | 117 | 0 | -13.8 | SWHC046-03 | 907.8 | 2021 | 493.87 | 2021 | 0 | -50.09 | SWHC046-03 | Com Central HVAC (Large) - Fuel Sub - Hot-Dry ¦ SCG ¦ Hot-Dry | Com Central HVAC (Large) - Fuel Sub - Hot-Dry | 0.21371 | 0.814 | 0 | CBSA 2014, adjusted to reflect new efficiencies | 49.5944 | 2032 | 1 | SWHC046-03
COM-HVAC-FS-11.56 | Com ¦ Large Packaged Heat Pump (IEER 14.0) - Fuel Sub - Hot-Dry ¦ SCG ¦ Hot-Dry | Com ¦ Large Packaged Heat Pump (IEER 14.0) - Fuel Sub - Hot-Dry | SCG ¦ Hot-Dry | SCG | All | Electric & Gas | Heat pump, IEER 14.0, 240-760 kbtuh, NR | Efficient |  |  | 1 | Conventional | HVAC | Com - Refrig. Warehouse | Com | ROB Only | 1 | 1000 sqft2 of floor space | Cap-Tons | 15 | DEER:HVAC_Split-Package_HP | 0 | 0 | 0 | SWHC046-03 | 0 | 2021 | 0 | 2021 | 0 | -50.09 | SWHC046-03 | Com Central HVAC (Large) - Fuel Sub - Hot-Dry ¦ SCG ¦ Hot-Dry | Com Central HVAC (Large) - Fuel Sub - Hot-Dry | 0 | 0.814 | 0 | CBSA 2014, adjusted to reflect new efficiencies | 0 | 2032 | 1 | SWHC046-03
COM-HVAC-FS-11.57 | Com ¦ Large Packaged Heat Pump (IEER 14.0) - Fuel Sub - Hot-Dry ¦ SCG ¦ Hot-Dry | Com ¦ Large Packaged Heat Pump (IEER 14.0) - Fuel Sub - Hot-Dry | SCG ¦ Hot-Dry | SCG | All | Electric & Gas | Heat pump, IEER 14.0, 240-760 kbtuh, NR | Efficient |  |  | 1 | Conventional | HVAC | Com - Restaurant | Com | ROB Only | 1 | 1000 sqft2 of floor space | Cap-Tons | 15 | DEER:HVAC_Split-Package_HP | 40.5042 | 0 | -4.8805 | SWHC046-03 | 907.8 | 2021 | 493.87 | 2021 | 0 | -50.09 | SWHC046-03 | Com Central HVAC (Large) - Fuel Sub - Hot-Dry ¦ SCG ¦ Hot-Dry | Com Central HVAC (Large) - Fuel Sub - Hot-Dry | 0.21772 | 0.814 | 0 | CBSA 2014, adjusted to reflect new efficiencies | 2.9466 | 2032 | 1 | SWHC046-03
COM-HVAC-FS-11.58 | Com ¦ Large Packaged Heat Pump (IEER 14.0) - Fuel Sub - Hot-Dry ¦ SCG ¦ Hot-Dry | Com ¦ Large Packaged Heat Pump (IEER 14.0) - Fuel Sub - Hot-Dry | SCG ¦ Hot-Dry | SCG | All | Electric & Gas | Heat pump, IEER 14.0, 240-760 kbtuh, NR | Efficient |  |  | 1 | Conventional | HVAC | Com - Retail | Com | ROB Only | 1 | 1000 sqft2 of floor space | Cap-Tons | 15 | DEER:HVAC_Split-Package_HP | 50.7604 | 0 | -5.8293 | SWHC046-03 | 907.8 | 2021 | 493.87 | 2021 | 0 | -50.09 | SWHC046-03 | Com Central HVAC (Large) - Fuel Sub - Hot-Dry ¦ SCG ¦ Hot-Dry | Com Central HVAC (Large) - Fuel Sub - Hot-Dry | 0.092114 | 0.814 | 0 | CBSA 2014, adjusted to reflect new efficiencies | 10.9705 | 2032 | 1 | SWHC046-03
COM-HVAC-FS-11.59 | Com ¦ Large Packaged Heat Pump (IEER 14.0) - Fuel Sub - Hot-Dry ¦ SCG ¦ Hot-Dry | Com ¦ Large Packaged Heat Pump (IEER 14.0) - Fuel Sub - Hot-Dry | SCG ¦ Hot-Dry | SCG | All | Electric & Gas | Heat pump, IEER 14.0, 240-760 kbtuh, NR | Efficient |  |  | 1 | Conventional | HVAC | Com - School | Com | ROB Only | 1 | 1000 sqft2 of floor space | Cap-Tons | 15 | DEER:HVAC_Split-Package_HP | 60.9626 | 0 | -7.8447 | SWHC046-03 | 907.8 | 2021 | 493.87 | 2021 | 0 | -50.09 | SWHC046-03 | Com Central HVAC (Large) - Fuel Sub - Hot-Dry ¦ SCG ¦ Hot-Dry | Com Central HVAC (Large) - Fuel Sub - Hot-Dry | 0.15 | 0.814 | 0 | CBSA 2014, adjusted to reflect new efficiencies | 7.8859 | 2032 | 1 | SWHC046-03
COM-HVAC-FS-11.60 | Com ¦ Large Packaged Heat Pump (IEER 14.0) - Fuel Sub - Hot-Dry ¦ SCG ¦ Hot-Dry | Com ¦ Large Packaged Heat Pump (IEER 14.0) - Fuel Sub - Hot-Dry | SCG ¦ Hot-Dry | SCG | All | Electric & Gas | Heat pump, IEER 14.0, 240-760 kbtuh, NR | Efficient |  |  | 1 | Conventional | HVAC | Com - Warehouse | Com | ROB Only | 1 | 1000 sqft2 of floor space | Cap-Tons | 15 | DEER:HVAC_Split-Package_HP | 190 | 0 | -25 | SWHC046-03 | 907.8 | 2021 | 493.87 | 2021 | 0 | -50.09 | SWHC046-03 | Com Central HVAC (Large) - Fuel Sub - Hot-Dry ¦ SCG ¦ Hot-Dry | Com Central HVAC (Large) - Fuel Sub - Hot-Dry | 0.028212 | 0.814 | 0 | CBSA 2014, adjusted to reflect new efficiencies | 48.4393 | 2032 | 1 | SWHC046-03
COM-HVAC-FS-11.61 | Com ¦ Large Packaged Heat Pump (IEER 14.0) - Fuel Sub - Cold ¦ SCG ¦ Cold | Com ¦ Large Packaged Heat Pump (IEER 14.0) - Fuel Sub - Cold | SCG ¦ Cold | SCG | All | Electric & Gas | Heat pump, IEER 14.0, 240-760 kbtuh, NR | Efficient |  |  | 1 | Conventional | HVAC | Com - College | Com | ROB Only | 1 | 1000 sqft2 of floor space | Cap-Tons | 15 | DEER:HVAC_Split-Package_HP | 616.9734 | 0 | -68.7425 | SWHC046-03 | 907.8 | 2021 | 493.87 | 2021 | 0 | -50.09 | SWHC046-03 | Com Central HVAC (Large) - Fuel Sub - Cold ¦ SCG ¦ Cold | Com Central HVAC (Large) - Fuel Sub - Cold | 0.12457 | 0.814 | 0 | CBSA 2014, adjusted to reflect new efficiencies | 180.1774 | 2032 | 1 | SWHC046-03
COM-HVAC-FS-11.62 | Com ¦ Large Packaged Heat Pump (IEER 14.0) - Fuel Sub - Cold ¦ SCG ¦ Cold | Com ¦ Large Packaged Heat Pump (IEER 14.0) - Fuel Sub - Cold | SCG ¦ Cold | SCG | All | Electric & Gas | Heat pump, IEER 14.0, 240-760 kbtuh, NR | Efficient |  |  | 1 | Conventional | HVAC | Com - Grocery | Com | ROB Only | 1 | 1000 sqft2 of floor space | Cap-Tons | 15 | DEER:HVAC_Split-Package_HP | 2800 | 0 | -283 | SWHC046-03 | 907.8 | 2021 | 493.87 | 2021 | 0 | -50.09 | SWHC046-03 | Com Central HVAC (Large) - Fuel Sub - Cold ¦ SCG ¦ Cold | Com Central HVAC (Large) - Fuel Sub - Cold | 0.22158 | 0.814 | 0 | CBSA 2014, adjusted to reflect new efficiencies | 507.0414 | 2032 | 1 | SWHC046-03
COM-HVAC-FS-11.63 | Com ¦ Large Packaged Heat Pump (IEER 14.0) - Fuel Sub - Cold ¦ SCG ¦ Cold | Com ¦ Large Packaged Heat Pump (IEER 14.0) - Fuel Sub - Cold | SCG ¦ Cold | SCG | All | Electric & Gas | Heat pump, IEER 14.0, 240-760 kbtuh, NR | Efficient |  |  | 1 | Conventional | HVAC | Com - Health | Com | ROB Only | 1 | 1000 sqft2 of floor space | Cap-Tons | 15 | DEER:HVAC_Split-Package_HP | 787.6167 | 0 | -88.0091 | SWHC046-03 | 907.8 | 2021 | 493.87 | 2021 | 0 | -50.09 | SWHC046-03 | Com Central HVAC (Large) - Fuel Sub - Cold ¦ SCG ¦ Cold | Com Central HVAC (Large) - Fuel Sub - Cold | 0.17666 | 0.814 | 0 | CBSA 2014, adjusted to reflect new efficiencies | 197.0498 | 2032 | 1 | SWHC046-03
COM-HVAC-FS-11.64 | Com ¦ Large Packaged Heat Pump (IEER 14.0) - Fuel Sub - Cold ¦ SCG ¦ Cold | Com ¦ Large Packaged Heat Pump (IEER 14.0) - Fuel Sub - Cold | SCG ¦ Cold | SCG | All | Electric & Gas | Heat pump, IEER 14.0, 240-760 kbtuh, NR | Efficient |  |  | 1 | Conventional | HVAC | Com - Lodging | Com | ROB Only | 1 | 1000 sqft2 of floor space | Cap-Tons | 15 | DEER:HVAC_Split-Package_HP | 1540.662 | 0 | -171.2941 | SWHC046-03 | 907.8 | 2021 | 493.87 | 2021 | 0 | -50.09 | SWHC046-03 | Com Central HVAC (Large) - Fuel Sub - Cold ¦ SCG ¦ Cold | Com Central HVAC (Large) - Fuel Sub - Cold | 0.099203 | 0.814 | 0 | CBSA 2014, adjusted to reflect new efficiencies | 1449.1674 | 2032 | 1 | SWHC046-03
COM-HVAC-FS-11.65 | Com ¦ Large Packaged Heat Pump (IEER 14.0) - Fuel Sub - Cold ¦ SCG ¦ Cold | Com ¦ Large Packaged Heat Pump (IEER 14.0) - Fuel Sub - Cold | SCG ¦ Cold | SCG | All | Electric & Gas | Heat pump, IEER 14.0, 240-760 kbtuh, NR | Efficient |  |  | 1 | Conventional | HVAC | Com - Office (Large) | Com | ROB Only | 1 | 1000 sqft2 of floor space | Cap-Tons | 15 | DEER:HVAC_Split-Package_HP | 149 | 0 | -15.8 | SWHC046-03 | 907.8 | 2021 | 493.87 | 2021 | 0 | -50.09 | SWHC046-03 | Com Central HVAC (Large) - Fuel Sub - Cold ¦ SCG ¦ Cold | Com Central HVAC (Large) - Fuel Sub - Cold | 0.13151 | 0.814 | 0 | CBSA 2014, adjusted to reflect new efficiencies | 56.1347 | 2032 | 1 | SWHC046-03
COM-HVAC-FS-11.66 | Com ¦ Large Packaged Heat Pump (IEER 14.0) - Fuel Sub - Cold ¦ SCG ¦ Cold | Com ¦ Large Packaged Heat Pump (IEER 14.0) - Fuel Sub - Cold | SCG ¦ Cold | SCG | All | Electric & Gas | Heat pump, IEER 14.0, 240-760 kbtuh, NR | Efficient |  |  | 1 | Conventional | HVAC | Com - Office (Small) | Com | ROB Only | 1 | 1000 sqft2 of floor space | Cap-Tons | 15 | DEER:HVAC_Split-Package_HP | 357 | 0 | -38.8 | SWHC046-03 | 907.8 | 2021 | 493.87 | 2021 | 0 | -50.09 | SWHC046-03 | Com Central HVAC (Large) - Fuel Sub - Cold ¦ SCG ¦ Cold | Com Central HVAC (Large) - Fuel Sub - Cold | 0.1492 | 0.814 | 0 | CBSA 2014, adjusted to reflect new efficiencies | 60.4437 | 2032 | 1 | SWHC046-03
COM-HVAC-FS-11.67 | Com ¦ Large Packaged Heat Pump (IEER 14.0) - Fuel Sub - Cold ¦ SCG ¦ Cold | Com ¦ Large Packaged Heat Pump (IEER 14.0) - Fuel Sub - Cold | SCG ¦ Cold | SCG | All | Electric & Gas | Heat pump, IEER 14.0, 240-760 kbtuh, NR | Efficient |  |  | 1 | Conventional | HVAC | Com - Other | Com | ROB Only | 1 | 1000 sqft2 of floor space | Cap-Tons | 15 | DEER:HVAC_Split-Package_HP | 1150 | 0 | -137 | SWHC046-03 | 907.8 | 2021 | 493.87 | 2021 | 0 | -50.09 | SWHC046-03 | Com Central HVAC (Large) - Fuel Sub - Cold ¦ SCG ¦ Cold | Com Central HVAC (Large) - Fuel Sub - Cold | 0.21371 | 0.814 | 0 | CBSA 2014, adjusted to reflect new efficiencies | 493.6228 | 2032 | 1 | SWHC046-03
COM-HVAC-FS-11.68 | Com ¦ Large Packaged Heat Pump (IEER 14.0) - Fuel Sub - Cold ¦ SCG ¦ Cold | Com ¦ Large Packaged Heat Pump (IEER 14.0) - Fuel Sub - Cold | SCG ¦ Cold | SCG | All | Electric & Gas | Heat pump, IEER 14.0, 240-760 kbtuh, NR | Efficient |  |  | 1 | Conventional | HVAC | Com - Refrig. Warehouse | Com | ROB Only | 1 | 1000 sqft2 of floor space | Cap-Tons | 15 | DEER:HVAC_Split-Package_HP | 0 | 0 | 0 | SWHC046-03 | 0 | 2021 | 0 | 2021 | 0 | -50.09 | SWHC046-03 | Com Central HVAC (Large) - Fuel Sub - Cold ¦ SCG ¦ Cold | Com Central HVAC (Large) - Fuel Sub - Cold | 0 | 0.814 | 0 | CBSA 2014, adjusted to reflect new efficiencies | 0 | 2032 | 1 | SWHC046-03
COM-HVAC-FS-11.69 | Com ¦ Large Packaged Heat Pump (IEER 14.0) - Fuel Sub - Cold ¦ SCG ¦ Cold | Com ¦ Large Packaged Heat Pump (IEER 14.0) - Fuel Sub - Cold | SCG ¦ Cold | SCG | All | Electric & Gas | Heat pump, IEER 14.0, 240-760 kbtuh, NR | Efficient |  |  | 1 | Conventional | HVAC | Com - Restaurant | Com | ROB Only | 1 | 1000 sqft2 of floor space | Cap-Tons | 15 | DEER:HVAC_Split-Package_HP | 735.0204 | 0 | -83.2271 | SWHC046-03 | 907.8 | 2021 | 493.87 | 2021 | 0 | -50.09 | SWHC046-03 | Com Central HVAC (Large) - Fuel Sub - Cold ¦ SCG ¦ Cold | Com Central HVAC (Large) - Fuel Sub - Cold | 0.21772 | 0.814 | 0 | CBSA 2014, adjusted to reflect new efficiencies | 49.4612 | 2032 | 1 | SWHC046-03
COM-HVAC-FS-11.70 | Com ¦ Large Packaged Heat Pump (IEER 14.0) - Fuel Sub - Cold ¦ SCG ¦ Cold | Com ¦ Large Packaged Heat Pump (IEER 14.0) - Fuel Sub - Cold | SCG ¦ Cold | SCG | All | Electric & Gas | Heat pump, IEER 14.0, 240-760 kbtuh, NR | Efficient |  |  | 1 | Conventional | HVAC | Com - Retail | Com | ROB Only | 1 | 1000 sqft2 of floor space | Cap-Tons | 15 | DEER:HVAC_Split-Package_HP | 674.5041 | 0 | -74.8337 | SWHC046-03 | 907.8 | 2021 | 493.87 | 2021 | 0 | -50.09 | SWHC046-03 | Com Central HVAC (Large) - Fuel Sub - Cold ¦ SCG ¦ Cold | Com Central HVAC (Large) - Fuel Sub - Cold | 0.092114 | 0.814 | 0 | CBSA 2014, adjusted to reflect new efficiencies | 132.7972 | 2032 | 1 | SWHC046-03
COM-HVAC-FS-11.71 | Com ¦ Large Packaged Heat Pump (IEER 14.0) - Fuel Sub - Cold ¦ SCG ¦ Cold | Com ¦ Large Packaged Heat Pump (IEER 14.0) - Fuel Sub - Cold | SCG ¦ Cold | SCG | All | Electric & Gas | Heat pump, IEER 14.0, 240-760 kbtuh, NR | Efficient |  |  | 1 | Conventional | HVAC | Com - School | Com | ROB Only | 1 | 1000 sqft2 of floor space | Cap-Tons | 15 | DEER:HVAC_Split-Package_HP | 655.1832 | 0 | -73.3577 | SWHC046-03 | 907.8 | 2021 | 493.87 | 2021 | 0 | -50.09 | SWHC046-03 | Com Central HVAC (Large) - Fuel Sub - Cold ¦ SCG ¦ Cold | Com Central HVAC (Large) - Fuel Sub - Cold | 0.15 | 0.814 | 0 | CBSA 2014, adjusted to reflect new efficiencies | 59.73 | 2032 | 1 | SWHC046-03
COM-HVAC-FS-11.72 | Com ¦ Large Packaged Heat Pump (IEER 14.0) - Fuel Sub - Cold ¦ SCG ¦ Cold | Com ¦ Large Packaged Heat Pump (IEER 14.0) - Fuel Sub - Cold | SCG ¦ Cold | SCG | All | Electric & Gas | Heat pump, IEER 14.0, 240-760 kbtuh, NR | Efficient |  |  | 1 | Conventional | HVAC | Com - Warehouse | Com | ROB Only | 1 | 1000 sqft2 of floor space | Cap-Tons | 15 | DEER:HVAC_Split-Package_HP | 1120 | 0 | -125 | SWHC046-03 | 907.8 | 2021 | 493.87 | 2021 | 0 | -50.09 | SWHC046-03 | Com Central HVAC (Large) - Fuel Sub - Cold ¦ SCG ¦ Cold | Com Central HVAC (Large) - Fuel Sub - Cold | 0.028212 | 0.814 | 0 | CBSA 2014, adjusted to reflect new efficiencies | 191.2435 | 2032 | 1 | SWHC046-03
COM-HVAC-FS-11.73 | Com ¦ Large Packaged Heat Pump (IEER 14.0) - Fuel Sub - Marine ¦ SDG&E ¦ Marine | Com ¦ Large Packaged Heat Pump (IEER 14.0) - Fuel Sub - Marine | SDG&E ¦ Marine | SDG&E | All | Electric & Gas | Heat pump, IEER 14.0, 240-760 kbtuh, NR | Efficient |  |  | 1 | Conventional | HVAC | Com - College | Com | ROB Only | 1 | 1000 sqft2 of floor space | Cap-Tons | 15 | DEER:HVAC_Split-Package_HP | 56.0937 | 0 | -8.342 | SWHC046-03 | 907.8 | 2021 | 493.87 | 2021 | 0 | -50.09 | SWHC046-03 | Com Central HVAC (Large) - Fuel Sub - Marine ¦ SDG&E ¦ Marine | Com Central HVAC (Large) - Fuel Sub - Marine | 0.12207 | 0.814 | 0 | CBSA 2014, adjusted to reflect new efficiencies | 23.2823 | 2032 | 1 | SWHC046-03
COM-HVAC-FS-11.74 | Com ¦ Large Packaged Heat Pump (IEER 14.0) - Fuel Sub - Marine ¦ SDG&E ¦ Marine | Com ¦ Large Packaged Heat Pump (IEER 14.0) - Fuel Sub - Marine | SDG&E ¦ Marine | SDG&E | All | Electric & Gas | Heat pump, IEER 14.0, 240-760 kbtuh, NR | Efficient |  |  | 1 | Conventional | HVAC | Com - Grocery | Com | ROB Only | 1 | 1000 sqft2 of floor space | Cap-Tons | 15 | DEER:HVAC_Split-Package_HP | 667 | 0 | -73.8 | SWHC046-03 | 907.8 | 2021 | 493.87 | 2021 | 0 | -50.09 | SWHC046-03 | Com Central HVAC (Large) - Fuel Sub - Marine ¦ SDG&E ¦ Marine | Com Central HVAC (Large) - Fuel Sub - Marine | 0.22528 | 0.814 | 0 | CBSA 2014, adjusted to reflect new efficiencies | 135.7785 | 2032 | 1 | SWHC046-03
COM-HVAC-FS-11.75 | Com ¦ Large Packaged Heat Pump (IEER 14.0) - Fuel Sub - Marine ¦ SDG&E ¦ Marine | Com ¦ Large Packaged Heat Pump (IEER 14.0) - Fuel Sub - Marine | SDG&E ¦ Marine | SDG&E | All | Electric & Gas | Heat pump, IEER 14.0, 240-760 kbtuh, NR | Efficient |  |  | 1 | Conventional | HVAC | Com - Health | Com | ROB Only | 1 | 1000 sqft2 of floor space | Cap-Tons | 15 | DEER:HVAC_Split-Package_HP | 113.3475 | 0 | -14.8577 | SWHC046-03 | 907.8 | 2021 | 493.87 | 2021 | 0 | -50.09 | SWHC046-03 | Com Central HVAC (Large) - Fuel Sub - Marine ¦ SDG&E ¦ Marine | Com Central HVAC (Large) - Fuel Sub - Marine | 0.17567 | 0.814 | 0 | CBSA 2014, adjusted to reflect new efficiencies | 34.5498 | 2032 | 1 | SWHC046-03
COM-HVAC-FS-11.76 | Com ¦ Large Packaged Heat Pump (IEER 14.0) - Fuel Sub - Marine ¦ SDG&E ¦ Marine | Com ¦ Large Packaged Heat Pump (IEER 14.0) - Fuel Sub - Marine | SDG&E ¦ Marine | SDG&E | All | Electric & Gas | Heat pump, IEER 14.0, 240-760 kbtuh, NR | Efficient |  |  | 1 | Conventional | HVAC | Com - Lodging | Com | ROB Only | 1 | 1000 sqft2 of floor space | Cap-Tons | 15 | DEER:HVAC_Split-Package_HP | 234.2601 | 0 | -30.7179 | SWHC046-03 | 907.8 | 2021 | 493.87 | 2021 | 0 | -50.09 | SWHC046-03 | Com Central HVAC (Large) - Fuel Sub - Marine ¦ SDG&E ¦ Marine | Com Central HVAC (Large) - Fuel Sub - Marine | 0.098289 | 0.814 | 0 | CBSA 2014, adjusted to reflect new efficiencies | 266.5039 | 2032 | 1 | SWHC046-03
COM-HVAC-FS-11.77 | Com ¦ Large Packaged Heat Pump (IEER 14.0) - Fuel Sub - Marine ¦ SDG&E ¦ Marine | Com ¦ Large Packaged Heat Pump (IEER 14.0) - Fuel Sub - Marine | SDG&E ¦ Marine | SDG&E | All | Electric & Gas | Heat pump, IEER 14.0, 240-760 kbtuh, NR | Efficient |  |  | 1 | Conventional | HVAC | Com - Office (Large) | Com | ROB Only | 1 | 1000 sqft2 of floor space | Cap-Tons | 15 | DEER:HVAC_Split-Package_HP | -2.86 | 0 | -0.523 | SWHC046-03 | 907.8 | 2021 | 493.87 | 2021 | 0 | -50.09 | SWHC046-03 | Com Central HVAC (Large) - Fuel Sub - Marine ¦ SDG&E ¦ Marine | Com Central HVAC (Large) - Fuel Sub - Marine | 0.12833 | 0.814 | 0 | CBSA 2014, adjusted to reflect new efficiencies | 2.6331 | 2032 | 1 | SWHC046-03
COM-HVAC-FS-11.78 | Com ¦ Large Packaged Heat Pump (IEER 14.0) - Fuel Sub - Marine ¦ SDG&E ¦ Marine | Com ¦ Large Packaged Heat Pump (IEER 14.0) - Fuel Sub - Marine | SDG&E ¦ Marine | SDG&E | All | Electric & Gas | Heat pump, IEER 14.0, 240-760 kbtuh, NR | Efficient |  |  | 1 | Conventional | HVAC | Com - Office (Small) | Com | ROB Only | 1 | 1000 sqft2 of floor space | Cap-Tons | 15 | DEER:HVAC_Split-Package_HP | 30.4 | 0 | -4.48 | SWHC046-03 | 907.8 | 2021 | 493.87 | 2021 | 0 | -50.09 | SWHC046-03 | Com Central HVAC (Large) - Fuel Sub - Marine ¦ SDG&E ¦ Marine | Com Central HVAC (Large) - Fuel Sub - Marine | 0.15582 | 0.814 | 0 | CBSA 2014, adjusted to reflect new efficiencies | 7.4752 | 2032 | 1 | SWHC046-03
COM-HVAC-FS-11.79 | Com ¦ Large Packaged Heat Pump (IEER 14.0) - Fuel Sub - Marine ¦ SDG&E ¦ Marine | Com ¦ Large Packaged Heat Pump (IEER 14.0) - Fuel Sub - Marine | SDG&E ¦ Marine | SDG&E | All | Electric & Gas | Heat pump, IEER 14.0, 240-760 kbtuh, NR | Efficient |  |  | 1 | Conventional | HVAC | Com - Other | Com | ROB Only | 1 | 1000 sqft2 of floor space | Cap-Tons | 15 | DEER:HVAC_Split-Package_HP | 129 | 0 | -16.7 | SWHC046-03 | 907.8 | 2021 | 493.87 | 2021 | 0 | -50.09 | SWHC046-03 | Com Central HVAC (Large) - Fuel Sub - Marine ¦ SDG&E ¦ Marine | Com Central HVAC (Large) - Fuel Sub - Marine | 0.21005 | 0.814 | 0 | CBSA 2014, adjusted to reflect new efficiencies | 61.4064 | 2032 | 1 | SWHC046-03
COM-HVAC-FS-11.80 | Com ¦ Large Packaged Heat Pump (IEER 14.0) - Fuel Sub - Marine ¦ SDG&E ¦ Marine | Com ¦ Large Packaged Heat Pump (IEER 14.0) - Fuel Sub - Marine | SDG&E ¦ Marine | SDG&E | All | Electric & Gas | Heat pump, IEER 14.0, 240-760 kbtuh, NR | Efficient |  |  | 1 | Conventional | HVAC | Com - Refrig. Warehouse | Com | ROB Only | 1 | 1000 sqft2 of floor space | Cap-Tons | 15 | DEER:HVAC_Split-Package_HP | 0 | 0 | 0 | SWHC046-03 | 0 | 2021 | 0 | 2021 | 0 | -50.09 | SWHC046-03 | Com Central HVAC (Large) - Fuel Sub - Marine ¦ SDG&E ¦ Marine | Com Central HVAC (Large) - Fuel Sub - Marine | 0 | 0.814 | 0 | CBSA 2014, adjusted to reflect new efficiencies | 0 | 2032 | 1 | SWHC046-03
COM-HVAC-FS-11.81 | Com ¦ Large Packaged Heat Pump (IEER 14.0) - Fuel Sub - Marine ¦ SDG&E ¦ Marine | Com ¦ Large Packaged Heat Pump (IEER 14.0) - Fuel Sub - Marine | SDG&E ¦ Marine | SDG&E | All | Electric & Gas | Heat pump, IEER 14.0, 240-760 kbtuh, NR | Efficient |  |  | 1 | Conventional | HVAC | Com - Restaurant | Com | ROB Only | 1 | 1000 sqft2 of floor space | Cap-Tons | 15 | DEER:HVAC_Split-Package_HP | 28.5488 | 0 | -4.423 | SWHC046-03 | 907.8 | 2021 | 493.87 | 2021 | 0 | -50.09 | SWHC046-03 | Com Central HVAC (Large) - Fuel Sub - Marine ¦ SDG&E ¦ Marine | Com Central HVAC (Large) - Fuel Sub - Marine | 0.22744 | 0.814 | 0 | CBSA 2014, adjusted to reflect new efficiencies | 2.8154 | 2032 | 1 | SWHC046-03
COM-HVAC-FS-11.82 | Com ¦ Large Packaged Heat Pump (IEER 14.0) - Fuel Sub - Marine ¦ SDG&E ¦ Marine | Com ¦ Large Packaged Heat Pump (IEER 14.0) - Fuel Sub - Marine | SDG&E ¦ Marine | SDG&E | All | Electric & Gas | Heat pump, IEER 14.0, 240-760 kbtuh, NR | Efficient |  |  | 1 | Conventional | HVAC | Com - Retail | Com | ROB Only | 1 | 1000 sqft2 of floor space | Cap-Tons | 15 | DEER:HVAC_Split-Package_HP | 50.4967 | 0 | -7.4334 | SWHC046-03 | 907.8 | 2021 | 493.87 | 2021 | 0 | -50.09 | SWHC046-03 | Com Central HVAC (Large) - Fuel Sub - Marine ¦ SDG&E ¦ Marine | Com Central HVAC (Large) - Fuel Sub - Marine | 0.092203 | 0.814 | 0 | CBSA 2014, adjusted to reflect new efficiencies | 18.9892 | 2032 | 1 | SWHC046-03
COM-HVAC-FS-11.83 | Com ¦ Large Packaged Heat Pump (IEER 14.0) - Fuel Sub - Marine ¦ SDG&E ¦ Marine | Com ¦ Large Packaged Heat Pump (IEER 14.0) - Fuel Sub - Marine | SDG&E ¦ Marine | SDG&E | All | Electric & Gas | Heat pump, IEER 14.0, 240-760 kbtuh, NR | Efficient |  |  | 1 | Conventional | HVAC | Com - School | Com | ROB Only | 1 | 1000 sqft2 of floor space | Cap-Tons | 15 | DEER:HVAC_Split-Package_HP | 56.7768 | 0 | -8.3368 | SWHC046-03 | 907.8 | 2021 | 493.87 | 2021 | 0 | -50.09 | SWHC046-03 | Com Central HVAC (Large) - Fuel Sub - Marine ¦ SDG&E ¦ Marine | Com Central HVAC (Large) - Fuel Sub - Marine | 0.15505 | 0.814 | 0 | CBSA 2014, adjusted to reflect new efficiencies | 9.6994 | 2032 | 1 | SWHC046-03
COM-HVAC-FS-11.84 | Com ¦ Large Packaged Heat Pump (IEER 14.0) - Fuel Sub - Marine ¦ SDG&E ¦ Marine | Com ¦ Large Packaged Heat Pump (IEER 14.0) - Fuel Sub - Marine | SDG&E ¦ Marine | SDG&E | All | Electric & Gas | Heat pump, IEER 14.0, 240-760 kbtuh, NR | Efficient |  |  | 1 | Conventional | HVAC | Com - Warehouse | Com | ROB Only | 1 | 1000 sqft2 of floor space | Cap-Tons | 15 | DEER:HVAC_Split-Package_HP | 220 | 0 | -27.6 | SWHC046-03 | 907.8 | 2021 | 493.87 | 2021 | 0 | -50.09 | SWHC046-03 | Com Central HVAC (Large) - Fuel Sub - Marine ¦ SDG&E ¦ Marine | Com Central HVAC (Large) - Fuel Sub - Marine | 0.028275 | 0.814 | 0 | CBSA 2014, adjusted to reflect new efficiencies | 50.4078 | 2032 | 1 | SWHC046-03
COM-HVAC-FS-11.85 | Com ¦ Large Packaged Heat Pump (IEER 14.0) - Fuel Sub - Hot-Dry ¦ SDG&E ¦ Hot-Dry | Com ¦ Large Packaged Heat Pump (IEER 14.0) - Fuel Sub - Hot-Dry | SDG&E ¦ Hot-Dry | SDG&E | All | Electric & Gas | Heat pump, IEER 14.0, 240-760 kbtuh, NR | Efficient |  |  | 1 | Conventional | HVAC | Com - College | Com | ROB Only | 1 | 1000 sqft2 of floor space | Cap-Tons | 15 | DEER:HVAC_Split-Package_HP | 50.3042 | 0 | -7.1995 | SWHC046-03 | 907.8 | 2021 | 493.87 | 2021 | 0 | -50.09 | SWHC046-03 | Com Central HVAC (Large) - Fuel Sub - Hot-Dry ¦ SDG&E ¦ Hot-Dry | Com Central HVAC (Large) - Fuel Sub - Hot-Dry | 0.12207 | 0.814 | 0 | CBSA 2014, adjusted to reflect new efficiencies | 19.9509 | 2032 | 1 | SWHC046-03
COM-HVAC-FS-11.86 | Com ¦ Large Packaged Heat Pump (IEER 14.0) - Fuel Sub - Hot-Dry ¦ SDG&E ¦ Hot-Dry | Com ¦ Large Packaged Heat Pump (IEER 14.0) - Fuel Sub - Hot-Dry | SDG&E ¦ Hot-Dry | SDG&E | All | Electric & Gas | Heat pump, IEER 14.0, 240-760 kbtuh, NR | Efficient |  |  | 1 | Conventional | HVAC | Com - Grocery | Com | ROB Only | 1 | 1000 sqft2 of floor space | Cap-Tons | 15 | DEER:HVAC_Split-Package_HP | 676 | 0 | -74 | SWHC046-03 | 907.8 | 2021 | 493.87 | 2021 | 0 | -50.09 | SWHC046-03 | Com Central HVAC (Large) - Fuel Sub - Hot-Dry ¦ SDG&E ¦ Hot-Dry | Com Central HVAC (Large) - Fuel Sub - Hot-Dry | 0.22528 | 0.814 | 0 | CBSA 2014, adjusted to reflect new efficiencies | 135.7419 | 2032 | 1 | SWHC046-03
COM-HVAC-FS-11.87 | Com ¦ Large Packaged Heat Pump (IEER 14.0) - Fuel Sub - Hot-Dry ¦ SDG&E ¦ Hot-Dry | Com ¦ Large Packaged Heat Pump (IEER 14.0) - Fuel Sub - Hot-Dry | SDG&E ¦ Hot-Dry | SDG&E | All | Electric & Gas | Heat pump, IEER 14.0, 240-760 kbtuh, NR | Efficient |  |  | 1 | Conventional | HVAC | Com - Health | Com | ROB Only | 1 | 1000 sqft2 of floor space | Cap-Tons | 15 | DEER:HVAC_Split-Package_HP | 81.8145 | 0 | -10.1976 | SWHC046-03 | 907.8 | 2021 | 493.87 | 2021 | 0 | -50.09 | SWHC046-03 | Com Central HVAC (Large) - Fuel Sub - Hot-Dry ¦ SDG&E ¦ Hot-Dry | Com Central HVAC (Large) - Fuel Sub - Hot-Dry | 0.17567 | 0.814 | 0 | CBSA 2014, adjusted to reflect new efficiencies | 23.4504 | 2032 | 1 | SWHC046-03
COM-HVAC-FS-11.88 | Com ¦ Large Packaged Heat Pump (IEER 14.0) - Fuel Sub - Hot-Dry ¦ SDG&E ¦ Hot-Dry | Com ¦ Large Packaged Heat Pump (IEER 14.0) - Fuel Sub - Hot-Dry | SDG&E ¦ Hot-Dry | SDG&E | All | Electric & Gas | Heat pump, IEER 14.0, 240-760 kbtuh, NR | Efficient |  |  | 1 | Conventional | HVAC | Com - Lodging | Com | ROB Only | 1 | 1000 sqft2 of floor space | Cap-Tons | 15 | DEER:HVAC_Split-Package_HP | 194.2367 | 0 | -24.47 | SWHC046-03 | 907.8 | 2021 | 493.87 | 2021 | 0 | -50.09 | SWHC046-03 | Com Central HVAC (Large) - Fuel Sub - Hot-Dry ¦ SDG&E ¦ Hot-Dry | Com Central HVAC (Large) - Fuel Sub - Hot-Dry | 0.098289 | 0.814 | 0 | CBSA 2014, adjusted to reflect new efficiencies | 211.0958 | 2032 | 1 | SWHC046-03
COM-HVAC-FS-11.89 | Com ¦ Large Packaged Heat Pump (IEER 14.0) - Fuel Sub - Hot-Dry ¦ SDG&E ¦ Hot-Dry | Com ¦ Large Packaged Heat Pump (IEER 14.0) - Fuel Sub - Hot-Dry | SDG&E ¦ Hot-Dry | SDG&E | All | Electric & Gas | Heat pump, IEER 14.0, 240-760 kbtuh, NR | Efficient |  |  | 1 | Conventional | HVAC | Com - Office (Large) | Com | ROB Only | 1 | 1000 sqft2 of floor space | Cap-Tons | 15 | DEER:HVAC_Split-Package_HP | -3.62 | 0 | -0.265 | SWHC046-03 | 907.8 | 2021 | 493.87 | 2021 | 0 | -50.09 | SWHC046-03 | Com Central HVAC (Large) - Fuel Sub - Hot-Dry ¦ SDG&E ¦ Hot-Dry | Com Central HVAC (Large) - Fuel Sub - Hot-Dry | 0.12833 | 0.814 | 0 | CBSA 2014, adjusted to reflect new efficiencies | 1.55 | 2032 | 1 | SWHC046-03
COM-HVAC-FS-11.90 | Com ¦ Large Packaged Heat Pump (IEER 14.0) - Fuel Sub - Hot-Dry ¦ SDG&E ¦ Hot-Dry | Com ¦ Large Packaged Heat Pump (IEER 14.0) - Fuel Sub - Hot-Dry | SDG&E ¦ Hot-Dry | SDG&E | All | Electric & Gas | Heat pump, IEER 14.0, 240-760 kbtuh, NR | Efficient |  |  | 1 | Conventional | HVAC | Com - Office (Small) | Com | ROB Only | 1 | 1000 sqft2 of floor space | Cap-Tons | 15 | DEER:HVAC_Split-Package_HP | 24.1 | 0 | -3.47 | SWHC046-03 | 907.8 | 2021 | 493.87 | 2021 | 0 | -50.09 | SWHC046-03 | Com Central HVAC (Large) - Fuel Sub - Hot-Dry ¦ SDG&E ¦ Hot-Dry | Com Central HVAC (Large) - Fuel Sub - Hot-Dry | 0.15582 | 0.814 | 0 | CBSA 2014, adjusted to reflect new efficiencies | 5.7645 | 2032 | 1 | SWHC046-03
COM-HVAC-FS-11.91 | Com ¦ Large Packaged Heat Pump (IEER 14.0) - Fuel Sub - Hot-Dry ¦ SDG&E ¦ Hot-Dry | Com ¦ Large Packaged Heat Pump (IEER 14.0) - Fuel Sub - Hot-Dry | SDG&E ¦ Hot-Dry | SDG&E | All | Electric & Gas | Heat pump, IEER 14.0, 240-760 kbtuh, NR | Efficient |  |  | 1 | Conventional | HVAC | Com - Other | Com | ROB Only | 1 | 1000 sqft2 of floor space | Cap-Tons | 15 | DEER:HVAC_Split-Package_HP | 118 | 0 | -14.4 | SWHC046-03 | 907.8 | 2021 | 493.87 | 2021 | 0 | -50.09 | SWHC046-03 | Com Central HVAC (Large) - Fuel Sub - Hot-Dry ¦ SDG&E ¦ Hot-Dry | Com Central HVAC (Large) - Fuel Sub - Hot-Dry | 0.21005 | 0.814 | 0 | CBSA 2014, adjusted to reflect new efficiencies | 52.202 | 2032 | 1 | SWHC046-03
COM-HVAC-FS-11.92 | Com ¦ Large Packaged Heat Pump (IEER 14.0) - Fuel Sub - Hot-Dry ¦ SDG&E ¦ Hot-Dry | Com ¦ Large Packaged Heat Pump (IEER 14.0) - Fuel Sub - Hot-Dry | SDG&E ¦ Hot-Dry | SDG&E | All | Electric & Gas | Heat pump, IEER 14.0, 240-760 kbtuh, NR | Efficient |  |  | 1 | Conventional | HVAC | Com - Refrig. Warehouse | Com | ROB Only | 1 | 1000 sqft2 of floor space | Cap-Tons | 15 | DEER:HVAC_Split-Package_HP | 0 | 0 | 0 | SWHC046-03 | 0 | 2021 | 0 | 2021 | 0 | -50.09 | SWHC046-03 | Com Central HVAC (Large) - Fuel Sub - Hot-Dry ¦ SDG&E ¦ Hot-Dry | Com Central HVAC (Large) - Fuel Sub - Hot-Dry | 0 | 0.814 | 0 | CBSA 2014, adjusted to reflect new efficiencies | 0 | 2032 | 1 | SWHC046-03
COM-HVAC-FS-11.93 | Com ¦ Large Packaged Heat Pump (IEER 14.0) - Fuel Sub - Hot-Dry ¦ SDG&E ¦ Hot-Dry | Com ¦ Large Packaged Heat Pump (IEER 14.0) - Fuel Sub - Hot-Dry | SDG&E ¦ Hot-Dry | SDG&E | All | Electric & Gas | Heat pump, IEER 14.0, 240-760 kbtuh, NR | Efficient |  |  | 1 | Conventional | HVAC | Com - Restaurant | Com | ROB Only | 1 | 1000 sqft2 of floor space | Cap-Tons | 15 | DEER:HVAC_Split-Package_HP | 15.2704 | 0 | -2.8423 | SWHC046-03 | 907.8 | 2021 | 493.87 | 2021 | 0 | -50.09 | SWHC046-03 | Com Central HVAC (Large) - Fuel Sub - Hot-Dry ¦ SDG&E ¦ Hot-Dry | Com Central HVAC (Large) - Fuel Sub - Hot-Dry | 0.22744 | 0.814 | 0 | CBSA 2014, adjusted to reflect new efficiencies | 1.8639 | 2032 | 1 | SWHC046-03
COM-HVAC-FS-11.94 | Com ¦ Large Packaged Heat Pump (IEER 14.0) - Fuel Sub - Hot-Dry ¦ SDG&E ¦ Hot-Dry | Com ¦ Large Packaged Heat Pump (IEER 14.0) - Fuel Sub - Hot-Dry | SDG&E ¦ Hot-Dry | SDG&E | All | Electric & Gas | Heat pump, IEER 14.0, 240-760 kbtuh, NR | Efficient |  |  | 1 | Conventional | HVAC | Com - Retail | Com | ROB Only | 1 | 1000 sqft2 of floor space | Cap-Tons | 15 | DEER:HVAC_Split-Package_HP | 41.6123 | 0 | -6.1456 | SWHC046-03 | 907.8 | 2021 | 493.87 | 2021 | 0 | -50.09 | SWHC046-03 | Com Central HVAC (Large) - Fuel Sub - Hot-Dry ¦ SDG&E ¦ Hot-Dry | Com Central HVAC (Large) - Fuel Sub - Hot-Dry | 0.092203 | 0.814 | 0 | CBSA 2014, adjusted to reflect new efficiencies | 15.7472 | 2032 | 1 | SWHC046-03
COM-HVAC-FS-11.95 | Com ¦ Large Packaged Heat Pump (IEER 14.0) - Fuel Sub - Hot-Dry ¦ SDG&E ¦ Hot-Dry | Com ¦ Large Packaged Heat Pump (IEER 14.0) - Fuel Sub - Hot-Dry | SDG&E ¦ Hot-Dry | SDG&E | All | Electric & Gas | Heat pump, IEER 14.0, 240-760 kbtuh, NR | Efficient |  |  | 1 | Conventional | HVAC | Com - School | Com | ROB Only | 1 | 1000 sqft2 of floor space | Cap-Tons | 15 | DEER:HVAC_Split-Package_HP | 51.0583 | 0 | -7.2205 | SWHC046-03 | 907.8 | 2021 | 493.87 | 2021 | 0 | -50.09 | SWHC046-03 | Com Central HVAC (Large) - Fuel Sub - Hot-Dry ¦ SDG&E ¦ Hot-Dry | Com Central HVAC (Large) - Fuel Sub - Hot-Dry | 0.15505 | 0.814 | 0 | CBSA 2014, adjusted to reflect new efficiencies | 8.0903 | 2032 | 1 | SWHC046-03
COM-HVAC-FS-11.96 | Com ¦ Large Packaged Heat Pump (IEER 14.0) - Fuel Sub - Hot-Dry ¦ SDG&E ¦ Hot-Dry | Com ¦ Large Packaged Heat Pump (IEER 14.0) - Fuel Sub - Hot-Dry | SDG&E ¦ Hot-Dry | SDG&E | All | Electric & Gas | Heat pump, IEER 14.0, 240-760 kbtuh, NR | Efficient |  |  | 1 | Conventional | HVAC | Com - Warehouse | Com | ROB Only | 1 | 1000 sqft2 of floor space | Cap-Tons | 15 | DEER:HVAC_Split-Package_HP | 201 | 0 | -25.2 | SWHC046-03 | 907.8 | 2021 | 493.87 | 2021 | 0 | -50.09 | SWHC046-03 | Com Central HVAC (Large) - Fuel Sub - Hot-Dry ¦ SDG&E ¦ Hot-Dry | Com Central HVAC (Large) - Fuel Sub - Hot-Dry | 0.028275 | 0.814 | 0 | CBSA 2014, adjusted to reflect new efficiencies | 45.9854 | 2032 | 1 | SWHC046-03
COM-HVAC-FS-PU-10.1 | Com ¦ Large Code HVAC System Integrated Furnace and AC - Panel Upgrade - Marine ¦ PG&E ¦ Marine | Com ¦ Large Code HVAC System Integrated Furnace and AC - Panel Upgrade - Marine | PG&E ¦ Marine | PG&E | All | Electric & Gas | Code split-package AC with gas furnace, 240-760 kbtuh | Average Existing and Code |  | 2029 | 1 | Conventional | HVAC | Com - College | Com | ROB Only | 0 | 1000 sqft2 of floor space | Cap-Tons | 15 | DEER:HVAC_Split-Package_HP | 0 | 0 | 0 | SWHC046-03 | 903.64 | 2021 | 304.56 | 2021 | 0 | 0 | SWHC046-03 | Com Central HVAC (Large) - Fuel Sub - Panel Upgrade - Marine ¦ PG&E ¦ Marine | Com Central HVAC (Large) - Fuel Sub - Panel Upgrade - Marine | 0.11162 | 0.186 | 1 | CBSA 2014, adjusted to reflect new efficiencies | 0 | 2012 | 1 | SWHC046-03
COM-HVAC-FS-PU-10.2 | Com ¦ Large Code HVAC System Integrated Furnace and AC - Panel Upgrade - Marine ¦ PG&E ¦ Marine | Com ¦ Large Code HVAC System Integrated Furnace and AC - Panel Upgrade - Marine | PG&E ¦ Marine | PG&E | All | Electric & Gas | Code split-package AC with gas furnace, 240-760 kbtuh | Average Existing and Code |  | 2029 | 1 | Conventional | HVAC | Com - Grocery | Com | ROB Only | 0 | 1000 sqft2 of floor space | Cap-Tons | 15 | DEER:HVAC_Split-Package_HP | 0 | 0 | 0 | SWHC046-03 | 903.64 | 2021 | 304.56 | 2021 | 0 | 0 | SWHC046-03 | Com Central HVAC (Large) - Fuel Sub - Panel Upgrade - Marine ¦ PG&E ¦ Marine | Com Central HVAC (Large) - Fuel Sub - Panel Upgrade - Marine | 0.18624 | 0.186 | 1 | CBSA 2014, adjusted to reflect new efficiencies | 0 | 2012 | 1 | SWHC046-03
COM-HVAC-FS-PU-10.3 | Com ¦ Large Code HVAC System Integrated Furnace and AC - Panel Upgrade - Marine ¦ PG&E ¦ Marine | Com ¦ Large Code HVAC System Integrated Furnace and AC - Panel Upgrade - Marine | PG&E ¦ Marine | PG&E | All | Electric & Gas | Code split-package AC with gas furnace, 240-760 kbtuh | Average Existing and Code |  | 2029 | 1 | Conventional | HVAC | Com - Health | Com | ROB Only | 0 | 1000 sqft2 of floor space | Cap-Tons | 15 | DEER:HVAC_Split-Package_HP | 0 | 0 | 0 | SWHC046-03 | 903.64 | 2021 | 304.56 | 2021 | 0 | 0 | SWHC046-03 | Com Central HVAC (Large) - Fuel Sub - Panel Upgrade - Marine ¦ PG&E ¦ Marine | Com Central HVAC (Large) - Fuel Sub - Panel Upgrade - Marine | 0.16483 | 0.186 | 1 | CBSA 2014, adjusted to reflect new efficiencies | 0 | 2012 | 1 | SWHC046-03
COM-HVAC-FS-PU-10.4 | Com ¦ Large Code HVAC System Integrated Furnace and AC - Panel Upgrade - Marine ¦ PG&E ¦ Marine | Com ¦ Large Code HVAC System Integrated Furnace and AC - Panel Upgrade - Marine | PG&E ¦ Marine | PG&E | All | Electric & Gas | Code split-package AC with gas furnace, 240-760 kbtuh | Average Existing and Code |  | 2029 | 1 | Conventional | HVAC | Com - Lodging | Com | ROB Only | 0 | 1000 sqft2 of floor space | Cap-Tons | 15 | DEER:HVAC_Split-Package_HP | 0 | 0 | 0 | SWHC046-03 | 903.64 | 2021 | 304.56 | 2021 | 0 | 0 | SWHC046-03 | Com Central HVAC (Large) - Fuel Sub - Panel Upgrade - Marine ¦ PG&E ¦ Marine | Com Central HVAC (Large) - Fuel Sub - Panel Upgrade - Marine | 0.08786 | 0.186 | 1 | CBSA 2014, adjusted to reflect new efficiencies | 0 | 2012 | 1 | SWHC046-03
COM-HVAC-FS-PU-10.5 | Com ¦ Large Code HVAC System Integrated Furnace and AC - Panel Upgrade - Marine ¦ PG&E ¦ Marine | Com ¦ Large Code HVAC System Integrated Furnace and AC - Panel Upgrade - Marine | PG&E ¦ Marine | PG&E | All | Electric & Gas | Code split-package AC with gas furnace, 240-760 kbtuh | Average Existing and Code |  | 2029 | 1 | Conventional | HVAC | Com - Office (Large) | Com | ROB Only | 0 | 1000 sqft2 of floor space | Cap-Tons | 15 | DEER:HVAC_Split-Package_HP | 0 | 0 | 0 | SWHC046-03 | 903.64 | 2021 | 304.56 | 2021 | 0 | 0 | SWHC046-03 | Com Central HVAC (Large) - Fuel Sub - Panel Upgrade - Marine ¦ PG&E ¦ Marine | Com Central HVAC (Large) - Fuel Sub - Panel Upgrade - Marine | 0.11704 | 0.186 | 1 | CBSA 2014, adjusted to reflect new efficiencies | 0 | 2012 | 1 | SWHC046-03
COM-HVAC-FS-PU-10.6 | Com ¦ Large Code HVAC System Integrated Furnace and AC - Panel Upgrade - Marine ¦ PG&E ¦ Marine | Com ¦ Large Code HVAC System Integrated Furnace and AC - Panel Upgrade - Marine | PG&E ¦ Marine | PG&E | All | Electric & Gas | Code split-package AC with gas furnace, 240-760 kbtuh | Average Existing and Code |  | 2029 | 1 | Conventional | HVAC | Com - Office (Small) | Com | ROB Only | 0 | 1000 sqft2 of floor space | Cap-Tons | 15 | DEER:HVAC_Split-Package_HP | 0 | 0 | 0 | SWHC046-03 | 903.64 | 2021 | 304.56 | 2021 | 0 | 0 | SWHC046-03 | Com Central HVAC (Large) - Fuel Sub - Panel Upgrade - Marine ¦ PG&E ¦ Marine | Com Central HVAC (Large) - Fuel Sub - Panel Upgrade - Marine | 0.13689 | 0.186 | 1 | CBSA 2014, adjusted to reflect new efficiencies | 0 | 2012 | 1 | SWHC046-03
COM-HVAC-FS-PU-10.7 | Com ¦ Large Code HVAC System Integrated Furnace and AC - Panel Upgrade - Marine ¦ PG&E ¦ Marine | Com ¦ Large Code HVAC System Integrated Furnace and AC - Panel Upgrade - Marine | PG&E ¦ Marine | PG&E | All | Electric & Gas | Code split-package AC with gas furnace, 240-760 kbtuh | Average Existing and Code |  | 2029 | 1 | Conventional | HVAC | Com - Other | Com | ROB Only | 0 | 1000 sqft2 of floor space | Cap-Tons | 15 | DEER:HVAC_Split-Package_HP | 0 | 0 | 0 | SWHC046-03 | 903.64 | 2021 | 304.56 | 2021 | 0 | 0 | SWHC046-03 | Com Central HVAC (Large) - Fuel Sub - Panel Upgrade - Marine ¦ PG&E ¦ Marine | Com Central HVAC (Large) - Fuel Sub - Panel Upgrade - Marine | 0.1938 | 0.186 | 1 | CBSA 2014, adjusted to reflect new efficiencies | 0 | 2012 | 1 | SWHC046-03
COM-HVAC-FS-PU-10.8 | Com ¦ Large Code HVAC System Integrated Furnace and AC - Panel Upgrade - Marine ¦ PG&E ¦ Marine | Com ¦ Large Code HVAC System Integrated Furnace and AC - Panel Upgrade - Marine | PG&E ¦ Marine | PG&E | All | Electric & Gas | Code split-package AC with gas furnace, 240-760 kbtuh | Average Existing and Code |  | 2029 | 1 | Conventional | HVAC | Com - Refrig. Warehouse | Com | ROB Only | 0 | 1000 sqft2 of floor space | Cap-Tons | 15 | DEER:HVAC_Split-Package_HP | 0 | 0 | 0 | SWHC046-03 | 0 | 2021 | 0 | 2021 | 0 | 0 | SWHC046-03 | Com Central HVAC (Large) - Fuel Sub - Panel Upgrade - Marine ¦ PG&E ¦ Marine | Com Central HVAC (Large) - Fuel Sub - Panel Upgrade - Marine | 0 | 0.186 | 1 | CBSA 2014, adjusted to reflect new efficiencies | 0 | 2012 | 1 | SWHC046-03
COM-HVAC-FS-PU-10.9 | Com ¦ Large Code HVAC System Integrated Furnace and AC - Panel Upgrade - Marine ¦ PG&E ¦ Marine | Com ¦ Large Code HVAC System Integrated Furnace and AC - Panel Upgrade - Marine | PG&E ¦ Marine | PG&E | All | Electric & Gas | Code split-package AC with gas furnace, 240-760 kbtuh | Average Existing and Code |  | 2029 | 1 | Conventional | HVAC | Com - Restaurant | Com | ROB Only | 0 | 1000 sqft2 of floor space | Cap-Tons | 15 | DEER:HVAC_Split-Package_HP | 0 | 0 | 0 | SWHC046-03 | 903.64 | 2021 | 304.56 | 2021 | 0 | 0 | SWHC046-03 | Com Central HVAC (Large) - Fuel Sub - Panel Upgrade - Marine ¦ PG&E ¦ Marine | Com Central HVAC (Large) - Fuel Sub - Panel Upgrade - Marine | 0.1978 | 0.186 | 1 | CBSA 2014, adjusted to reflect new efficiencies | 0 | 2012 | 1 | SWHC046-03
COM-HVAC-FS-PU-10.10 | Com ¦ Large Code HVAC System Integrated Furnace and AC - Panel Upgrade - Marine ¦ PG&E ¦ Marine | Com ¦ Large Code HVAC System Integrated Furnace and AC - Panel Upgrade - Marine | PG&E ¦ Marine | PG&E | All | Electric & Gas | Code split-package AC with gas furnace, 240-760 kbtuh | Average Existing and Code |  | 2029 | 1 | Conventional | HVAC | Com - Retail | Com | ROB Only | 0 | 1000 sqft2 of floor space | Cap-Tons | 15 | DEER:HVAC_Split-Package_HP | 0 | 0 | 0 | SWHC046-03 | 903.64 | 2021 | 304.56 | 2021 | 0 | 0 | SWHC046-03 | Com Central HVAC (Large) - Fuel Sub - Panel Upgrade - Marine ¦ PG&E ¦ Marine | Com Central HVAC (Large) - Fuel Sub - Panel Upgrade - Marine | 0.082433 | 0.186 | 1 | CBSA 2014, adjusted to reflect new efficiencies | 0 | 2012 | 1 | SWHC046-03
COM-HVAC-FS-PU-10.11 | Com ¦ Large Code HVAC System Integrated Furnace and AC - Panel Upgrade - Marine ¦ PG&E ¦ Marine | Com ¦ Large Code HVAC System Integrated Furnace and AC - Panel Upgrade - Marine | PG&E ¦ Marine | PG&E | All | Electric & Gas | Code split-package AC with gas furnace, 240-760 kbtuh | Average Existing and Code |  | 2029 | 1 | Conventional | HVAC | Com - School | Com | ROB Only | 0 | 1000 sqft2 of floor space | Cap-Tons | 15 | DEER:HVAC_Split-Package_HP | 0 | 0 | 0 | SWHC046-03 | 903.64 | 2021 | 304.56 | 2021 | 0 | 0 | SWHC046-03 | Com Central HVAC (Large) - Fuel Sub - Panel Upgrade - Marine ¦ PG&E ¦ Marine | Com Central HVAC (Large) - Fuel Sub - Panel Upgrade - Marine | 0.12518 | 0.186 | 1 | CBSA 2014, adjusted to reflect new efficiencies | 0 | 2012 | 1 | SWHC046-03
COM-HVAC-FS-PU-10.12 | Com ¦ Large Code HVAC System Integrated Furnace and AC - Panel Upgrade - Marine ¦ PG&E ¦ Marine | Com ¦ Large Code HVAC System Integrated Furnace and AC - Panel Upgrade - Marine | PG&E ¦ Marine | PG&E | All | Electric & Gas | Code split-package AC with gas furnace, 240-760 kbtuh | Average Existing and Code |  | 2029 | 1 | Conventional | HVAC | Com - Warehouse | Com | ROB Only | 0 | 1000 sqft2 of floor space | Cap-Tons | 15 | DEER:HVAC_Split-Package_HP | 0 | 0 | 0 | SWHC046-03 | 903.64 | 2021 | 304.56 | 2021 | 0 | 0 | SWHC046-03 | Com Central HVAC (Large) - Fuel Sub - Panel Upgrade - Marine ¦ PG&E ¦ Marine | Com Central HVAC (Large) - Fuel Sub - Panel Upgrade - Marine | 0.025654 | 0.186 | 1 | CBSA 2014, adjusted to reflect new efficiencies | 0 | 2012 | 1 | SWHC046-03
COM-HVAC-FS-PU-10.13 | Com ¦ Large Code HVAC System Integrated Furnace and AC - Panel Upgrade - Hot-Dry ¦ PG&E ¦ Hot-Dry | Com ¦ Large Code HVAC System Integrated Furnace and AC - Panel Upgrade - Hot-Dry | PG&E ¦ Hot-Dry | PG&E | All | Electric & Gas | Code split-package AC with gas furnace, 240-760 kbtuh | Average Existing and Code |  | 2029 | 1 | Conventional | HVAC | Com - College | Com | ROB Only | 0 | 1000 sqft2 of floor space | Cap-Tons | 15 | DEER:HVAC_Split-Package_HP | 0 | 0 | 0 | SWHC046-03 | 903.64 | 2021 | 304.56 | 2021 | 0 | 0 | SWHC046-03 | Com Central HVAC (Large) - Fuel Sub - Panel Upgrade - Hot-Dry ¦ PG&E ¦ Hot-Dry | Com Central HVAC (Large) - Fuel Sub - Panel Upgrade - Hot-Dry | 0.11162 | 0.186 | 1 | CBSA 2014, adjusted to reflect new efficiencies | 0 | 2012 | 1 | SWHC046-03
COM-HVAC-FS-PU-10.14 | Com ¦ Large Code HVAC System Integrated Furnace and AC - Panel Upgrade - Hot-Dry ¦ PG&E ¦ Hot-Dry | Com ¦ Large Code HVAC System Integrated Furnace and AC - Panel Upgrade - Hot-Dry | PG&E ¦ Hot-Dry | PG&E | All | Electric & Gas | Code split-package AC with gas furnace, 240-760 kbtuh | Average Existing and Code |  | 2029 | 1 | Conventional | HVAC | Com - Grocery | Com | ROB Only | 0 | 1000 sqft2 of floor space | Cap-Tons | 15 | DEER:HVAC_Split-Package_HP | 0 | 0 | 0 | SWHC046-03 | 903.64 | 2021 | 304.56 | 2021 | 0 | 0 | SWHC046-03 | Com Central HVAC (Large) - Fuel Sub - Panel Upgrade - Hot-Dry ¦ PG&E ¦ Hot-Dry | Com Central HVAC (Large) - Fuel Sub - Panel Upgrade - Hot-Dry | 0.18624 | 0.186 | 1 | CBSA 2014, adjusted to reflect new efficiencies | 0 | 2012 | 1 | SWHC046-03
COM-HVAC-FS-PU-10.15 | Com ¦ Large Code HVAC System Integrated Furnace and AC - Panel Upgrade - Hot-Dry ¦ PG&E ¦ Hot-Dry | Com ¦ Large Code HVAC System Integrated Furnace and AC - Panel Upgrade - Hot-Dry | PG&E ¦ Hot-Dry | PG&E | All | Electric & Gas | Code split-package AC with gas furnace, 240-760 kbtuh | Average Existing and Code |  | 2029 | 1 | Conventional | HVAC | Com - Health | Com | ROB Only | 0 | 1000 sqft2 of floor space | Cap-Tons | 15 | DEER:HVAC_Split-Package_HP | 0 | 0 | 0 | SWHC046-03 | 903.64 | 2021 | 304.56 | 2021 | 0 | 0 | SWHC046-03 | Com Central HVAC (Large) - Fuel Sub - Panel Upgrade - Hot-Dry ¦ PG&E ¦ Hot-Dry | Com Central HVAC (Large) - Fuel Sub - Panel Upgrade - Hot-Dry | 0.16483 | 0.186 | 1 | CBSA 2014, adjusted to reflect new efficiencies | 0 | 2012 | 1 | SWHC046-03
COM-HVAC-FS-PU-10.16 | Com ¦ Large Code HVAC System Integrated Furnace and AC - Panel Upgrade - Hot-Dry ¦ PG&E ¦ Hot-Dry | Com ¦ Large Code HVAC System Integrated Furnace and AC - Panel Upgrade - Hot-Dry | PG&E ¦ Hot-Dry | PG&E | All | Electric & Gas | Code split-package AC with gas furnace, 240-760 kbtuh | Average Existing and Code |  | 2029 | 1 | Conventional | HVAC | Com - Lodging | Com | ROB Only | 0 | 1000 sqft2 of floor space | Cap-Tons | 15 | DEER:HVAC_Split-Package_HP | 0 | 0 | 0 | SWHC046-03 | 903.64 | 2021 | 304.56 | 2021 | 0 | 0 | SWHC046-03 | Com Central HVAC (Large) - Fuel Sub - Panel Upgrade - Hot-Dry ¦ PG&E ¦ Hot-Dry | Com Central HVAC (Large) - Fuel Sub - Panel Upgrade - Hot-Dry | 0.08786 | 0.186 | 1 | CBSA 2014, adjusted to reflect new efficiencies | 0 | 2012 | 1 | SWHC046-03
COM-HVAC-FS-PU-10.17 | Com ¦ Large Code HVAC System Integrated Furnace and AC - Panel Upgrade - Hot-Dry ¦ PG&E ¦ Hot-Dry | Com ¦ Large Code HVAC System Integrated Furnace and AC - Panel Upgrade - Hot-Dry | PG&E ¦ Hot-Dry | PG&E | All | Electric & Gas | Code split-package AC with gas furnace, 240-760 kbtuh | Average Existing and Code |  | 2029 | 1 | Conventional | HVAC | Com - Office (Large) | Com | ROB Only | 0 | 1000 sqft2 of floor space | Cap-Tons | 15 | DEER:HVAC_Split-Package_HP | 0 | 0 | 0 | SWHC046-03 | 903.64 | 2021 | 304.56 | 2021 | 0 | 0 | SWHC046-03 | Com Central HVAC (Large) - Fuel Sub - Panel Upgrade - Hot-Dry ¦ PG&E ¦ Hot-Dry | Com Central HVAC (Large) - Fuel Sub - Panel Upgrade - Hot-Dry | 0.11704 | 0.186 | 1 | CBSA 2014, adjusted to reflect new efficiencies | 0 | 2012 | 1 | SWHC046-03
COM-HVAC-FS-PU-10.18 | Com ¦ Large Code HVAC System Integrated Furnace and AC - Panel Upgrade - Hot-Dry ¦ PG&E ¦ Hot-Dry | Com ¦ Large Code HVAC System Integrated Furnace and AC - Panel Upgrade - Hot-Dry | PG&E ¦ Hot-Dry | PG&E | All | Electric & Gas | Code split-package AC with gas furnace, 240-760 kbtuh | Average Existing and Code |  | 2029 | 1 | Conventional | HVAC | Com - Office (Small) | Com | ROB Only | 0 | 1000 sqft2 of floor space | Cap-Tons | 15 | DEER:HVAC_Split-Package_HP | 0 | 0 | 0 | SWHC046-03 | 903.64 | 2021 | 304.56 | 2021 | 0 | 0 | SWHC046-03 | Com Central HVAC (Large) - Fuel Sub - Panel Upgrade - Hot-Dry ¦ PG&E ¦ Hot-Dry | Com Central HVAC (Large) - Fuel Sub - Panel Upgrade - Hot-Dry | 0.13689 | 0.186 | 1 | CBSA 2014, adjusted to reflect new efficiencies | 0 | 2012 | 1 | SWHC046-03
COM-HVAC-FS-PU-10.19 | Com ¦ Large Code HVAC System Integrated Furnace and AC - Panel Upgrade - Hot-Dry ¦ PG&E ¦ Hot-Dry | Com ¦ Large Code HVAC System Integrated Furnace and AC - Panel Upgrade - Hot-Dry | PG&E ¦ Hot-Dry | PG&E | All | Electric & Gas | Code split-package AC with gas furnace, 240-760 kbtuh | Average Existing and Code |  | 2029 | 1 | Conventional | HVAC | Com - Other | Com | ROB Only | 0 | 1000 sqft2 of floor space | Cap-Tons | 15 | DEER:HVAC_Split-Package_HP | 0 | 0 | 0 | SWHC046-03 | 903.64 | 2021 | 304.56 | 2021 | 0 | 0 | SWHC046-03 | Com Central HVAC (Large) - Fuel Sub - Panel Upgrade - Hot-Dry ¦ PG&E ¦ Hot-Dry | Com Central HVAC (Large) - Fuel Sub - Panel Upgrade - Hot-Dry | 0.1938 | 0.186 | 1 | CBSA 2014, adjusted to reflect new efficiencies | 0 | 2012 | 1 | SWHC046-03
COM-HVAC-FS-PU-10.20 | Com ¦ Large Code HVAC System Integrated Furnace and AC - Panel Upgrade - Hot-Dry ¦ PG&E ¦ Hot-Dry | Com ¦ Large Code HVAC System Integrated Furnace and AC - Panel Upgrade - Hot-Dry | PG&E ¦ Hot-Dry | PG&E | All | Electric & Gas | Code split-package AC with gas furnace, 240-760 kbtuh | Average Existing and Code |  | 2029 | 1 | Conventional | HVAC | Com - Refrig. Warehouse | Com | ROB Only | 0 | 1000 sqft2 of floor space | Cap-Tons | 15 | DEER:HVAC_Split-Package_HP | 0 | 0 | 0 | SWHC046-03 | 0 | 2021 | 0 | 2021 | 0 | 0 | SWHC046-03 | Com Central HVAC (Large) - Fuel Sub - Panel Upgrade - Hot-Dry ¦ PG&E ¦ Hot-Dry | Com Central HVAC (Large) - Fuel Sub - Panel Upgrade - Hot-Dry | 0 | 0.186 | 1 | CBSA 2014, adjusted to reflect new efficiencies | 0 | 2012 | 1 | SWHC046-03
COM-HVAC-FS-PU-10.21 | Com ¦ Large Code HVAC System Integrated Furnace and AC - Panel Upgrade - Hot-Dry ¦ PG&E ¦ Hot-Dry | Com ¦ Large Code HVAC System Integrated Furnace and AC - Panel Upgrade - Hot-Dry | PG&E ¦ Hot-Dry | PG&E | All | Electric & Gas | Code split-package AC with gas furnace, 240-760 kbtuh | Average Existing and Code |  | 2029 | 1 | Conventional | HVAC | Com - Restaurant | Com | ROB Only | 0 | 1000 sqft2 of floor space | Cap-Tons | 15 | DEER:HVAC_Split-Package_HP | 0 | 0 | 0 | SWHC046-03 | 903.64 | 2021 | 304.56 | 2021 | 0 | 0 | SWHC046-03 | Com Central HVAC (Large) - Fuel Sub - Panel Upgrade - Hot-Dry ¦ PG&E ¦ Hot-Dry | Com Central HVAC (Large) - Fuel Sub - Panel Upgrade - Hot-Dry | 0.1978 | 0.186 | 1 | CBSA 2014, adjusted to reflect new efficiencies | 0 | 2012 | 1 | SWHC046-03
COM-HVAC-FS-PU-10.22 | Com ¦ Large Code HVAC System Integrated Furnace and AC - Panel Upgrade - Hot-Dry ¦ PG&E ¦ Hot-Dry | Com ¦ Large Code HVAC System Integrated Furnace and AC - Panel Upgrade - Hot-Dry | PG&E ¦ Hot-Dry | PG&E | All | Electric & Gas | Code split-package AC with gas furnace, 240-760 kbtuh | Average Existing and Code |  | 2029 | 1 | Conventional | HVAC | Com - Retail | Com | ROB Only | 0 | 1000 sqft2 of floor space | Cap-Tons | 15 | DEER:HVAC_Split-Package_HP | 0 | 0 | 0 | SWHC046-03 | 903.64 | 2021 | 304.56 | 2021 | 0 | 0 | SWHC046-03 | Com Central HVAC (Large) - Fuel Sub - Panel Upgrade - Hot-Dry ¦ PG&E ¦ Hot-Dry | Com Central HVAC (Large) - Fuel Sub - Panel Upgrade - Hot-Dry | 0.082433 | 0.186 | 1 | CBSA 2014, adjusted to reflect new efficiencies | 0 | 2012 | 1 | SWHC046-03
COM-HVAC-FS-PU-10.23 | Com ¦ Large Code HVAC System Integrated Furnace and AC - Panel Upgrade - Hot-Dry ¦ PG&E ¦ Hot-Dry | Com ¦ Large Code HVAC System Integrated Furnace and AC - Panel Upgrade - Hot-Dry | PG&E ¦ Hot-Dry | PG&E | All | Electric & Gas | Code split-package AC with gas furnace, 240-760 kbtuh | Average Existing and Code |  | 2029 | 1 | Conventional | HVAC | Com - School | Com | ROB Only | 0 | 1000 sqft2 of floor space | Cap-Tons | 15 | DEER:HVAC_Split-Package_HP | 0 | 0 | 0 | SWHC046-03 | 903.64 | 2021 | 304.56 | 2021 | 0 | 0 | SWHC046-03 | Com Central HVAC (Large) - Fuel Sub - Panel Upgrade - Hot-Dry ¦ PG&E ¦ Hot-Dry | Com Central HVAC (Large) - Fuel Sub - Panel Upgrade - Hot-Dry | 0.12518 | 0.186 | 1 | CBSA 2014, adjusted to reflect new efficiencies | 0 | 2012 | 1 | SWHC046-03
COM-HVAC-FS-PU-10.24 | Com ¦ Large Code HVAC System Integrated Furnace and AC - Panel Upgrade - Hot-Dry ¦ PG&E ¦ Hot-Dry | Com ¦ Large Code HVAC System Integrated Furnace and AC - Panel Upgrade - Hot-Dry | PG&E ¦ Hot-Dry | PG&E | All | Electric & Gas | Code split-package AC with gas furnace, 240-760 kbtuh | Average Existing and Code |  | 2029 | 1 | Conventional | HVAC | Com - Warehouse | Com | ROB Only | 0 | 1000 sqft2 of floor space | Cap-Tons | 15 | DEER:HVAC_Split-Package_HP | 0 | 0 | 0 | SWHC046-03 | 903.64 | 2021 | 304.56 | 2021 | 0 | 0 | SWHC046-03 | Com Central HVAC (Large) - Fuel Sub - Panel Upgrade - Hot-Dry ¦ PG&E ¦ Hot-Dry | Com Central HVAC (Large) - Fuel Sub - Panel Upgrade - Hot-Dry | 0.025654 | 0.186 | 1 | CBSA 2014, adjusted to reflect new efficiencies | 0 | 2012 | 1 | SWHC046-03
COM-HVAC-FS-PU-10.25 | Com ¦ Large Code HVAC System Integrated Furnace and AC - Panel Upgrade - Cold ¦ PG&E ¦ Cold | Com ¦ Large Code HVAC System Integrated Furnace and AC - Panel Upgrade - Cold | PG&E ¦ Cold | PG&E | All | Electric & Gas | Code split-package AC with gas furnace, 240-760 kbtuh | Average Existing and Code |  | 2029 | 1 | Conventional | HVAC | Com - College | Com | ROB Only | 0 | 1000 sqft2 of floor space | Cap-Tons | 15 | DEER:HVAC_Split-Package_HP | 0 | 0 | 0 | SWHC046-03 | 903.64 | 2021 | 304.56 | 2021 | 0 | 0 | SWHC046-03 | Com Central HVAC (Large) - Fuel Sub - Panel Upgrade - Cold ¦ PG&E ¦ Cold | Com Central HVAC (Large) - Fuel Sub - Panel Upgrade - Cold | 0.11162 | 0.186 | 1 | CBSA 2014, adjusted to reflect new efficiencies | 0 | 2012 | 1 | SWHC046-03
COM-HVAC-FS-PU-10.26 | Com ¦ Large Code HVAC System Integrated Furnace and AC - Panel Upgrade - Cold ¦ PG&E ¦ Cold | Com ¦ Large Code HVAC System Integrated Furnace and AC - Panel Upgrade - Cold | PG&E ¦ Cold | PG&E | All | Electric & Gas | Code split-package AC with gas furnace, 240-760 kbtuh | Average Existing and Code |  | 2029 | 1 | Conventional | HVAC | Com - Grocery | Com | ROB Only | 0 | 1000 sqft2 of floor space | Cap-Tons | 15 | DEER:HVAC_Split-Package_HP | 0 | 0 | 0 | SWHC046-03 | 903.64 | 2021 | 304.56 | 2021 | 0 | 0 | SWHC046-03 | Com Central HVAC (Large) - Fuel Sub - Panel Upgrade - Cold ¦ PG&E ¦ Cold | Com Central HVAC (Large) - Fuel Sub - Panel Upgrade - Cold | 0.18624 | 0.186 | 1 | CBSA 2014, adjusted to reflect new efficiencies | 0 | 2012 | 1 | SWHC046-03
COM-HVAC-FS-PU-10.27 | Com ¦ Large Code HVAC System Integrated Furnace and AC - Panel Upgrade - Cold ¦ PG&E ¦ Cold | Com ¦ Large Code HVAC System Integrated Furnace and AC - Panel Upgrade - Cold | PG&E ¦ Cold | PG&E | All | Electric & Gas | Code split-package AC with gas furnace, 240-760 kbtuh | Average Existing and Code |  | 2029 | 1 | Conventional | HVAC | Com - Health | Com | ROB Only | 0 | 1000 sqft2 of floor space | Cap-Tons | 15 | DEER:HVAC_Split-Package_HP | 0 | 0 | 0 | SWHC046-03 | 903.64 | 2021 | 304.56 | 2021 | 0 | 0 | SWHC046-03 | Com Central HVAC (Large) - Fuel Sub - Panel Upgrade - Cold ¦ PG&E ¦ Cold | Com Central HVAC (Large) - Fuel Sub - Panel Upgrade - Cold | 0.16483 | 0.186 | 1 | CBSA 2014, adjusted to reflect new efficiencies | 0 | 2012 | 1 | SWHC046-03
COM-HVAC-FS-PU-10.28 | Com ¦ Large Code HVAC System Integrated Furnace and AC - Panel Upgrade - Cold ¦ PG&E ¦ Cold | Com ¦ Large Code HVAC System Integrated Furnace and AC - Panel Upgrade - Cold | PG&E ¦ Cold | PG&E | All | Electric & Gas | Code split-package AC with gas furnace, 240-760 kbtuh | Average Existing and Code |  | 2029 | 1 | Conventional | HVAC | Com - Lodging | Com | ROB Only | 0 | 1000 sqft2 of floor space | Cap-Tons | 15 | DEER:HVAC_Split-Package_HP | 0 | 0 | 0 | SWHC046-03 | 903.64 | 2021 | 304.56 | 2021 | 0 | 0 | SWHC046-03 | Com Central HVAC (Large) - Fuel Sub - Panel Upgrade - Cold ¦ PG&E ¦ Cold | Com Central HVAC (Large) - Fuel Sub - Panel Upgrade - Cold | 0.08786 | 0.186 | 1 | CBSA 2014, adjusted to reflect new efficiencies | 0 | 2012 | 1 | SWHC046-03
COM-HVAC-FS-PU-10.29 | Com ¦ Large Code HVAC System Integrated Furnace and AC - Panel Upgrade - Cold ¦ PG&E ¦ Cold | Com ¦ Large Code HVAC System Integrated Furnace and AC - Panel Upgrade - Cold | PG&E ¦ Cold | PG&E | All | Electric & Gas | Code split-package AC with gas furnace, 240-760 kbtuh | Average Existing and Code |  | 2029 | 1 | Conventional | HVAC | Com - Office (Large) | Com | ROB Only | 0 | 1000 sqft2 of floor space | Cap-Tons | 15 | DEER:HVAC_Split-Package_HP | 0 | 0 | 0 | SWHC046-03 | 903.64 | 2021 | 304.56 | 2021 | 0 | 0 | SWHC046-03 | Com Central HVAC (Large) - Fuel Sub - Panel Upgrade - Cold ¦ PG&E ¦ Cold | Com Central HVAC (Large) - Fuel Sub - Panel Upgrade - Cold | 0.11704 | 0.186 | 1 | CBSA 2014, adjusted to reflect new efficiencies | 0 | 2012 | 1 | SWHC046-03
COM-HVAC-FS-PU-10.30 | Com ¦ Large Code HVAC System Integrated Furnace and AC - Panel Upgrade - Cold ¦ PG&E ¦ Cold | Com ¦ Large Code HVAC System Integrated Furnace and AC - Panel Upgrade - Cold | PG&E ¦ Cold | PG&E | All | Electric & Gas | Code split-package AC with gas furnace, 240-760 kbtuh | Average Existing and Code |  | 2029 | 1 | Conventional | HVAC | Com - Office (Small) | Com | ROB Only | 0 | 1000 sqft2 of floor space | Cap-Tons | 15 | DEER:HVAC_Split-Package_HP | 0 | 0 | 0 | SWHC046-03 | 903.64 | 2021 | 304.56 | 2021 | 0 | 0 | SWHC046-03 | Com Central HVAC (Large) - Fuel Sub - Panel Upgrade - Cold ¦ PG&E ¦ Cold | Com Central HVAC (Large) - Fuel Sub - Panel Upgrade - Cold | 0.13689 | 0.186 | 1 | CBSA 2014, adjusted to reflect new efficiencies | 0 | 2012 | 1 | SWHC046-03
COM-HVAC-FS-PU-10.31 | Com ¦ Large Code HVAC System Integrated Furnace and AC - Panel Upgrade - Cold ¦ PG&E ¦ Cold | Com ¦ Large Code HVAC System Integrated Furnace and AC - Panel Upgrade - Cold | PG&E ¦ Cold | PG&E | All | Electric & Gas | Code split-package AC with gas furnace, 240-760 kbtuh | Average Existing and Code |  | 2029 | 1 | Conventional | HVAC | Com - Other | Com | ROB Only | 0 | 1000 sqft2 of floor space | Cap-Tons | 15 | DEER:HVAC_Split-Package_HP | 0 | 0 | 0 | SWHC046-03 | 903.64 | 2021 | 304.56 | 2021 | 0 | 0 | SWHC046-03 | Com Central HVAC (Large) - Fuel Sub - Panel Upgrade - Cold ¦ PG&E ¦ Cold | Com Central HVAC (Large) - Fuel Sub - Panel Upgrade - Cold | 0.1938 | 0.186 | 1 | CBSA 2014, adjusted to reflect new efficiencies | 0 | 2012 | 1 | SWHC046-03
COM-HVAC-FS-PU-10.32 | Com ¦ Large Code HVAC System Integrated Furnace and AC - Panel Upgrade - Cold ¦ PG&E ¦ Cold | Com ¦ Large Code HVAC System Integrated Furnace and AC - Panel Upgrade - Cold | PG&E ¦ Cold | PG&E | All | Electric & Gas | Code split-package AC with gas furnace, 240-760 kbtuh | Average Existing and Code |  | 2029 | 1 | Conventional | HVAC | Com - Refrig. Warehouse | Com | ROB Only | 0 | 1000 sqft2 of floor space | Cap-Tons | 15 | DEER:HVAC_Split-Package_HP | 0 | 0 | 0 | SWHC046-03 | 0 | 2021 | 0 | 2021 | 0 | 0 | SWHC046-03 | Com Central HVAC (Large) - Fuel Sub - Panel Upgrade - Cold ¦ PG&E ¦ Cold | Com Central HVAC (Large) - Fuel Sub - Panel Upgrade - Cold | 0 | 0.186 | 1 | CBSA 2014, adjusted to reflect new efficiencies | 0 | 2012 | 1 | SWHC046-03
COM-HVAC-FS-PU-10.33 | Com ¦ Large Code HVAC System Integrated Furnace and AC - Panel Upgrade - Cold ¦ PG&E ¦ Cold | Com ¦ Large Code HVAC System Integrated Furnace and AC - Panel Upgrade - Cold | PG&E ¦ Cold | PG&E | All | Electric & Gas | Code split-package AC with gas furnace, 240-760 kbtuh | Average Existing and Code |  | 2029 | 1 | Conventional | HVAC | Com - Restaurant | Com | ROB Only | 0 | 1000 sqft2 of floor space | Cap-Tons | 15 | DEER:HVAC_Split-Package_HP | 0 | 0 | 0 | SWHC046-03 | 903.64 | 2021 | 304.56 | 2021 | 0 | 0 | SWHC046-03 | Com Central HVAC (Large) - Fuel Sub - Panel Upgrade - Cold ¦ PG&E ¦ Cold | Com Central HVAC (Large) - Fuel Sub - Panel Upgrade - Cold | 0.1978 | 0.186 | 1 | CBSA 2014, adjusted to reflect new efficiencies | 0 | 2012 | 1 | SWHC046-03
COM-HVAC-FS-PU-10.34 | Com ¦ Large Code HVAC System Integrated Furnace and AC - Panel Upgrade - Cold ¦ PG&E ¦ Cold | Com ¦ Large Code HVAC System Integrated Furnace and AC - Panel Upgrade - Cold | PG&E ¦ Cold | PG&E | All | Electric & Gas | Code split-package AC with gas furnace, 240-760 kbtuh | Average Existing and Code |  | 2029 | 1 | Conventional | HVAC | Com - Retail | Com | ROB Only | 0 | 1000 sqft2 of floor space | Cap-Tons | 15 | DEER:HVAC_Split-Package_HP | 0 | 0 | 0 | SWHC046-03 | 903.64 | 2021 | 304.56 | 2021 | 0 | 0 | SWHC046-03 | Com Central HVAC (Large) - Fuel Sub - Panel Upgrade - Cold ¦ PG&E ¦ Cold | Com Central HVAC (Large) - Fuel Sub - Panel Upgrade - Cold | 0.082433 | 0.186 | 1 | CBSA 2014, adjusted to reflect new efficiencies | 0 | 2012 | 1 | SWHC046-03
COM-HVAC-FS-PU-10.35 | Com ¦ Large Code HVAC System Integrated Furnace and AC - Panel Upgrade - Cold ¦ PG&E ¦ Cold | Com ¦ Large Code HVAC System Integrated Furnace and AC - Panel Upgrade - Cold | PG&E ¦ Cold | PG&E | All | Electric & Gas | Code split-package AC with gas furnace, 240-760 kbtuh | Average Existing and Code |  | 2029 | 1 | Conventional | HVAC | Com - School | Com | ROB Only | 0 | 1000 sqft2 of floor space | Cap-Tons | 15 | DEER:HVAC_Split-Package_HP | 0 | 0 | 0 | SWHC046-03 | 903.64 | 2021 | 304.56 | 2021 | 0 | 0 | SWHC046-03 | Com Central HVAC (Large) - Fuel Sub - Panel Upgrade - Cold ¦ PG&E ¦ Cold | Com Central HVAC (Large) - Fuel Sub - Panel Upgrade - Cold | 0.12518 | 0.186 | 1 | CBSA 2014, adjusted to reflect new efficiencies | 0 | 2012 | 1 | SWHC046-03
COM-HVAC-FS-PU-10.36 | Com ¦ Large Code HVAC System Integrated Furnace and AC - Panel Upgrade - Cold ¦ PG&E ¦ Cold | Com ¦ Large Code HVAC System Integrated Furnace and AC - Panel Upgrade - Cold | PG&E ¦ Cold | PG&E | All | Electric & Gas | Code split-package AC with gas furnace, 240-760 kbtuh | Average Existing and Code |  | 2029 | 1 | Conventional | HVAC | Com - Warehouse | Com | ROB Only | 0 | 1000 sqft2 of floor space | Cap-Tons | 15 | DEER:HVAC_Split-Package_HP | 0 | 0 | 0 | SWHC046-03 | 903.64 | 2021 | 304.56 | 2021 | 0 | 0 | SWHC046-03 | Com Central HVAC (Large) - Fuel Sub - Panel Upgrade - Cold ¦ PG&E ¦ Cold | Com Central HVAC (Large) - Fuel Sub - Panel Upgrade - Cold | 0.025654 | 0.186 | 1 | CBSA 2014, adjusted to reflect new efficiencies | 0 | 2012 | 1 | SWHC046-03
COM-HVAC-FS-PU-10.37 | Com ¦ Large Code HVAC System Integrated Furnace and AC - Panel Upgrade - Marine ¦ SCG ¦ Marine | Com ¦ Large Code HVAC System Integrated Furnace and AC - Panel Upgrade - Marine | SCG ¦ Marine | SCG | All | Electric & Gas | Code split-package AC with gas furnace, 240-760 kbtuh | Average Existing and Code |  | 2029 | 1 | Conventional | HVAC | Com - College | Com | ROB Only | 0 | 1000 sqft2 of floor space | Cap-Tons | 15 | DEER:HVAC_Split-Package_HP | 0 | 0 | 0 | SWHC046-03 | 903.64 | 2021 | 304.56 | 2021 | 0 | 0 | SWHC046-03 | Com Central HVAC (Large) - Fuel Sub - Panel Upgrade - Marine ¦ SCG ¦ Marine | Com Central HVAC (Large) - Fuel Sub - Panel Upgrade - Marine | 0.12457 | 0.186 | 1 | CBSA 2014, adjusted to reflect new efficiencies | 0 | 2012 | 1 | SWHC046-03
COM-HVAC-FS-PU-10.38 | Com ¦ Large Code HVAC System Integrated Furnace and AC - Panel Upgrade - Marine ¦ SCG ¦ Marine | Com ¦ Large Code HVAC System Integrated Furnace and AC - Panel Upgrade - Marine | SCG ¦ Marine | SCG | All | Electric & Gas | Code split-package AC with gas furnace, 240-760 kbtuh | Average Existing and Code |  | 2029 | 1 | Conventional | HVAC | Com - Grocery | Com | ROB Only | 0 | 1000 sqft2 of floor space | Cap-Tons | 15 | DEER:HVAC_Split-Package_HP | 0 | 0 | 0 | SWHC046-03 | 903.64 | 2021 | 304.56 | 2021 | 0 | 0 | SWHC046-03 | Com Central HVAC (Large) - Fuel Sub - Panel Upgrade - Marine ¦ SCG ¦ Marine | Com Central HVAC (Large) - Fuel Sub - Panel Upgrade - Marine | 0.22158 | 0.186 | 1 | CBSA 2014, adjusted to reflect new efficiencies | 0 | 2012 | 1 | SWHC046-03
COM-HVAC-FS-PU-10.39 | Com ¦ Large Code HVAC System Integrated Furnace and AC - Panel Upgrade - Marine ¦ SCG ¦ Marine | Com ¦ Large Code HVAC System Integrated Furnace and AC - Panel Upgrade - Marine | SCG ¦ Marine | SCG | All | Electric & Gas | Code split-package AC with gas furnace, 240-760 kbtuh | Average Existing and Code |  | 2029 | 1 | Conventional | HVAC | Com - Health | Com | ROB Only | 0 | 1000 sqft2 of floor space | Cap-Tons | 15 | DEER:HVAC_Split-Package_HP | 0 | 0 | 0 | SWHC046-03 | 903.64 | 2021 | 304.56 | 2021 | 0 | 0 | SWHC046-03 | Com Central HVAC (Large) - Fuel Sub - Panel Upgrade - Marine ¦ SCG ¦ Marine | Com Central HVAC (Large) - Fuel Sub - Panel Upgrade - Marine | 0.17666 | 0.186 | 1 | CBSA 2014, adjusted to reflect new efficiencies | 0 | 2012 | 1 | SWHC046-03
COM-HVAC-FS-PU-10.40 | Com ¦ Large Code HVAC System Integrated Furnace and AC - Panel Upgrade - Marine ¦ SCG ¦ Marine | Com ¦ Large Code HVAC System Integrated Furnace and AC - Panel Upgrade - Marine | SCG ¦ Marine | SCG | All | Electric & Gas | Code split-package AC with gas furnace, 240-760 kbtuh | Average Existing and Code |  | 2029 | 1 | Conventional | HVAC | Com - Lodging | Com | ROB Only | 0 | 1000 sqft2 of floor space | Cap-Tons | 15 | DEER:HVAC_Split-Package_HP | 0 | 0 | 0 | SWHC046-03 | 903.64 | 2021 | 304.56 | 2021 | 0 | 0 | SWHC046-03 | Com Central HVAC (Large) - Fuel Sub - Panel Upgrade - Marine ¦ SCG ¦ Marine | Com Central HVAC (Large) - Fuel Sub - Panel Upgrade - Marine | 0.099203 | 0.186 | 1 | CBSA 2014, adjusted to reflect new efficiencies | 0 | 2012 | 1 | SWHC046-03
COM-HVAC-FS-PU-10.41 | Com ¦ Large Code HVAC System Integrated Furnace and AC - Panel Upgrade - Marine ¦ SCG ¦ Marine | Com ¦ Large Code HVAC System Integrated Furnace and AC - Panel Upgrade - Marine | SCG ¦ Marine | SCG | All | Electric & Gas | Code split-package AC with gas furnace, 240-760 kbtuh | Average Existing and Code |  | 2029 | 1 | Conventional | HVAC | Com - Office (Large) | Com | ROB Only | 0 | 1000 sqft2 of floor space | Cap-Tons | 15 | DEER:HVAC_Split-Package_HP | 0 | 0 | 0 | SWHC046-03 | 903.64 | 2021 | 304.56 | 2021 | 0 | 0 | SWHC046-03 | Com Central HVAC (Large) - Fuel Sub - Panel Upgrade - Marine ¦ SCG ¦ Marine | Com Central HVAC (Large) - Fuel Sub - Panel Upgrade - Marine | 0.13151 | 0.186 | 1 | CBSA 2014, adjusted to reflect new efficiencies | 0 | 2012 | 1 | SWHC046-03
COM-HVAC-FS-PU-10.42 | Com ¦ Large Code HVAC System Integrated Furnace and AC - Panel Upgrade - Marine ¦ SCG ¦ Marine | Com ¦ Large Code HVAC System Integrated Furnace and AC - Panel Upgrade - Marine | SCG ¦ Marine | SCG | All | Electric & Gas | Code split-package AC with gas furnace, 240-760 kbtuh | Average Existing and Code |  | 2029 | 1 | Conventional | HVAC | Com - Office (Small) | Com | ROB Only | 0 | 1000 sqft2 of floor space | Cap-Tons | 15 | DEER:HVAC_Split-Package_HP | 0 | 0 | 0 | SWHC046-03 | 903.64 | 2021 | 304.56 | 2021 | 0 | 0 | SWHC046-03 | Com Central HVAC (Large) - Fuel Sub - Panel Upgrade - Marine ¦ SCG ¦ Marine | Com Central HVAC (Large) - Fuel Sub - Panel Upgrade - Marine | 0.1492 | 0.186 | 1 | CBSA 2014, adjusted to reflect new efficiencies | 0 | 2012 | 1 | SWHC046-03
COM-HVAC-FS-PU-10.43 | Com ¦ Large Code HVAC System Integrated Furnace and AC - Panel Upgrade - Marine ¦ SCG ¦ Marine | Com ¦ Large Code HVAC System Integrated Furnace and AC - Panel Upgrade - Marine | SCG ¦ Marine | SCG | All | Electric & Gas | Code split-package AC with gas furnace, 240-760 kbtuh | Average Existing and Code |  | 2029 | 1 | Conventional | HVAC | Com - Other | Com | ROB Only | 0 | 1000 sqft2 of floor space | Cap-Tons | 15 | DEER:HVAC_Split-Package_HP | 0 | 0 | 0 | SWHC046-03 | 903.64 | 2021 | 304.56 | 2021 | 0 | 0 | SWHC046-03 | Com Central HVAC (Large) - Fuel Sub - Panel Upgrade - Marine ¦ SCG ¦ Marine | Com Central HVAC (Large) - Fuel Sub - Panel Upgrade - Marine | 0.21371 | 0.186 | 1 | CBSA 2014, adjusted to reflect new efficiencies | 0 | 2012 | 1 | SWHC046-03
COM-HVAC-FS-PU-10.44 | Com ¦ Large Code HVAC System Integrated Furnace and AC - Panel Upgrade - Marine ¦ SCG ¦ Marine | Com ¦ Large Code HVAC System Integrated Furnace and AC - Panel Upgrade - Marine | SCG ¦ Marine | SCG | All | Electric & Gas | Code split-package AC with gas furnace, 240-760 kbtuh | Average Existing and Code |  | 2029 | 1 | Conventional | HVAC | Com - Refrig. Warehouse | Com | ROB Only | 0 | 1000 sqft2 of floor space | Cap-Tons | 15 | DEER:HVAC_Split-Package_HP | 0 | 0 | 0 | SWHC046-03 | 0 | 2021 | 0 | 2021 | 0 | 0 | SWHC046-03 | Com Central HVAC (Large) - Fuel Sub - Panel Upgrade - Marine ¦ SCG ¦ Marine | Com Central HVAC (Large) - Fuel Sub - Panel Upgrade - Marine | 0 | 0.186 | 1 | CBSA 2014, adjusted to reflect new efficiencies | 0 | 2012 | 1 | SWHC046-03
COM-HVAC-FS-PU-10.45 | Com ¦ Large Code HVAC System Integrated Furnace and AC - Panel Upgrade - Marine ¦ SCG ¦ Marine | Com ¦ Large Code HVAC System Integrated Furnace and AC - Panel Upgrade - Marine | SCG ¦ Marine | SCG | All | Electric & Gas | Code split-package AC with gas furnace, 240-760 kbtuh | Average Existing and Code |  | 2029 | 1 | Conventional | HVAC | Com - Restaurant | Com | ROB Only | 0 | 1000 sqft2 of floor space | Cap-Tons | 15 | DEER:HVAC_Split-Package_HP | 0 | 0 | 0 | SWHC046-03 | 903.64 | 2021 | 304.56 | 2021 | 0 | 0 | SWHC046-03 | Com Central HVAC (Large) - Fuel Sub - Panel Upgrade - Marine ¦ SCG ¦ Marine | Com Central HVAC (Large) - Fuel Sub - Panel Upgrade - Marine | 0.21772 | 0.186 | 1 | CBSA 2014, adjusted to reflect new efficiencies | 0 | 2012 | 1 | SWHC046-03
COM-HVAC-FS-PU-10.46 | Com ¦ Large Code HVAC System Integrated Furnace and AC - Panel Upgrade - Marine ¦ SCG ¦ Marine | Com ¦ Large Code HVAC System Integrated Furnace and AC - Panel Upgrade - Marine | SCG ¦ Marine | SCG | All | Electric & Gas | Code split-package AC with gas furnace, 240-760 kbtuh | Average Existing and Code |  | 2029 | 1 | Conventional | HVAC | Com - Retail | Com | ROB Only | 0 | 1000 sqft2 of floor space | Cap-Tons | 15 | DEER:HVAC_Split-Package_HP | 0 | 0 | 0 | SWHC046-03 | 903.64 | 2021 | 304.56 | 2021 | 0 | 0 | SWHC046-03 | Com Central HVAC (Large) - Fuel Sub - Panel Upgrade - Marine ¦ SCG ¦ Marine | Com Central HVAC (Large) - Fuel Sub - Panel Upgrade - Marine | 0.092114 | 0.186 | 1 | CBSA 2014, adjusted to reflect new efficiencies | 0 | 2012 | 1 | SWHC046-03
COM-HVAC-FS-PU-10.47 | Com ¦ Large Code HVAC System Integrated Furnace and AC - Panel Upgrade - Marine ¦ SCG ¦ Marine | Com ¦ Large Code HVAC System Integrated Furnace and AC - Panel Upgrade - Marine | SCG ¦ Marine | SCG | All | Electric & Gas | Code split-package AC with gas furnace, 240-760 kbtuh | Average Existing and Code |  | 2029 | 1 | Conventional | HVAC | Com - School | Com | ROB Only | 0 | 1000 sqft2 of floor space | Cap-Tons | 15 | DEER:HVAC_Split-Package_HP | 0 | 0 | 0 | SWHC046-03 | 903.64 | 2021 | 304.56 | 2021 | 0 | 0 | SWHC046-03 | Com Central HVAC (Large) - Fuel Sub - Panel Upgrade - Marine ¦ SCG ¦ Marine | Com Central HVAC (Large) - Fuel Sub - Panel Upgrade - Marine | 0.15 | 0.186 | 1 | CBSA 2014, adjusted to reflect new efficiencies | 0 | 2012 | 1 | SWHC046-03
COM-HVAC-FS-PU-10.48 | Com ¦ Large Code HVAC System Integrated Furnace and AC - Panel Upgrade - Marine ¦ SCG ¦ Marine | Com ¦ Large Code HVAC System Integrated Furnace and AC - Panel Upgrade - Marine | SCG ¦ Marine | SCG | All | Electric & Gas | Code split-package AC with gas furnace, 240-760 kbtuh | Average Existing and Code |  | 2029 | 1 | Conventional | HVAC | Com - Warehouse | Com | ROB Only | 0 | 1000 sqft2 of floor space | Cap-Tons | 15 | DEER:HVAC_Split-Package_HP | 0 | 0 | 0 | SWHC046-03 | 903.64 | 2021 | 304.56 | 2021 | 0 | 0 | SWHC046-03 | Com Central HVAC (Large) - Fuel Sub - Panel Upgrade - Marine ¦ SCG ¦ Marine | Com Central HVAC (Large) - Fuel Sub - Panel Upgrade - Marine | 0.028212 | 0.186 | 1 | CBSA 2014, adjusted to reflect new efficiencies | 0 | 2012 | 1 | SWHC046-03
COM-HVAC-FS-PU-10.49 | Com ¦ Large Code HVAC System Integrated Furnace and AC - Panel Upgrade - Hot-Dry ¦ SCG ¦ Hot-Dry | Com ¦ Large Code HVAC System Integrated Furnace and AC - Panel Upgrade - Hot-Dry | SCG ¦ Hot-Dry | SCG | All | Electric & Gas | Code split-package AC with gas furnace, 240-760 kbtuh | Average Existing and Code |  | 2029 | 1 | Conventional | HVAC | Com - College | Com | ROB Only | 0 | 1000 sqft2 of floor space | Cap-Tons | 15 | DEER:HVAC_Split-Package_HP | 0 | 0 | 0 | SWHC046-03 | 903.64 | 2021 | 304.56 | 2021 | 0 | 0 | SWHC046-03 | Com Central HVAC (Large) - Fuel Sub - Panel Upgrade - Hot-Dry ¦ SCG ¦ Hot-Dry | Com Central HVAC (Large) - Fuel Sub - Panel Upgrade - Hot-Dry | 0.12457 | 0.186 | 1 | CBSA 2014, adjusted to reflect new efficiencies | 0 | 2012 | 1 | SWHC046-03
COM-HVAC-FS-PU-10.50 | Com ¦ Large Code HVAC System Integrated Furnace and AC - Panel Upgrade - Hot-Dry ¦ SCG ¦ Hot-Dry | Com ¦ Large Code HVAC System Integrated Furnace and AC - Panel Upgrade - Hot-Dry | SCG ¦ Hot-Dry | SCG | All | Electric & Gas | Code split-package AC with gas furnace, 240-760 kbtuh | Average Existing and Code |  | 2029 | 1 | Conventional | HVAC | Com - Grocery | Com | ROB Only | 0 | 1000 sqft2 of floor space | Cap-Tons | 15 | DEER:HVAC_Split-Package_HP | 0 | 0 | 0 | SWHC046-03 | 903.64 | 2021 | 304.56 | 2021 | 0 | 0 | SWHC046-03 | Com Central HVAC (Large) - Fuel Sub - Panel Upgrade - Hot-Dry ¦ SCG ¦ Hot-Dry | Com Central HVAC (Large) - Fuel Sub - Panel Upgrade - Hot-Dry | 0.22158 | 0.186 | 1 | CBSA 2014, adjusted to reflect new efficiencies | 0 | 2012 | 1 | SWHC046-03
COM-HVAC-FS-PU-10.51 | Com ¦ Large Code HVAC System Integrated Furnace and AC - Panel Upgrade - Hot-Dry ¦ SCG ¦ Hot-Dry | Com ¦ Large Code HVAC System Integrated Furnace and AC - Panel Upgrade - Hot-Dry | SCG ¦ Hot-Dry | SCG | All | Electric & Gas | Code split-package AC with gas furnace, 240-760 kbtuh | Average Existing and Code |  | 2029 | 1 | Conventional | HVAC | Com - Health | Com | ROB Only | 0 | 1000 sqft2 of floor space | Cap-Tons | 15 | DEER:HVAC_Split-Package_HP | 0 | 0 | 0 | SWHC046-03 | 903.64 | 2021 | 304.56 | 2021 | 0 | 0 | SWHC046-03 | Com Central HVAC (Large) - Fuel Sub - Panel Upgrade - Hot-Dry ¦ SCG ¦ Hot-Dry | Com Central HVAC (Large) - Fuel Sub - Panel Upgrade - Hot-Dry | 0.17666 | 0.186 | 1 | CBSA 2014, adjusted to reflect new efficiencies | 0 | 2012 | 1 | SWHC046-03
COM-HVAC-FS-PU-10.52 | Com ¦ Large Code HVAC System Integrated Furnace and AC - Panel Upgrade - Hot-Dry ¦ SCG ¦ Hot-Dry | Com ¦ Large Code HVAC System Integrated Furnace and AC - Panel Upgrade - Hot-Dry | SCG ¦ Hot-Dry | SCG | All | Electric & Gas | Code split-package AC with gas furnace, 240-760 kbtuh | Average Existing and Code |  | 2029 | 1 | Conventional | HVAC | Com - Lodging | Com | ROB Only | 0 | 1000 sqft2 of floor space | Cap-Tons | 15 | DEER:HVAC_Split-Package_HP | 0 | 0 | 0 | SWHC046-03 | 903.64 | 2021 | 304.56 | 2021 | 0 | 0 | SWHC046-03 | Com Central HVAC (Large) - Fuel Sub - Panel Upgrade - Hot-Dry ¦ SCG ¦ Hot-Dry | Com Central HVAC (Large) - Fuel Sub - Panel Upgrade - Hot-Dry | 0.099203 | 0.186 | 1 | CBSA 2014, adjusted to reflect new efficiencies | 0 | 2012 | 1 | SWHC046-03
COM-HVAC-FS-PU-10.53 | Com ¦ Large Code HVAC System Integrated Furnace and AC - Panel Upgrade - Hot-Dry ¦ SCG ¦ Hot-Dry | Com ¦ Large Code HVAC System Integrated Furnace and AC - Panel Upgrade - Hot-Dry | SCG ¦ Hot-Dry | SCG | All | Electric & Gas | Code split-package AC with gas furnace, 240-760 kbtuh | Average Existing and Code |  | 2029 | 1 | Conventional | HVAC | Com - Office (Large) | Com | ROB Only | 0 | 1000 sqft2 of floor space | Cap-Tons | 15 | DEER:HVAC_Split-Package_HP | 0 | 0 | 0 | SWHC046-03 | 903.64 | 2021 | 304.56 | 2021 | 0 | 0 | SWHC046-03 | Com Central HVAC (Large) - Fuel Sub - Panel Upgrade - Hot-Dry ¦ SCG ¦ Hot-Dry | Com Central HVAC (Large) - Fuel Sub - Panel Upgrade - Hot-Dry | 0.13151 | 0.186 | 1 | CBSA 2014, adjusted to reflect new efficiencies | 0 | 2012 | 1 | SWHC046-03
COM-HVAC-FS-PU-10.54 | Com ¦ Large Code HVAC System Integrated Furnace and AC - Panel Upgrade - Hot-Dry ¦ SCG ¦ Hot-Dry | Com ¦ Large Code HVAC System Integrated Furnace and AC - Panel Upgrade - Hot-Dry | SCG ¦ Hot-Dry | SCG | All | Electric & Gas | Code split-package AC with gas furnace, 240-760 kbtuh | Average Existing and Code |  | 2029 | 1 | Conventional | HVAC | Com - Office (Small) | Com | ROB Only | 0 | 1000 sqft2 of floor space | Cap-Tons | 15 | DEER:HVAC_Split-Package_HP | 0 | 0 | 0 | SWHC046-03 | 903.64 | 2021 | 304.56 | 2021 | 0 | 0 | SWHC046-03 | Com Central HVAC (Large) - Fuel Sub - Panel Upgrade - Hot-Dry ¦ SCG ¦ Hot-Dry | Com Central HVAC (Large) - Fuel Sub - Panel Upgrade - Hot-Dry | 0.1492 | 0.186 | 1 | CBSA 2014, adjusted to reflect new efficiencies | 0 | 2012 | 1 | SWHC046-03
COM-HVAC-FS-PU-10.55 | Com ¦ Large Code HVAC System Integrated Furnace and AC - Panel Upgrade - Hot-Dry ¦ SCG ¦ Hot-Dry | Com ¦ Large Code HVAC System Integrated Furnace and AC - Panel Upgrade - Hot-Dry | SCG ¦ Hot-Dry | SCG | All | Electric & Gas | Code split-package AC with gas furnace, 240-760 kbtuh | Average Existing and Code |  | 2029 | 1 | Conventional | HVAC | Com - Other | Com | ROB Only | 0 | 1000 sqft2 of floor space | Cap-Tons | 15 | DEER:HVAC_Split-Package_HP | 0 | 0 | 0 | SWHC046-03 | 903.64 | 2021 | 304.56 | 2021 | 0 | 0 | SWHC046-03 | Com Central HVAC (Large) - Fuel Sub - Panel Upgrade - Hot-Dry ¦ SCG ¦ Hot-Dry | Com Central HVAC (Large) - Fuel Sub - Panel Upgrade - Hot-Dry | 0.21371 | 0.186 | 1 | CBSA 2014, adjusted to reflect new efficiencies | 0 | 2012 | 1 | SWHC046-03
COM-HVAC-FS-PU-10.56 | Com ¦ Large Code HVAC System Integrated Furnace and AC - Panel Upgrade - Hot-Dry ¦ SCG ¦ Hot-Dry | Com ¦ Large Code HVAC System Integrated Furnace and AC - Panel Upgrade - Hot-Dry | SCG ¦ Hot-Dry | SCG | All | Electric & Gas | Code split-package AC with gas furnace, 240-760 kbtuh | Average Existing and Code |  | 2029 | 1 | Conventional | HVAC | Com - Refrig. Warehouse | Com | ROB Only | 0 | 1000 sqft2 of floor space | Cap-Tons | 15 | DEER:HVAC_Split-Package_HP | 0 | 0 | 0 | SWHC046-03 | 0 | 2021 | 0 | 2021 | 0 | 0 | SWHC046-03 | Com Central HVAC (Large) - Fuel Sub - Panel Upgrade - Hot-Dry ¦ SCG ¦ Hot-Dry | Com Central HVAC (Large) - Fuel Sub - Panel Upgrade - Hot-Dry | 0 | 0.186 | 1 | CBSA 2014, adjusted to reflect new efficiencies | 0 | 2012 | 1 | SWHC046-03
COM-HVAC-FS-PU-10.57 | Com ¦ Large Code HVAC System Integrated Furnace and AC - Panel Upgrade - Hot-Dry ¦ SCG ¦ Hot-Dry | Com ¦ Large Code HVAC System Integrated Furnace and AC - Panel Upgrade - Hot-Dry | SCG ¦ Hot-Dry | SCG | All | Electric & Gas | Code split-package AC with gas furnace, 240-760 kbtuh | Average Existing and Code |  | 2029 | 1 | Conventional | HVAC | Com - Restaurant | Com | ROB Only | 0 | 1000 sqft2 of floor space | Cap-Tons | 15 | DEER:HVAC_Split-Package_HP | 0 | 0 | 0 | SWHC046-03 | 903.64 | 2021 | 304.56 | 2021 | 0 | 0 | SWHC046-03 | Com Central HVAC (Large) - Fuel Sub - Panel Upgrade - Hot-Dry ¦ SCG ¦ Hot-Dry | Com Central HVAC (Large) - Fuel Sub - Panel Upgrade - Hot-Dry | 0.21772 | 0.186 | 1 | CBSA 2014, adjusted to reflect new efficiencies | 0 | 2012 | 1 | SWHC046-03
COM-HVAC-FS-PU-10.58 | Com ¦ Large Code HVAC System Integrated Furnace and AC - Panel Upgrade - Hot-Dry ¦ SCG ¦ Hot-Dry | Com ¦ Large Code HVAC System Integrated Furnace and AC - Panel Upgrade - Hot-Dry | SCG ¦ Hot-Dry | SCG | All | Electric & Gas | Code split-package AC with gas furnace, 240-760 kbtuh | Average Existing and Code |  | 2029 | 1 | Conventional | HVAC | Com - Retail | Com | ROB Only | 0 | 1000 sqft2 of floor space | Cap-Tons | 15 | DEER:HVAC_Split-Package_HP | 0 | 0 | 0 | SWHC046-03 | 903.64 | 2021 | 304.56 | 2021 | 0 | 0 | SWHC046-03 | Com Central HVAC (Large) - Fuel Sub - Panel Upgrade - Hot-Dry ¦ SCG ¦ Hot-Dry | Com Central HVAC (Large) - Fuel Sub - Panel Upgrade - Hot-Dry | 0.092114 | 0.186 | 1 | CBSA 2014, adjusted to reflect new efficiencies | 0 | 2012 | 1 | SWHC046-03
COM-HVAC-FS-PU-10.59 | Com ¦ Large Code HVAC System Integrated Furnace and AC - Panel Upgrade - Hot-Dry ¦ SCG ¦ Hot-Dry | Com ¦ Large Code HVAC System Integrated Furnace and AC - Panel Upgrade - Hot-Dry | SCG ¦ Hot-Dry | SCG | All | Electric & Gas | Code split-package AC with gas furnace, 240-760 kbtuh | Average Existing and Code |  | 2029 | 1 | Conventional | HVAC | Com - School | Com | ROB Only | 0 | 1000 sqft2 of floor space | Cap-Tons | 15 | DEER:HVAC_Split-Package_HP | 0 | 0 | 0 | SWHC046-03 | 903.64 | 2021 | 304.56 | 2021 | 0 | 0 | SWHC046-03 | Com Central HVAC (Large) - Fuel Sub - Panel Upgrade - Hot-Dry ¦ SCG ¦ Hot-Dry | Com Central HVAC (Large) - Fuel Sub - Panel Upgrade - Hot-Dry | 0.15 | 0.186 | 1 | CBSA 2014, adjusted to reflect new efficiencies | 0 | 2012 | 1 | SWHC046-03
COM-HVAC-FS-PU-10.60 | Com ¦ Large Code HVAC System Integrated Furnace and AC - Panel Upgrade - Hot-Dry ¦ SCG ¦ Hot-Dry | Com ¦ Large Code HVAC System Integrated Furnace and AC - Panel Upgrade - Hot-Dry | SCG ¦ Hot-Dry | SCG | All | Electric & Gas | Code split-package AC with gas furnace, 240-760 kbtuh | Average Existing and Code |  | 2029 | 1 | Conventional | HVAC | Com - Warehouse | Com | ROB Only | 0 | 1000 sqft2 of floor space | Cap-Tons | 15 | DEER:HVAC_Split-Package_HP | 0 | 0 | 0 | SWHC046-03 | 903.64 | 2021 | 304.56 | 2021 | 0 | 0 | SWHC046-03 | Com Central HVAC (Large) - Fuel Sub - Panel Upgrade - Hot-Dry ¦ SCG ¦ Hot-Dry | Com Central HVAC (Large) - Fuel Sub - Panel Upgrade - Hot-Dry | 0.028212 | 0.186 | 1 | CBSA 2014, adjusted to reflect new efficiencies | 0 | 2012 | 1 | SWHC046-03
COM-HVAC-FS-PU-10.61 | Com ¦ Large Code HVAC System Integrated Furnace and AC - Panel Upgrade - Cold ¦ SCG ¦ Cold | Com ¦ Large Code HVAC System Integrated Furnace and AC - Panel Upgrade - Cold | SCG ¦ Cold | SCG | All | Electric & Gas | Code split-package AC with gas furnace, 240-760 kbtuh | Average Existing and Code |  | 2029 | 1 | Conventional | HVAC | Com - College | Com | ROB Only | 0 | 1000 sqft2 of floor space | Cap-Tons | 15 | DEER:HVAC_Split-Package_HP | 0 | 0 | 0 | SWHC046-03 | 903.64 | 2021 | 304.56 | 2021 | 0 | 0 | SWHC046-03 | Com Central HVAC (Large) - Fuel Sub - Panel Upgrade - Cold ¦ SCG ¦ Cold | Com Central HVAC (Large) - Fuel Sub - Panel Upgrade - Cold | 0.12457 | 0.186 | 1 | CBSA 2014, adjusted to reflect new efficiencies | 0 | 2012 | 1 | SWHC046-03
COM-HVAC-FS-PU-10.62 | Com ¦ Large Code HVAC System Integrated Furnace and AC - Panel Upgrade - Cold ¦ SCG ¦ Cold | Com ¦ Large Code HVAC System Integrated Furnace and AC - Panel Upgrade - Cold | SCG ¦ Cold | SCG | All | Electric & Gas | Code split-package AC with gas furnace, 240-760 kbtuh | Average Existing and Code |  | 2029 | 1 | Conventional | HVAC | Com - Grocery | Com | ROB Only | 0 | 1000 sqft2 of floor space | Cap-Tons | 15 | DEER:HVAC_Split-Package_HP | 0 | 0 | 0 | SWHC046-03 | 903.64 | 2021 | 304.56 | 2021 | 0 | 0 | SWHC046-03 | Com Central HVAC (Large) - Fuel Sub - Panel Upgrade - Cold ¦ SCG ¦ Cold | Com Central HVAC (Large) - Fuel Sub - Panel Upgrade - Cold | 0.22158 | 0.186 | 1 | CBSA 2014, adjusted to reflect new efficiencies | 0 | 2012 | 1 | SWHC046-03
COM-HVAC-FS-PU-10.63 | Com ¦ Large Code HVAC System Integrated Furnace and AC - Panel Upgrade - Cold ¦ SCG ¦ Cold | Com ¦ Large Code HVAC System Integrated Furnace and AC - Panel Upgrade - Cold | SCG ¦ Cold | SCG | All | Electric & Gas | Code split-package AC with gas furnace, 240-760 kbtuh | Average Existing and Code |  | 2029 | 1 | Conventional | HVAC | Com - Health | Com | ROB Only | 0 | 1000 sqft2 of floor space | Cap-Tons | 15 | DEER:HVAC_Split-Package_HP | 0 | 0 | 0 | SWHC046-03 | 903.64 | 2021 | 304.56 | 2021 | 0 | 0 | SWHC046-03 | Com Central HVAC (Large) - Fuel Sub - Panel Upgrade - Cold ¦ SCG ¦ Cold | Com Central HVAC (Large) - Fuel Sub - Panel Upgrade - Cold | 0.17666 | 0.186 | 1 | CBSA 2014, adjusted to reflect new efficiencies | 0 | 2012 | 1 | SWHC046-03
COM-HVAC-FS-PU-10.64 | Com ¦ Large Code HVAC System Integrated Furnace and AC - Panel Upgrade - Cold ¦ SCG ¦ Cold | Com ¦ Large Code HVAC System Integrated Furnace and AC - Panel Upgrade - Cold | SCG ¦ Cold | SCG | All | Electric & Gas | Code split-package AC with gas furnace, 240-760 kbtuh | Average Existing and Code |  | 2029 | 1 | Conventional | HVAC | Com - Lodging | Com | ROB Only | 0 | 1000 sqft2 of floor space | Cap-Tons | 15 | DEER:HVAC_Split-Package_HP | 0 | 0 | 0 | SWHC046-03 | 903.64 | 2021 | 304.56 | 2021 | 0 | 0 | SWHC046-03 | Com Central HVAC (Large) - Fuel Sub - Panel Upgrade - Cold ¦ SCG ¦ Cold | Com Central HVAC (Large) - Fuel Sub - Panel Upgrade - Cold | 0.099203 | 0.186 | 1 | CBSA 2014, adjusted to reflect new efficiencies | 0 | 2012 | 1 | SWHC046-03
COM-HVAC-FS-PU-10.65 | Com ¦ Large Code HVAC System Integrated Furnace and AC - Panel Upgrade - Cold ¦ SCG ¦ Cold | Com ¦ Large Code HVAC System Integrated Furnace and AC - Panel Upgrade - Cold | SCG ¦ Cold | SCG | All | Electric & Gas | Code split-package AC with gas furnace, 240-760 kbtuh | Average Existing and Code |  | 2029 | 1 | Conventional | HVAC | Com - Office (Large) | Com | ROB Only | 0 | 1000 sqft2 of floor space | Cap-Tons | 15 | DEER:HVAC_Split-Package_HP | 0 | 0 | 0 | SWHC046-03 | 903.64 | 2021 | 304.56 | 2021 | 0 | 0 | SWHC046-03 | Com Central HVAC (Large) - Fuel Sub - Panel Upgrade - Cold ¦ SCG ¦ Cold | Com Central HVAC (Large) - Fuel Sub - Panel Upgrade - Cold | 0.13151 | 0.186 | 1 | CBSA 2014, adjusted to reflect new efficiencies | 0 | 2012 | 1 | SWHC046-03
COM-HVAC-FS-PU-10.66 | Com ¦ Large Code HVAC System Integrated Furnace and AC - Panel Upgrade - Cold ¦ SCG ¦ Cold | Com ¦ Large Code HVAC System Integrated Furnace and AC - Panel Upgrade - Cold | SCG ¦ Cold | SCG | All | Electric & Gas | Code split-package AC with gas furnace, 240-760 kbtuh | Average Existing and Code |  | 2029 | 1 | Conventional | HVAC | Com - Office (Small) | Com | ROB Only | 0 | 1000 sqft2 of floor space | Cap-Tons | 15 | DEER:HVAC_Split-Package_HP | 0 | 0 | 0 | SWHC046-03 | 903.64 | 2021 | 304.56 | 2021 | 0 | 0 | SWHC046-03 | Com Central HVAC (Large) - Fuel Sub - Panel Upgrade - Cold ¦ SCG ¦ Cold | Com Central HVAC (Large) - Fuel Sub - Panel Upgrade - Cold | 0.1492 | 0.186 | 1 | CBSA 2014, adjusted to reflect new efficiencies | 0 | 2012 | 1 | SWHC046-03
COM-HVAC-FS-PU-10.67 | Com ¦ Large Code HVAC System Integrated Furnace and AC - Panel Upgrade - Cold ¦ SCG ¦ Cold | Com ¦ Large Code HVAC System Integrated Furnace and AC - Panel Upgrade - Cold | SCG ¦ Cold | SCG | All | Electric & Gas | Code split-package AC with gas furnace, 240-760 kbtuh | Average Existing and Code |  | 2029 | 1 | Conventional | HVAC | Com - Other | Com | ROB Only | 0 | 1000 sqft2 of floor space | Cap-Tons | 15 | DEER:HVAC_Split-Package_HP | 0 | 0 | 0 | SWHC046-03 | 903.64 | 2021 | 304.56 | 2021 | 0 | 0 | SWHC046-03 | Com Central HVAC (Large) - Fuel Sub - Panel Upgrade - Cold ¦ SCG ¦ Cold | Com Central HVAC (Large) - Fuel Sub - Panel Upgrade - Cold | 0.21371 | 0.186 | 1 | CBSA 2014, adjusted to reflect new efficiencies | 0 | 2012 | 1 | SWHC046-03
COM-HVAC-FS-PU-10.68 | Com ¦ Large Code HVAC System Integrated Furnace and AC - Panel Upgrade - Cold ¦ SCG ¦ Cold | Com ¦ Large Code HVAC System Integrated Furnace and AC - Panel Upgrade - Cold | SCG ¦ Cold | SCG | All | Electric & Gas | Code split-package AC with gas furnace, 240-760 kbtuh | Average Existing and Code |  | 2029 | 1 | Conventional | HVAC | Com - Refrig. Warehouse | Com | ROB Only | 0 | 1000 sqft2 of floor space | Cap-Tons | 15 | DEER:HVAC_Split-Package_HP | 0 | 0 | 0 | SWHC046-03 | 0 | 2021 | 0 | 2021 | 0 | 0 | SWHC046-03 | Com Central HVAC (Large) - Fuel Sub - Panel Upgrade - Cold ¦ SCG ¦ Cold | Com Central HVAC (Large) - Fuel Sub - Panel Upgrade - Cold | 0 | 0.186 | 1 | CBSA 2014, adjusted to reflect new efficiencies | 0 | 2012 | 1 | SWHC046-03
COM-HVAC-FS-PU-10.69 | Com ¦ Large Code HVAC System Integrated Furnace and AC - Panel Upgrade - Cold ¦ SCG ¦ Cold | Com ¦ Large Code HVAC System Integrated Furnace and AC - Panel Upgrade - Cold | SCG ¦ Cold | SCG | All | Electric & Gas | Code split-package AC with gas furnace, 240-760 kbtuh | Average Existing and Code |  | 2029 | 1 | Conventional | HVAC | Com - Restaurant | Com | ROB Only | 0 | 1000 sqft2 of floor space | Cap-Tons | 15 | DEER:HVAC_Split-Package_HP | 0 | 0 | 0 | SWHC046-03 | 903.64 | 2021 | 304.56 | 2021 | 0 | 0 | SWHC046-03 | Com Central HVAC (Large) - Fuel Sub - Panel Upgrade - Cold ¦ SCG ¦ Cold | Com Central HVAC (Large) - Fuel Sub - Panel Upgrade - Cold | 0.21772 | 0.186 | 1 | CBSA 2014, adjusted to reflect new efficiencies | 0 | 2012 | 1 | SWHC046-03
COM-HVAC-FS-PU-10.70 | Com ¦ Large Code HVAC System Integrated Furnace and AC - Panel Upgrade - Cold ¦ SCG ¦ Cold | Com ¦ Large Code HVAC System Integrated Furnace and AC - Panel Upgrade - Cold | SCG ¦ Cold | SCG | All | Electric & Gas | Code split-package AC with gas furnace, 240-760 kbtuh | Average Existing and Code |  | 2029 | 1 | Conventional | HVAC | Com - Retail | Com | ROB Only | 0 | 1000 sqft2 of floor space | Cap-Tons | 15 | DEER:HVAC_Split-Package_HP | 0 | 0 | 0 | SWHC046-03 | 903.64 | 2021 | 304.56 | 2021 | 0 | 0 | SWHC046-03 | Com Central HVAC (Large) - Fuel Sub - Panel Upgrade - Cold ¦ SCG ¦ Cold | Com Central HVAC (Large) - Fuel Sub - Panel Upgrade - Cold | 0.092114 | 0.186 | 1 | CBSA 2014, adjusted to reflect new efficiencies | 0 | 2012 | 1 | SWHC046-03
COM-HVAC-FS-PU-10.71 | Com ¦ Large Code HVAC System Integrated Furnace and AC - Panel Upgrade - Cold ¦ SCG ¦ Cold | Com ¦ Large Code HVAC System Integrated Furnace and AC - Panel Upgrade - Cold | SCG ¦ Cold | SCG | All | Electric & Gas | Code split-package AC with gas furnace, 240-760 kbtuh | Average Existing and Code |  | 2029 | 1 | Conventional | HVAC | Com - School | Com | ROB Only | 0 | 1000 sqft2 of floor space | Cap-Tons | 15 | DEER:HVAC_Split-Package_HP | 0 | 0 | 0 | SWHC046-03 | 903.64 | 2021 | 304.56 | 2021 | 0 | 0 | SWHC046-03 | Com Central HVAC (Large) - Fuel Sub - Panel Upgrade - Cold ¦ SCG ¦ Cold | Com Central HVAC (Large) - Fuel Sub - Panel Upgrade - Cold | 0.15 | 0.186 | 1 | CBSA 2014, adjusted to reflect new efficiencies | 0 | 2012 | 1 | SWHC046-03
COM-HVAC-FS-PU-10.72 | Com ¦ Large Code HVAC System Integrated Furnace and AC - Panel Upgrade - Cold ¦ SCG ¦ Cold | Com ¦ Large Code HVAC System Integrated Furnace and AC - Panel Upgrade - Cold | SCG ¦ Cold | SCG | All | Electric & Gas | Code split-package AC with gas furnace, 240-760 kbtuh | Average Existing and Code |  | 2029 | 1 | Conventional | HVAC | Com - Warehouse | Com | ROB Only | 0 | 1000 sqft2 of floor space | Cap-Tons | 15 | DEER:HVAC_Split-Package_HP | 0 | 0 | 0 | SWHC046-03 | 903.64 | 2021 | 304.56 | 2021 | 0 | 0 | SWHC046-03 | Com Central HVAC (Large) - Fuel Sub - Panel Upgrade - Cold ¦ SCG ¦ Cold | Com Central HVAC (Large) - Fuel Sub - Panel Upgrade - Cold | 0.028212 | 0.186 | 1 | CBSA 2014, adjusted to reflect new efficiencies | 0 | 2012 | 1 | SWHC046-03
COM-HVAC-FS-PU-10.73 | Com ¦ Large Code HVAC System Integrated Furnace and AC - Panel Upgrade - Marine ¦ SDG&E ¦ Marine | Com ¦ Large Code HVAC System Integrated Furnace and AC - Panel Upgrade - Marine | SDG&E ¦ Marine | SDG&E | All | Electric & Gas | Code split-package AC with gas furnace, 240-760 kbtuh | Average Existing and Code |  | 2029 | 1 | Conventional | HVAC | Com - College | Com | ROB Only | 0 | 1000 sqft2 of floor space | Cap-Tons | 15 | DEER:HVAC_Split-Package_HP | 0 | 0 | 0 | SWHC046-03 | 903.64 | 2021 | 304.56 | 2021 | 0 | 0 | SWHC046-03 | Com Central HVAC (Large) - Fuel Sub - Panel Upgrade - Marine ¦ SDG&E ¦ Marine | Com Central HVAC (Large) - Fuel Sub - Panel Upgrade - Marine | 0.12207 | 0.186 | 1 | CBSA 2014, adjusted to reflect new efficiencies | 0 | 2012 | 1 | SWHC046-03
COM-HVAC-FS-PU-10.74 | Com ¦ Large Code HVAC System Integrated Furnace and AC - Panel Upgrade - Marine ¦ SDG&E ¦ Marine | Com ¦ Large Code HVAC System Integrated Furnace and AC - Panel Upgrade - Marine | SDG&E ¦ Marine | SDG&E | All | Electric & Gas | Code split-package AC with gas furnace, 240-760 kbtuh | Average Existing and Code |  | 2029 | 1 | Conventional | HVAC | Com - Grocery | Com | ROB Only | 0 | 1000 sqft2 of floor space | Cap-Tons | 15 | DEER:HVAC_Split-Package_HP | 0 | 0 | 0 | SWHC046-03 | 903.64 | 2021 | 304.56 | 2021 | 0 | 0 | SWHC046-03 | Com Central HVAC (Large) - Fuel Sub - Panel Upgrade - Marine ¦ SDG&E ¦ Marine | Com Central HVAC (Large) - Fuel Sub - Panel Upgrade - Marine | 0.22528 | 0.186 | 1 | CBSA 2014, adjusted to reflect new efficiencies | 0 | 2012 | 1 | SWHC046-03
COM-HVAC-FS-PU-10.75 | Com ¦ Large Code HVAC System Integrated Furnace and AC - Panel Upgrade - Marine ¦ SDG&E ¦ Marine | Com ¦ Large Code HVAC System Integrated Furnace and AC - Panel Upgrade - Marine | SDG&E ¦ Marine | SDG&E | All | Electric & Gas | Code split-package AC with gas furnace, 240-760 kbtuh | Average Existing and Code |  | 2029 | 1 | Conventional | HVAC | Com - Health | Com | ROB Only | 0 | 1000 sqft2 of floor space | Cap-Tons | 15 | DEER:HVAC_Split-Package_HP | 0 | 0 | 0 | SWHC046-03 | 903.64 | 2021 | 304.56 | 2021 | 0 | 0 | SWHC046-03 | Com Central HVAC (Large) - Fuel Sub - Panel Upgrade - Marine ¦ SDG&E ¦ Marine | Com Central HVAC (Large) - Fuel Sub - Panel Upgrade - Marine | 0.17567 | 0.186 | 1 | CBSA 2014, adjusted to reflect new efficiencies | 0 | 2012 | 1 | SWHC046-03
COM-HVAC-FS-PU-10.76 | Com ¦ Large Code HVAC System Integrated Furnace and AC - Panel Upgrade - Marine ¦ SDG&E ¦ Marine | Com ¦ Large Code HVAC System Integrated Furnace and AC - Panel Upgrade - Marine | SDG&E ¦ Marine | SDG&E | All | Electric & Gas | Code split-package AC with gas furnace, 240-760 kbtuh | Average Existing and Code |  | 2029 | 1 | Conventional | HVAC | Com - Lodging | Com | ROB Only | 0 | 1000 sqft2 of floor space | Cap-Tons | 15 | DEER:HVAC_Split-Package_HP | 0 | 0 | 0 | SWHC046-03 | 903.64 | 2021 | 304.56 | 2021 | 0 | 0 | SWHC046-03 | Com Central HVAC (Large) - Fuel Sub - Panel Upgrade - Marine ¦ SDG&E ¦ Marine | Com Central HVAC (Large) - Fuel Sub - Panel Upgrade - Marine | 0.098289 | 0.186 | 1 | CBSA 2014, adjusted to reflect new efficiencies | 0 | 2012 | 1 | SWHC046-03
COM-HVAC-FS-PU-10.77 | Com ¦ Large Code HVAC System Integrated Furnace and AC - Panel Upgrade - Marine ¦ SDG&E ¦ Marine | Com ¦ Large Code HVAC System Integrated Furnace and AC - Panel Upgrade - Marine | SDG&E ¦ Marine | SDG&E | All | Electric & Gas | Code split-package AC with gas furnace, 240-760 kbtuh | Average Existing and Code |  | 2029 | 1 | Conventional | HVAC | Com - Office (Large) | Com | ROB Only | 0 | 1000 sqft2 of floor space | Cap-Tons | 15 | DEER:HVAC_Split-Package_HP | 0 | 0 | 0 | SWHC046-03 | 903.64 | 2021 | 304.56 | 2021 | 0 | 0 | SWHC046-03 | Com Central HVAC (Large) - Fuel Sub - Panel Upgrade - Marine ¦ SDG&E ¦ Marine | Com Central HVAC (Large) - Fuel Sub - Panel Upgrade - Marine | 0.12833 | 0.186 | 1 | CBSA 2014, adjusted to reflect new efficiencies | 0 | 2012 | 1 | SWHC046-03
COM-HVAC-FS-PU-10.78 | Com ¦ Large Code HVAC System Integrated Furnace and AC - Panel Upgrade - Marine ¦ SDG&E ¦ Marine | Com ¦ Large Code HVAC System Integrated Furnace and AC - Panel Upgrade - Marine | SDG&E ¦ Marine | SDG&E | All | Electric & Gas | Code split-package AC with gas furnace, 240-760 kbtuh | Average Existing and Code |  | 2029 | 1 | Conventional | HVAC | Com - Office (Small) | Com | ROB Only | 0 | 1000 sqft2 of floor space | Cap-Tons | 15 | DEER:HVAC_Split-Package_HP | 0 | 0 | 0 | SWHC046-03 | 903.64 | 2021 | 304.56 | 2021 | 0 | 0 | SWHC046-03 | Com Central HVAC (Large) - Fuel Sub - Panel Upgrade - Marine ¦ SDG&E ¦ Marine | Com Central HVAC (Large) - Fuel Sub - Panel Upgrade - Marine | 0.15582 | 0.186 | 1 | CBSA 2014, adjusted to reflect new efficiencies | 0 | 2012 | 1 | SWHC046-03
COM-HVAC-FS-PU-10.79 | Com ¦ Large Code HVAC System Integrated Furnace and AC - Panel Upgrade - Marine ¦ SDG&E ¦ Marine | Com ¦ Large Code HVAC System Integrated Furnace and AC - Panel Upgrade - Marine | SDG&E ¦ Marine | SDG&E | All | Electric & Gas | Code split-package AC with gas furnace, 240-760 kbtuh | Average Existing and Code |  | 2029 | 1 | Conventional | HVAC | Com - Other | Com | ROB Only | 0 | 1000 sqft2 of floor space | Cap-Tons | 15 | DEER:HVAC_Split-Package_HP | 0 | 0 | 0 | SWHC046-03 | 903.64 | 2021 | 304.56 | 2021 | 0 | 0 | SWHC046-03 | Com Central HVAC (Large) - Fuel Sub - Panel Upgrade - Marine ¦ SDG&E ¦ Marine | Com Central HVAC (Large) - Fuel Sub - Panel Upgrade - Marine | 0.21005 | 0.186 | 1 | CBSA 2014, adjusted to reflect new efficiencies | 0 | 2012 | 1 | SWHC046-03
COM-HVAC-FS-PU-10.80 | Com ¦ Large Code HVAC System Integrated Furnace and AC - Panel Upgrade - Marine ¦ SDG&E ¦ Marine | Com ¦ Large Code HVAC System Integrated Furnace and AC - Panel Upgrade - Marine | SDG&E ¦ Marine | SDG&E | All | Electric & Gas | Code split-package AC with gas furnace, 240-760 kbtuh | Average Existing and Code |  | 2029 | 1 | Conventional | HVAC | Com - Refrig. Warehouse | Com | ROB Only | 0 | 1000 sqft2 of floor space | Cap-Tons | 15 | DEER:HVAC_Split-Package_HP | 0 | 0 | 0 | SWHC046-03 | 0 | 2021 | 0 | 2021 | 0 | 0 | SWHC046-03 | Com Central HVAC (Large) - Fuel Sub - Panel Upgrade - Marine ¦ SDG&E ¦ Marine | Com Central HVAC (Large) - Fuel Sub - Panel Upgrade - Marine | 0 | 0.186 | 1 | CBSA 2014, adjusted to reflect new efficiencies | 0 | 2012 | 1 | SWHC046-03
COM-HVAC-FS-PU-10.81 | Com ¦ Large Code HVAC System Integrated Furnace and AC - Panel Upgrade - Marine ¦ SDG&E ¦ Marine | Com ¦ Large Code HVAC System Integrated Furnace and AC - Panel Upgrade - Marine | SDG&E ¦ Marine | SDG&E | All | Electric & Gas | Code split-package AC with gas furnace, 240-760 kbtuh | Average Existing and Code |  | 2029 | 1 | Conventional | HVAC | Com - Restaurant | Com | ROB Only | 0 | 1000 sqft2 of floor space | Cap-Tons | 15 | DEER:HVAC_Split-Package_HP | 0 | 0 | 0 | SWHC046-03 | 903.64 | 2021 | 304.56 | 2021 | 0 | 0 | SWHC046-03 | Com Central HVAC (Large) - Fuel Sub - Panel Upgrade - Marine ¦ SDG&E ¦ Marine | Com Central HVAC (Large) - Fuel Sub - Panel Upgrade - Marine | 0.22744 | 0.186 | 1 | CBSA 2014, adjusted to reflect new efficiencies | 0 | 2012 | 1 | SWHC046-03
COM-HVAC-FS-PU-10.82 | Com ¦ Large Code HVAC System Integrated Furnace and AC - Panel Upgrade - Marine ¦ SDG&E ¦ Marine | Com ¦ Large Code HVAC System Integrated Furnace and AC - Panel Upgrade - Marine | SDG&E ¦ Marine | SDG&E | All | Electric & Gas | Code split-package AC with gas furnace, 240-760 kbtuh | Average Existing and Code |  | 2029 | 1 | Conventional | HVAC | Com - Retail | Com | ROB Only | 0 | 1000 sqft2 of floor space | Cap-Tons | 15 | DEER:HVAC_Split-Package_HP | 0 | 0 | 0 | SWHC046-03 | 903.64 | 2021 | 304.56 | 2021 | 0 | 0 | SWHC046-03 | Com Central HVAC (Large) - Fuel Sub - Panel Upgrade - Marine ¦ SDG&E ¦ Marine | Com Central HVAC (Large) - Fuel Sub - Panel Upgrade - Marine | 0.092203 | 0.186 | 1 | CBSA 2014, adjusted to reflect new efficiencies | 0 | 2012 | 1 | SWHC046-03
COM-HVAC-FS-PU-10.83 | Com ¦ Large Code HVAC System Integrated Furnace and AC - Panel Upgrade - Marine ¦ SDG&E ¦ Marine | Com ¦ Large Code HVAC System Integrated Furnace and AC - Panel Upgrade - Marine | SDG&E ¦ Marine | SDG&E | All | Electric & Gas | Code split-package AC with gas furnace, 240-760 kbtuh | Average Existing and Code |  | 2029 | 1 | Conventional | HVAC | Com - School | Com | ROB Only | 0 | 1000 sqft2 of floor space | Cap-Tons | 15 | DEER:HVAC_Split-Package_HP | 0 | 0 | 0 | SWHC046-03 | 903.64 | 2021 | 304.56 | 2021 | 0 | 0 | SWHC046-03 | Com Central HVAC (Large) - Fuel Sub - Panel Upgrade - Marine ¦ SDG&E ¦ Marine | Com Central HVAC (Large) - Fuel Sub - Panel Upgrade - Marine | 0.15505 | 0.186 | 1 | CBSA 2014, adjusted to reflect new efficiencies | 0 | 2012 | 1 | SWHC046-03
COM-HVAC-FS-PU-10.84 | Com ¦ Large Code HVAC System Integrated Furnace and AC - Panel Upgrade - Marine ¦ SDG&E ¦ Marine | Com ¦ Large Code HVAC System Integrated Furnace and AC - Panel Upgrade - Marine | SDG&E ¦ Marine | SDG&E | All | Electric & Gas | Code split-package AC with gas furnace, 240-760 kbtuh | Average Existing and Code |  | 2029 | 1 | Conventional | HVAC | Com - Warehouse | Com | ROB Only | 0 | 1000 sqft2 of floor space | Cap-Tons | 15 | DEER:HVAC_Split-Package_HP | 0 | 0 | 0 | SWHC046-03 | 903.64 | 2021 | 304.56 | 2021 | 0 | 0 | SWHC046-03 | Com Central HVAC (Large) - Fuel Sub - Panel Upgrade - Marine ¦ SDG&E ¦ Marine | Com Central HVAC (Large) - Fuel Sub - Panel Upgrade - Marine | 0.028275 | 0.186 | 1 | CBSA 2014, adjusted to reflect new efficiencies | 0 | 2012 | 1 | SWHC046-03
COM-HVAC-FS-PU-10.85 | Com ¦ Large Code HVAC System Integrated Furnace and AC - Panel Upgrade - Hot-Dry ¦ SDG&E ¦ Hot-Dry | Com ¦ Large Code HVAC System Integrated Furnace and AC - Panel Upgrade - Hot-Dry | SDG&E ¦ Hot-Dry | SDG&E | All | Electric & Gas | Code split-package AC with gas furnace, 240-760 kbtuh | Average Existing and Code |  | 2029 | 1 | Conventional | HVAC | Com - College | Com | ROB Only | 0 | 1000 sqft2 of floor space | Cap-Tons | 15 | DEER:HVAC_Split-Package_HP | 0 | 0 | 0 | SWHC046-03 | 903.64 | 2021 | 304.56 | 2021 | 0 | 0 | SWHC046-03 | Com Central HVAC (Large) - Fuel Sub - Panel Upgrade - Hot-Dry ¦ SDG&E ¦ Hot-Dry | Com Central HVAC (Large) - Fuel Sub - Panel Upgrade - Hot-Dry | 0.12207 | 0.186 | 1 | CBSA 2014, adjusted to reflect new efficiencies | 0 | 2012 | 1 | SWHC046-03
COM-HVAC-FS-PU-10.86 | Com ¦ Large Code HVAC System Integrated Furnace and AC - Panel Upgrade - Hot-Dry ¦ SDG&E ¦ Hot-Dry | Com ¦ Large Code HVAC System Integrated Furnace and AC - Panel Upgrade - Hot-Dry | SDG&E ¦ Hot-Dry | SDG&E | All | Electric & Gas | Code split-package AC with gas furnace, 240-760 kbtuh | Average Existing and Code |  | 2029 | 1 | Conventional | HVAC | Com - Grocery | Com | ROB Only | 0 | 1000 sqft2 of floor space | Cap-Tons | 15 | DEER:HVAC_Split-Package_HP | 0 | 0 | 0 | SWHC046-03 | 903.64 | 2021 | 304.56 | 2021 | 0 | 0 | SWHC046-03 | Com Central HVAC (Large) - Fuel Sub - Panel Upgrade - Hot-Dry ¦ SDG&E ¦ Hot-Dry | Com Central HVAC (Large) - Fuel Sub - Panel Upgrade - Hot-Dry | 0.22528 | 0.186 | 1 | CBSA 2014, adjusted to reflect new efficiencies | 0 | 2012 | 1 | SWHC046-03
COM-HVAC-FS-PU-10.87 | Com ¦ Large Code HVAC System Integrated Furnace and AC - Panel Upgrade - Hot-Dry ¦ SDG&E ¦ Hot-Dry | Com ¦ Large Code HVAC System Integrated Furnace and AC - Panel Upgrade - Hot-Dry | SDG&E ¦ Hot-Dry | SDG&E | All | Electric & Gas | Code split-package AC with gas furnace, 240-760 kbtuh | Average Existing and Code |  | 2029 | 1 | Conventional | HVAC | Com - Health | Com | ROB Only | 0 | 1000 sqft2 of floor space | Cap-Tons | 15 | DEER:HVAC_Split-Package_HP | 0 | 0 | 0 | SWHC046-03 | 903.64 | 2021 | 304.56 | 2021 | 0 | 0 | SWHC046-03 | Com Central HVAC (Large) - Fuel Sub - Panel Upgrade - Hot-Dry ¦ SDG&E ¦ Hot-Dry | Com Central HVAC (Large) - Fuel Sub - Panel Upgrade - Hot-Dry | 0.17567 | 0.186 | 1 | CBSA 2014, adjusted to reflect new efficiencies | 0 | 2012 | 1 | SWHC046-03
COM-HVAC-FS-PU-10.88 | Com ¦ Large Code HVAC System Integrated Furnace and AC - Panel Upgrade - Hot-Dry ¦ SDG&E ¦ Hot-Dry | Com ¦ Large Code HVAC System Integrated Furnace and AC - Panel Upgrade - Hot-Dry | SDG&E ¦ Hot-Dry | SDG&E | All | Electric & Gas | Code split-package AC with gas furnace, 240-760 kbtuh | Average Existing and Code |  | 2029 | 1 | Conventional | HVAC | Com - Lodging | Com | ROB Only | 0 | 1000 sqft2 of floor space | Cap-Tons | 15 | DEER:HVAC_Split-Package_HP | 0 | 0 | 0 | SWHC046-03 | 903.64 | 2021 | 304.56 | 2021 | 0 | 0 | SWHC046-03 | Com Central HVAC (Large) - Fuel Sub - Panel Upgrade - Hot-Dry ¦ SDG&E ¦ Hot-Dry | Com Central HVAC (Large) - Fuel Sub - Panel Upgrade - Hot-Dry | 0.098289 | 0.186 | 1 | CBSA 2014, adjusted to reflect new efficiencies | 0 | 2012 | 1 | SWHC046-03
COM-HVAC-FS-PU-10.89 | Com ¦ Large Code HVAC System Integrated Furnace and AC - Panel Upgrade - Hot-Dry ¦ SDG&E ¦ Hot-Dry | Com ¦ Large Code HVAC System Integrated Furnace and AC - Panel Upgrade - Hot-Dry | SDG&E ¦ Hot-Dry | SDG&E | All | Electric & Gas | Code split-package AC with gas furnace, 240-760 kbtuh | Average Existing and Code |  | 2029 | 1 | Conventional | HVAC | Com - Office (Large) | Com | ROB Only | 0 | 1000 sqft2 of floor space | Cap-Tons | 15 | DEER:HVAC_Split-Package_HP | 0 | 0 | 0 | SWHC046-03 | 903.64 | 2021 | 304.56 | 2021 | 0 | 0 | SWHC046-03 | Com Central HVAC (Large) - Fuel Sub - Panel Upgrade - Hot-Dry ¦ SDG&E ¦ Hot-Dry | Com Central HVAC (Large) - Fuel Sub - Panel Upgrade - Hot-Dry | 0.12833 | 0.186 | 1 | CBSA 2014, adjusted to reflect new efficiencies | 0 | 2012 | 1 | SWHC046-03
COM-HVAC-FS-PU-10.90 | Com ¦ Large Code HVAC System Integrated Furnace and AC - Panel Upgrade - Hot-Dry ¦ SDG&E ¦ Hot-Dry | Com ¦ Large Code HVAC System Integrated Furnace and AC - Panel Upgrade - Hot-Dry | SDG&E ¦ Hot-Dry | SDG&E | All | Electric & Gas | Code split-package AC with gas furnace, 240-760 kbtuh | Average Existing and Code |  | 2029 | 1 | Conventional | HVAC | Com - Office (Small) | Com | ROB Only | 0 | 1000 sqft2 of floor space | Cap-Tons | 15 | DEER:HVAC_Split-Package_HP | 0 | 0 | 0 | SWHC046-03 | 903.64 | 2021 | 304.56 | 2021 | 0 | 0 | SWHC046-03 | Com Central HVAC (Large) - Fuel Sub - Panel Upgrade - Hot-Dry ¦ SDG&E ¦ Hot-Dry | Com Central HVAC (Large) - Fuel Sub - Panel Upgrade - Hot-Dry | 0.15582 | 0.186 | 1 | CBSA 2014, adjusted to reflect new efficiencies | 0 | 2012 | 1 | SWHC046-03
COM-HVAC-FS-PU-10.91 | Com ¦ Large Code HVAC System Integrated Furnace and AC - Panel Upgrade - Hot-Dry ¦ SDG&E ¦ Hot-Dry | Com ¦ Large Code HVAC System Integrated Furnace and AC - Panel Upgrade - Hot-Dry | SDG&E ¦ Hot-Dry | SDG&E | All | Electric & Gas | Code split-package AC with gas furnace, 240-760 kbtuh | Average Existing and Code |  | 2029 | 1 | Conventional | HVAC | Com - Other | Com | ROB Only | 0 | 1000 sqft2 of floor space | Cap-Tons | 15 | DEER:HVAC_Split-Package_HP | 0 | 0 | 0 | SWHC046-03 | 903.64 | 2021 | 304.56 | 2021 | 0 | 0 | SWHC046-03 | Com Central HVAC (Large) - Fuel Sub - Panel Upgrade - Hot-Dry ¦ SDG&E ¦ Hot-Dry | Com Central HVAC (Large) - Fuel Sub - Panel Upgrade - Hot-Dry | 0.21005 | 0.186 | 1 | CBSA 2014, adjusted to reflect new efficiencies | 0 | 2012 | 1 | SWHC046-03
COM-HVAC-FS-PU-10.92 | Com ¦ Large Code HVAC System Integrated Furnace and AC - Panel Upgrade - Hot-Dry ¦ SDG&E ¦ Hot-Dry | Com ¦ Large Code HVAC System Integrated Furnace and AC - Panel Upgrade - Hot-Dry | SDG&E ¦ Hot-Dry | SDG&E | All | Electric & Gas | Code split-package AC with gas furnace, 240-760 kbtuh | Average Existing and Code |  | 2029 | 1 | Conventional | HVAC | Com - Refrig. Warehouse | Com | ROB Only | 0 | 1000 sqft2 of floor space | Cap-Tons | 15 | DEER:HVAC_Split-Package_HP | 0 | 0 | 0 | SWHC046-03 | 0 | 2021 | 0 | 2021 | 0 | 0 | SWHC046-03 | Com Central HVAC (Large) - Fuel Sub - Panel Upgrade - Hot-Dry ¦ SDG&E ¦ Hot-Dry | Com Central HVAC (Large) - Fuel Sub - Panel Upgrade - Hot-Dry | 0 | 0.186 | 1 | CBSA 2014, adjusted to reflect new efficiencies | 0 | 2012 | 1 | SWHC046-03
COM-HVAC-FS-PU-10.93 | Com ¦ Large Code HVAC System Integrated Furnace and AC - Panel Upgrade - Hot-Dry ¦ SDG&E ¦ Hot-Dry | Com ¦ Large Code HVAC System Integrated Furnace and AC - Panel Upgrade - Hot-Dry | SDG&E ¦ Hot-Dry | SDG&E | All | Electric & Gas | Code split-package AC with gas furnace, 240-760 kbtuh | Average Existing and Code |  | 2029 | 1 | Conventional | HVAC | Com - Restaurant | Com | ROB Only | 0 | 1000 sqft2 of floor space | Cap-Tons | 15 | DEER:HVAC_Split-Package_HP | 0 | 0 | 0 | SWHC046-03 | 903.64 | 2021 | 304.56 | 2021 | 0 | 0 | SWHC046-03 | Com Central HVAC (Large) - Fuel Sub - Panel Upgrade - Hot-Dry ¦ SDG&E ¦ Hot-Dry | Com Central HVAC (Large) - Fuel Sub - Panel Upgrade - Hot-Dry | 0.22744 | 0.186 | 1 | CBSA 2014, adjusted to reflect new efficiencies | 0 | 2012 | 1 | SWHC046-03
COM-HVAC-FS-PU-10.94 | Com ¦ Large Code HVAC System Integrated Furnace and AC - Panel Upgrade - Hot-Dry ¦ SDG&E ¦ Hot-Dry | Com ¦ Large Code HVAC System Integrated Furnace and AC - Panel Upgrade - Hot-Dry | SDG&E ¦ Hot-Dry | SDG&E | All | Electric & Gas | Code split-package AC with gas furnace, 240-760 kbtuh | Average Existing and Code |  | 2029 | 1 | Conventional | HVAC | Com - Retail | Com | ROB Only | 0 | 1000 sqft2 of floor space | Cap-Tons | 15 | DEER:HVAC_Split-Package_HP | 0 | 0 | 0 | SWHC046-03 | 903.64 | 2021 | 304.56 | 2021 | 0 | 0 | SWHC046-03 | Com Central HVAC (Large) - Fuel Sub - Panel Upgrade - Hot-Dry ¦ SDG&E ¦ Hot-Dry | Com Central HVAC (Large) - Fuel Sub - Panel Upgrade - Hot-Dry | 0.092203 | 0.186 | 1 | CBSA 2014, adjusted to reflect new efficiencies | 0 | 2012 | 1 | SWHC046-03
COM-HVAC-FS-PU-10.95 | Com ¦ Large Code HVAC System Integrated Furnace and AC - Panel Upgrade - Hot-Dry ¦ SDG&E ¦ Hot-Dry | Com ¦ Large Code HVAC System Integrated Furnace and AC - Panel Upgrade - Hot-Dry | SDG&E ¦ Hot-Dry | SDG&E | All | Electric & Gas | Code split-package AC with gas furnace, 240-760 kbtuh | Average Existing and Code |  | 2029 | 1 | Conventional | HVAC | Com - School | Com | ROB Only | 0 | 1000 sqft2 of floor space | Cap-Tons | 15 | DEER:HVAC_Split-Package_HP | 0 | 0 | 0 | SWHC046-03 | 903.64 | 2021 | 304.56 | 2021 | 0 | 0 | SWHC046-03 | Com Central HVAC (Large) - Fuel Sub - Panel Upgrade - Hot-Dry ¦ SDG&E ¦ Hot-Dry | Com Central HVAC (Large) - Fuel Sub - Panel Upgrade - Hot-Dry | 0.15505 | 0.186 | 1 | CBSA 2014, adjusted to reflect new efficiencies | 0 | 2012 | 1 | SWHC046-03
COM-HVAC-FS-PU-10.96 | Com ¦ Large Code HVAC System Integrated Furnace and AC - Panel Upgrade - Hot-Dry ¦ SDG&E ¦ Hot-Dry | Com ¦ Large Code HVAC System Integrated Furnace and AC - Panel Upgrade - Hot-Dry | SDG&E ¦ Hot-Dry | SDG&E | All | Electric & Gas | Code split-package AC with gas furnace, 240-760 kbtuh | Average Existing and Code |  | 2029 | 1 | Conventional | HVAC | Com - Warehouse | Com | ROB Only | 0 | 1000 sqft2 of floor space | Cap-Tons | 15 | DEER:HVAC_Split-Package_HP | 0 | 0 | 0 | SWHC046-03 | 903.64 | 2021 | 304.56 | 2021 | 0 | 0 | SWHC046-03 | Com Central HVAC (Large) - Fuel Sub - Panel Upgrade - Hot-Dry ¦ SDG&E ¦ Hot-Dry | Com Central HVAC (Large) - Fuel Sub - Panel Upgrade - Hot-Dry | 0.028275 | 0.186 | 1 | CBSA 2014, adjusted to reflect new efficiencies | 0 | 2012 | 1 | SWHC046-03
COM-HVAC-FS-PU-10B.1 | Com ¦ Large Packaged Heat Pump (EER 9.3) - Fuel Sub Future Baseline - Panel Upgrade - Marine ¦ PG&E ¦ Marine | Com ¦ Large Packaged Heat Pump (EER 9.3) - Fuel Sub Future Baseline - Panel Upgrade - Marine | PG&E ¦ Marine | PG&E | All | Electric & Gas | Large Unitary Heat Pump (EER 9.3) | Efficient | 2029 |  | 1 | Conventional | HVAC | Com - College | Com | ROB Only | 0 | 1000 sqft2 of floor space | Cap-Tons | 15 | DEER:HVAC_Split-Package_HP | 193.9275 | 0.0096174 | -25.9026 | SWHC013-05 | 1068.69 | 2021 | 278.83 | 2021 | 0 | -50.09 | SWHC013-05 | Com Central HVAC (Large) - Fuel Sub - Panel Upgrade - Marine ¦ PG&E ¦ Marine | Com Central HVAC (Large) - Fuel Sub - Panel Upgrade - Marine | 0.11162 | 0.186 | 0 | CBSA 2014, adjusted to reflect new efficiencies | 70.8024 | 2012 | 1 | SWHC013-05
COM-HVAC-FS-PU-10B.2 | Com ¦ Large Packaged Heat Pump (EER 9.3) - Fuel Sub Future Baseline - Panel Upgrade - Marine ¦ PG&E ¦ Marine | Com ¦ Large Packaged Heat Pump (EER 9.3) - Fuel Sub Future Baseline - Panel Upgrade - Marine | PG&E ¦ Marine | PG&E | All | Electric & Gas | Large Unitary Heat Pump (EER 9.3) | Efficient | 2029 |  | 1 | Conventional | HVAC | Com - Grocery | Com | ROB Only | 0 | 1000 sqft2 of floor space | Cap-Tons | 15 | DEER:HVAC_Split-Package_HP | 1223.455 | 0.006 | -156 | SWHC013-05 | 1068.69 | 2021 | 278.83 | 2021 | 0 | -50.09 | SWHC013-05 | Com Central HVAC (Large) - Fuel Sub - Panel Upgrade - Marine ¦ PG&E ¦ Marine | Com Central HVAC (Large) - Fuel Sub - Panel Upgrade - Marine | 0.18624 | 0.186 | 0 | CBSA 2014, adjusted to reflect new efficiencies | 297.4999 | 2012 | 1 | SWHC013-05
COM-HVAC-FS-PU-10B.3 | Com ¦ Large Packaged Heat Pump (EER 9.3) - Fuel Sub Future Baseline - Panel Upgrade - Marine ¦ PG&E ¦ Marine | Com ¦ Large Packaged Heat Pump (EER 9.3) - Fuel Sub Future Baseline - Panel Upgrade - Marine | PG&E ¦ Marine | PG&E | All | Electric & Gas | Large Unitary Heat Pump (EER 9.3) | Efficient | 2029 |  | 1 | Conventional | HVAC | Com - Health | Com | ROB Only | 0 | 1000 sqft2 of floor space | Cap-Tons | 15 | DEER:HVAC_Split-Package_HP | 271.2595 | 0.0065133 | -33.5588 | SWHC013-05 | 1068.69 | 2021 | 278.83 | 2021 | 0 | -50.09 | SWHC013-05 | Com Central HVAC (Large) - Fuel Sub - Panel Upgrade - Marine ¦ PG&E ¦ Marine | Com Central HVAC (Large) - Fuel Sub - Panel Upgrade - Marine | 0.16483 | 0.186 | 0 | CBSA 2014, adjusted to reflect new efficiencies | 77.0393 | 2012 | 1 | SWHC013-05
COM-HVAC-FS-PU-10B.4 | Com ¦ Large Packaged Heat Pump (EER 9.3) - Fuel Sub Future Baseline - Panel Upgrade - Marine ¦ PG&E ¦ Marine | Com ¦ Large Packaged Heat Pump (EER 9.3) - Fuel Sub Future Baseline - Panel Upgrade - Marine | PG&E ¦ Marine | PG&E | All | Electric & Gas | Large Unitary Heat Pump (EER 9.3) | Efficient | 2029 |  | 1 | Conventional | HVAC | Com - Lodging | Com | ROB Only | 0 | 1000 sqft2 of floor space | Cap-Tons | 15 | DEER:HVAC_Split-Package_HP | 598.8152 | 0.0080768 | -79.8896 | SWHC013-05 | 1068.69 | 2021 | 278.83 | 2021 | 0 | -50.09 | SWHC013-05 | Com Central HVAC (Large) - Fuel Sub - Panel Upgrade - Marine ¦ PG&E ¦ Marine | Com Central HVAC (Large) - Fuel Sub - Panel Upgrade - Marine | 0.08786 | 0.186 | 0 | CBSA 2014, adjusted to reflect new efficiencies | 694.7546 | 2012 | 1 | SWHC013-05
COM-HVAC-FS-PU-10B.5 | Com ¦ Large Packaged Heat Pump (EER 9.3) - Fuel Sub Future Baseline - Panel Upgrade - Marine ¦ PG&E ¦ Marine | Com ¦ Large Packaged Heat Pump (EER 9.3) - Fuel Sub Future Baseline - Panel Upgrade - Marine | PG&E ¦ Marine | PG&E | All | Electric & Gas | Large Unitary Heat Pump (EER 9.3) | Efficient | 2029 |  | 1 | Conventional | HVAC | Com - Office (Large) | Com | ROB Only | 0 | 1000 sqft2 of floor space | Cap-Tons | 15 | DEER:HVAC_Split-Package_HP | 29.95 | 0.004235 | -2.78 | SWHC013-05 | 1068.69 | 2021 | 278.83 | 2021 | 0 | -50.09 | SWHC013-05 | Com Central HVAC (Large) - Fuel Sub - Panel Upgrade - Marine ¦ PG&E ¦ Marine | Com Central HVAC (Large) - Fuel Sub - Panel Upgrade - Marine | 0.11704 | 0.186 | 0 | CBSA 2014, adjusted to reflect new efficiencies | 9.5056 | 2012 | 1 | SWHC013-05
COM-HVAC-FS-PU-10B.6 | Com ¦ Large Packaged Heat Pump (EER 9.3) - Fuel Sub Future Baseline - Panel Upgrade - Marine ¦ PG&E ¦ Marine | Com ¦ Large Packaged Heat Pump (EER 9.3) - Fuel Sub Future Baseline - Panel Upgrade - Marine | PG&E ¦ Marine | PG&E | All | Electric & Gas | Large Unitary Heat Pump (EER 9.3) | Efficient | 2029 |  | 1 | Conventional | HVAC | Com - Office (Small) | Com | ROB Only | 0 | 1000 sqft2 of floor space | Cap-Tons | 15 | DEER:HVAC_Split-Package_HP | 116.6 | 0.004075 | -14 | SWHC013-05 | 1068.69 | 2021 | 278.83 | 2021 | 0 | -50.09 | SWHC013-05 | Com Central HVAC (Large) - Fuel Sub - Panel Upgrade - Marine ¦ PG&E ¦ Marine | Com Central HVAC (Large) - Fuel Sub - Panel Upgrade - Marine | 0.13689 | 0.186 | 0 | CBSA 2014, adjusted to reflect new efficiencies | 22.3696 | 2012 | 1 | SWHC013-05
COM-HVAC-FS-PU-10B.7 | Com ¦ Large Packaged Heat Pump (EER 9.3) - Fuel Sub Future Baseline - Panel Upgrade - Marine ¦ PG&E ¦ Marine | Com ¦ Large Packaged Heat Pump (EER 9.3) - Fuel Sub Future Baseline - Panel Upgrade - Marine | PG&E ¦ Marine | PG&E | All | Electric & Gas | Large Unitary Heat Pump (EER 9.3) | Efficient | 2029 |  | 1 | Conventional | HVAC | Com - Other | Com | ROB Only | 0 | 1000 sqft2 of floor space | Cap-Tons | 15 | DEER:HVAC_Split-Package_HP | 382.15 | 0.0092 | -49.6 | SWHC013-05 | 1068.69 | 2021 | 278.83 | 2021 | 0 | -50.09 | SWHC013-05 | Com Central HVAC (Large) - Fuel Sub - Panel Upgrade - Marine ¦ PG&E ¦ Marine | Com Central HVAC (Large) - Fuel Sub - Panel Upgrade - Marine | 0.1938 | 0.186 | 0 | CBSA 2014, adjusted to reflect new efficiencies | 182.4896 | 2012 | 1 | SWHC013-05
COM-HVAC-FS-PU-10B.8 | Com ¦ Large Packaged Heat Pump (EER 9.3) - Fuel Sub Future Baseline - Panel Upgrade - Marine ¦ PG&E ¦ Marine | Com ¦ Large Packaged Heat Pump (EER 9.3) - Fuel Sub Future Baseline - Panel Upgrade - Marine | PG&E ¦ Marine | PG&E | All | Electric & Gas | Large Unitary Heat Pump (EER 9.3) | Efficient | 2029 |  | 1 | Conventional | HVAC | Com - Refrig. Warehouse | Com | ROB Only | 0 | 1000 sqft2 of floor space | Cap-Tons | 15 | DEER:HVAC_Split-Package_HP | 0 | 0 | 0 | SWHC013-05 | 0 | 2021 | 0 | 2021 | 0 | -50.09 | SWHC013-05 | Com Central HVAC (Large) - Fuel Sub - Panel Upgrade - Marine ¦ PG&E ¦ Marine | Com Central HVAC (Large) - Fuel Sub - Panel Upgrade - Marine | 0 | 0.186 | 0 | CBSA 2014, adjusted to reflect new efficiencies | 0 | 2012 | 1 | SWHC013-05
COM-HVAC-FS-PU-10B.9 | Com ¦ Large Packaged Heat Pump (EER 9.3) - Fuel Sub Future Baseline - Panel Upgrade - Marine ¦ PG&E ¦ Marine | Com ¦ Large Packaged Heat Pump (EER 9.3) - Fuel Sub Future Baseline - Panel Upgrade - Marine | PG&E ¦ Marine | PG&E | All | Electric & Gas | Large Unitary Heat Pump (EER 9.3) | Efficient | 2029 |  | 1 | Conventional | HVAC | Com - Restaurant | Com | ROB Only | 0 | 1000 sqft2 of floor space | Cap-Tons | 15 | DEER:HVAC_Split-Package_HP | 152.5976 | 0.010462 | -17.7414 | SWHC013-05 | 1068.69 | 2021 | 278.83 | 2021 | 0 | -50.09 | SWHC013-05 | Com Central HVAC (Large) - Fuel Sub - Panel Upgrade - Marine ¦ PG&E ¦ Marine | Com Central HVAC (Large) - Fuel Sub - Panel Upgrade - Marine | 0.1978 | 0.186 | 0 | CBSA 2014, adjusted to reflect new efficiencies | 10.6162 | 2012 | 1 | SWHC013-05
COM-HVAC-FS-PU-10B.10 | Com ¦ Large Packaged Heat Pump (EER 9.3) - Fuel Sub Future Baseline - Panel Upgrade - Marine ¦ PG&E ¦ Marine | Com ¦ Large Packaged Heat Pump (EER 9.3) - Fuel Sub Future Baseline - Panel Upgrade - Marine | PG&E ¦ Marine | PG&E | All | Electric & Gas | Large Unitary Heat Pump (EER 9.3) | Efficient | 2029 |  | 1 | Conventional | HVAC | Com - Retail | Com | ROB Only | 0 | 1000 sqft2 of floor space | Cap-Tons | 15 | DEER:HVAC_Split-Package_HP | 171.7683 | 0.011566 | -21.3006 | SWHC013-05 | 1068.69 | 2021 | 278.83 | 2021 | 0 | -50.09 | SWHC013-05 | Com Central HVAC (Large) - Fuel Sub - Panel Upgrade - Marine ¦ PG&E ¦ Marine | Com Central HVAC (Large) - Fuel Sub - Panel Upgrade - Marine | 0.082433 | 0.186 | 0 | CBSA 2014, adjusted to reflect new efficiencies | 44.9037 | 2012 | 1 | SWHC013-05
COM-HVAC-FS-PU-10B.11 | Com ¦ Large Packaged Heat Pump (EER 9.3) - Fuel Sub Future Baseline - Panel Upgrade - Marine ¦ PG&E ¦ Marine | Com ¦ Large Packaged Heat Pump (EER 9.3) - Fuel Sub Future Baseline - Panel Upgrade - Marine | PG&E ¦ Marine | PG&E | All | Electric & Gas | Large Unitary Heat Pump (EER 9.3) | Efficient | 2029 |  | 1 | Conventional | HVAC | Com - School | Com | ROB Only | 0 | 1000 sqft2 of floor space | Cap-Tons | 15 | DEER:HVAC_Split-Package_HP | 187.0514 | 0.0046512 | -25.5444 | SWHC013-05 | 1068.69 | 2021 | 278.83 | 2021 | 0 | -50.09 | SWHC013-05 | Com Central HVAC (Large) - Fuel Sub - Panel Upgrade - Marine ¦ PG&E ¦ Marine | Com Central HVAC (Large) - Fuel Sub - Panel Upgrade - Marine | 0.12518 | 0.186 | 0 | CBSA 2014, adjusted to reflect new efficiencies | 27.565 | 2012 | 1 | SWHC013-05
COM-HVAC-FS-PU-10B.12 | Com ¦ Large Packaged Heat Pump (EER 9.3) - Fuel Sub Future Baseline - Panel Upgrade - Marine ¦ PG&E ¦ Marine | Com ¦ Large Packaged Heat Pump (EER 9.3) - Fuel Sub Future Baseline - Panel Upgrade - Marine | PG&E ¦ Marine | PG&E | All | Electric & Gas | Large Unitary Heat Pump (EER 9.3) | Efficient | 2029 |  | 1 | Conventional | HVAC | Com - Warehouse | Com | ROB Only | 0 | 1000 sqft2 of floor space | Cap-Tons | 15 | DEER:HVAC_Split-Package_HP | 453.995 | 0.002005 | -56.4 | SWHC013-05 | 1068.69 | 2021 | 278.83 | 2021 | 0 | -50.09 | SWHC013-05 | Com Central HVAC (Large) - Fuel Sub - Panel Upgrade - Marine ¦ PG&E ¦ Marine | Com Central HVAC (Large) - Fuel Sub - Panel Upgrade - Marine | 0.025654 | 0.186 | 0 | CBSA 2014, adjusted to reflect new efficiencies | 101.6796 | 2012 | 1 | SWHC013-05
COM-HVAC-FS-PU-10B.13 | Com ¦ Large Packaged Heat Pump (EER 9.3) - Fuel Sub Future Baseline - Panel Upgrade - Hot-Dry ¦ PG&E ¦ Hot-Dry | Com ¦ Large Packaged Heat Pump (EER 9.3) - Fuel Sub Future Baseline - Panel Upgrade - Hot-Dry | PG&E ¦ Hot-Dry | PG&E | All | Electric & Gas | Large Unitary Heat Pump (EER 9.3) | Efficient | 2029 |  | 1 | Conventional | HVAC | Com - College | Com | ROB Only | 0 | 1000 sqft2 of floor space | Cap-Tons | 15 | DEER:HVAC_Split-Package_HP | 202.3476 | 0.016072 | -24.2495 | SWHC013-05 | 1068.69 | 2021 | 278.83 | 2021 | 0 | -50.09 | SWHC013-05 | Com Central HVAC (Large) - Fuel Sub - Panel Upgrade - Hot-Dry ¦ PG&E ¦ Hot-Dry | Com Central HVAC (Large) - Fuel Sub - Panel Upgrade - Hot-Dry | 0.11162 | 0.186 | 0 | CBSA 2014, adjusted to reflect new efficiencies | 64.7139 | 2012 | 1 | SWHC013-05
COM-HVAC-FS-PU-10B.14 | Com ¦ Large Packaged Heat Pump (EER 9.3) - Fuel Sub Future Baseline - Panel Upgrade - Hot-Dry ¦ PG&E ¦ Hot-Dry | Com ¦ Large Packaged Heat Pump (EER 9.3) - Fuel Sub Future Baseline - Panel Upgrade - Hot-Dry | PG&E ¦ Hot-Dry | PG&E | All | Electric & Gas | Large Unitary Heat Pump (EER 9.3) | Efficient | 2029 |  | 1 | Conventional | HVAC | Com - Grocery | Com | ROB Only | 0 | 1000 sqft2 of floor space | Cap-Tons | 15 | DEER:HVAC_Split-Package_HP | 909.55 | 0.0123 | -92.1 | SWHC013-05 | 1068.69 | 2021 | 278.83 | 2021 | 0 | -50.09 | SWHC013-05 | Com Central HVAC (Large) - Fuel Sub - Panel Upgrade - Hot-Dry ¦ PG&E ¦ Hot-Dry | Com Central HVAC (Large) - Fuel Sub - Panel Upgrade - Hot-Dry | 0.18624 | 0.186 | 0 | CBSA 2014, adjusted to reflect new efficiencies | 165.1073 | 2012 | 1 | SWHC013-05
COM-HVAC-FS-PU-10B.15 | Com ¦ Large Packaged Heat Pump (EER 9.3) - Fuel Sub Future Baseline - Panel Upgrade - Hot-Dry ¦ PG&E ¦ Hot-Dry | Com ¦ Large Packaged Heat Pump (EER 9.3) - Fuel Sub Future Baseline - Panel Upgrade - Hot-Dry | PG&E ¦ Hot-Dry | PG&E | All | Electric & Gas | Large Unitary Heat Pump (EER 9.3) | Efficient | 2029 |  | 1 | Conventional | HVAC | Com - Health | Com | ROB Only | 0 | 1000 sqft2 of floor space | Cap-Tons | 15 | DEER:HVAC_Split-Package_HP | 310.9417 | 0.013195 | -37.4732 | SWHC013-05 | 1068.69 | 2021 | 278.83 | 2021 | 0 | -50.09 | SWHC013-05 | Com Central HVAC (Large) - Fuel Sub - Panel Upgrade - Hot-Dry ¦ PG&E ¦ Hot-Dry | Com Central HVAC (Large) - Fuel Sub - Panel Upgrade - Hot-Dry | 0.16483 | 0.186 | 0 | CBSA 2014, adjusted to reflect new efficiencies | 85.4991 | 2012 | 1 | SWHC013-05
COM-HVAC-FS-PU-10B.16 | Com ¦ Large Packaged Heat Pump (EER 9.3) - Fuel Sub Future Baseline - Panel Upgrade - Hot-Dry ¦ PG&E ¦ Hot-Dry | Com ¦ Large Packaged Heat Pump (EER 9.3) - Fuel Sub Future Baseline - Panel Upgrade - Hot-Dry | PG&E ¦ Hot-Dry | PG&E | All | Electric & Gas | Large Unitary Heat Pump (EER 9.3) | Efficient | 2029 |  | 1 | Conventional | HVAC | Com - Lodging | Com | ROB Only | 0 | 1000 sqft2 of floor space | Cap-Tons | 15 | DEER:HVAC_Split-Package_HP | 531.9784 | 0.018469 | -64.0593 | SWHC013-05 | 1068.69 | 2021 | 278.83 | 2021 | 0 | -50.09 | SWHC013-05 | Com Central HVAC (Large) - Fuel Sub - Panel Upgrade - Hot-Dry ¦ PG&E ¦ Hot-Dry | Com Central HVAC (Large) - Fuel Sub - Panel Upgrade - Hot-Dry | 0.08786 | 0.186 | 0 | CBSA 2014, adjusted to reflect new efficiencies | 548.9164 | 2012 | 1 | SWHC013-05
COM-HVAC-FS-PU-10B.17 | Com ¦ Large Packaged Heat Pump (EER 9.3) - Fuel Sub Future Baseline - Panel Upgrade - Hot-Dry ¦ PG&E ¦ Hot-Dry | Com ¦ Large Packaged Heat Pump (EER 9.3) - Fuel Sub Future Baseline - Panel Upgrade - Hot-Dry | PG&E ¦ Hot-Dry | PG&E | All | Electric & Gas | Large Unitary Heat Pump (EER 9.3) | Efficient | 2029 |  | 1 | Conventional | HVAC | Com - Office (Large) | Com | ROB Only | 0 | 1000 sqft2 of floor space | Cap-Tons | 15 | DEER:HVAC_Split-Package_HP | 44.85 | 0.00825 | -3.3 | SWHC013-05 | 1068.69 | 2021 | 278.83 | 2021 | 0 | -50.09 | SWHC013-05 | Com Central HVAC (Large) - Fuel Sub - Panel Upgrade - Hot-Dry ¦ PG&E ¦ Hot-Dry | Com Central HVAC (Large) - Fuel Sub - Panel Upgrade - Hot-Dry | 0.11704 | 0.186 | 0 | CBSA 2014, adjusted to reflect new efficiencies | 10.3589 | 2012 | 1 | SWHC013-05
COM-HVAC-FS-PU-10B.18 | Com ¦ Large Packaged Heat Pump (EER 9.3) - Fuel Sub Future Baseline - Panel Upgrade - Hot-Dry ¦ PG&E ¦ Hot-Dry | Com ¦ Large Packaged Heat Pump (EER 9.3) - Fuel Sub Future Baseline - Panel Upgrade - Hot-Dry | PG&E ¦ Hot-Dry | PG&E | All | Electric & Gas | Large Unitary Heat Pump (EER 9.3) | Efficient | 2029 |  | 1 | Conventional | HVAC | Com - Office (Small) | Com | ROB Only | 0 | 1000 sqft2 of floor space | Cap-Tons | 15 | DEER:HVAC_Split-Package_HP | 117.9 | 0.00815 | -12.6 | SWHC013-05 | 1068.69 | 2021 | 278.83 | 2021 | 0 | -50.09 | SWHC013-05 | Com Central HVAC (Large) - Fuel Sub - Panel Upgrade - Hot-Dry ¦ PG&E ¦ Hot-Dry | Com Central HVAC (Large) - Fuel Sub - Panel Upgrade - Hot-Dry | 0.13689 | 0.186 | 0 | CBSA 2014, adjusted to reflect new efficiencies | 19.5384 | 2012 | 1 | SWHC013-05
COM-HVAC-FS-PU-10B.19 | Com ¦ Large Packaged Heat Pump (EER 9.3) - Fuel Sub Future Baseline - Panel Upgrade - Hot-Dry ¦ PG&E ¦ Hot-Dry | Com ¦ Large Packaged Heat Pump (EER 9.3) - Fuel Sub Future Baseline - Panel Upgrade - Hot-Dry | PG&E ¦ Hot-Dry | PG&E | All | Electric & Gas | Large Unitary Heat Pump (EER 9.3) | Efficient | 2029 |  | 1 | Conventional | HVAC | Com - Other | Com | ROB Only | 0 | 1000 sqft2 of floor space | Cap-Tons | 15 | DEER:HVAC_Split-Package_HP | 351.35 | 0.01935 | -44.2 | SWHC013-05 | 1068.69 | 2021 | 278.83 | 2021 | 0 | -50.09 | SWHC013-05 | Com Central HVAC (Large) - Fuel Sub - Panel Upgrade - Hot-Dry ¦ PG&E ¦ Hot-Dry | Com Central HVAC (Large) - Fuel Sub - Panel Upgrade - Hot-Dry | 0.1938 | 0.186 | 0 | CBSA 2014, adjusted to reflect new efficiencies | 161.4287 | 2012 | 1 | SWHC013-05
COM-HVAC-FS-PU-10B.20 | Com ¦ Large Packaged Heat Pump (EER 9.3) - Fuel Sub Future Baseline - Panel Upgrade - Hot-Dry ¦ PG&E ¦ Hot-Dry | Com ¦ Large Packaged Heat Pump (EER 9.3) - Fuel Sub Future Baseline - Panel Upgrade - Hot-Dry | PG&E ¦ Hot-Dry | PG&E | All | Electric & Gas | Large Unitary Heat Pump (EER 9.3) | Efficient | 2029 |  | 1 | Conventional | HVAC | Com - Refrig. Warehouse | Com | ROB Only | 0 | 1000 sqft2 of floor space | Cap-Tons | 15 | DEER:HVAC_Split-Package_HP | 0 | 0 | 0 | SWHC013-05 | 0 | 2021 | 0 | 2021 | 0 | -50.09 | SWHC013-05 | Com Central HVAC (Large) - Fuel Sub - Panel Upgrade - Hot-Dry ¦ PG&E ¦ Hot-Dry | Com Central HVAC (Large) - Fuel Sub - Panel Upgrade - Hot-Dry | 0 | 0.186 | 0 | CBSA 2014, adjusted to reflect new efficiencies | 0 | 2012 | 1 | SWHC013-05
COM-HVAC-FS-PU-10B.21 | Com ¦ Large Packaged Heat Pump (EER 9.3) - Fuel Sub Future Baseline - Panel Upgrade - Hot-Dry ¦ PG&E ¦ Hot-Dry | Com ¦ Large Packaged Heat Pump (EER 9.3) - Fuel Sub Future Baseline - Panel Upgrade - Hot-Dry | PG&E ¦ Hot-Dry | PG&E | All | Electric & Gas | Large Unitary Heat Pump (EER 9.3) | Efficient | 2029 |  | 1 | Conventional | HVAC | Com - Restaurant | Com | ROB Only | 0 | 1000 sqft2 of floor space | Cap-Tons | 15 | DEER:HVAC_Split-Package_HP | 196.1467 | 0.0198 | -20.5512 | SWHC013-05 | 1068.69 | 2021 | 278.83 | 2021 | 0 | -50.09 | SWHC013-05 | Com Central HVAC (Large) - Fuel Sub - Panel Upgrade - Hot-Dry ¦ PG&E ¦ Hot-Dry | Com Central HVAC (Large) - Fuel Sub - Panel Upgrade - Hot-Dry | 0.1978 | 0.186 | 0 | CBSA 2014, adjusted to reflect new efficiencies | 11.9531 | 2012 | 1 | SWHC013-05
COM-HVAC-FS-PU-10B.22 | Com ¦ Large Packaged Heat Pump (EER 9.3) - Fuel Sub Future Baseline - Panel Upgrade - Hot-Dry ¦ PG&E ¦ Hot-Dry | Com ¦ Large Packaged Heat Pump (EER 9.3) - Fuel Sub Future Baseline - Panel Upgrade - Hot-Dry | PG&E ¦ Hot-Dry | PG&E | All | Electric & Gas | Large Unitary Heat Pump (EER 9.3) | Efficient | 2029 |  | 1 | Conventional | HVAC | Com - Retail | Com | ROB Only | 0 | 1000 sqft2 of floor space | Cap-Tons | 15 | DEER:HVAC_Split-Package_HP | 170.8794 | 0.018444 | -17.8483 | SWHC013-05 | 1068.69 | 2021 | 278.83 | 2021 | 0 | -50.09 | SWHC013-05 | Com Central HVAC (Large) - Fuel Sub - Panel Upgrade - Hot-Dry ¦ PG&E ¦ Hot-Dry | Com Central HVAC (Large) - Fuel Sub - Panel Upgrade - Hot-Dry | 0.082433 | 0.186 | 0 | CBSA 2014, adjusted to reflect new efficiencies | 28.1578 | 2012 | 1 | SWHC013-05
COM-HVAC-FS-PU-10B.23 | Com ¦ Large Packaged Heat Pump (EER 9.3) - Fuel Sub Future Baseline - Panel Upgrade - Hot-Dry ¦ PG&E ¦ Hot-Dry | Com ¦ Large Packaged Heat Pump (EER 9.3) - Fuel Sub Future Baseline - Panel Upgrade - Hot-Dry | PG&E ¦ Hot-Dry | PG&E | All | Electric & Gas | Large Unitary Heat Pump (EER 9.3) | Efficient | 2029 |  | 1 | Conventional | HVAC | Com - School | Com | ROB Only | 0 | 1000 sqft2 of floor space | Cap-Tons | 15 | DEER:HVAC_Split-Package_HP | 206.6387 | 0.0035361 | -25.2759 | SWHC013-05 | 1068.69 | 2021 | 278.83 | 2021 | 0 | -50.09 | SWHC013-05 | Com Central HVAC (Large) - Fuel Sub - Panel Upgrade - Hot-Dry ¦ PG&E ¦ Hot-Dry | Com Central HVAC (Large) - Fuel Sub - Panel Upgrade - Hot-Dry | 0.12518 | 0.186 | 0 | CBSA 2014, adjusted to reflect new efficiencies | 23.7266 | 2012 | 1 | SWHC013-05
COM-HVAC-FS-PU-10B.24 | Com ¦ Large Packaged Heat Pump (EER 9.3) - Fuel Sub Future Baseline - Panel Upgrade - Hot-Dry ¦ PG&E ¦ Hot-Dry | Com ¦ Large Packaged Heat Pump (EER 9.3) - Fuel Sub Future Baseline - Panel Upgrade - Hot-Dry | PG&E ¦ Hot-Dry | PG&E | All | Electric & Gas | Large Unitary Heat Pump (EER 9.3) | Efficient | 2029 |  | 1 | Conventional | HVAC | Com - Warehouse | Com | ROB Only | 0 | 1000 sqft2 of floor space | Cap-Tons | 15 | DEER:HVAC_Split-Package_HP | 460.15 | 0.0099 | -58.5 | SWHC013-05 | 1068.69 | 2021 | 278.83 | 2021 | 0 | -50.09 | SWHC013-05 | Com Central HVAC (Large) - Fuel Sub - Panel Upgrade - Hot-Dry ¦ PG&E ¦ Hot-Dry | Com Central HVAC (Large) - Fuel Sub - Panel Upgrade - Hot-Dry | 0.025654 | 0.186 | 0 | CBSA 2014, adjusted to reflect new efficiencies | 108.6873 | 2012 | 1 | SWHC013-05
COM-HVAC-FS-PU-10B.25 | Com ¦ Large Packaged Heat Pump (EER 9.3) - Fuel Sub Future Baseline - Panel Upgrade - Cold ¦ PG&E ¦ Cold | Com ¦ Large Packaged Heat Pump (EER 9.3) - Fuel Sub Future Baseline - Panel Upgrade - Cold | PG&E ¦ Cold | PG&E | All | Electric & Gas | Large Unitary Heat Pump (EER 9.3) | Efficient | 2029 |  | 1 | Conventional | HVAC | Com - College | Com | ROB Only | 0 | 1000 sqft2 of floor space | Cap-Tons | 15 | DEER:HVAC_Split-Package_HP | 625.5056 | 0.00178 | -68.7425 | SWHC013-05 | 1068.69 | 2021 | 278.83 | 2021 | 0 | -50.09 | SWHC013-05 | Com Central HVAC (Large) - Fuel Sub - Panel Upgrade - Cold ¦ PG&E ¦ Cold | Com Central HVAC (Large) - Fuel Sub - Panel Upgrade - Cold | 0.11162 | 0.186 | 0 | CBSA 2014, adjusted to reflect new efficiencies | 179.5333 | 2012 | 1 | SWHC013-05
COM-HVAC-FS-PU-10B.26 | Com ¦ Large Packaged Heat Pump (EER 9.3) - Fuel Sub Future Baseline - Panel Upgrade - Cold ¦ PG&E ¦ Cold | Com ¦ Large Packaged Heat Pump (EER 9.3) - Fuel Sub Future Baseline - Panel Upgrade - Cold | PG&E ¦ Cold | PG&E | All | Electric & Gas | Large Unitary Heat Pump (EER 9.3) | Efficient | 2029 |  | 1 | Conventional | HVAC | Com - Grocery | Com | ROB Only | 0 | 1000 sqft2 of floor space | Cap-Tons | 15 | DEER:HVAC_Split-Package_HP | 2806.65 | 0.0081 | -283 | SWHC013-05 | 1068.69 | 2021 | 278.83 | 2021 | 0 | -50.09 | SWHC013-05 | Com Central HVAC (Large) - Fuel Sub - Panel Upgrade - Cold ¦ PG&E ¦ Cold | Com Central HVAC (Large) - Fuel Sub - Panel Upgrade - Cold | 0.18624 | 0.186 | 0 | CBSA 2014, adjusted to reflect new efficiencies | 506.6673 | 2012 | 1 | SWHC013-05
COM-HVAC-FS-PU-10B.27 | Com ¦ Large Packaged Heat Pump (EER 9.3) - Fuel Sub Future Baseline - Panel Upgrade - Cold ¦ PG&E ¦ Cold | Com ¦ Large Packaged Heat Pump (EER 9.3) - Fuel Sub Future Baseline - Panel Upgrade - Cold | PG&E ¦ Cold | PG&E | All | Electric & Gas | Large Unitary Heat Pump (EER 9.3) | Efficient | 2029 |  | 1 | Conventional | HVAC | Com - Health | Com | ROB Only | 0 | 1000 sqft2 of floor space | Cap-Tons | 15 | DEER:HVAC_Split-Package_HP | 795.238 | 0.0067953 | -88.0091 | SWHC013-05 | 1068.69 | 2021 | 278.83 | 2021 | 0 | -50.09 | SWHC013-05 | Com Central HVAC (Large) - Fuel Sub - Panel Upgrade - Cold ¦ PG&E ¦ Cold | Com Central HVAC (Large) - Fuel Sub - Panel Upgrade - Cold | 0.16483 | 0.186 | 0 | CBSA 2014, adjusted to reflect new efficiencies | 196.5511 | 2012 | 1 | SWHC013-05
COM-HVAC-FS-PU-10B.28 | Com ¦ Large Packaged Heat Pump (EER 9.3) - Fuel Sub Future Baseline - Panel Upgrade - Cold ¦ PG&E ¦ Cold | Com ¦ Large Packaged Heat Pump (EER 9.3) - Fuel Sub Future Baseline - Panel Upgrade - Cold | PG&E ¦ Cold | PG&E | All | Electric & Gas | Large Unitary Heat Pump (EER 9.3) | Efficient | 2029 |  | 1 | Conventional | HVAC | Com - Lodging | Com | ROB Only | 0 | 1000 sqft2 of floor space | Cap-Tons | 15 | DEER:HVAC_Split-Package_HP | 1550.5352 | 0.0089882 | -171.2941 | SWHC013-05 | 1068.69 | 2021 | 278.83 | 2021 | 0 | -50.09 | SWHC013-05 | Com Central HVAC (Large) - Fuel Sub - Panel Upgrade - Cold ¦ PG&E ¦ Cold | Com Central HVAC (Large) - Fuel Sub - Panel Upgrade - Cold | 0.08786 | 0.186 | 0 | CBSA 2014, adjusted to reflect new efficiencies | 1447.6106 | 2012 | 1 | SWHC013-05
COM-HVAC-FS-PU-10B.29 | Com ¦ Large Packaged Heat Pump (EER 9.3) - Fuel Sub Future Baseline - Panel Upgrade - Cold ¦ PG&E ¦ Cold | Com ¦ Large Packaged Heat Pump (EER 9.3) - Fuel Sub Future Baseline - Panel Upgrade - Cold | PG&E ¦ Cold | PG&E | All | Electric & Gas | Large Unitary Heat Pump (EER 9.3) | Efficient | 2029 |  | 1 | Conventional | HVAC | Com - Office (Large) | Com | ROB Only | 0 | 1000 sqft2 of floor space | Cap-Tons | 15 | DEER:HVAC_Split-Package_HP | 157.95 | 0.004315 | -15.8 | SWHC013-05 | 1068.69 | 2021 | 278.83 | 2021 | 0 | -50.09 | SWHC013-05 | Com Central HVAC (Large) - Fuel Sub - Panel Upgrade - Cold ¦ PG&E ¦ Cold | Com Central HVAC (Large) - Fuel Sub - Panel Upgrade - Cold | 0.11704 | 0.186 | 0 | CBSA 2014, adjusted to reflect new efficiencies | 55.2446 | 2012 | 1 | SWHC013-05
COM-HVAC-FS-PU-10B.30 | Com ¦ Large Packaged Heat Pump (EER 9.3) - Fuel Sub Future Baseline - Panel Upgrade - Cold ¦ PG&E ¦ Cold | Com ¦ Large Packaged Heat Pump (EER 9.3) - Fuel Sub Future Baseline - Panel Upgrade - Cold | PG&E ¦ Cold | PG&E | All | Electric & Gas | Large Unitary Heat Pump (EER 9.3) | Efficient | 2029 |  | 1 | Conventional | HVAC | Com - Office (Small) | Com | ROB Only | 0 | 1000 sqft2 of floor space | Cap-Tons | 15 | DEER:HVAC_Split-Package_HP | 365.2 | 0.00443 | -38.8 | SWHC013-05 | 1068.69 | 2021 | 278.83 | 2021 | 0 | -50.09 | SWHC013-05 | Com Central HVAC (Large) - Fuel Sub - Panel Upgrade - Cold ¦ PG&E ¦ Cold | Com Central HVAC (Large) - Fuel Sub - Panel Upgrade - Cold | 0.13689 | 0.186 | 0 | CBSA 2014, adjusted to reflect new efficiencies | 60.0677 | 2012 | 1 | SWHC013-05
COM-HVAC-FS-PU-10B.31 | Com ¦ Large Packaged Heat Pump (EER 9.3) - Fuel Sub Future Baseline - Panel Upgrade - Cold ¦ PG&E ¦ Cold | Com ¦ Large Packaged Heat Pump (EER 9.3) - Fuel Sub Future Baseline - Panel Upgrade - Cold | PG&E ¦ Cold | PG&E | All | Electric & Gas | Large Unitary Heat Pump (EER 9.3) | Efficient | 2029 |  | 1 | Conventional | HVAC | Com - Other | Com | ROB Only | 0 | 1000 sqft2 of floor space | Cap-Tons | 15 | DEER:HVAC_Split-Package_HP | 1159.55 | 0.00945 | -137 | SWHC013-05 | 1068.69 | 2021 | 278.83 | 2021 | 0 | -50.09 | SWHC013-05 | Com Central HVAC (Large) - Fuel Sub - Panel Upgrade - Cold ¦ PG&E ¦ Cold | Com Central HVAC (Large) - Fuel Sub - Panel Upgrade - Cold | 0.1938 | 0.186 | 0 | CBSA 2014, adjusted to reflect new efficiencies | 492.5682 | 2012 | 1 | SWHC013-05
COM-HVAC-FS-PU-10B.32 | Com ¦ Large Packaged Heat Pump (EER 9.3) - Fuel Sub Future Baseline - Panel Upgrade - Cold ¦ PG&E ¦ Cold | Com ¦ Large Packaged Heat Pump (EER 9.3) - Fuel Sub Future Baseline - Panel Upgrade - Cold | PG&E ¦ Cold | PG&E | All | Electric & Gas | Large Unitary Heat Pump (EER 9.3) | Efficient | 2029 |  | 1 | Conventional | HVAC | Com - Refrig. Warehouse | Com | ROB Only | 0 | 1000 sqft2 of floor space | Cap-Tons | 15 | DEER:HVAC_Split-Package_HP | 0 | 0 | 0 | SWHC013-05 | 0 | 2021 | 0 | 2021 | 0 | -50.09 | SWHC013-05 | Com Central HVAC (Large) - Fuel Sub - Panel Upgrade - Cold ¦ PG&E ¦ Cold | Com Central HVAC (Large) - Fuel Sub - Panel Upgrade - Cold | 0 | 0.186 | 0 | CBSA 2014, adjusted to reflect new efficiencies | 0 | 2012 | 1 | SWHC013-05
COM-HVAC-FS-PU-10B.33 | Com ¦ Large Packaged Heat Pump (EER 9.3) - Fuel Sub Future Baseline - Panel Upgrade - Cold ¦ PG&E ¦ Cold | Com ¦ Large Packaged Heat Pump (EER 9.3) - Fuel Sub Future Baseline - Panel Upgrade - Cold | PG&E ¦ Cold | PG&E | All | Electric & Gas | Large Unitary Heat Pump (EER 9.3) | Efficient | 2029 |  | 1 | Conventional | HVAC | Com - Restaurant | Com | ROB Only | 0 | 1000 sqft2 of floor space | Cap-Tons | 15 | DEER:HVAC_Split-Package_HP | 747.3329 | 0.010638 | -83.2271 | SWHC013-05 | 1068.69 | 2021 | 278.83 | 2021 | 0 | -50.09 | SWHC013-05 | Com Central HVAC (Large) - Fuel Sub - Panel Upgrade - Cold ¦ PG&E ¦ Cold | Com Central HVAC (Large) - Fuel Sub - Panel Upgrade - Cold | 0.1978 | 0.186 | 0 | CBSA 2014, adjusted to reflect new efficiencies | 49.2424 | 2012 | 1 | SWHC013-05
COM-HVAC-FS-PU-10B.34 | Com ¦ Large Packaged Heat Pump (EER 9.3) - Fuel Sub Future Baseline - Panel Upgrade - Cold ¦ PG&E ¦ Cold | Com ¦ Large Packaged Heat Pump (EER 9.3) - Fuel Sub Future Baseline - Panel Upgrade - Cold | PG&E ¦ Cold | PG&E | All | Electric & Gas | Large Unitary Heat Pump (EER 9.3) | Efficient | 2029 |  | 1 | Conventional | HVAC | Com - Retail | Com | ROB Only | 0 | 1000 sqft2 of floor space | Cap-Tons | 15 | DEER:HVAC_Split-Package_HP | 689.9074 | 0.012073 | -74.8337 | SWHC013-05 | 1068.69 | 2021 | 278.83 | 2021 | 0 | -50.09 | SWHC013-05 | Com Central HVAC (Large) - Fuel Sub - Panel Upgrade - Cold ¦ PG&E ¦ Cold | Com Central HVAC (Large) - Fuel Sub - Panel Upgrade - Cold | 0.082433 | 0.186 | 0 | CBSA 2014, adjusted to reflect new efficiencies | 127.3858 | 2012 | 1 | SWHC013-05
COM-HVAC-FS-PU-10B.35 | Com ¦ Large Packaged Heat Pump (EER 9.3) - Fuel Sub Future Baseline - Panel Upgrade - Cold ¦ PG&E ¦ Cold | Com ¦ Large Packaged Heat Pump (EER 9.3) - Fuel Sub Future Baseline - Panel Upgrade - Cold | PG&E ¦ Cold | PG&E | All | Electric & Gas | Large Unitary Heat Pump (EER 9.3) | Efficient | 2029 |  | 1 | Conventional | HVAC | Com - School | Com | ROB Only | 0 | 1000 sqft2 of floor space | Cap-Tons | 15 | DEER:HVAC_Split-Package_HP | 660.2061 | 0.0011225 | -73.3577 | SWHC013-05 | 1068.69 | 2021 | 278.83 | 2021 | 0 | -50.09 | SWHC013-05 | Com Central HVAC (Large) - Fuel Sub - Panel Upgrade - Cold ¦ PG&E ¦ Cold | Com Central HVAC (Large) - Fuel Sub - Panel Upgrade - Cold | 0.12518 | 0.186 | 0 | CBSA 2014, adjusted to reflect new efficiencies | 58.903 | 2012 | 1 | SWHC013-05
COM-HVAC-FS-PU-10B.36 | Com ¦ Large Packaged Heat Pump (EER 9.3) - Fuel Sub Future Baseline - Panel Upgrade - Cold ¦ PG&E ¦ Cold | Com ¦ Large Packaged Heat Pump (EER 9.3) - Fuel Sub Future Baseline - Panel Upgrade - Cold | PG&E ¦ Cold | PG&E | All | Electric & Gas | Large Unitary Heat Pump (EER 9.3) | Efficient | 2029 |  | 1 | Conventional | HVAC | Com - Warehouse | Com | ROB Only | 0 | 1000 sqft2 of floor space | Cap-Tons | 15 | DEER:HVAC_Split-Package_HP | 1123.97 | 0.00342 | -125 | SWHC013-05 | 1068.69 | 2021 | 278.83 | 2021 | 0 | -50.09 | SWHC013-05 | Com Central HVAC (Large) - Fuel Sub - Panel Upgrade - Cold ¦ PG&E ¦ Cold | Com Central HVAC (Large) - Fuel Sub - Panel Upgrade - Cold | 0.025654 | 0.186 | 0 | CBSA 2014, adjusted to reflect new efficiencies | 190.0536 | 2012 | 1 | SWHC013-05
COM-HVAC-FS-PU-10B.37 | Com ¦ Large Packaged Heat Pump (EER 9.3) - Fuel Sub Future Baseline - Panel Upgrade - Marine ¦ SCG ¦ Marine | Com ¦ Large Packaged Heat Pump (EER 9.3) - Fuel Sub Future Baseline - Panel Upgrade - Marine | SCG ¦ Marine | SCG | All | Electric & Gas | Large Unitary Heat Pump (EER 9.3) | Efficient | 2029 |  | 1 | Conventional | HVAC | Com - College | Com | ROB Only | 0 | 1000 sqft2 of floor space | Cap-Tons | 15 | DEER:HVAC_Split-Package_HP | 73.4298 | 0.010916 | -8.342 | SWHC013-05 | 1068.69 | 2021 | 278.83 | 2021 | 0 | -50.09 | SWHC013-05 | Com Central HVAC (Large) - Fuel Sub - Panel Upgrade - Marine ¦ SCG ¦ Marine | Com Central HVAC (Large) - Fuel Sub - Panel Upgrade - Marine | 0.12457 | 0.186 | 0 | CBSA 2014, adjusted to reflect new efficiencies | 21.9735 | 2012 | 1 | SWHC013-05
COM-HVAC-FS-PU-10B.38 | Com ¦ Large Packaged Heat Pump (EER 9.3) - Fuel Sub Future Baseline - Panel Upgrade - Marine ¦ SCG ¦ Marine | Com ¦ Large Packaged Heat Pump (EER 9.3) - Fuel Sub Future Baseline - Panel Upgrade - Marine | SCG ¦ Marine | SCG | All | Electric & Gas | Large Unitary Heat Pump (EER 9.3) | Efficient | 2029 |  | 1 | Conventional | HVAC | Com - Grocery | Com | ROB Only | 0 | 1000 sqft2 of floor space | Cap-Tons | 15 | DEER:HVAC_Split-Package_HP | 677.95 | 0.0074 | -73.8 | SWHC013-05 | 1068.69 | 2021 | 278.83 | 2021 | 0 | -50.09 | SWHC013-05 | Com Central HVAC (Large) - Fuel Sub - Panel Upgrade - Marine ¦ SCG ¦ Marine | Com Central HVAC (Large) - Fuel Sub - Panel Upgrade - Marine | 0.22158 | 0.186 | 0 | CBSA 2014, adjusted to reflect new efficiencies | 135.1626 | 2012 | 1 | SWHC013-05
COM-HVAC-FS-PU-10B.39 | Com ¦ Large Packaged Heat Pump (EER 9.3) - Fuel Sub Future Baseline - Panel Upgrade - Marine ¦ SCG ¦ Marine | Com ¦ Large Packaged Heat Pump (EER 9.3) - Fuel Sub Future Baseline - Panel Upgrade - Marine | SCG ¦ Marine | SCG | All | Electric & Gas | Large Unitary Heat Pump (EER 9.3) | Efficient | 2029 |  | 1 | Conventional | HVAC | Com - Health | Com | ROB Only | 0 | 1000 sqft2 of floor space | Cap-Tons | 15 | DEER:HVAC_Split-Package_HP | 130.6086 | 0.0079086 | -14.8577 | SWHC013-05 | 1068.69 | 2021 | 278.83 | 2021 | 0 | -50.09 | SWHC013-05 | Com Central HVAC (Large) - Fuel Sub - Panel Upgrade - Marine ¦ SCG ¦ Marine | Com Central HVAC (Large) - Fuel Sub - Panel Upgrade - Marine | 0.17666 | 0.186 | 0 | CBSA 2014, adjusted to reflect new efficiencies | 33.4203 | 2012 | 1 | SWHC013-05
COM-HVAC-FS-PU-10B.40 | Com ¦ Large Packaged Heat Pump (EER 9.3) - Fuel Sub Future Baseline - Panel Upgrade - Marine ¦ SCG ¦ Marine | Com ¦ Large Packaged Heat Pump (EER 9.3) - Fuel Sub Future Baseline - Panel Upgrade - Marine | SCG ¦ Marine | SCG | All | Electric & Gas | Large Unitary Heat Pump (EER 9.3) | Efficient | 2029 |  | 1 | Conventional | HVAC | Com - Lodging | Com | ROB Only | 0 | 1000 sqft2 of floor space | Cap-Tons | 15 | DEER:HVAC_Split-Package_HP | 254.0494 | 0.009796 | -30.7179 | SWHC013-05 | 1068.69 | 2021 | 278.83 | 2021 | 0 | -50.09 | SWHC013-05 | Com Central HVAC (Large) - Fuel Sub - Panel Upgrade - Marine ¦ SCG ¦ Marine | Com Central HVAC (Large) - Fuel Sub - Panel Upgrade - Marine | 0.099203 | 0.186 | 0 | CBSA 2014, adjusted to reflect new efficiencies | 263.3834 | 2012 | 1 | SWHC013-05
COM-HVAC-FS-PU-10B.41 | Com ¦ Large Packaged Heat Pump (EER 9.3) - Fuel Sub Future Baseline - Panel Upgrade - Marine ¦ SCG ¦ Marine | Com ¦ Large Packaged Heat Pump (EER 9.3) - Fuel Sub Future Baseline - Panel Upgrade - Marine | SCG ¦ Marine | SCG | All | Electric & Gas | Large Unitary Heat Pump (EER 9.3) | Efficient | 2029 |  | 1 | Conventional | HVAC | Com - Office (Large) | Com | ROB Only | 0 | 1000 sqft2 of floor space | Cap-Tons | 15 | DEER:HVAC_Split-Package_HP | 13.94 | 0.00437 | -0.523 | SWHC013-05 | 1068.69 | 2021 | 278.83 | 2021 | 0 | -50.09 | SWHC013-05 | Com Central HVAC (Large) - Fuel Sub - Panel Upgrade - Marine ¦ SCG ¦ Marine | Com Central HVAC (Large) - Fuel Sub - Panel Upgrade - Marine | 0.13151 | 0.186 | 0 | CBSA 2014, adjusted to reflect new efficiencies | 0.96228 | 2012 | 1 | SWHC013-05
COM-HVAC-FS-PU-10B.42 | Com ¦ Large Packaged Heat Pump (EER 9.3) - Fuel Sub Future Baseline - Panel Upgrade - Marine ¦ SCG ¦ Marine | Com ¦ Large Packaged Heat Pump (EER 9.3) - Fuel Sub Future Baseline - Panel Upgrade - Marine | SCG ¦ Marine | SCG | All | Electric & Gas | Large Unitary Heat Pump (EER 9.3) | Efficient | 2029 |  | 1 | Conventional | HVAC | Com - Office (Small) | Com | ROB Only | 0 | 1000 sqft2 of floor space | Cap-Tons | 15 | DEER:HVAC_Split-Package_HP | 45.25 | 0.00426 | -4.48 | SWHC013-05 | 1068.69 | 2021 | 278.83 | 2021 | 0 | -50.09 | SWHC013-05 | Com Central HVAC (Large) - Fuel Sub - Panel Upgrade - Marine ¦ SCG ¦ Marine | Com Central HVAC (Large) - Fuel Sub - Panel Upgrade - Marine | 0.1492 | 0.186 | 0 | CBSA 2014, adjusted to reflect new efficiencies | 6.7943 | 2012 | 1 | SWHC013-05
COM-HVAC-FS-PU-10B.43 | Com ¦ Large Packaged Heat Pump (EER 9.3) - Fuel Sub Future Baseline - Panel Upgrade - Marine ¦ SCG ¦ Marine | Com ¦ Large Packaged Heat Pump (EER 9.3) - Fuel Sub Future Baseline - Panel Upgrade - Marine | SCG ¦ Marine | SCG | All | Electric & Gas | Large Unitary Heat Pump (EER 9.3) | Efficient | 2029 |  | 1 | Conventional | HVAC | Com - Other | Com | ROB Only | 0 | 1000 sqft2 of floor space | Cap-Tons | 15 | DEER:HVAC_Split-Package_HP | 147.95 | 0.01055 | -16.7 | SWHC013-05 | 1068.69 | 2021 | 278.83 | 2021 | 0 | -50.09 | SWHC013-05 | Com Central HVAC (Large) - Fuel Sub - Panel Upgrade - Marine ¦ SCG ¦ Marine | Com Central HVAC (Large) - Fuel Sub - Panel Upgrade - Marine | 0.21371 | 0.186 | 0 | CBSA 2014, adjusted to reflect new efficiencies | 59.3138 | 2012 | 1 | SWHC013-05
COM-HVAC-FS-PU-10B.44 | Com ¦ Large Packaged Heat Pump (EER 9.3) - Fuel Sub Future Baseline - Panel Upgrade - Marine ¦ SCG ¦ Marine | Com ¦ Large Packaged Heat Pump (EER 9.3) - Fuel Sub Future Baseline - Panel Upgrade - Marine | SCG ¦ Marine | SCG | All | Electric & Gas | Large Unitary Heat Pump (EER 9.3) | Efficient | 2029 |  | 1 | Conventional | HVAC | Com - Refrig. Warehouse | Com | ROB Only | 0 | 1000 sqft2 of floor space | Cap-Tons | 15 | DEER:HVAC_Split-Package_HP | 0 | 0 | 0 | SWHC013-05 | 0 | 2021 | 0 | 2021 | 0 | -50.09 | SWHC013-05 | Com Central HVAC (Large) - Fuel Sub - Panel Upgrade - Marine ¦ SCG ¦ Marine | Com Central HVAC (Large) - Fuel Sub - Panel Upgrade - Marine | 0 | 0.186 | 0 | CBSA 2014, adjusted to reflect new efficiencies | 0 | 2012 | 1 | SWHC013-05
COM-HVAC-FS-PU-10B.45 | Com ¦ Large Packaged Heat Pump (EER 9.3) - Fuel Sub Future Baseline - Panel Upgrade - Marine ¦ SCG ¦ Marine | Com ¦ Large Packaged Heat Pump (EER 9.3) - Fuel Sub Future Baseline - Panel Upgrade - Marine | SCG ¦ Marine | SCG | All | Electric & Gas | Large Unitary Heat Pump (EER 9.3) | Efficient | 2029 |  | 1 | Conventional | HVAC | Com - Restaurant | Com | ROB Only | 0 | 1000 sqft2 of floor space | Cap-Tons | 15 | DEER:HVAC_Split-Package_HP | 54.3612 | 0.011875 | -4.423 | SWHC013-05 | 1068.69 | 2021 | 278.83 | 2021 | 0 | -50.09 | SWHC013-05 | Com Central HVAC (Large) - Fuel Sub - Panel Upgrade - Marine ¦ SCG ¦ Marine | Com Central HVAC (Large) - Fuel Sub - Panel Upgrade - Marine | 0.21772 | 0.186 | 0 | CBSA 2014, adjusted to reflect new efficiencies | 2.3567 | 2012 | 1 | SWHC013-05
COM-HVAC-FS-PU-10B.46 | Com ¦ Large Packaged Heat Pump (EER 9.3) - Fuel Sub Future Baseline - Panel Upgrade - Marine ¦ SCG ¦ Marine | Com ¦ Large Packaged Heat Pump (EER 9.3) - Fuel Sub Future Baseline - Panel Upgrade - Marine | SCG ¦ Marine | SCG | All | Electric & Gas | Large Unitary Heat Pump (EER 9.3) | Efficient | 2029 |  | 1 | Conventional | HVAC | Com - Retail | Com | ROB Only | 0 | 1000 sqft2 of floor space | Cap-Tons | 15 | DEER:HVAC_Split-Package_HP | 80.7526 | 0.013514 | -7.4334 | SWHC013-05 | 1068.69 | 2021 | 278.83 | 2021 | 0 | -50.09 | SWHC013-05 | Com Central HVAC (Large) - Fuel Sub - Panel Upgrade - Marine ¦ SCG ¦ Marine | Com Central HVAC (Large) - Fuel Sub - Panel Upgrade - Marine | 0.092114 | 0.186 | 0 | CBSA 2014, adjusted to reflect new efficiencies | 8.3597 | 2012 | 1 | SWHC013-05
COM-HVAC-FS-PU-10B.47 | Com ¦ Large Packaged Heat Pump (EER 9.3) - Fuel Sub Future Baseline - Panel Upgrade - Marine ¦ SCG ¦ Marine | Com ¦ Large Packaged Heat Pump (EER 9.3) - Fuel Sub Future Baseline - Panel Upgrade - Marine | SCG ¦ Marine | SCG | All | Electric & Gas | Large Unitary Heat Pump (EER 9.3) | Efficient | 2029 |  | 1 | Conventional | HVAC | Com - School | Com | ROB Only | 0 | 1000 sqft2 of floor space | Cap-Tons | 15 | DEER:HVAC_Split-Package_HP | 67.8264 | 0.0054024 | -8.3368 | SWHC013-05 | 1068.69 | 2021 | 278.83 | 2021 | 0 | -50.09 | SWHC013-05 | Com Central HVAC (Large) - Fuel Sub - Panel Upgrade - Marine ¦ SCG ¦ Marine | Com Central HVAC (Large) - Fuel Sub - Panel Upgrade - Marine | 0.15 | 0.186 | 0 | CBSA 2014, adjusted to reflect new efficiencies | 7.8801 | 2012 | 1 | SWHC013-05
COM-HVAC-FS-PU-10B.48 | Com ¦ Large Packaged Heat Pump (EER 9.3) - Fuel Sub Future Baseline - Panel Upgrade - Marine ¦ SCG ¦ Marine | Com ¦ Large Packaged Heat Pump (EER 9.3) - Fuel Sub Future Baseline - Panel Upgrade - Marine | SCG ¦ Marine | SCG | All | Electric & Gas | Large Unitary Heat Pump (EER 9.3) | Efficient | 2029 |  | 1 | Conventional | HVAC | Com - Warehouse | Com | ROB Only | 0 | 1000 sqft2 of floor space | Cap-Tons | 15 | DEER:HVAC_Split-Package_HP | 225.65 | 0.00381 | -27.6 | SWHC013-05 | 1068.69 | 2021 | 278.83 | 2021 | 0 | -50.09 | SWHC013-05 | Com Central HVAC (Large) - Fuel Sub - Panel Upgrade - Marine ¦ SCG ¦ Marine | Com Central HVAC (Large) - Fuel Sub - Panel Upgrade - Marine | 0.028212 | 0.186 | 0 | CBSA 2014, adjusted to reflect new efficiencies | 48.7144 | 2012 | 1 | SWHC013-05
COM-HVAC-FS-PU-10B.49 | Com ¦ Large Packaged Heat Pump (EER 9.3) - Fuel Sub Future Baseline - Panel Upgrade - Hot-Dry ¦ SCG ¦ Hot-Dry | Com ¦ Large Packaged Heat Pump (EER 9.3) - Fuel Sub Future Baseline - Panel Upgrade - Hot-Dry | SCG ¦ Hot-Dry | SCG | All | Electric & Gas | Large Unitary Heat Pump (EER 9.3) | Efficient | 2029 |  | 1 | Conventional | HVAC | Com - College | Com | ROB Only | 0 | 1000 sqft2 of floor space | Cap-Tons | 15 | DEER:HVAC_Split-Package_HP | 83.0281 | 0.012766 | -8.1502 | SWHC013-05 | 1068.69 | 2021 | 278.83 | 2021 | 0 | -50.09 | SWHC013-05 | Com Central HVAC (Large) - Fuel Sub - Panel Upgrade - Hot-Dry ¦ SCG ¦ Hot-Dry | Com Central HVAC (Large) - Fuel Sub - Panel Upgrade - Hot-Dry | 0.12457 | 0.186 | 0 | CBSA 2014, adjusted to reflect new efficiencies | 20.6161 | 2012 | 1 | SWHC013-05
COM-HVAC-FS-PU-10B.50 | Com ¦ Large Packaged Heat Pump (EER 9.3) - Fuel Sub Future Baseline - Panel Upgrade - Hot-Dry ¦ SCG ¦ Hot-Dry | Com ¦ Large Packaged Heat Pump (EER 9.3) - Fuel Sub Future Baseline - Panel Upgrade - Hot-Dry | SCG ¦ Hot-Dry | SCG | All | Electric & Gas | Large Unitary Heat Pump (EER 9.3) | Efficient | 2029 |  | 1 | Conventional | HVAC | Com - Grocery | Com | ROB Only | 0 | 1000 sqft2 of floor space | Cap-Tons | 15 | DEER:HVAC_Split-Package_HP | 630.7 | 0.01165 | -76.6 | SWHC013-05 | 1068.69 | 2021 | 278.83 | 2021 | 0 | -50.09 | SWHC013-05 | Com Central HVAC (Large) - Fuel Sub - Panel Upgrade - Hot-Dry ¦ SCG ¦ Hot-Dry | Com Central HVAC (Large) - Fuel Sub - Panel Upgrade - Hot-Dry | 0.22158 | 0.186 | 0 | CBSA 2014, adjusted to reflect new efficiencies | 144.3953 | 2012 | 1 | SWHC013-05
COM-HVAC-FS-PU-10B.51 | Com ¦ Large Packaged Heat Pump (EER 9.3) - Fuel Sub Future Baseline - Panel Upgrade - Hot-Dry ¦ SCG ¦ Hot-Dry | Com ¦ Large Packaged Heat Pump (EER 9.3) - Fuel Sub Future Baseline - Panel Upgrade - Hot-Dry | SCG ¦ Hot-Dry | SCG | All | Electric & Gas | Large Unitary Heat Pump (EER 9.3) | Efficient | 2029 |  | 1 | Conventional | HVAC | Com - Health | Com | ROB Only | 0 | 1000 sqft2 of floor space | Cap-Tons | 15 | DEER:HVAC_Split-Package_HP | 145.3892 | 0.010241 | -16.6456 | SWHC013-05 | 1068.69 | 2021 | 278.83 | 2021 | 0 | -50.09 | SWHC013-05 | Com Central HVAC (Large) - Fuel Sub - Panel Upgrade - Hot-Dry ¦ SCG ¦ Hot-Dry | Com Central HVAC (Large) - Fuel Sub - Panel Upgrade - Hot-Dry | 0.17666 | 0.186 | 0 | CBSA 2014, adjusted to reflect new efficiencies | 37.503 | 2012 | 1 | SWHC013-05
COM-HVAC-FS-PU-10B.52 | Com ¦ Large Packaged Heat Pump (EER 9.3) - Fuel Sub Future Baseline - Panel Upgrade - Hot-Dry ¦ SCG ¦ Hot-Dry | Com ¦ Large Packaged Heat Pump (EER 9.3) - Fuel Sub Future Baseline - Panel Upgrade - Hot-Dry | SCG ¦ Hot-Dry | SCG | All | Electric & Gas | Large Unitary Heat Pump (EER 9.3) | Efficient | 2029 |  | 1 | Conventional | HVAC | Com - Lodging | Com | ROB Only | 0 | 1000 sqft2 of floor space | Cap-Tons | 15 | DEER:HVAC_Split-Package_HP | 251.3101 | 0.012523 | -26.2071 | SWHC013-05 | 1068.69 | 2021 | 278.83 | 2021 | 0 | -50.09 | SWHC013-05 | Com Central HVAC (Large) - Fuel Sub - Panel Upgrade - Hot-Dry ¦ SCG ¦ Hot-Dry | Com Central HVAC (Large) - Fuel Sub - Panel Upgrade - Hot-Dry | 0.099203 | 0.186 | 0 | CBSA 2014, adjusted to reflect new efficiencies | 219.2555 | 2012 | 1 | SWHC013-05
COM-HVAC-FS-PU-10B.53 | Com ¦ Large Packaged Heat Pump (EER 9.3) - Fuel Sub Future Baseline - Panel Upgrade - Hot-Dry ¦ SCG ¦ Hot-Dry | Com ¦ Large Packaged Heat Pump (EER 9.3) - Fuel Sub Future Baseline - Panel Upgrade - Hot-Dry | SCG ¦ Hot-Dry | SCG | All | Electric & Gas | Large Unitary Heat Pump (EER 9.3) | Efficient | 2029 |  | 1 | Conventional | HVAC | Com - Office (Large) | Com | ROB Only | 0 | 1000 sqft2 of floor space | Cap-Tons | 15 | DEER:HVAC_Split-Package_HP | 19.73 | 0.0057 | -0.802 | SWHC013-05 | 1068.69 | 2021 | 278.83 | 2021 | 0 | -50.09 | SWHC013-05 | Com Central HVAC (Large) - Fuel Sub - Panel Upgrade - Hot-Dry ¦ SCG ¦ Hot-Dry | Com Central HVAC (Large) - Fuel Sub - Panel Upgrade - Hot-Dry | 0.13151 | 0.186 | 0 | CBSA 2014, adjusted to reflect new efficiencies | 1.6394 | 2012 | 1 | SWHC013-05
COM-HVAC-FS-PU-10B.54 | Com ¦ Large Packaged Heat Pump (EER 9.3) - Fuel Sub Future Baseline - Panel Upgrade - Hot-Dry ¦ SCG ¦ Hot-Dry | Com ¦ Large Packaged Heat Pump (EER 9.3) - Fuel Sub Future Baseline - Panel Upgrade - Hot-Dry | SCG ¦ Hot-Dry | SCG | All | Electric & Gas | Large Unitary Heat Pump (EER 9.3) | Efficient | 2029 |  | 1 | Conventional | HVAC | Com - Office (Small) | Com | ROB Only | 0 | 1000 sqft2 of floor space | Cap-Tons | 15 | DEER:HVAC_Split-Package_HP | 51.95 | 0.00565 | -5.06 | SWHC013-05 | 1068.69 | 2021 | 278.83 | 2021 | 0 | -50.09 | SWHC013-05 | Com Central HVAC (Large) - Fuel Sub - Panel Upgrade - Hot-Dry ¦ SCG ¦ Hot-Dry | Com Central HVAC (Large) - Fuel Sub - Panel Upgrade - Hot-Dry | 0.1492 | 0.186 | 0 | CBSA 2014, adjusted to reflect new efficiencies | 7.6354 | 2012 | 1 | SWHC013-05
COM-HVAC-FS-PU-10B.55 | Com ¦ Large Packaged Heat Pump (EER 9.3) - Fuel Sub Future Baseline - Panel Upgrade - Hot-Dry ¦ SCG ¦ Hot-Dry | Com ¦ Large Packaged Heat Pump (EER 9.3) - Fuel Sub Future Baseline - Panel Upgrade - Hot-Dry | SCG ¦ Hot-Dry | SCG | All | Electric & Gas | Large Unitary Heat Pump (EER 9.3) | Efficient | 2029 |  | 1 | Conventional | HVAC | Com - Other | Com | ROB Only | 0 | 1000 sqft2 of floor space | Cap-Tons | 15 | DEER:HVAC_Split-Package_HP | 137.9 | 0.01265 | -13.8 | SWHC013-05 | 1068.69 | 2021 | 278.83 | 2021 | 0 | -50.09 | SWHC013-05 | Com Central HVAC (Large) - Fuel Sub - Panel Upgrade - Hot-Dry ¦ SCG ¦ Hot-Dry | Com Central HVAC (Large) - Fuel Sub - Panel Upgrade - Hot-Dry | 0.21371 | 0.186 | 0 | CBSA 2014, adjusted to reflect new efficiencies | 47.2866 | 2012 | 1 | SWHC013-05
COM-HVAC-FS-PU-10B.56 | Com ¦ Large Packaged Heat Pump (EER 9.3) - Fuel Sub Future Baseline - Panel Upgrade - Hot-Dry ¦ SCG ¦ Hot-Dry | Com ¦ Large Packaged Heat Pump (EER 9.3) - Fuel Sub Future Baseline - Panel Upgrade - Hot-Dry | SCG ¦ Hot-Dry | SCG | All | Electric & Gas | Large Unitary Heat Pump (EER 9.3) | Efficient | 2029 |  | 1 | Conventional | HVAC | Com - Refrig. Warehouse | Com | ROB Only | 0 | 1000 sqft2 of floor space | Cap-Tons | 15 | DEER:HVAC_Split-Package_HP | 0 | 0 | 0 | SWHC013-05 | 0 | 2021 | 0 | 2021 | 0 | -50.09 | SWHC013-05 | Com Central HVAC (Large) - Fuel Sub - Panel Upgrade - Hot-Dry ¦ SCG ¦ Hot-Dry | Com Central HVAC (Large) - Fuel Sub - Panel Upgrade - Hot-Dry | 0 | 0.186 | 0 | CBSA 2014, adjusted to reflect new efficiencies | 0 | 2012 | 1 | SWHC013-05
COM-HVAC-FS-PU-10B.57 | Com ¦ Large Packaged Heat Pump (EER 9.3) - Fuel Sub Future Baseline - Panel Upgrade - Hot-Dry ¦ SCG ¦ Hot-Dry | Com ¦ Large Packaged Heat Pump (EER 9.3) - Fuel Sub Future Baseline - Panel Upgrade - Hot-Dry | SCG ¦ Hot-Dry | SCG | All | Electric & Gas | Large Unitary Heat Pump (EER 9.3) | Efficient | 2029 |  | 1 | Conventional | HVAC | Com - Restaurant | Com | ROB Only | 0 | 1000 sqft2 of floor space | Cap-Tons | 15 | DEER:HVAC_Split-Package_HP | 65.2917 | 0.01365 | -4.8805 | SWHC013-05 | 1068.69 | 2021 | 278.83 | 2021 | 0 | -50.09 | SWHC013-05 | Com Central HVAC (Large) - Fuel Sub - Panel Upgrade - Hot-Dry ¦ SCG ¦ Hot-Dry | Com Central HVAC (Large) - Fuel Sub - Panel Upgrade - Hot-Dry | 0.21772 | 0.186 | 0 | CBSA 2014, adjusted to reflect new efficiencies | 2.5061 | 2012 | 1 | SWHC013-05
COM-HVAC-FS-PU-10B.58 | Com ¦ Large Packaged Heat Pump (EER 9.3) - Fuel Sub Future Baseline - Panel Upgrade - Hot-Dry ¦ SCG ¦ Hot-Dry | Com ¦ Large Packaged Heat Pump (EER 9.3) - Fuel Sub Future Baseline - Panel Upgrade - Hot-Dry | SCG ¦ Hot-Dry | SCG | All | Electric & Gas | Large Unitary Heat Pump (EER 9.3) | Efficient | 2029 |  | 1 | Conventional | HVAC | Com - Retail | Com | ROB Only | 0 | 1000 sqft2 of floor space | Cap-Tons | 15 | DEER:HVAC_Split-Package_HP | 74.9553 | 0.012752 | -5.8293 | SWHC013-05 | 1068.69 | 2021 | 278.83 | 2021 | 0 | -50.09 | SWHC013-05 | Com Central HVAC (Large) - Fuel Sub - Panel Upgrade - Hot-Dry ¦ SCG ¦ Hot-Dry | Com Central HVAC (Large) - Fuel Sub - Panel Upgrade - Hot-Dry | 0.092114 | 0.186 | 0 | CBSA 2014, adjusted to reflect new efficiencies | 2.4704 | 2012 | 1 | SWHC013-05
COM-HVAC-FS-PU-10B.59 | Com ¦ Large Packaged Heat Pump (EER 9.3) - Fuel Sub Future Baseline - Panel Upgrade - Hot-Dry ¦ SCG ¦ Hot-Dry | Com ¦ Large Packaged Heat Pump (EER 9.3) - Fuel Sub Future Baseline - Panel Upgrade - Hot-Dry | SCG ¦ Hot-Dry | SCG | All | Electric & Gas | Large Unitary Heat Pump (EER 9.3) | Efficient | 2029 |  | 1 | Conventional | HVAC | Com - School | Com | ROB Only | 0 | 1000 sqft2 of floor space | Cap-Tons | 15 | DEER:HVAC_Split-Package_HP | 72.1616 | 0.0066499 | -7.8447 | SWHC013-05 | 1068.69 | 2021 | 278.83 | 2021 | 0 | -50.09 | SWHC013-05 | Com Central HVAC (Large) - Fuel Sub - Panel Upgrade - Hot-Dry ¦ SCG ¦ Hot-Dry | Com Central HVAC (Large) - Fuel Sub - Panel Upgrade - Hot-Dry | 0.15 | 0.186 | 0 | CBSA 2014, adjusted to reflect new efficiencies | 6.042 | 2012 | 1 | SWHC013-05
COM-HVAC-FS-PU-10B.60 | Com ¦ Large Packaged Heat Pump (EER 9.3) - Fuel Sub Future Baseline - Panel Upgrade - Hot-Dry ¦ SCG ¦ Hot-Dry | Com ¦ Large Packaged Heat Pump (EER 9.3) - Fuel Sub Future Baseline - Panel Upgrade - Hot-Dry | SCG ¦ Hot-Dry | SCG | All | Electric & Gas | Large Unitary Heat Pump (EER 9.3) | Efficient | 2029 |  | 1 | Conventional | HVAC | Com - Warehouse | Com | ROB Only | 0 | 1000 sqft2 of floor space | Cap-Tons | 15 | DEER:HVAC_Split-Package_HP | 199.9 | 0.00615 | -25 | SWHC013-05 | 1068.69 | 2021 | 278.83 | 2021 | 0 | -50.09 | SWHC013-05 | Com Central HVAC (Large) - Fuel Sub - Panel Upgrade - Hot-Dry ¦ SCG ¦ Hot-Dry | Com Central HVAC (Large) - Fuel Sub - Panel Upgrade - Hot-Dry | 0.028212 | 0.186 | 0 | CBSA 2014, adjusted to reflect new efficiencies | 45.472 | 2012 | 1 | SWHC013-05
COM-HVAC-FS-PU-10B.61 | Com ¦ Large Packaged Heat Pump (EER 9.3) - Fuel Sub Future Baseline - Panel Upgrade - Cold ¦ SCG ¦ Cold | Com ¦ Large Packaged Heat Pump (EER 9.3) - Fuel Sub Future Baseline - Panel Upgrade - Cold | SCG ¦ Cold | SCG | All | Electric & Gas | Large Unitary Heat Pump (EER 9.3) | Efficient | 2029 |  | 1 | Conventional | HVAC | Com - College | Com | ROB Only | 0 | 1000 sqft2 of floor space | Cap-Tons | 15 | DEER:HVAC_Split-Package_HP | 625.5056 | 0.00178 | -68.7425 | SWHC013-05 | 1068.69 | 2021 | 278.83 | 2021 | 0 | -50.09 | SWHC013-05 | Com Central HVAC (Large) - Fuel Sub - Panel Upgrade - Cold ¦ SCG ¦ Cold | Com Central HVAC (Large) - Fuel Sub - Panel Upgrade - Cold | 0.12457 | 0.186 | 0 | CBSA 2014, adjusted to reflect new efficiencies | 179.5333 | 2012 | 1 | SWHC013-05
COM-HVAC-FS-PU-10B.62 | Com ¦ Large Packaged Heat Pump (EER 9.3) - Fuel Sub Future Baseline - Panel Upgrade - Cold ¦ SCG ¦ Cold | Com ¦ Large Packaged Heat Pump (EER 9.3) - Fuel Sub Future Baseline - Panel Upgrade - Cold | SCG ¦ Cold | SCG | All | Electric & Gas | Large Unitary Heat Pump (EER 9.3) | Efficient | 2029 |  | 1 | Conventional | HVAC | Com - Grocery | Com | ROB Only | 0 | 1000 sqft2 of floor space | Cap-Tons | 15 | DEER:HVAC_Split-Package_HP | 2806.65 | 0.0081 | -283 | SWHC013-05 | 1068.69 | 2021 | 278.83 | 2021 | 0 | -50.09 | SWHC013-05 | Com Central HVAC (Large) - Fuel Sub - Panel Upgrade - Cold ¦ SCG ¦ Cold | Com Central HVAC (Large) - Fuel Sub - Panel Upgrade - Cold | 0.22158 | 0.186 | 0 | CBSA 2014, adjusted to reflect new efficiencies | 506.6673 | 2012 | 1 | SWHC013-05
COM-HVAC-FS-PU-10B.63 | Com ¦ Large Packaged Heat Pump (EER 9.3) - Fuel Sub Future Baseline - Panel Upgrade - Cold ¦ SCG ¦ Cold | Com ¦ Large Packaged Heat Pump (EER 9.3) - Fuel Sub Future Baseline - Panel Upgrade - Cold | SCG ¦ Cold | SCG | All | Electric & Gas | Large Unitary Heat Pump (EER 9.3) | Efficient | 2029 |  | 1 | Conventional | HVAC | Com - Health | Com | ROB Only | 0 | 1000 sqft2 of floor space | Cap-Tons | 15 | DEER:HVAC_Split-Package_HP | 795.238 | 0.0067953 | -88.0091 | SWHC013-05 | 1068.69 | 2021 | 278.83 | 2021 | 0 | -50.09 | SWHC013-05 | Com Central HVAC (Large) - Fuel Sub - Panel Upgrade - Cold ¦ SCG ¦ Cold | Com Central HVAC (Large) - Fuel Sub - Panel Upgrade - Cold | 0.17666 | 0.186 | 0 | CBSA 2014, adjusted to reflect new efficiencies | 196.5511 | 2012 | 1 | SWHC013-05
COM-HVAC-FS-PU-10B.64 | Com ¦ Large Packaged Heat Pump (EER 9.3) - Fuel Sub Future Baseline - Panel Upgrade - Cold ¦ SCG ¦ Cold | Com ¦ Large Packaged Heat Pump (EER 9.3) - Fuel Sub Future Baseline - Panel Upgrade - Cold | SCG ¦ Cold | SCG | All | Electric & Gas | Large Unitary Heat Pump (EER 9.3) | Efficient | 2029 |  | 1 | Conventional | HVAC | Com - Lodging | Com | ROB Only | 0 | 1000 sqft2 of floor space | Cap-Tons | 15 | DEER:HVAC_Split-Package_HP | 1550.5352 | 0.0089882 | -171.2941 | SWHC013-05 | 1068.69 | 2021 | 278.83 | 2021 | 0 | -50.09 | SWHC013-05 | Com Central HVAC (Large) - Fuel Sub - Panel Upgrade - Cold ¦ SCG ¦ Cold | Com Central HVAC (Large) - Fuel Sub - Panel Upgrade - Cold | 0.099203 | 0.186 | 0 | CBSA 2014, adjusted to reflect new efficiencies | 1447.6106 | 2012 | 1 | SWHC013-05
COM-HVAC-FS-PU-10B.65 | Com ¦ Large Packaged Heat Pump (EER 9.3) - Fuel Sub Future Baseline - Panel Upgrade - Cold ¦ SCG ¦ Cold | Com ¦ Large Packaged Heat Pump (EER 9.3) - Fuel Sub Future Baseline - Panel Upgrade - Cold | SCG ¦ Cold | SCG | All | Electric & Gas | Large Unitary Heat Pump (EER 9.3) | Efficient | 2029 |  | 1 | Conventional | HVAC | Com - Office (Large) | Com | ROB Only | 0 | 1000 sqft2 of floor space | Cap-Tons | 15 | DEER:HVAC_Split-Package_HP | 157.95 | 0.004315 | -15.8 | SWHC013-05 | 1068.69 | 2021 | 278.83 | 2021 | 0 | -50.09 | SWHC013-05 | Com Central HVAC (Large) - Fuel Sub - Panel Upgrade - Cold ¦ SCG ¦ Cold | Com Central HVAC (Large) - Fuel Sub - Panel Upgrade - Cold | 0.13151 | 0.186 | 0 | CBSA 2014, adjusted to reflect new efficiencies | 55.2446 | 2012 | 1 | SWHC013-05
COM-HVAC-FS-PU-10B.66 | Com ¦ Large Packaged Heat Pump (EER 9.3) - Fuel Sub Future Baseline - Panel Upgrade - Cold ¦ SCG ¦ Cold | Com ¦ Large Packaged Heat Pump (EER 9.3) - Fuel Sub Future Baseline - Panel Upgrade - Cold | SCG ¦ Cold | SCG | All | Electric & Gas | Large Unitary Heat Pump (EER 9.3) | Efficient | 2029 |  | 1 | Conventional | HVAC | Com - Office (Small) | Com | ROB Only | 0 | 1000 sqft2 of floor space | Cap-Tons | 15 | DEER:HVAC_Split-Package_HP | 365.2 | 0.00443 | -38.8 | SWHC013-05 | 1068.69 | 2021 | 278.83 | 2021 | 0 | -50.09 | SWHC013-05 | Com Central HVAC (Large) - Fuel Sub - Panel Upgrade - Cold ¦ SCG ¦ Cold | Com Central HVAC (Large) - Fuel Sub - Panel Upgrade - Cold | 0.1492 | 0.186 | 0 | CBSA 2014, adjusted to reflect new efficiencies | 60.0677 | 2012 | 1 | SWHC013-05
COM-HVAC-FS-PU-10B.67 | Com ¦ Large Packaged Heat Pump (EER 9.3) - Fuel Sub Future Baseline - Panel Upgrade - Cold ¦ SCG ¦ Cold | Com ¦ Large Packaged Heat Pump (EER 9.3) - Fuel Sub Future Baseline - Panel Upgrade - Cold | SCG ¦ Cold | SCG | All | Electric & Gas | Large Unitary Heat Pump (EER 9.3) | Efficient | 2029 |  | 1 | Conventional | HVAC | Com - Other | Com | ROB Only | 0 | 1000 sqft2 of floor space | Cap-Tons | 15 | DEER:HVAC_Split-Package_HP | 1159.55 | 0.00945 | -137 | SWHC013-05 | 1068.69 | 2021 | 278.83 | 2021 | 0 | -50.09 | SWHC013-05 | Com Central HVAC (Large) - Fuel Sub - Panel Upgrade - Cold ¦ SCG ¦ Cold | Com Central HVAC (Large) - Fuel Sub - Panel Upgrade - Cold | 0.21371 | 0.186 | 0 | CBSA 2014, adjusted to reflect new efficiencies | 492.5682 | 2012 | 1 | SWHC013-05
COM-HVAC-FS-PU-10B.68 | Com ¦ Large Packaged Heat Pump (EER 9.3) - Fuel Sub Future Baseline - Panel Upgrade - Cold ¦ SCG ¦ Cold | Com ¦ Large Packaged Heat Pump (EER 9.3) - Fuel Sub Future Baseline - Panel Upgrade - Cold | SCG ¦ Cold | SCG | All | Electric & Gas | Large Unitary Heat Pump (EER 9.3) | Efficient | 2029 |  | 1 | Conventional | HVAC | Com - Refrig. Warehouse | Com | ROB Only | 0 | 1000 sqft2 of floor space | Cap-Tons | 15 | DEER:HVAC_Split-Package_HP | 0 | 0 | 0 | SWHC013-05 | 0 | 2021 | 0 | 2021 | 0 | -50.09 | SWHC013-05 | Com Central HVAC (Large) - Fuel Sub - Panel Upgrade - Cold ¦ SCG ¦ Cold | Com Central HVAC (Large) - Fuel Sub - Panel Upgrade - Cold | 0 | 0.186 | 0 | CBSA 2014, adjusted to reflect new efficiencies | 0 | 2012 | 1 | SWHC013-05
COM-HVAC-FS-PU-10B.69 | Com ¦ Large Packaged Heat Pump (EER 9.3) - Fuel Sub Future Baseline - Panel Upgrade - Cold ¦ SCG ¦ Cold | Com ¦ Large Packaged Heat Pump (EER 9.3) - Fuel Sub Future Baseline - Panel Upgrade - Cold | SCG ¦ Cold | SCG | All | Electric & Gas | Large Unitary Heat Pump (EER 9.3) | Efficient | 2029 |  | 1 | Conventional | HVAC | Com - Restaurant | Com | ROB Only | 0 | 1000 sqft2 of floor space | Cap-Tons | 15 | DEER:HVAC_Split-Package_HP | 747.3329 | 0.010638 | -83.2271 | SWHC013-05 | 1068.69 | 2021 | 278.83 | 2021 | 0 | -50.09 | SWHC013-05 | Com Central HVAC (Large) - Fuel Sub - Panel Upgrade - Cold ¦ SCG ¦ Cold | Com Central HVAC (Large) - Fuel Sub - Panel Upgrade - Cold | 0.21772 | 0.186 | 0 | CBSA 2014, adjusted to reflect new efficiencies | 49.2424 | 2012 | 1 | SWHC013-05
COM-HVAC-FS-PU-10B.70 | Com ¦ Large Packaged Heat Pump (EER 9.3) - Fuel Sub Future Baseline - Panel Upgrade - Cold ¦ SCG ¦ Cold | Com ¦ Large Packaged Heat Pump (EER 9.3) - Fuel Sub Future Baseline - Panel Upgrade - Cold | SCG ¦ Cold | SCG | All | Electric & Gas | Large Unitary Heat Pump (EER 9.3) | Efficient | 2029 |  | 1 | Conventional | HVAC | Com - Retail | Com | ROB Only | 0 | 1000 sqft2 of floor space | Cap-Tons | 15 | DEER:HVAC_Split-Package_HP | 689.9074 | 0.012073 | -74.8337 | SWHC013-05 | 1068.69 | 2021 | 278.83 | 2021 | 0 | -50.09 | SWHC013-05 | Com Central HVAC (Large) - Fuel Sub - Panel Upgrade - Cold ¦ SCG ¦ Cold | Com Central HVAC (Large) - Fuel Sub - Panel Upgrade - Cold | 0.092114 | 0.186 | 0 | CBSA 2014, adjusted to reflect new efficiencies | 127.3858 | 2012 | 1 | SWHC013-05
COM-HVAC-FS-PU-10B.71 | Com ¦ Large Packaged Heat Pump (EER 9.3) - Fuel Sub Future Baseline - Panel Upgrade - Cold ¦ SCG ¦ Cold | Com ¦ Large Packaged Heat Pump (EER 9.3) - Fuel Sub Future Baseline - Panel Upgrade - Cold | SCG ¦ Cold | SCG | All | Electric & Gas | Large Unitary Heat Pump (EER 9.3) | Efficient | 2029 |  | 1 | Conventional | HVAC | Com - School | Com | ROB Only | 0 | 1000 sqft2 of floor space | Cap-Tons | 15 | DEER:HVAC_Split-Package_HP | 660.2061 | 0.0011225 | -73.3577 | SWHC013-05 | 1068.69 | 2021 | 278.83 | 2021 | 0 | -50.09 | SWHC013-05 | Com Central HVAC (Large) - Fuel Sub - Panel Upgrade - Cold ¦ SCG ¦ Cold | Com Central HVAC (Large) - Fuel Sub - Panel Upgrade - Cold | 0.15 | 0.186 | 0 | CBSA 2014, adjusted to reflect new efficiencies | 58.903 | 2012 | 1 | SWHC013-05
COM-HVAC-FS-PU-10B.72 | Com ¦ Large Packaged Heat Pump (EER 9.3) - Fuel Sub Future Baseline - Panel Upgrade - Cold ¦ SCG ¦ Cold | Com ¦ Large Packaged Heat Pump (EER 9.3) - Fuel Sub Future Baseline - Panel Upgrade - Cold | SCG ¦ Cold | SCG | All | Electric & Gas | Large Unitary Heat Pump (EER 9.3) | Efficient | 2029 |  | 1 | Conventional | HVAC | Com - Warehouse | Com | ROB Only | 0 | 1000 sqft2 of floor space | Cap-Tons | 15 | DEER:HVAC_Split-Package_HP | 1123.97 | 0.00342 | -125 | SWHC013-05 | 1068.69 | 2021 | 278.83 | 2021 | 0 | -50.09 | SWHC013-05 | Com Central HVAC (Large) - Fuel Sub - Panel Upgrade - Cold ¦ SCG ¦ Cold | Com Central HVAC (Large) - Fuel Sub - Panel Upgrade - Cold | 0.028212 | 0.186 | 0 | CBSA 2014, adjusted to reflect new efficiencies | 190.0536 | 2012 | 1 | SWHC013-05
COM-HVAC-FS-PU-10B.73 | Com ¦ Large Packaged Heat Pump (EER 9.3) - Fuel Sub Future Baseline - Panel Upgrade - Marine ¦ SDG&E ¦ Marine | Com ¦ Large Packaged Heat Pump (EER 9.3) - Fuel Sub Future Baseline - Panel Upgrade - Marine | SDG&E ¦ Marine | SDG&E | All | Electric & Gas | Large Unitary Heat Pump (EER 9.3) | Efficient | 2029 |  | 1 | Conventional | HVAC | Com - College | Com | ROB Only | 0 | 1000 sqft2 of floor space | Cap-Tons | 15 | DEER:HVAC_Split-Package_HP | 73.4298 | 0.010916 | -8.342 | SWHC013-05 | 1068.69 | 2021 | 278.83 | 2021 | 0 | -50.09 | SWHC013-05 | Com Central HVAC (Large) - Fuel Sub - Panel Upgrade - Marine ¦ SDG&E ¦ Marine | Com Central HVAC (Large) - Fuel Sub - Panel Upgrade - Marine | 0.12207 | 0.186 | 0 | CBSA 2014, adjusted to reflect new efficiencies | 21.9735 | 2012 | 1 | SWHC013-05
COM-HVAC-FS-PU-10B.74 | Com ¦ Large Packaged Heat Pump (EER 9.3) - Fuel Sub Future Baseline - Panel Upgrade - Marine ¦ SDG&E ¦ Marine | Com ¦ Large Packaged Heat Pump (EER 9.3) - Fuel Sub Future Baseline - Panel Upgrade - Marine | SDG&E ¦ Marine | SDG&E | All | Electric & Gas | Large Unitary Heat Pump (EER 9.3) | Efficient | 2029 |  | 1 | Conventional | HVAC | Com - Grocery | Com | ROB Only | 0 | 1000 sqft2 of floor space | Cap-Tons | 15 | DEER:HVAC_Split-Package_HP | 677.95 | 0.0074 | -73.8 | SWHC013-05 | 1068.69 | 2021 | 278.83 | 2021 | 0 | -50.09 | SWHC013-05 | Com Central HVAC (Large) - Fuel Sub - Panel Upgrade - Marine ¦ SDG&E ¦ Marine | Com Central HVAC (Large) - Fuel Sub - Panel Upgrade - Marine | 0.22528 | 0.186 | 0 | CBSA 2014, adjusted to reflect new efficiencies | 135.1626 | 2012 | 1 | SWHC013-05
COM-HVAC-FS-PU-10B.75 | Com ¦ Large Packaged Heat Pump (EER 9.3) - Fuel Sub Future Baseline - Panel Upgrade - Marine ¦ SDG&E ¦ Marine | Com ¦ Large Packaged Heat Pump (EER 9.3) - Fuel Sub Future Baseline - Panel Upgrade - Marine | SDG&E ¦ Marine | SDG&E | All | Electric & Gas | Large Unitary Heat Pump (EER 9.3) | Efficient | 2029 |  | 1 | Conventional | HVAC | Com - Health | Com | ROB Only | 0 | 1000 sqft2 of floor space | Cap-Tons | 15 | DEER:HVAC_Split-Package_HP | 130.6086 | 0.0079086 | -14.8577 | SWHC013-05 | 1068.69 | 2021 | 278.83 | 2021 | 0 | -50.09 | SWHC013-05 | Com Central HVAC (Large) - Fuel Sub - Panel Upgrade - Marine ¦ SDG&E ¦ Marine | Com Central HVAC (Large) - Fuel Sub - Panel Upgrade - Marine | 0.17567 | 0.186 | 0 | CBSA 2014, adjusted to reflect new efficiencies | 33.4203 | 2012 | 1 | SWHC013-05
COM-HVAC-FS-PU-10B.76 | Com ¦ Large Packaged Heat Pump (EER 9.3) - Fuel Sub Future Baseline - Panel Upgrade - Marine ¦ SDG&E ¦ Marine | Com ¦ Large Packaged Heat Pump (EER 9.3) - Fuel Sub Future Baseline - Panel Upgrade - Marine | SDG&E ¦ Marine | SDG&E | All | Electric & Gas | Large Unitary Heat Pump (EER 9.3) | Efficient | 2029 |  | 1 | Conventional | HVAC | Com - Lodging | Com | ROB Only | 0 | 1000 sqft2 of floor space | Cap-Tons | 15 | DEER:HVAC_Split-Package_HP | 254.0494 | 0.009796 | -30.7179 | SWHC013-05 | 1068.69 | 2021 | 278.83 | 2021 | 0 | -50.09 | SWHC013-05 | Com Central HVAC (Large) - Fuel Sub - Panel Upgrade - Marine ¦ SDG&E ¦ Marine | Com Central HVAC (Large) - Fuel Sub - Panel Upgrade - Marine | 0.098289 | 0.186 | 0 | CBSA 2014, adjusted to reflect new efficiencies | 263.3834 | 2012 | 1 | SWHC013-05
COM-HVAC-FS-PU-10B.77 | Com ¦ Large Packaged Heat Pump (EER 9.3) - Fuel Sub Future Baseline - Panel Upgrade - Marine ¦ SDG&E ¦ Marine | Com ¦ Large Packaged Heat Pump (EER 9.3) - Fuel Sub Future Baseline - Panel Upgrade - Marine | SDG&E ¦ Marine | SDG&E | All | Electric & Gas | Large Unitary Heat Pump (EER 9.3) | Efficient | 2029 |  | 1 | Conventional | HVAC | Com - Office (Large) | Com | ROB Only | 0 | 1000 sqft2 of floor space | Cap-Tons | 15 | DEER:HVAC_Split-Package_HP | 13.94 | 0.00437 | -0.523 | SWHC013-05 | 1068.69 | 2021 | 278.83 | 2021 | 0 | -50.09 | SWHC013-05 | Com Central HVAC (Large) - Fuel Sub - Panel Upgrade - Marine ¦ SDG&E ¦ Marine | Com Central HVAC (Large) - Fuel Sub - Panel Upgrade - Marine | 0.12833 | 0.186 | 0 | CBSA 2014, adjusted to reflect new efficiencies | 0.96228 | 2012 | 1 | SWHC013-05
COM-HVAC-FS-PU-10B.78 | Com ¦ Large Packaged Heat Pump (EER 9.3) - Fuel Sub Future Baseline - Panel Upgrade - Marine ¦ SDG&E ¦ Marine | Com ¦ Large Packaged Heat Pump (EER 9.3) - Fuel Sub Future Baseline - Panel Upgrade - Marine | SDG&E ¦ Marine | SDG&E | All | Electric & Gas | Large Unitary Heat Pump (EER 9.3) | Efficient | 2029 |  | 1 | Conventional | HVAC | Com - Office (Small) | Com | ROB Only | 0 | 1000 sqft2 of floor space | Cap-Tons | 15 | DEER:HVAC_Split-Package_HP | 45.25 | 0.00426 | -4.48 | SWHC013-05 | 1068.69 | 2021 | 278.83 | 2021 | 0 | -50.09 | SWHC013-05 | Com Central HVAC (Large) - Fuel Sub - Panel Upgrade - Marine ¦ SDG&E ¦ Marine | Com Central HVAC (Large) - Fuel Sub - Panel Upgrade - Marine | 0.15582 | 0.186 | 0 | CBSA 2014, adjusted to reflect new efficiencies | 6.7943 | 2012 | 1 | SWHC013-05
COM-HVAC-FS-PU-10B.79 | Com ¦ Large Packaged Heat Pump (EER 9.3) - Fuel Sub Future Baseline - Panel Upgrade - Marine ¦ SDG&E ¦ Marine | Com ¦ Large Packaged Heat Pump (EER 9.3) - Fuel Sub Future Baseline - Panel Upgrade - Marine | SDG&E ¦ Marine | SDG&E | All | Electric & Gas | Large Unitary Heat Pump (EER 9.3) | Efficient | 2029 |  | 1 | Conventional | HVAC | Com - Other | Com | ROB Only | 0 | 1000 sqft2 of floor space | Cap-Tons | 15 | DEER:HVAC_Split-Package_HP | 147.95 | 0.01055 | -16.7 | SWHC013-05 | 1068.69 | 2021 | 278.83 | 2021 | 0 | -50.09 | SWHC013-05 | Com Central HVAC (Large) - Fuel Sub - Panel Upgrade - Marine ¦ SDG&E ¦ Marine | Com Central HVAC (Large) - Fuel Sub - Panel Upgrade - Marine | 0.21005 | 0.186 | 0 | CBSA 2014, adjusted to reflect new efficiencies | 59.3138 | 2012 | 1 | SWHC013-05
COM-HVAC-FS-PU-10B.80 | Com ¦ Large Packaged Heat Pump (EER 9.3) - Fuel Sub Future Baseline - Panel Upgrade - Marine ¦ SDG&E ¦ Marine | Com ¦ Large Packaged Heat Pump (EER 9.3) - Fuel Sub Future Baseline - Panel Upgrade - Marine | SDG&E ¦ Marine | SDG&E | All | Electric & Gas | Large Unitary Heat Pump (EER 9.3) | Efficient | 2029 |  | 1 | Conventional | HVAC | Com - Refrig. Warehouse | Com | ROB Only | 0 | 1000 sqft2 of floor space | Cap-Tons | 15 | DEER:HVAC_Split-Package_HP | 0 | 0 | 0 | SWHC013-05 | 0 | 2021 | 0 | 2021 | 0 | -50.09 | SWHC013-05 | Com Central HVAC (Large) - Fuel Sub - Panel Upgrade - Marine ¦ SDG&E ¦ Marine | Com Central HVAC (Large) - Fuel Sub - Panel Upgrade - Marine | 0 | 0.186 | 0 | CBSA 2014, adjusted to reflect new efficiencies | 0 | 2012 | 1 | SWHC013-05
COM-HVAC-FS-PU-10B.81 | Com ¦ Large Packaged Heat Pump (EER 9.3) - Fuel Sub Future Baseline - Panel Upgrade - Marine ¦ SDG&E ¦ Marine | Com ¦ Large Packaged Heat Pump (EER 9.3) - Fuel Sub Future Baseline - Panel Upgrade - Marine | SDG&E ¦ Marine | SDG&E | All | Electric & Gas | Large Unitary Heat Pump (EER 9.3) | Efficient | 2029 |  | 1 | Conventional | HVAC | Com - Restaurant | Com | ROB Only | 0 | 1000 sqft2 of floor space | Cap-Tons | 15 | DEER:HVAC_Split-Package_HP | 54.3612 | 0.011875 | -4.423 | SWHC013-05 | 1068.69 | 2021 | 278.83 | 2021 | 0 | -50.09 | SWHC013-05 | Com Central HVAC (Large) - Fuel Sub - Panel Upgrade - Marine ¦ SDG&E ¦ Marine | Com Central HVAC (Large) - Fuel Sub - Panel Upgrade - Marine | 0.22744 | 0.186 | 0 | CBSA 2014, adjusted to reflect new efficiencies | 2.3567 | 2012 | 1 | SWHC013-05
COM-HVAC-FS-PU-10B.82 | Com ¦ Large Packaged Heat Pump (EER 9.3) - Fuel Sub Future Baseline - Panel Upgrade - Marine ¦ SDG&E ¦ Marine | Com ¦ Large Packaged Heat Pump (EER 9.3) - Fuel Sub Future Baseline - Panel Upgrade - Marine | SDG&E ¦ Marine | SDG&E | All | Electric & Gas | Large Unitary Heat Pump (EER 9.3) | Efficient | 2029 |  | 1 | Conventional | HVAC | Com - Retail | Com | ROB Only | 0 | 1000 sqft2 of floor space | Cap-Tons | 15 | DEER:HVAC_Split-Package_HP | 80.7526 | 0.013514 | -7.4334 | SWHC013-05 | 1068.69 | 2021 | 278.83 | 2021 | 0 | -50.09 | SWHC013-05 | Com Central HVAC (Large) - Fuel Sub - Panel Upgrade - Marine ¦ SDG&E ¦ Marine | Com Central HVAC (Large) - Fuel Sub - Panel Upgrade - Marine | 0.092203 | 0.186 | 0 | CBSA 2014, adjusted to reflect new efficiencies | 8.3597 | 2012 | 1 | SWHC013-05
COM-HVAC-FS-PU-10B.83 | Com ¦ Large Packaged Heat Pump (EER 9.3) - Fuel Sub Future Baseline - Panel Upgrade - Marine ¦ SDG&E ¦ Marine | Com ¦ Large Packaged Heat Pump (EER 9.3) - Fuel Sub Future Baseline - Panel Upgrade - Marine | SDG&E ¦ Marine | SDG&E | All | Electric & Gas | Large Unitary Heat Pump (EER 9.3) | Efficient | 2029 |  | 1 | Conventional | HVAC | Com - School | Com | ROB Only | 0 | 1000 sqft2 of floor space | Cap-Tons | 15 | DEER:HVAC_Split-Package_HP | 67.8264 | 0.0054024 | -8.3368 | SWHC013-05 | 1068.69 | 2021 | 278.83 | 2021 | 0 | -50.09 | SWHC013-05 | Com Central HVAC (Large) - Fuel Sub - Panel Upgrade - Marine ¦ SDG&E ¦ Marine | Com Central HVAC (Large) - Fuel Sub - Panel Upgrade - Marine | 0.15505 | 0.186 | 0 | CBSA 2014, adjusted to reflect new efficiencies | 7.8801 | 2012 | 1 | SWHC013-05
COM-HVAC-FS-PU-10B.84 | Com ¦ Large Packaged Heat Pump (EER 9.3) - Fuel Sub Future Baseline - Panel Upgrade - Marine ¦ SDG&E ¦ Marine | Com ¦ Large Packaged Heat Pump (EER 9.3) - Fuel Sub Future Baseline - Panel Upgrade - Marine | SDG&E ¦ Marine | SDG&E | All | Electric & Gas | Large Unitary Heat Pump (EER 9.3) | Efficient | 2029 |  | 1 | Conventional | HVAC | Com - Warehouse | Com | ROB Only | 0 | 1000 sqft2 of floor space | Cap-Tons | 15 | DEER:HVAC_Split-Package_HP | 225.65 | 0.00381 | -27.6 | SWHC013-05 | 1068.69 | 2021 | 278.83 | 2021 | 0 | -50.09 | SWHC013-05 | Com Central HVAC (Large) - Fuel Sub - Panel Upgrade - Marine ¦ SDG&E ¦ Marine | Com Central HVAC (Large) - Fuel Sub - Panel Upgrade - Marine | 0.028275 | 0.186 | 0 | CBSA 2014, adjusted to reflect new efficiencies | 48.7144 | 2012 | 1 | SWHC013-05
COM-HVAC-FS-PU-10B.85 | Com ¦ Large Packaged Heat Pump (EER 9.3) - Fuel Sub Future Baseline - Panel Upgrade - Hot-Dry ¦ SDG&E ¦ Hot-Dry | Com ¦ Large Packaged Heat Pump (EER 9.3) - Fuel Sub Future Baseline - Panel Upgrade - Hot-Dry | SDG&E ¦ Hot-Dry | SDG&E | All | Electric & Gas | Large Unitary Heat Pump (EER 9.3) | Efficient | 2029 |  | 1 | Conventional | HVAC | Com - College | Com | ROB Only | 0 | 1000 sqft2 of floor space | Cap-Tons | 15 | DEER:HVAC_Split-Package_HP | 65.1133 | 0.0094783 | -7.1995 | SWHC013-05 | 1068.69 | 2021 | 278.83 | 2021 | 0 | -50.09 | SWHC013-05 | Com Central HVAC (Large) - Fuel Sub - Panel Upgrade - Hot-Dry ¦ SDG&E ¦ Hot-Dry | Com Central HVAC (Large) - Fuel Sub - Panel Upgrade - Hot-Dry | 0.12207 | 0.186 | 0 | CBSA 2014, adjusted to reflect new efficiencies | 18.8329 | 2012 | 1 | SWHC013-05
COM-HVAC-FS-PU-10B.86 | Com ¦ Large Packaged Heat Pump (EER 9.3) - Fuel Sub Future Baseline - Panel Upgrade - Hot-Dry ¦ SDG&E ¦ Hot-Dry | Com ¦ Large Packaged Heat Pump (EER 9.3) - Fuel Sub Future Baseline - Panel Upgrade - Hot-Dry | SDG&E ¦ Hot-Dry | SDG&E | All | Electric & Gas | Large Unitary Heat Pump (EER 9.3) | Efficient | 2029 |  | 1 | Conventional | HVAC | Com - Grocery | Com | ROB Only | 0 | 1000 sqft2 of floor space | Cap-Tons | 15 | DEER:HVAC_Split-Package_HP | 685.2 | 0.00605 | -74 | SWHC013-05 | 1068.69 | 2021 | 278.83 | 2021 | 0 | -50.09 | SWHC013-05 | Com Central HVAC (Large) - Fuel Sub - Panel Upgrade - Hot-Dry ¦ SDG&E ¦ Hot-Dry | Com Central HVAC (Large) - Fuel Sub - Panel Upgrade - Hot-Dry | 0.22528 | 0.186 | 0 | CBSA 2014, adjusted to reflect new efficiencies | 135.2244 | 2012 | 1 | SWHC013-05
COM-HVAC-FS-PU-10B.87 | Com ¦ Large Packaged Heat Pump (EER 9.3) - Fuel Sub Future Baseline - Panel Upgrade - Hot-Dry ¦ SDG&E ¦ Hot-Dry | Com ¦ Large Packaged Heat Pump (EER 9.3) - Fuel Sub Future Baseline - Panel Upgrade - Hot-Dry | SDG&E ¦ Hot-Dry | SDG&E | All | Electric & Gas | Large Unitary Heat Pump (EER 9.3) | Efficient | 2029 |  | 1 | Conventional | HVAC | Com - Health | Com | ROB Only | 0 | 1000 sqft2 of floor space | Cap-Tons | 15 | DEER:HVAC_Split-Package_HP | 96.5616 | 0.0067813 | -10.1976 | SWHC013-05 | 1068.69 | 2021 | 278.83 | 2021 | 0 | -50.09 | SWHC013-05 | Com Central HVAC (Large) - Fuel Sub - Panel Upgrade - Hot-Dry ¦ SDG&E ¦ Hot-Dry | Com Central HVAC (Large) - Fuel Sub - Panel Upgrade - Hot-Dry | 0.17567 | 0.186 | 0 | CBSA 2014, adjusted to reflect new efficiencies | 22.4854 | 2012 | 1 | SWHC013-05
COM-HVAC-FS-PU-10B.88 | Com ¦ Large Packaged Heat Pump (EER 9.3) - Fuel Sub Future Baseline - Panel Upgrade - Hot-Dry ¦ SDG&E ¦ Hot-Dry | Com ¦ Large Packaged Heat Pump (EER 9.3) - Fuel Sub Future Baseline - Panel Upgrade - Hot-Dry | SDG&E ¦ Hot-Dry | SDG&E | All | Electric & Gas | Large Unitary Heat Pump (EER 9.3) | Efficient | 2029 |  | 1 | Conventional | HVAC | Com - Lodging | Com | ROB Only | 0 | 1000 sqft2 of floor space | Cap-Tons | 15 | DEER:HVAC_Split-Package_HP | 210.8722 | 0.0081268 | -24.47 | SWHC013-05 | 1068.69 | 2021 | 278.83 | 2021 | 0 | -50.09 | SWHC013-05 | Com Central HVAC (Large) - Fuel Sub - Panel Upgrade - Hot-Dry ¦ SDG&E ¦ Hot-Dry | Com Central HVAC (Large) - Fuel Sub - Panel Upgrade - Hot-Dry | 0.098289 | 0.186 | 0 | CBSA 2014, adjusted to reflect new efficiencies | 208.4727 | 2012 | 1 | SWHC013-05
COM-HVAC-FS-PU-10B.89 | Com ¦ Large Packaged Heat Pump (EER 9.3) - Fuel Sub Future Baseline - Panel Upgrade - Hot-Dry ¦ SDG&E ¦ Hot-Dry | Com ¦ Large Packaged Heat Pump (EER 9.3) - Fuel Sub Future Baseline - Panel Upgrade - Hot-Dry | SDG&E ¦ Hot-Dry | SDG&E | All | Electric & Gas | Large Unitary Heat Pump (EER 9.3) | Efficient | 2029 |  | 1 | Conventional | HVAC | Com - Office (Large) | Com | ROB Only | 0 | 1000 sqft2 of floor space | Cap-Tons | 15 | DEER:HVAC_Split-Package_HP | 10.73 | 0.00378 | -0.265 | SWHC013-05 | 1068.69 | 2021 | 278.83 | 2021 | 0 | -50.09 | SWHC013-05 | Com Central HVAC (Large) - Fuel Sub - Panel Upgrade - Hot-Dry ¦ SDG&E ¦ Hot-Dry | Com Central HVAC (Large) - Fuel Sub - Panel Upgrade - Hot-Dry | 0.12833 | 0.186 | 0 | CBSA 2014, adjusted to reflect new efficiencies | 0.12292 | 2012 | 1 | SWHC013-05
COM-HVAC-FS-PU-10B.90 | Com ¦ Large Packaged Heat Pump (EER 9.3) - Fuel Sub Future Baseline - Panel Upgrade - Hot-Dry ¦ SDG&E ¦ Hot-Dry | Com ¦ Large Packaged Heat Pump (EER 9.3) - Fuel Sub Future Baseline - Panel Upgrade - Hot-Dry | SDG&E ¦ Hot-Dry | SDG&E | All | Electric & Gas | Large Unitary Heat Pump (EER 9.3) | Efficient | 2029 |  | 1 | Conventional | HVAC | Com - Office (Small) | Com | ROB Only | 0 | 1000 sqft2 of floor space | Cap-Tons | 15 | DEER:HVAC_Split-Package_HP | 36.6 | 0.003615 | -3.47 | SWHC013-05 | 1068.69 | 2021 | 278.83 | 2021 | 0 | -50.09 | SWHC013-05 | Com Central HVAC (Large) - Fuel Sub - Panel Upgrade - Hot-Dry ¦ SDG&E ¦ Hot-Dry | Com Central HVAC (Large) - Fuel Sub - Panel Upgrade - Hot-Dry | 0.15582 | 0.186 | 0 | CBSA 2014, adjusted to reflect new efficiencies | 5.1914 | 2012 | 1 | SWHC013-05
COM-HVAC-FS-PU-10B.91 | Com ¦ Large Packaged Heat Pump (EER 9.3) - Fuel Sub Future Baseline - Panel Upgrade - Hot-Dry ¦ SDG&E ¦ Hot-Dry | Com ¦ Large Packaged Heat Pump (EER 9.3) - Fuel Sub Future Baseline - Panel Upgrade - Hot-Dry | SDG&E ¦ Hot-Dry | SDG&E | All | Electric & Gas | Large Unitary Heat Pump (EER 9.3) | Efficient | 2029 |  | 1 | Conventional | HVAC | Com - Other | Com | ROB Only | 0 | 1000 sqft2 of floor space | Cap-Tons | 15 | DEER:HVAC_Split-Package_HP | 134.15 | 0.0088 | -14.4 | SWHC013-05 | 1068.69 | 2021 | 278.83 | 2021 | 0 | -50.09 | SWHC013-05 | Com Central HVAC (Large) - Fuel Sub - Panel Upgrade - Hot-Dry ¦ SDG&E ¦ Hot-Dry | Com Central HVAC (Large) - Fuel Sub - Panel Upgrade - Hot-Dry | 0.21005 | 0.186 | 0 | CBSA 2014, adjusted to reflect new efficiencies | 50.4187 | 2012 | 1 | SWHC013-05
COM-HVAC-FS-PU-10B.92 | Com ¦ Large Packaged Heat Pump (EER 9.3) - Fuel Sub Future Baseline - Panel Upgrade - Hot-Dry ¦ SDG&E ¦ Hot-Dry | Com ¦ Large Packaged Heat Pump (EER 9.3) - Fuel Sub Future Baseline - Panel Upgrade - Hot-Dry | SDG&E ¦ Hot-Dry | SDG&E | All | Electric & Gas | Large Unitary Heat Pump (EER 9.3) | Efficient | 2029 |  | 1 | Conventional | HVAC | Com - Refrig. Warehouse | Com | ROB Only | 0 | 1000 sqft2 of floor space | Cap-Tons | 15 | DEER:HVAC_Split-Package_HP | 0 | 0 | 0 | SWHC013-05 | 0 | 2021 | 0 | 2021 | 0 | -50.09 | SWHC013-05 | Com Central HVAC (Large) - Fuel Sub - Panel Upgrade - Hot-Dry ¦ SDG&E ¦ Hot-Dry | Com Central HVAC (Large) - Fuel Sub - Panel Upgrade - Hot-Dry | 0 | 0.186 | 0 | CBSA 2014, adjusted to reflect new efficiencies | 0 | 2012 | 1 | SWHC013-05
COM-HVAC-FS-PU-10B.93 | Com ¦ Large Packaged Heat Pump (EER 9.3) - Fuel Sub Future Baseline - Panel Upgrade - Hot-Dry ¦ SDG&E ¦ Hot-Dry | Com ¦ Large Packaged Heat Pump (EER 9.3) - Fuel Sub Future Baseline - Panel Upgrade - Hot-Dry | SDG&E ¦ Hot-Dry | SDG&E | All | Electric & Gas | Large Unitary Heat Pump (EER 9.3) | Efficient | 2029 |  | 1 | Conventional | HVAC | Com - Restaurant | Com | ROB Only | 0 | 1000 sqft2 of floor space | Cap-Tons | 15 | DEER:HVAC_Split-Package_HP | 38.7328 | 0.010525 | -2.8423 | SWHC013-05 | 1068.69 | 2021 | 278.83 | 2021 | 0 | -50.09 | SWHC013-05 | Com Central HVAC (Large) - Fuel Sub - Panel Upgrade - Hot-Dry ¦ SDG&E ¦ Hot-Dry | Com Central HVAC (Large) - Fuel Sub - Panel Upgrade - Hot-Dry | 0.22744 | 0.186 | 0 | CBSA 2014, adjusted to reflect new efficiencies | 1.447 | 2012 | 1 | SWHC013-05
COM-HVAC-FS-PU-10B.94 | Com ¦ Large Packaged Heat Pump (EER 9.3) - Fuel Sub Future Baseline - Panel Upgrade - Hot-Dry ¦ SDG&E ¦ Hot-Dry | Com ¦ Large Packaged Heat Pump (EER 9.3) - Fuel Sub Future Baseline - Panel Upgrade - Hot-Dry | SDG&E ¦ Hot-Dry | SDG&E | All | Electric & Gas | Large Unitary Heat Pump (EER 9.3) | Efficient | 2029 |  | 1 | Conventional | HVAC | Com - Retail | Com | ROB Only | 0 | 1000 sqft2 of floor space | Cap-Tons | 15 | DEER:HVAC_Split-Package_HP | 69.6146 | 0.012126 | -6.1456 | SWHC013-05 | 1068.69 | 2021 | 278.83 | 2021 | 0 | -50.09 | SWHC013-05 | Com Central HVAC (Large) - Fuel Sub - Panel Upgrade - Hot-Dry ¦ SDG&E ¦ Hot-Dry | Com Central HVAC (Large) - Fuel Sub - Panel Upgrade - Hot-Dry | 0.092203 | 0.186 | 0 | CBSA 2014, adjusted to reflect new efficiencies | 5.9095 | 2012 | 1 | SWHC013-05
COM-HVAC-FS-PU-10B.95 | Com ¦ Large Packaged Heat Pump (EER 9.3) - Fuel Sub Future Baseline - Panel Upgrade - Hot-Dry ¦ SDG&E ¦ Hot-Dry | Com ¦ Large Packaged Heat Pump (EER 9.3) - Fuel Sub Future Baseline - Panel Upgrade - Hot-Dry | SDG&E ¦ Hot-Dry | SDG&E | All | Electric & Gas | Large Unitary Heat Pump (EER 9.3) | Efficient | 2029 |  | 1 | Conventional | HVAC | Com - School | Com | ROB Only | 0 | 1000 sqft2 of floor space | Cap-Tons | 15 | DEER:HVAC_Split-Package_HP | 60.2828 | 0.0045524 | -7.2205 | SWHC013-05 | 1068.69 | 2021 | 278.83 | 2021 | 0 | -50.09 | SWHC013-05 | Com Central HVAC (Large) - Fuel Sub - Panel Upgrade - Hot-Dry ¦ SDG&E ¦ Hot-Dry | Com Central HVAC (Large) - Fuel Sub - Panel Upgrade - Hot-Dry | 0.15505 | 0.186 | 0 | CBSA 2014, adjusted to reflect new efficiencies | 6.5715 | 2012 | 1 | SWHC013-05
COM-HVAC-FS-PU-10B.96 | Com ¦ Large Packaged Heat Pump (EER 9.3) - Fuel Sub Future Baseline - Panel Upgrade - Hot-Dry ¦ SDG&E ¦ Hot-Dry | Com ¦ Large Packaged Heat Pump (EER 9.3) - Fuel Sub Future Baseline - Panel Upgrade - Hot-Dry | SDG&E ¦ Hot-Dry | SDG&E | All | Electric & Gas | Large Unitary Heat Pump (EER 9.3) | Efficient | 2029 |  | 1 | Conventional | HVAC | Com - Warehouse | Com | ROB Only | 0 | 1000 sqft2 of floor space | Cap-Tons | 15 | DEER:HVAC_Split-Package_HP | 205.65 | 0.002855 | -25.2 | SWHC013-05 | 1068.69 | 2021 | 278.83 | 2021 | 0 | -50.09 | SWHC013-05 | Com Central HVAC (Large) - Fuel Sub - Panel Upgrade - Hot-Dry ¦ SDG&E ¦ Hot-Dry | Com Central HVAC (Large) - Fuel Sub - Panel Upgrade - Hot-Dry | 0.028275 | 0.186 | 0 | CBSA 2014, adjusted to reflect new efficiencies | 44.5917 | 2012 | 1 | SWHC013-05
COM-HVAC-FS-PU-11.1 | Com ¦ Large Packaged Heat Pump (IEER 14.0) - Fuel Sub - Panel Upgrade - Marine ¦ PG&E ¦ Marine | Com ¦ Large Packaged Heat Pump (IEER 14.0) - Fuel Sub - Panel Upgrade - Marine | PG&E ¦ Marine | PG&E | All | Electric & Gas | Heat pump, IEER 14.0, 240-760 kbtuh, NR | Efficient |  |  | 1 | Conventional | HVAC | Com - College | Com | ROB Only | 1 | 1000 sqft2 of floor space | Cap-Tons | 15 | DEER:HVAC_Split-Package_HP | 186.4953 | 0 | -25.9026 | SWHC046-03 | 907.8 | 2021 | 493.87 | 2021 | 138.9835 | -50.09 | SWHC046-03 | Com Central HVAC (Large) - Fuel Sub - Panel Upgrade - Marine ¦ PG&E ¦ Marine | Com Central HVAC (Large) - Fuel Sub - Panel Upgrade - Marine | 0.11162 | 0.186 | 0 | CBSA 2014, adjusted to reflect new efficiencies | 71.3635 | 2032 | 1 | SWHC046-03
COM-HVAC-FS-PU-11.2 | Com ¦ Large Packaged Heat Pump (IEER 14.0) - Fuel Sub - Panel Upgrade - Marine ¦ PG&E ¦ Marine | Com ¦ Large Packaged Heat Pump (IEER 14.0) - Fuel Sub - Panel Upgrade - Marine | PG&E ¦ Marine | PG&E | All | Electric & Gas | Heat pump, IEER 14.0, 240-760 kbtuh, NR | Efficient |  |  | 1 | Conventional | HVAC | Com - Grocery | Com | ROB Only | 1 | 1000 sqft2 of floor space | Cap-Tons | 15 | DEER:HVAC_Split-Package_HP | 1220 | 0 | -156 | SWHC046-03 | 907.8 | 2021 | 493.87 | 2021 | 138.9835 | -50.09 | SWHC046-03 | Com Central HVAC (Large) - Fuel Sub - Panel Upgrade - Marine ¦ PG&E ¦ Marine | Com Central HVAC (Large) - Fuel Sub - Panel Upgrade - Marine | 0.18624 | 0.186 | 0 | CBSA 2014, adjusted to reflect new efficiencies | 297.6942 | 2032 | 1 | SWHC046-03
COM-HVAC-FS-PU-11.3 | Com ¦ Large Packaged Heat Pump (IEER 14.0) - Fuel Sub - Panel Upgrade - Marine ¦ PG&E ¦ Marine | Com ¦ Large Packaged Heat Pump (IEER 14.0) - Fuel Sub - Panel Upgrade - Marine | PG&E ¦ Marine | PG&E | All | Electric & Gas | Heat pump, IEER 14.0, 240-760 kbtuh, NR | Efficient |  |  | 1 | Conventional | HVAC | Com - Health | Com | ROB Only | 1 | 1000 sqft2 of floor space | Cap-Tons | 15 | DEER:HVAC_Split-Package_HP | 265.4735 | 0 | -33.5588 | SWHC046-03 | 907.8 | 2021 | 493.87 | 2021 | 138.9835 | -50.09 | SWHC046-03 | Com Central HVAC (Large) - Fuel Sub - Panel Upgrade - Marine ¦ PG&E ¦ Marine | Com Central HVAC (Large) - Fuel Sub - Panel Upgrade - Marine | 0.16483 | 0.186 | 0 | CBSA 2014, adjusted to reflect new efficiencies | 77.4179 | 2032 | 1 | SWHC046-03
COM-HVAC-FS-PU-11.4 | Com ¦ Large Packaged Heat Pump (IEER 14.0) - Fuel Sub - Panel Upgrade - Marine ¦ PG&E ¦ Marine | Com ¦ Large Packaged Heat Pump (IEER 14.0) - Fuel Sub - Panel Upgrade - Marine | PG&E ¦ Marine | PG&E | All | Electric & Gas | Heat pump, IEER 14.0, 240-760 kbtuh, NR | Efficient |  |  | 1 | Conventional | HVAC | Com - Lodging | Com | ROB Only | 1 | 1000 sqft2 of floor space | Cap-Tons | 15 | DEER:HVAC_Split-Package_HP | 592.1841 | 0 | -79.8896 | SWHC046-03 | 907.8 | 2021 | 493.87 | 2021 | 138.9835 | -50.09 | SWHC046-03 | Com Central HVAC (Large) - Fuel Sub - Panel Upgrade - Marine ¦ PG&E ¦ Marine | Com Central HVAC (Large) - Fuel Sub - Panel Upgrade - Marine | 0.08786 | 0.186 | 0 | CBSA 2014, adjusted to reflect new efficiencies | 695.8002 | 2032 | 1 | SWHC046-03
COM-HVAC-FS-PU-11.5 | Com ¦ Large Packaged Heat Pump (IEER 14.0) - Fuel Sub - Panel Upgrade - Marine ¦ PG&E ¦ Marine | Com ¦ Large Packaged Heat Pump (IEER 14.0) - Fuel Sub - Panel Upgrade - Marine | PG&E ¦ Marine | PG&E | All | Electric & Gas | Heat pump, IEER 14.0, 240-760 kbtuh, NR | Efficient |  |  | 1 | Conventional | HVAC | Com - Office (Large) | Com | ROB Only | 1 | 1000 sqft2 of floor space | Cap-Tons | 15 | DEER:HVAC_Split-Package_HP | 22.1 | 0 | -2.78 | SWHC046-03 | 907.8 | 2021 | 493.87 | 2021 | 138.9835 | -50.09 | SWHC046-03 | Com Central HVAC (Large) - Fuel Sub - Panel Upgrade - Marine ¦ PG&E ¦ Marine | Com Central HVAC (Large) - Fuel Sub - Panel Upgrade - Marine | 0.11704 | 0.186 | 0 | CBSA 2014, adjusted to reflect new efficiencies | 10.2863 | 2032 | 1 | SWHC046-03
COM-HVAC-FS-PU-11.6 | Com ¦ Large Packaged Heat Pump (IEER 14.0) - Fuel Sub - Panel Upgrade - Marine ¦ PG&E ¦ Marine | Com ¦ Large Packaged Heat Pump (IEER 14.0) - Fuel Sub - Panel Upgrade - Marine | PG&E ¦ Marine | PG&E | All | Electric & Gas | Heat pump, IEER 14.0, 240-760 kbtuh, NR | Efficient |  |  | 1 | Conventional | HVAC | Com - Office (Small) | Com | ROB Only | 1 | 1000 sqft2 of floor space | Cap-Tons | 15 | DEER:HVAC_Split-Package_HP | 110 | 0 | -14 | SWHC046-03 | 907.8 | 2021 | 493.87 | 2021 | 138.9835 | -50.09 | SWHC046-03 | Com Central HVAC (Large) - Fuel Sub - Panel Upgrade - Marine ¦ PG&E ¦ Marine | Com Central HVAC (Large) - Fuel Sub - Panel Upgrade - Marine | 0.13689 | 0.186 | 0 | CBSA 2014, adjusted to reflect new efficiencies | 22.6722 | 2032 | 1 | SWHC046-03
COM-HVAC-FS-PU-11.7 | Com ¦ Large Packaged Heat Pump (IEER 14.0) - Fuel Sub - Panel Upgrade - Marine ¦ PG&E ¦ Marine | Com ¦ Large Packaged Heat Pump (IEER 14.0) - Fuel Sub - Panel Upgrade - Marine | PG&E ¦ Marine | PG&E | All | Electric & Gas | Heat pump, IEER 14.0, 240-760 kbtuh, NR | Efficient |  |  | 1 | Conventional | HVAC | Com - Other | Com | ROB Only | 1 | 1000 sqft2 of floor space | Cap-Tons | 15 | DEER:HVAC_Split-Package_HP | 374 | 0 | -49.6 | SWHC046-03 | 907.8 | 2021 | 493.87 | 2021 | 138.9835 | -50.09 | SWHC046-03 | Com Central HVAC (Large) - Fuel Sub - Panel Upgrade - Marine ¦ PG&E ¦ Marine | Com Central HVAC (Large) - Fuel Sub - Panel Upgrade - Marine | 0.1938 | 0.186 | 0 | CBSA 2014, adjusted to reflect new efficiencies | 183.3896 | 2032 | 1 | SWHC046-03
COM-HVAC-FS-PU-11.8 | Com ¦ Large Packaged Heat Pump (IEER 14.0) - Fuel Sub - Panel Upgrade - Marine ¦ PG&E ¦ Marine | Com ¦ Large Packaged Heat Pump (IEER 14.0) - Fuel Sub - Panel Upgrade - Marine | PG&E ¦ Marine | PG&E | All | Electric & Gas | Heat pump, IEER 14.0, 240-760 kbtuh, NR | Efficient |  |  | 1 | Conventional | HVAC | Com - Refrig. Warehouse | Com | ROB Only | 1 | 1000 sqft2 of floor space | Cap-Tons | 15 | DEER:HVAC_Split-Package_HP | 0 | 0 | 0 | SWHC046-03 | 0 | 2021 | 0 | 2021 | 138.9835 | -50.09 | SWHC046-03 | Com Central HVAC (Large) - Fuel Sub - Panel Upgrade - Marine ¦ PG&E ¦ Marine | Com Central HVAC (Large) - Fuel Sub - Panel Upgrade - Marine | 0 | 0.186 | 0 | CBSA 2014, adjusted to reflect new efficiencies | 0 | 2032 | 1 | SWHC046-03
COM-HVAC-FS-PU-11.9 | Com ¦ Large Packaged Heat Pump (IEER 14.0) - Fuel Sub - Panel Upgrade - Marine ¦ PG&E ¦ Marine | Com ¦ Large Packaged Heat Pump (IEER 14.0) - Fuel Sub - Panel Upgrade - Marine | PG&E ¦ Marine | PG&E | All | Electric & Gas | Heat pump, IEER 14.0, 240-760 kbtuh, NR | Efficient |  |  | 1 | Conventional | HVAC | Com - Restaurant | Com | ROB Only | 1 | 1000 sqft2 of floor space | Cap-Tons | 15 | DEER:HVAC_Split-Package_HP | 140.3853 | 0 | -17.7414 | SWHC046-03 | 907.8 | 2021 | 493.87 | 2021 | 138.9835 | -50.09 | SWHC046-03 | Com Central HVAC (Large) - Fuel Sub - Panel Upgrade - Marine ¦ PG&E ¦ Marine | Com Central HVAC (Large) - Fuel Sub - Panel Upgrade - Marine | 0.1978 | 0.186 | 0 | CBSA 2014, adjusted to reflect new efficiencies | 10.8332 | 2032 | 1 | SWHC046-03
COM-HVAC-FS-PU-11.10 | Com ¦ Large Packaged Heat Pump (IEER 14.0) - Fuel Sub - Panel Upgrade - Marine ¦ PG&E ¦ Marine | Com ¦ Large Packaged Heat Pump (IEER 14.0) - Fuel Sub - Panel Upgrade - Marine | PG&E ¦ Marine | PG&E | All | Electric & Gas | Heat pump, IEER 14.0, 240-760 kbtuh, NR | Efficient |  |  | 1 | Conventional | HVAC | Com - Retail | Com | ROB Only | 1 | 1000 sqft2 of floor space | Cap-Tons | 15 | DEER:HVAC_Split-Package_HP | 155.8503 | 0 | -21.3006 | SWHC046-03 | 907.8 | 2021 | 493.87 | 2021 | 138.9835 | -50.09 | SWHC046-03 | Com Central HVAC (Large) - Fuel Sub - Panel Upgrade - Marine ¦ PG&E ¦ Marine | Com Central HVAC (Large) - Fuel Sub - Panel Upgrade - Marine | 0.082433 | 0.186 | 0 | CBSA 2014, adjusted to reflect new efficiencies | 50.4959 | 2032 | 1 | SWHC046-03
COM-HVAC-FS-PU-11.11 | Com ¦ Large Packaged Heat Pump (IEER 14.0) - Fuel Sub - Panel Upgrade - Marine ¦ PG&E ¦ Marine | Com ¦ Large Packaged Heat Pump (IEER 14.0) - Fuel Sub - Panel Upgrade - Marine | PG&E ¦ Marine | PG&E | All | Electric & Gas | Heat pump, IEER 14.0, 240-760 kbtuh, NR | Efficient |  |  | 1 | Conventional | HVAC | Com - School | Com | ROB Only | 1 | 1000 sqft2 of floor space | Cap-Tons | 15 | DEER:HVAC_Split-Package_HP | 182.2164 | 0 | -25.5444 | SWHC046-03 | 907.8 | 2021 | 493.87 | 2021 | 138.9835 | -50.09 | SWHC046-03 | Com Central HVAC (Large) - Fuel Sub - Panel Upgrade - Marine ¦ PG&E ¦ Marine | Com Central HVAC (Large) - Fuel Sub - Panel Upgrade - Marine | 0.12518 | 0.186 | 0 | CBSA 2014, adjusted to reflect new efficiencies | 28.361 | 2032 | 1 | SWHC046-03
COM-HVAC-FS-PU-11.12 | Com ¦ Large Packaged Heat Pump (IEER 14.0) - Fuel Sub - Panel Upgrade - Marine ¦ PG&E ¦ Marine | Com ¦ Large Packaged Heat Pump (IEER 14.0) - Fuel Sub - Panel Upgrade - Marine | PG&E ¦ Marine | PG&E | All | Electric & Gas | Heat pump, IEER 14.0, 240-760 kbtuh, NR | Efficient |  |  | 1 | Conventional | HVAC | Com - Warehouse | Com | ROB Only | 1 | 1000 sqft2 of floor space | Cap-Tons | 15 | DEER:HVAC_Split-Package_HP | 452 | 0 | -56.4 | SWHC046-03 | 907.8 | 2021 | 493.87 | 2021 | 138.9835 | -50.09 | SWHC046-03 | Com Central HVAC (Large) - Fuel Sub - Panel Upgrade - Marine ¦ PG&E ¦ Marine | Com Central HVAC (Large) - Fuel Sub - Panel Upgrade - Marine | 0.025654 | 0.186 | 0 | CBSA 2014, adjusted to reflect new efficiencies | 102.2775 | 2032 | 1 | SWHC046-03
COM-HVAC-FS-PU-11.13 | Com ¦ Large Packaged Heat Pump (IEER 14.0) - Fuel Sub - Panel Upgrade - Hot-Dry ¦ PG&E ¦ Hot-Dry | Com ¦ Large Packaged Heat Pump (IEER 14.0) - Fuel Sub - Panel Upgrade - Hot-Dry | PG&E ¦ Hot-Dry | PG&E | All | Electric & Gas | Heat pump, IEER 14.0, 240-760 kbtuh, NR | Efficient |  |  | 1 | Conventional | HVAC | Com - College | Com | ROB Only | 1 | 1000 sqft2 of floor space | Cap-Tons | 15 | DEER:HVAC_Split-Package_HP | 184.0954 | 0 | -24.2495 | SWHC046-03 | 907.8 | 2021 | 493.87 | 2021 | 138.9835 | -50.09 | SWHC046-03 | Com Central HVAC (Large) - Fuel Sub - Panel Upgrade - Hot-Dry ¦ PG&E ¦ Hot-Dry | Com Central HVAC (Large) - Fuel Sub - Panel Upgrade - Hot-Dry | 0.11162 | 0.186 | 0 | CBSA 2014, adjusted to reflect new efficiencies | 66.0919 | 2032 | 1 | SWHC046-03
COM-HVAC-FS-PU-11.14 | Com ¦ Large Packaged Heat Pump (IEER 14.0) - Fuel Sub - Panel Upgrade - Hot-Dry ¦ PG&E ¦ Hot-Dry | Com ¦ Large Packaged Heat Pump (IEER 14.0) - Fuel Sub - Panel Upgrade - Hot-Dry | PG&E ¦ Hot-Dry | PG&E | All | Electric & Gas | Heat pump, IEER 14.0, 240-760 kbtuh, NR | Efficient |  |  | 1 | Conventional | HVAC | Com - Grocery | Com | ROB Only | 1 | 1000 sqft2 of floor space | Cap-Tons | 15 | DEER:HVAC_Split-Package_HP | 899 | 0 | -92.1 | SWHC046-03 | 907.8 | 2021 | 493.87 | 2021 | 138.9835 | -50.09 | SWHC046-03 | Com Central HVAC (Large) - Fuel Sub - Panel Upgrade - Hot-Dry ¦ PG&E ¦ Hot-Dry | Com Central HVAC (Large) - Fuel Sub - Panel Upgrade - Hot-Dry | 0.18624 | 0.186 | 0 | CBSA 2014, adjusted to reflect new efficiencies | 165.7007 | 2032 | 1 | SWHC046-03
COM-HVAC-FS-PU-11.15 | Com ¦ Large Packaged Heat Pump (IEER 14.0) - Fuel Sub - Panel Upgrade - Hot-Dry ¦ PG&E ¦ Hot-Dry | Com ¦ Large Packaged Heat Pump (IEER 14.0) - Fuel Sub - Panel Upgrade - Hot-Dry | PG&E ¦ Hot-Dry | PG&E | All | Electric & Gas | Heat pump, IEER 14.0, 240-760 kbtuh, NR | Efficient |  |  | 1 | Conventional | HVAC | Com - Health | Com | ROB Only | 1 | 1000 sqft2 of floor space | Cap-Tons | 15 | DEER:HVAC_Split-Package_HP | 294.7111 | 0 | -37.4732 | SWHC046-03 | 907.8 | 2021 | 493.87 | 2021 | 138.9835 | -50.09 | SWHC046-03 | Com Central HVAC (Large) - Fuel Sub - Panel Upgrade - Hot-Dry ¦ PG&E ¦ Hot-Dry | Com Central HVAC (Large) - Fuel Sub - Panel Upgrade - Hot-Dry | 0.16483 | 0.186 | 0 | CBSA 2014, adjusted to reflect new efficiencies | 86.5612 | 2032 | 1 | SWHC046-03
COM-HVAC-FS-PU-11.16 | Com ¦ Large Packaged Heat Pump (IEER 14.0) - Fuel Sub - Panel Upgrade - Hot-Dry ¦ PG&E ¦ Hot-Dry | Com ¦ Large Packaged Heat Pump (IEER 14.0) - Fuel Sub - Panel Upgrade - Hot-Dry | PG&E ¦ Hot-Dry | PG&E | All | Electric & Gas | Heat pump, IEER 14.0, 240-760 kbtuh, NR | Efficient |  |  | 1 | Conventional | HVAC | Com - Lodging | Com | ROB Only | 1 | 1000 sqft2 of floor space | Cap-Tons | 15 | DEER:HVAC_Split-Package_HP | 510.851 | 0 | -64.0593 | SWHC046-03 | 907.8 | 2021 | 493.87 | 2021 | 138.9835 | -50.09 | SWHC046-03 | Com Central HVAC (Large) - Fuel Sub - Panel Upgrade - Hot-Dry ¦ PG&E ¦ Hot-Dry | Com Central HVAC (Large) - Fuel Sub - Panel Upgrade - Hot-Dry | 0.08786 | 0.186 | 0 | CBSA 2014, adjusted to reflect new efficiencies | 552.2479 | 2032 | 1 | SWHC046-03
COM-HVAC-FS-PU-11.17 | Com ¦ Large Packaged Heat Pump (IEER 14.0) - Fuel Sub - Panel Upgrade - Hot-Dry ¦ PG&E ¦ Hot-Dry | Com ¦ Large Packaged Heat Pump (IEER 14.0) - Fuel Sub - Panel Upgrade - Hot-Dry | PG&E ¦ Hot-Dry | PG&E | All | Electric & Gas | Heat pump, IEER 14.0, 240-760 kbtuh, NR | Efficient |  |  | 1 | Conventional | HVAC | Com - Office (Large) | Com | ROB Only | 1 | 1000 sqft2 of floor space | Cap-Tons | 15 | DEER:HVAC_Split-Package_HP | 28.3 | 0 | -3.3 | SWHC046-03 | 907.8 | 2021 | 493.87 | 2021 | 138.9835 | -50.09 | SWHC046-03 | Com Central HVAC (Large) - Fuel Sub - Panel Upgrade - Hot-Dry ¦ PG&E ¦ Hot-Dry | Com Central HVAC (Large) - Fuel Sub - Panel Upgrade - Hot-Dry | 0.11704 | 0.186 | 0 | CBSA 2014, adjusted to reflect new efficiencies | 12.0048 | 2032 | 1 | SWHC046-03
COM-HVAC-FS-PU-11.18 | Com ¦ Large Packaged Heat Pump (IEER 14.0) - Fuel Sub - Panel Upgrade - Hot-Dry ¦ PG&E ¦ Hot-Dry | Com ¦ Large Packaged Heat Pump (IEER 14.0) - Fuel Sub - Panel Upgrade - Hot-Dry | PG&E ¦ Hot-Dry | PG&E | All | Electric & Gas | Heat pump, IEER 14.0, 240-760 kbtuh, NR | Efficient |  |  | 1 | Conventional | HVAC | Com - Office (Small) | Com | ROB Only | 1 | 1000 sqft2 of floor space | Cap-Tons | 15 | DEER:HVAC_Split-Package_HP | 103 | 0 | -12.6 | SWHC046-03 | 907.8 | 2021 | 493.87 | 2021 | 138.9835 | -50.09 | SWHC046-03 | Com Central HVAC (Large) - Fuel Sub - Panel Upgrade - Hot-Dry ¦ PG&E ¦ Hot-Dry | Com Central HVAC (Large) - Fuel Sub - Panel Upgrade - Hot-Dry | 0.13689 | 0.186 | 0 | CBSA 2014, adjusted to reflect new efficiencies | 20.2216 | 2032 | 1 | SWHC046-03
COM-HVAC-FS-PU-11.19 | Com ¦ Large Packaged Heat Pump (IEER 14.0) - Fuel Sub - Panel Upgrade - Hot-Dry ¦ PG&E ¦ Hot-Dry | Com ¦ Large Packaged Heat Pump (IEER 14.0) - Fuel Sub - Panel Upgrade - Hot-Dry | PG&E ¦ Hot-Dry | PG&E | All | Electric & Gas | Heat pump, IEER 14.0, 240-760 kbtuh, NR | Efficient |  |  | 1 | Conventional | HVAC | Com - Other | Com | ROB Only | 1 | 1000 sqft2 of floor space | Cap-Tons | 15 | DEER:HVAC_Split-Package_HP | 331 | 0 | -44.2 | SWHC046-03 | 907.8 | 2021 | 493.87 | 2021 | 138.9835 | -50.09 | SWHC046-03 | Com Central HVAC (Large) - Fuel Sub - Panel Upgrade - Hot-Dry ¦ PG&E ¦ Hot-Dry | Com Central HVAC (Large) - Fuel Sub - Panel Upgrade - Hot-Dry | 0.1938 | 0.186 | 0 | CBSA 2014, adjusted to reflect new efficiencies | 163.6758 | 2032 | 1 | SWHC046-03
COM-HVAC-FS-PU-11.20 | Com ¦ Large Packaged Heat Pump (IEER 14.0) - Fuel Sub - Panel Upgrade - Hot-Dry ¦ PG&E ¦ Hot-Dry | Com ¦ Large Packaged Heat Pump (IEER 14.0) - Fuel Sub - Panel Upgrade - Hot-Dry | PG&E ¦ Hot-Dry | PG&E | All | Electric & Gas | Heat pump, IEER 14.0, 240-760 kbtuh, NR | Efficient |  |  | 1 | Conventional | HVAC | Com - Refrig. Warehouse | Com | ROB Only | 1 | 1000 sqft2 of floor space | Cap-Tons | 15 | DEER:HVAC_Split-Package_HP | 0 | 0 | 0 | SWHC046-03 | 0 | 2021 | 0 | 2021 | 138.9835 | -50.09 | SWHC046-03 | Com Central HVAC (Large) - Fuel Sub - Panel Upgrade - Hot-Dry ¦ PG&E ¦ Hot-Dry | Com Central HVAC (Large) - Fuel Sub - Panel Upgrade - Hot-Dry | 0 | 0.186 | 0 | CBSA 2014, adjusted to reflect new efficiencies | 0 | 2032 | 1 | SWHC046-03
COM-HVAC-FS-PU-11.21 | Com ¦ Large Packaged Heat Pump (IEER 14.0) - Fuel Sub - Panel Upgrade - Hot-Dry ¦ PG&E ¦ Hot-Dry | Com ¦ Large Packaged Heat Pump (IEER 14.0) - Fuel Sub - Panel Upgrade - Hot-Dry | PG&E ¦ Hot-Dry | PG&E | All | Electric & Gas | Heat pump, IEER 14.0, 240-760 kbtuh, NR | Efficient |  |  | 1 | Conventional | HVAC | Com - Restaurant | Com | ROB Only | 1 | 1000 sqft2 of floor space | Cap-Tons | 15 | DEER:HVAC_Split-Package_HP | 172.0091 | 0 | -20.5512 | SWHC046-03 | 907.8 | 2021 | 493.87 | 2021 | 138.9835 | -50.09 | SWHC046-03 | Com Central HVAC (Large) - Fuel Sub - Panel Upgrade - Hot-Dry ¦ PG&E ¦ Hot-Dry | Com Central HVAC (Large) - Fuel Sub - Panel Upgrade - Hot-Dry | 0.1978 | 0.186 | 0 | CBSA 2014, adjusted to reflect new efficiencies | 12.382 | 2032 | 1 | SWHC046-03
COM-HVAC-FS-PU-11.22 | Com ¦ Large Packaged Heat Pump (IEER 14.0) - Fuel Sub - Panel Upgrade - Hot-Dry ¦ PG&E ¦ Hot-Dry | Com ¦ Large Packaged Heat Pump (IEER 14.0) - Fuel Sub - Panel Upgrade - Hot-Dry | PG&E ¦ Hot-Dry | PG&E | All | Electric & Gas | Heat pump, IEER 14.0, 240-760 kbtuh, NR | Efficient |  |  | 1 | Conventional | HVAC | Com - Retail | Com | ROB Only | 1 | 1000 sqft2 of floor space | Cap-Tons | 15 | DEER:HVAC_Split-Package_HP | 147.3275 | 0 | -17.8483 | SWHC046-03 | 907.8 | 2021 | 493.87 | 2021 | 138.9835 | -50.09 | SWHC046-03 | Com Central HVAC (Large) - Fuel Sub - Panel Upgrade - Hot-Dry ¦ PG&E ¦ Hot-Dry | Com Central HVAC (Large) - Fuel Sub - Panel Upgrade - Hot-Dry | 0.082433 | 0.186 | 0 | CBSA 2014, adjusted to reflect new efficiencies | 36.4319 | 2032 | 1 | SWHC046-03
COM-HVAC-FS-PU-11.23 | Com ¦ Large Packaged Heat Pump (IEER 14.0) - Fuel Sub - Panel Upgrade - Hot-Dry ¦ PG&E ¦ Hot-Dry | Com ¦ Large Packaged Heat Pump (IEER 14.0) - Fuel Sub - Panel Upgrade - Hot-Dry | PG&E ¦ Hot-Dry | PG&E | All | Electric & Gas | Heat pump, IEER 14.0, 240-760 kbtuh, NR | Efficient |  |  | 1 | Conventional | HVAC | Com - School | Com | ROB Only | 1 | 1000 sqft2 of floor space | Cap-Tons | 15 | DEER:HVAC_Split-Package_HP | 195.727 | 0 | -25.2759 | SWHC046-03 | 907.8 | 2021 | 493.87 | 2021 | 138.9835 | -50.09 | SWHC046-03 | Com Central HVAC (Large) - Fuel Sub - Panel Upgrade - Hot-Dry ¦ PG&E ¦ Hot-Dry | Com Central HVAC (Large) - Fuel Sub - Panel Upgrade - Hot-Dry | 0.12518 | 0.186 | 0 | CBSA 2014, adjusted to reflect new efficiencies | 25.5231 | 2032 | 1 | SWHC046-03
COM-HVAC-FS-PU-11.24 | Com ¦ Large Packaged Heat Pump (IEER 14.0) - Fuel Sub - Panel Upgrade - Hot-Dry ¦ PG&E ¦ Hot-Dry | Com ¦ Large Packaged Heat Pump (IEER 14.0) - Fuel Sub - Panel Upgrade - Hot-Dry | PG&E ¦ Hot-Dry | PG&E | All | Electric & Gas | Heat pump, IEER 14.0, 240-760 kbtuh, NR | Efficient |  |  | 1 | Conventional | HVAC | Com - Warehouse | Com | ROB Only | 1 | 1000 sqft2 of floor space | Cap-Tons | 15 | DEER:HVAC_Split-Package_HP | 450 | 0 | -58.5 | SWHC046-03 | 907.8 | 2021 | 493.87 | 2021 | 138.9835 | -50.09 | SWHC046-03 | Com Central HVAC (Large) - Fuel Sub - Panel Upgrade - Hot-Dry ¦ PG&E ¦ Hot-Dry | Com Central HVAC (Large) - Fuel Sub - Panel Upgrade - Hot-Dry | 0.025654 | 0.186 | 0 | CBSA 2014, adjusted to reflect new efficiencies | 111.7295 | 2032 | 1 | SWHC046-03
COM-HVAC-FS-PU-11.25 | Com ¦ Large Packaged Heat Pump (IEER 14.0) - Fuel Sub - Panel Upgrade - Cold ¦ PG&E ¦ Cold | Com ¦ Large Packaged Heat Pump (IEER 14.0) - Fuel Sub - Panel Upgrade - Cold | PG&E ¦ Cold | PG&E | All | Electric & Gas | Heat pump, IEER 14.0, 240-760 kbtuh, NR | Efficient |  |  | 1 | Conventional | HVAC | Com - College | Com | ROB Only | 1 | 1000 sqft2 of floor space | Cap-Tons | 15 | DEER:HVAC_Split-Package_HP | 616.9734 | 0 | -68.7425 | SWHC046-03 | 907.8 | 2021 | 493.87 | 2021 | 138.9835 | -50.09 | SWHC046-03 | Com Central HVAC (Large) - Fuel Sub - Panel Upgrade - Cold ¦ PG&E ¦ Cold | Com Central HVAC (Large) - Fuel Sub - Panel Upgrade - Cold | 0.11162 | 0.186 | 0 | CBSA 2014, adjusted to reflect new efficiencies | 180.1774 | 2032 | 1 | SWHC046-03
COM-HVAC-FS-PU-11.26 | Com ¦ Large Packaged Heat Pump (IEER 14.0) - Fuel Sub - Panel Upgrade - Cold ¦ PG&E ¦ Cold | Com ¦ Large Packaged Heat Pump (IEER 14.0) - Fuel Sub - Panel Upgrade - Cold | PG&E ¦ Cold | PG&E | All | Electric & Gas | Heat pump, IEER 14.0, 240-760 kbtuh, NR | Efficient |  |  | 1 | Conventional | HVAC | Com - Grocery | Com | ROB Only | 1 | 1000 sqft2 of floor space | Cap-Tons | 15 | DEER:HVAC_Split-Package_HP | 2800 | 0 | -283 | SWHC046-03 | 907.8 | 2021 | 493.87 | 2021 | 138.9835 | -50.09 | SWHC046-03 | Com Central HVAC (Large) - Fuel Sub - Panel Upgrade - Cold ¦ PG&E ¦ Cold | Com Central HVAC (Large) - Fuel Sub - Panel Upgrade - Cold | 0.18624 | 0.186 | 0 | CBSA 2014, adjusted to reflect new efficiencies | 507.0414 | 2032 | 1 | SWHC046-03
COM-HVAC-FS-PU-11.27 | Com ¦ Large Packaged Heat Pump (IEER 14.0) - Fuel Sub - Panel Upgrade - Cold ¦ PG&E ¦ Cold | Com ¦ Large Packaged Heat Pump (IEER 14.0) - Fuel Sub - Panel Upgrade - Cold | PG&E ¦ Cold | PG&E | All | Electric & Gas | Heat pump, IEER 14.0, 240-760 kbtuh, NR | Efficient |  |  | 1 | Conventional | HVAC | Com - Health | Com | ROB Only | 1 | 1000 sqft2 of floor space | Cap-Tons | 15 | DEER:HVAC_Split-Package_HP | 787.6167 | 0 | -88.0091 | SWHC046-03 | 907.8 | 2021 | 493.87 | 2021 | 138.9835 | -50.09 | SWHC046-03 | Com Central HVAC (Large) - Fuel Sub - Panel Upgrade - Cold ¦ PG&E ¦ Cold | Com Central HVAC (Large) - Fuel Sub - Panel Upgrade - Cold | 0.16483 | 0.186 | 0 | CBSA 2014, adjusted to reflect new efficiencies | 197.0498 | 2032 | 1 | SWHC046-03
COM-HVAC-FS-PU-11.28 | Com ¦ Large Packaged Heat Pump (IEER 14.0) - Fuel Sub - Panel Upgrade - Cold ¦ PG&E ¦ Cold | Com ¦ Large Packaged Heat Pump (IEER 14.0) - Fuel Sub - Panel Upgrade - Cold | PG&E ¦ Cold | PG&E | All | Electric & Gas | Heat pump, IEER 14.0, 240-760 kbtuh, NR | Efficient |  |  | 1 | Conventional | HVAC | Com - Lodging | Com | ROB Only | 1 | 1000 sqft2 of floor space | Cap-Tons | 15 | DEER:HVAC_Split-Package_HP | 1540.662 | 0 | -171.2941 | SWHC046-03 | 907.8 | 2021 | 493.87 | 2021 | 138.9835 | -50.09 | SWHC046-03 | Com Central HVAC (Large) - Fuel Sub - Panel Upgrade - Cold ¦ PG&E ¦ Cold | Com Central HVAC (Large) - Fuel Sub - Panel Upgrade - Cold | 0.08786 | 0.186 | 0 | CBSA 2014, adjusted to reflect new efficiencies | 1449.1674 | 2032 | 1 | SWHC046-03
COM-HVAC-FS-PU-11.29 | Com ¦ Large Packaged Heat Pump (IEER 14.0) - Fuel Sub - Panel Upgrade - Cold ¦ PG&E ¦ Cold | Com ¦ Large Packaged Heat Pump (IEER 14.0) - Fuel Sub - Panel Upgrade - Cold | PG&E ¦ Cold | PG&E | All | Electric & Gas | Heat pump, IEER 14.0, 240-760 kbtuh, NR | Efficient |  |  | 1 | Conventional | HVAC | Com - Office (Large) | Com | ROB Only | 1 | 1000 sqft2 of floor space | Cap-Tons | 15 | DEER:HVAC_Split-Package_HP | 149 | 0 | -15.8 | SWHC046-03 | 907.8 | 2021 | 493.87 | 2021 | 138.9835 | -50.09 | SWHC046-03 | Com Central HVAC (Large) - Fuel Sub - Panel Upgrade - Cold ¦ PG&E ¦ Cold | Com Central HVAC (Large) - Fuel Sub - Panel Upgrade - Cold | 0.11704 | 0.186 | 0 | CBSA 2014, adjusted to reflect new efficiencies | 56.1347 | 2032 | 1 | SWHC046-03
COM-HVAC-FS-PU-11.30 | Com ¦ Large Packaged Heat Pump (IEER 14.0) - Fuel Sub - Panel Upgrade - Cold ¦ PG&E ¦ Cold | Com ¦ Large Packaged Heat Pump (IEER 14.0) - Fuel Sub - Panel Upgrade - Cold | PG&E ¦ Cold | PG&E | All | Electric & Gas | Heat pump, IEER 14.0, 240-760 kbtuh, NR | Efficient |  |  | 1 | Conventional | HVAC | Com - Office (Small) | Com | ROB Only | 1 | 1000 sqft2 of floor space | Cap-Tons | 15 | DEER:HVAC_Split-Package_HP | 357 | 0 | -38.8 | SWHC046-03 | 907.8 | 2021 | 493.87 | 2021 | 138.9835 | -50.09 | SWHC046-03 | Com Central HVAC (Large) - Fuel Sub - Panel Upgrade - Cold ¦ PG&E ¦ Cold | Com Central HVAC (Large) - Fuel Sub - Panel Upgrade - Cold | 0.13689 | 0.186 | 0 | CBSA 2014, adjusted to reflect new efficiencies | 60.4437 | 2032 | 1 | SWHC046-03
COM-HVAC-FS-PU-11.31 | Com ¦ Large Packaged Heat Pump (IEER 14.0) - Fuel Sub - Panel Upgrade - Cold ¦ PG&E ¦ Cold | Com ¦ Large Packaged Heat Pump (IEER 14.0) - Fuel Sub - Panel Upgrade - Cold | PG&E ¦ Cold | PG&E | All | Electric & Gas | Heat pump, IEER 14.0, 240-760 kbtuh, NR | Efficient |  |  | 1 | Conventional | HVAC | Com - Other | Com | ROB Only | 1 | 1000 sqft2 of floor space | Cap-Tons | 15 | DEER:HVAC_Split-Package_HP | 1150 | 0 | -137 | SWHC046-03 | 907.8 | 2021 | 493.87 | 2021 | 138.9835 | -50.09 | SWHC046-03 | Com Central HVAC (Large) - Fuel Sub - Panel Upgrade - Cold ¦ PG&E ¦ Cold | Com Central HVAC (Large) - Fuel Sub - Panel Upgrade - Cold | 0.1938 | 0.186 | 0 | CBSA 2014, adjusted to reflect new efficiencies | 493.6228 | 2032 | 1 | SWHC046-03
COM-HVAC-FS-PU-11.32 | Com ¦ Large Packaged Heat Pump (IEER 14.0) - Fuel Sub - Panel Upgrade - Cold ¦ PG&E ¦ Cold | Com ¦ Large Packaged Heat Pump (IEER 14.0) - Fuel Sub - Panel Upgrade - Cold | PG&E ¦ Cold | PG&E | All | Electric & Gas | Heat pump, IEER 14.0, 240-760 kbtuh, NR | Efficient |  |  | 1 | Conventional | HVAC | Com - Refrig. Warehouse | Com | ROB Only | 1 | 1000 sqft2 of floor space | Cap-Tons | 15 | DEER:HVAC_Split-Package_HP | 0 | 0 | 0 | SWHC046-03 | 0 | 2021 | 0 | 2021 | 138.9835 | -50.09 | SWHC046-03 | Com Central HVAC (Large) - Fuel Sub - Panel Upgrade - Cold ¦ PG&E ¦ Cold | Com Central HVAC (Large) - Fuel Sub - Panel Upgrade - Cold | 0 | 0.186 | 0 | CBSA 2014, adjusted to reflect new efficiencies | 0 | 2032 | 1 | SWHC046-03
COM-HVAC-FS-PU-11.33 | Com ¦ Large Packaged Heat Pump (IEER 14.0) - Fuel Sub - Panel Upgrade - Cold ¦ PG&E ¦ Cold | Com ¦ Large Packaged Heat Pump (IEER 14.0) - Fuel Sub - Panel Upgrade - Cold | PG&E ¦ Cold | PG&E | All | Electric & Gas | Heat pump, IEER 14.0, 240-760 kbtuh, NR | Efficient |  |  | 1 | Conventional | HVAC | Com - Restaurant | Com | ROB Only | 1 | 1000 sqft2 of floor space | Cap-Tons | 15 | DEER:HVAC_Split-Package_HP | 735.0204 | 0 | -83.2271 | SWHC046-03 | 907.8 | 2021 | 493.87 | 2021 | 138.9835 | -50.09 | SWHC046-03 | Com Central HVAC (Large) - Fuel Sub - Panel Upgrade - Cold ¦ PG&E ¦ Cold | Com Central HVAC (Large) - Fuel Sub - Panel Upgrade - Cold | 0.1978 | 0.186 | 0 | CBSA 2014, adjusted to reflect new efficiencies | 49.4612 | 2032 | 1 | SWHC046-03
COM-HVAC-FS-PU-11.34 | Com ¦ Large Packaged Heat Pump (IEER 14.0) - Fuel Sub - Panel Upgrade - Cold ¦ PG&E ¦ Cold | Com ¦ Large Packaged Heat Pump (IEER 14.0) - Fuel Sub - Panel Upgrade - Cold | PG&E ¦ Cold | PG&E | All | Electric & Gas | Heat pump, IEER 14.0, 240-760 kbtuh, NR | Efficient |  |  | 1 | Conventional | HVAC | Com - Retail | Com | ROB Only | 1 | 1000 sqft2 of floor space | Cap-Tons | 15 | DEER:HVAC_Split-Package_HP | 674.5041 | 0 | -74.8337 | SWHC046-03 | 907.8 | 2021 | 493.87 | 2021 | 138.9835 | -50.09 | SWHC046-03 | Com Central HVAC (Large) - Fuel Sub - Panel Upgrade - Cold ¦ PG&E ¦ Cold | Com Central HVAC (Large) - Fuel Sub - Panel Upgrade - Cold | 0.082433 | 0.186 | 0 | CBSA 2014, adjusted to reflect new efficiencies | 132.7972 | 2032 | 1 | SWHC046-03
COM-HVAC-FS-PU-11.35 | Com ¦ Large Packaged Heat Pump (IEER 14.0) - Fuel Sub - Panel Upgrade - Cold ¦ PG&E ¦ Cold | Com ¦ Large Packaged Heat Pump (IEER 14.0) - Fuel Sub - Panel Upgrade - Cold | PG&E ¦ Cold | PG&E | All | Electric & Gas | Heat pump, IEER 14.0, 240-760 kbtuh, NR | Efficient |  |  | 1 | Conventional | HVAC | Com - School | Com | ROB Only | 1 | 1000 sqft2 of floor space | Cap-Tons | 15 | DEER:HVAC_Split-Package_HP | 655.1832 | 0 | -73.3577 | SWHC046-03 | 907.8 | 2021 | 493.87 | 2021 | 138.9835 | -50.09 | SWHC046-03 | Com Central HVAC (Large) - Fuel Sub - Panel Upgrade - Cold ¦ PG&E ¦ Cold | Com Central HVAC (Large) - Fuel Sub - Panel Upgrade - Cold | 0.12518 | 0.186 | 0 | CBSA 2014, adjusted to reflect new efficiencies | 59.73 | 2032 | 1 | SWHC046-03
COM-HVAC-FS-PU-11.36 | Com ¦ Large Packaged Heat Pump (IEER 14.0) - Fuel Sub - Panel Upgrade - Cold ¦ PG&E ¦ Cold | Com ¦ Large Packaged Heat Pump (IEER 14.0) - Fuel Sub - Panel Upgrade - Cold | PG&E ¦ Cold | PG&E | All | Electric & Gas | Heat pump, IEER 14.0, 240-760 kbtuh, NR | Efficient |  |  | 1 | Conventional | HVAC | Com - Warehouse | Com | ROB Only | 1 | 1000 sqft2 of floor space | Cap-Tons | 15 | DEER:HVAC_Split-Package_HP | 1120 | 0 | -125 | SWHC046-03 | 907.8 | 2021 | 493.87 | 2021 | 138.9835 | -50.09 | SWHC046-03 | Com Central HVAC (Large) - Fuel Sub - Panel Upgrade - Cold ¦ PG&E ¦ Cold | Com Central HVAC (Large) - Fuel Sub - Panel Upgrade - Cold | 0.025654 | 0.186 | 0 | CBSA 2014, adjusted to reflect new efficiencies | 191.2435 | 2032 | 1 | SWHC046-03
COM-HVAC-FS-PU-11.37 | Com ¦ Large Packaged Heat Pump (IEER 14.0) - Fuel Sub - Panel Upgrade - Marine ¦ SCG ¦ Marine | Com ¦ Large Packaged Heat Pump (IEER 14.0) - Fuel Sub - Panel Upgrade - Marine | SCG ¦ Marine | SCG | All | Electric & Gas | Heat pump, IEER 14.0, 240-760 kbtuh, NR | Efficient |  |  | 1 | Conventional | HVAC | Com - College | Com | ROB Only | 1 | 1000 sqft2 of floor space | Cap-Tons | 15 | DEER:HVAC_Split-Package_HP | 56.0937 | 0 | -8.342 | SWHC046-03 | 907.8 | 2021 | 493.87 | 2021 | 138.9835 | -50.09 | SWHC046-03 | Com Central HVAC (Large) - Fuel Sub - Panel Upgrade - Marine ¦ SCG ¦ Marine | Com Central HVAC (Large) - Fuel Sub - Panel Upgrade - Marine | 0.12457 | 0.186 | 0 | CBSA 2014, adjusted to reflect new efficiencies | 23.2823 | 2032 | 1 | SWHC046-03
COM-HVAC-FS-PU-11.38 | Com ¦ Large Packaged Heat Pump (IEER 14.0) - Fuel Sub - Panel Upgrade - Marine ¦ SCG ¦ Marine | Com ¦ Large Packaged Heat Pump (IEER 14.0) - Fuel Sub - Panel Upgrade - Marine | SCG ¦ Marine | SCG | All | Electric & Gas | Heat pump, IEER 14.0, 240-760 kbtuh, NR | Efficient |  |  | 1 | Conventional | HVAC | Com - Grocery | Com | ROB Only | 1 | 1000 sqft2 of floor space | Cap-Tons | 15 | DEER:HVAC_Split-Package_HP | 667 | 0 | -73.8 | SWHC046-03 | 907.8 | 2021 | 493.87 | 2021 | 138.9835 | -50.09 | SWHC046-03 | Com Central HVAC (Large) - Fuel Sub - Panel Upgrade - Marine ¦ SCG ¦ Marine | Com Central HVAC (Large) - Fuel Sub - Panel Upgrade - Marine | 0.22158 | 0.186 | 0 | CBSA 2014, adjusted to reflect new efficiencies | 135.7785 | 2032 | 1 | SWHC046-03
COM-HVAC-FS-PU-11.39 | Com ¦ Large Packaged Heat Pump (IEER 14.0) - Fuel Sub - Panel Upgrade - Marine ¦ SCG ¦ Marine | Com ¦ Large Packaged Heat Pump (IEER 14.0) - Fuel Sub - Panel Upgrade - Marine | SCG ¦ Marine | SCG | All | Electric & Gas | Heat pump, IEER 14.0, 240-760 kbtuh, NR | Efficient |  |  | 1 | Conventional | HVAC | Com - Health | Com | ROB Only | 1 | 1000 sqft2 of floor space | Cap-Tons | 15 | DEER:HVAC_Split-Package_HP | 113.3475 | 0 | -14.8577 | SWHC046-03 | 907.8 | 2021 | 493.87 | 2021 | 138.9835 | -50.09 | SWHC046-03 | Com Central HVAC (Large) - Fuel Sub - Panel Upgrade - Marine ¦ SCG ¦ Marine | Com Central HVAC (Large) - Fuel Sub - Panel Upgrade - Marine | 0.17666 | 0.186 | 0 | CBSA 2014, adjusted to reflect new efficiencies | 34.5498 | 2032 | 1 | SWHC046-03
COM-HVAC-FS-PU-11.40 | Com ¦ Large Packaged Heat Pump (IEER 14.0) - Fuel Sub - Panel Upgrade - Marine ¦ SCG ¦ Marine | Com ¦ Large Packaged Heat Pump (IEER 14.0) - Fuel Sub - Panel Upgrade - Marine | SCG ¦ Marine | SCG | All | Electric & Gas | Heat pump, IEER 14.0, 240-760 kbtuh, NR | Efficient |  |  | 1 | Conventional | HVAC | Com - Lodging | Com | ROB Only | 1 | 1000 sqft2 of floor space | Cap-Tons | 15 | DEER:HVAC_Split-Package_HP | 234.2601 | 0 | -30.7179 | SWHC046-03 | 907.8 | 2021 | 493.87 | 2021 | 138.9835 | -50.09 | SWHC046-03 | Com Central HVAC (Large) - Fuel Sub - Panel Upgrade - Marine ¦ SCG ¦ Marine | Com Central HVAC (Large) - Fuel Sub - Panel Upgrade - Marine | 0.099203 | 0.186 | 0 | CBSA 2014, adjusted to reflect new efficiencies | 266.5039 | 2032 | 1 | SWHC046-03
COM-HVAC-FS-PU-11.41 | Com ¦ Large Packaged Heat Pump (IEER 14.0) - Fuel Sub - Panel Upgrade - Marine ¦ SCG ¦ Marine | Com ¦ Large Packaged Heat Pump (IEER 14.0) - Fuel Sub - Panel Upgrade - Marine | SCG ¦ Marine | SCG | All | Electric & Gas | Heat pump, IEER 14.0, 240-760 kbtuh, NR | Efficient |  |  | 1 | Conventional | HVAC | Com - Office (Large) | Com | ROB Only | 1 | 1000 sqft2 of floor space | Cap-Tons | 15 | DEER:HVAC_Split-Package_HP | -2.86 | 0 | -0.523 | SWHC046-03 | 907.8 | 2021 | 493.87 | 2021 | 138.9835 | -50.09 | SWHC046-03 | Com Central HVAC (Large) - Fuel Sub - Panel Upgrade - Marine ¦ SCG ¦ Marine | Com Central HVAC (Large) - Fuel Sub - Panel Upgrade - Marine | 0.13151 | 0.186 | 0 | CBSA 2014, adjusted to reflect new efficiencies | 2.6331 | 2032 | 1 | SWHC046-03
COM-HVAC-FS-PU-11.42 | Com ¦ Large Packaged Heat Pump (IEER 14.0) - Fuel Sub - Panel Upgrade - Marine ¦ SCG ¦ Marine | Com ¦ Large Packaged Heat Pump (IEER 14.0) - Fuel Sub - Panel Upgrade - Marine | SCG ¦ Marine | SCG | All | Electric & Gas | Heat pump, IEER 14.0, 240-760 kbtuh, NR | Efficient |  |  | 1 | Conventional | HVAC | Com - Office (Small) | Com | ROB Only | 1 | 1000 sqft2 of floor space | Cap-Tons | 15 | DEER:HVAC_Split-Package_HP | 30.4 | 0 | -4.48 | SWHC046-03 | 907.8 | 2021 | 493.87 | 2021 | 138.9835 | -50.09 | SWHC046-03 | Com Central HVAC (Large) - Fuel Sub - Panel Upgrade - Marine ¦ SCG ¦ Marine | Com Central HVAC (Large) - Fuel Sub - Panel Upgrade - Marine | 0.1492 | 0.186 | 0 | CBSA 2014, adjusted to reflect new efficiencies | 7.4752 | 2032 | 1 | SWHC046-03
COM-HVAC-FS-PU-11.43 | Com ¦ Large Packaged Heat Pump (IEER 14.0) - Fuel Sub - Panel Upgrade - Marine ¦ SCG ¦ Marine | Com ¦ Large Packaged Heat Pump (IEER 14.0) - Fuel Sub - Panel Upgrade - Marine | SCG ¦ Marine | SCG | All | Electric & Gas | Heat pump, IEER 14.0, 240-760 kbtuh, NR | Efficient |  |  | 1 | Conventional | HVAC | Com - Other | Com | ROB Only | 1 | 1000 sqft2 of floor space | Cap-Tons | 15 | DEER:HVAC_Split-Package_HP | 129 | 0 | -16.7 | SWHC046-03 | 907.8 | 2021 | 493.87 | 2021 | 138.9835 | -50.09 | SWHC046-03 | Com Central HVAC (Large) - Fuel Sub - Panel Upgrade - Marine ¦ SCG ¦ Marine | Com Central HVAC (Large) - Fuel Sub - Panel Upgrade - Marine | 0.21371 | 0.186 | 0 | CBSA 2014, adjusted to reflect new efficiencies | 61.4064 | 2032 | 1 | SWHC046-03
COM-HVAC-FS-PU-11.44 | Com ¦ Large Packaged Heat Pump (IEER 14.0) - Fuel Sub - Panel Upgrade - Marine ¦ SCG ¦ Marine | Com ¦ Large Packaged Heat Pump (IEER 14.0) - Fuel Sub - Panel Upgrade - Marine | SCG ¦ Marine | SCG | All | Electric & Gas | Heat pump, IEER 14.0, 240-760 kbtuh, NR | Efficient |  |  | 1 | Conventional | HVAC | Com - Refrig. Warehouse | Com | ROB Only | 1 | 1000 sqft2 of floor space | Cap-Tons | 15 | DEER:HVAC_Split-Package_HP | 0 | 0 | 0 | SWHC046-03 | 0 | 2021 | 0 | 2021 | 138.9835 | -50.09 | SWHC046-03 | Com Central HVAC (Large) - Fuel Sub - Panel Upgrade - Marine ¦ SCG ¦ Marine | Com Central HVAC (Large) - Fuel Sub - Panel Upgrade - Marine | 0 | 0.186 | 0 | CBSA 2014, adjusted to reflect new efficiencies | 0 | 2032 | 1 | SWHC046-03
COM-HVAC-FS-PU-11.45 | Com ¦ Large Packaged Heat Pump (IEER 14.0) - Fuel Sub - Panel Upgrade - Marine ¦ SCG ¦ Marine | Com ¦ Large Packaged Heat Pump (IEER 14.0) - Fuel Sub - Panel Upgrade - Marine | SCG ¦ Marine | SCG | All | Electric & Gas | Heat pump, IEER 14.0, 240-760 kbtuh, NR | Efficient |  |  | 1 | Conventional | HVAC | Com - Restaurant | Com | ROB Only | 1 | 1000 sqft2 of floor space | Cap-Tons | 15 | DEER:HVAC_Split-Package_HP | 28.5488 | 0 | -4.423 | SWHC046-03 | 907.8 | 2021 | 493.87 | 2021 | 138.9835 | -50.09 | SWHC046-03 | Com Central HVAC (Large) - Fuel Sub - Panel Upgrade - Marine ¦ SCG ¦ Marine | Com Central HVAC (Large) - Fuel Sub - Panel Upgrade - Marine | 0.21772 | 0.186 | 0 | CBSA 2014, adjusted to reflect new efficiencies | 2.8154 | 2032 | 1 | SWHC046-03
COM-HVAC-FS-PU-11.46 | Com ¦ Large Packaged Heat Pump (IEER 14.0) - Fuel Sub - Panel Upgrade - Marine ¦ SCG ¦ Marine | Com ¦ Large Packaged Heat Pump (IEER 14.0) - Fuel Sub - Panel Upgrade - Marine | SCG ¦ Marine | SCG | All | Electric & Gas | Heat pump, IEER 14.0, 240-760 kbtuh, NR | Efficient |  |  | 1 | Conventional | HVAC | Com - Retail | Com | ROB Only | 1 | 1000 sqft2 of floor space | Cap-Tons | 15 | DEER:HVAC_Split-Package_HP | 50.4967 | 0 | -7.4334 | SWHC046-03 | 907.8 | 2021 | 493.87 | 2021 | 138.9835 | -50.09 | SWHC046-03 | Com Central HVAC (Large) - Fuel Sub - Panel Upgrade - Marine ¦ SCG ¦ Marine | Com Central HVAC (Large) - Fuel Sub - Panel Upgrade - Marine | 0.092114 | 0.186 | 0 | CBSA 2014, adjusted to reflect new efficiencies | 18.9892 | 2032 | 1 | SWHC046-03
COM-HVAC-FS-PU-11.47 | Com ¦ Large Packaged Heat Pump (IEER 14.0) - Fuel Sub - Panel Upgrade - Marine ¦ SCG ¦ Marine | Com ¦ Large Packaged Heat Pump (IEER 14.0) - Fuel Sub - Panel Upgrade - Marine | SCG ¦ Marine | SCG | All | Electric & Gas | Heat pump, IEER 14.0, 240-760 kbtuh, NR | Efficient |  |  | 1 | Conventional | HVAC | Com - School | Com | ROB Only | 1 | 1000 sqft2 of floor space | Cap-Tons | 15 | DEER:HVAC_Split-Package_HP | 56.7768 | 0 | -8.3368 | SWHC046-03 | 907.8 | 2021 | 493.87 | 2021 | 138.9835 | -50.09 | SWHC046-03 | Com Central HVAC (Large) - Fuel Sub - Panel Upgrade - Marine ¦ SCG ¦ Marine | Com Central HVAC (Large) - Fuel Sub - Panel Upgrade - Marine | 0.15 | 0.186 | 0 | CBSA 2014, adjusted to reflect new efficiencies | 9.6994 | 2032 | 1 | SWHC046-03
COM-HVAC-FS-PU-11.48 | Com ¦ Large Packaged Heat Pump (IEER 14.0) - Fuel Sub - Panel Upgrade - Marine ¦ SCG ¦ Marine | Com ¦ Large Packaged Heat Pump (IEER 14.0) - Fuel Sub - Panel Upgrade - Marine | SCG ¦ Marine | SCG | All | Electric & Gas | Heat pump, IEER 14.0, 240-760 kbtuh, NR | Efficient |  |  | 1 | Conventional | HVAC | Com - Warehouse | Com | ROB Only | 1 | 1000 sqft2 of floor space | Cap-Tons | 15 | DEER:HVAC_Split-Package_HP | 220 | 0 | -27.6 | SWHC046-03 | 907.8 | 2021 | 493.87 | 2021 | 138.9835 | -50.09 | SWHC046-03 | Com Central HVAC (Large) - Fuel Sub - Panel Upgrade - Marine ¦ SCG ¦ Marine | Com Central HVAC (Large) - Fuel Sub - Panel Upgrade - Marine | 0.028212 | 0.186 | 0 | CBSA 2014, adjusted to reflect new efficiencies | 50.4078 | 2032 | 1 | SWHC046-03
COM-HVAC-FS-PU-11.49 | Com ¦ Large Packaged Heat Pump (IEER 14.0) - Fuel Sub - Panel Upgrade - Hot-Dry ¦ SCG ¦ Hot-Dry | Com ¦ Large Packaged Heat Pump (IEER 14.0) - Fuel Sub - Panel Upgrade - Hot-Dry | SCG ¦ Hot-Dry | SCG | All | Electric & Gas | Heat pump, IEER 14.0, 240-760 kbtuh, NR | Efficient |  |  | 1 | Conventional | HVAC | Com - College | Com | ROB Only | 1 | 1000 sqft2 of floor space | Cap-Tons | 15 | DEER:HVAC_Split-Package_HP | 65.1529 | 0 | -8.1502 | SWHC046-03 | 907.8 | 2021 | 493.87 | 2021 | 138.9835 | -50.09 | SWHC046-03 | Com Central HVAC (Large) - Fuel Sub - Panel Upgrade - Hot-Dry ¦ SCG ¦ Hot-Dry | Com Central HVAC (Large) - Fuel Sub - Panel Upgrade - Hot-Dry | 0.12457 | 0.186 | 0 | CBSA 2014, adjusted to reflect new efficiencies | 21.9656 | 2032 | 1 | SWHC046-03
COM-HVAC-FS-PU-11.50 | Com ¦ Large Packaged Heat Pump (IEER 14.0) - Fuel Sub - Panel Upgrade - Hot-Dry ¦ SCG ¦ Hot-Dry | Com ¦ Large Packaged Heat Pump (IEER 14.0) - Fuel Sub - Panel Upgrade - Hot-Dry | SCG ¦ Hot-Dry | SCG | All | Electric & Gas | Heat pump, IEER 14.0, 240-760 kbtuh, NR | Efficient |  |  | 1 | Conventional | HVAC | Com - Grocery | Com | ROB Only | 1 | 1000 sqft2 of floor space | Cap-Tons | 15 | DEER:HVAC_Split-Package_HP | 615 | 0 | -76.6 | SWHC046-03 | 907.8 | 2021 | 493.87 | 2021 | 138.9835 | -50.09 | SWHC046-03 | Com Central HVAC (Large) - Fuel Sub - Panel Upgrade - Hot-Dry ¦ SCG ¦ Hot-Dry | Com Central HVAC (Large) - Fuel Sub - Panel Upgrade - Hot-Dry | 0.22158 | 0.186 | 0 | CBSA 2014, adjusted to reflect new efficiencies | 145.2784 | 2032 | 1 | SWHC046-03
COM-HVAC-FS-PU-11.51 | Com ¦ Large Packaged Heat Pump (IEER 14.0) - Fuel Sub - Panel Upgrade - Hot-Dry ¦ SCG ¦ Hot-Dry | Com ¦ Large Packaged Heat Pump (IEER 14.0) - Fuel Sub - Panel Upgrade - Hot-Dry | SCG ¦ Hot-Dry | SCG | All | Electric & Gas | Heat pump, IEER 14.0, 240-760 kbtuh, NR | Efficient |  |  | 1 | Conventional | HVAC | Com - Health | Com | ROB Only | 1 | 1000 sqft2 of floor space | Cap-Tons | 15 | DEER:HVAC_Split-Package_HP | 125.8093 | 0 | -16.6456 | SWHC046-03 | 907.8 | 2021 | 493.87 | 2021 | 138.9835 | -50.09 | SWHC046-03 | Com Central HVAC (Large) - Fuel Sub - Panel Upgrade - Hot-Dry ¦ SCG ¦ Hot-Dry | Com Central HVAC (Large) - Fuel Sub - Panel Upgrade - Hot-Dry | 0.17666 | 0.186 | 0 | CBSA 2014, adjusted to reflect new efficiencies | 38.7842 | 2032 | 1 | SWHC046-03
COM-HVAC-FS-PU-11.52 | Com ¦ Large Packaged Heat Pump (IEER 14.0) - Fuel Sub - Panel Upgrade - Hot-Dry ¦ SCG ¦ Hot-Dry | Com ¦ Large Packaged Heat Pump (IEER 14.0) - Fuel Sub - Panel Upgrade - Hot-Dry | SCG ¦ Hot-Dry | SCG | All | Electric & Gas | Heat pump, IEER 14.0, 240-760 kbtuh, NR | Efficient |  |  | 1 | Conventional | HVAC | Com - Lodging | Com | ROB Only | 1 | 1000 sqft2 of floor space | Cap-Tons | 15 | DEER:HVAC_Split-Package_HP | 229.0513 | 0 | -26.2071 | SWHC046-03 | 907.8 | 2021 | 493.87 | 2021 | 138.9835 | -50.09 | SWHC046-03 | Com Central HVAC (Large) - Fuel Sub - Panel Upgrade - Hot-Dry ¦ SCG ¦ Hot-Dry | Com Central HVAC (Large) - Fuel Sub - Panel Upgrade - Hot-Dry | 0.099203 | 0.186 | 0 | CBSA 2014, adjusted to reflect new efficiencies | 222.7654 | 2032 | 1 | SWHC046-03
COM-HVAC-FS-PU-11.53 | Com ¦ Large Packaged Heat Pump (IEER 14.0) - Fuel Sub - Panel Upgrade - Hot-Dry ¦ SCG ¦ Hot-Dry | Com ¦ Large Packaged Heat Pump (IEER 14.0) - Fuel Sub - Panel Upgrade - Hot-Dry | SCG ¦ Hot-Dry | SCG | All | Electric & Gas | Heat pump, IEER 14.0, 240-760 kbtuh, NR | Efficient |  |  | 1 | Conventional | HVAC | Com - Office (Large) | Com | ROB Only | 1 | 1000 sqft2 of floor space | Cap-Tons | 15 | DEER:HVAC_Split-Package_HP | 1.93 | 0 | -0.802 | SWHC046-03 | 907.8 | 2021 | 493.87 | 2021 | 138.9835 | -50.09 | SWHC046-03 | Com Central HVAC (Large) - Fuel Sub - Panel Upgrade - Hot-Dry ¦ SCG ¦ Hot-Dry | Com Central HVAC (Large) - Fuel Sub - Panel Upgrade - Hot-Dry | 0.13151 | 0.186 | 0 | CBSA 2014, adjusted to reflect new efficiencies | 3.4096 | 2032 | 1 | SWHC046-03
COM-HVAC-FS-PU-11.54 | Com ¦ Large Packaged Heat Pump (IEER 14.0) - Fuel Sub - Panel Upgrade - Hot-Dry ¦ SCG ¦ Hot-Dry | Com ¦ Large Packaged Heat Pump (IEER 14.0) - Fuel Sub - Panel Upgrade - Hot-Dry | SCG ¦ Hot-Dry | SCG | All | Electric & Gas | Heat pump, IEER 14.0, 240-760 kbtuh, NR | Efficient |  |  | 1 | Conventional | HVAC | Com - Office (Small) | Com | ROB Only | 1 | 1000 sqft2 of floor space | Cap-Tons | 15 | DEER:HVAC_Split-Package_HP | 35.9 | 0 | -5.06 | SWHC046-03 | 907.8 | 2021 | 493.87 | 2021 | 138.9835 | -50.09 | SWHC046-03 | Com Central HVAC (Large) - Fuel Sub - Panel Upgrade - Hot-Dry ¦ SCG ¦ Hot-Dry | Com Central HVAC (Large) - Fuel Sub - Panel Upgrade - Hot-Dry | 0.1492 | 0.186 | 0 | CBSA 2014, adjusted to reflect new efficiencies | 8.3712 | 2032 | 1 | SWHC046-03
COM-HVAC-FS-PU-11.55 | Com ¦ Large Packaged Heat Pump (IEER 14.0) - Fuel Sub - Panel Upgrade - Hot-Dry ¦ SCG ¦ Hot-Dry | Com ¦ Large Packaged Heat Pump (IEER 14.0) - Fuel Sub - Panel Upgrade - Hot-Dry | SCG ¦ Hot-Dry | SCG | All | Electric & Gas | Heat pump, IEER 14.0, 240-760 kbtuh, NR | Efficient |  |  | 1 | Conventional | HVAC | Com - Other | Com | ROB Only | 1 | 1000 sqft2 of floor space | Cap-Tons | 15 | DEER:HVAC_Split-Package_HP | 117 | 0 | -13.8 | SWHC046-03 | 907.8 | 2021 | 493.87 | 2021 | 138.9835 | -50.09 | SWHC046-03 | Com Central HVAC (Large) - Fuel Sub - Panel Upgrade - Hot-Dry ¦ SCG ¦ Hot-Dry | Com Central HVAC (Large) - Fuel Sub - Panel Upgrade - Hot-Dry | 0.21371 | 0.186 | 0 | CBSA 2014, adjusted to reflect new efficiencies | 49.5944 | 2032 | 1 | SWHC046-03
COM-HVAC-FS-PU-11.56 | Com ¦ Large Packaged Heat Pump (IEER 14.0) - Fuel Sub - Panel Upgrade - Hot-Dry ¦ SCG ¦ Hot-Dry | Com ¦ Large Packaged Heat Pump (IEER 14.0) - Fuel Sub - Panel Upgrade - Hot-Dry | SCG ¦ Hot-Dry | SCG | All | Electric & Gas | Heat pump, IEER 14.0, 240-760 kbtuh, NR | Efficient |  |  | 1 | Conventional | HVAC | Com - Refrig. Warehouse | Com | ROB Only | 1 | 1000 sqft2 of floor space | Cap-Tons | 15 | DEER:HVAC_Split-Package_HP | 0 | 0 | 0 | SWHC046-03 | 0 | 2021 | 0 | 2021 | 138.9835 | -50.09 | SWHC046-03 | Com Central HVAC (Large) - Fuel Sub - Panel Upgrade - Hot-Dry ¦ SCG ¦ Hot-Dry | Com Central HVAC (Large) - Fuel Sub - Panel Upgrade - Hot-Dry | 0 | 0.186 | 0 | CBSA 2014, adjusted to reflect new efficiencies | 0 | 2032 | 1 | SWHC046-03
COM-HVAC-FS-PU-11.57 | Com ¦ Large Packaged Heat Pump (IEER 14.0) - Fuel Sub - Panel Upgrade - Hot-Dry ¦ SCG ¦ Hot-Dry | Com ¦ Large Packaged Heat Pump (IEER 14.0) - Fuel Sub - Panel Upgrade - Hot-Dry | SCG ¦ Hot-Dry | SCG | All | Electric & Gas | Heat pump, IEER 14.0, 240-760 kbtuh, NR | Efficient |  |  | 1 | Conventional | HVAC | Com - Restaurant | Com | ROB Only | 1 | 1000 sqft2 of floor space | Cap-Tons | 15 | DEER:HVAC_Split-Package_HP | 40.5042 | 0 | -4.8805 | SWHC046-03 | 907.8 | 2021 | 493.87 | 2021 | 138.9835 | -50.09 | SWHC046-03 | Com Central HVAC (Large) - Fuel Sub - Panel Upgrade - Hot-Dry ¦ SCG ¦ Hot-Dry | Com Central HVAC (Large) - Fuel Sub - Panel Upgrade - Hot-Dry | 0.21772 | 0.186 | 0 | CBSA 2014, adjusted to reflect new efficiencies | 2.9466 | 2032 | 1 | SWHC046-03
COM-HVAC-FS-PU-11.58 | Com ¦ Large Packaged Heat Pump (IEER 14.0) - Fuel Sub - Panel Upgrade - Hot-Dry ¦ SCG ¦ Hot-Dry | Com ¦ Large Packaged Heat Pump (IEER 14.0) - Fuel Sub - Panel Upgrade - Hot-Dry | SCG ¦ Hot-Dry | SCG | All | Electric & Gas | Heat pump, IEER 14.0, 240-760 kbtuh, NR | Efficient |  |  | 1 | Conventional | HVAC | Com - Retail | Com | ROB Only | 1 | 1000 sqft2 of floor space | Cap-Tons | 15 | DEER:HVAC_Split-Package_HP | 50.7604 | 0 | -5.8293 | SWHC046-03 | 907.8 | 2021 | 493.87 | 2021 | 138.9835 | -50.09 | SWHC046-03 | Com Central HVAC (Large) - Fuel Sub - Panel Upgrade - Hot-Dry ¦ SCG ¦ Hot-Dry | Com Central HVAC (Large) - Fuel Sub - Panel Upgrade - Hot-Dry | 0.092114 | 0.186 | 0 | CBSA 2014, adjusted to reflect new efficiencies | 10.9705 | 2032 | 1 | SWHC046-03
COM-HVAC-FS-PU-11.59 | Com ¦ Large Packaged Heat Pump (IEER 14.0) - Fuel Sub - Panel Upgrade - Hot-Dry ¦ SCG ¦ Hot-Dry | Com ¦ Large Packaged Heat Pump (IEER 14.0) - Fuel Sub - Panel Upgrade - Hot-Dry | SCG ¦ Hot-Dry | SCG | All | Electric & Gas | Heat pump, IEER 14.0, 240-760 kbtuh, NR | Efficient |  |  | 1 | Conventional | HVAC | Com - School | Com | ROB Only | 1 | 1000 sqft2 of floor space | Cap-Tons | 15 | DEER:HVAC_Split-Package_HP | 60.9626 | 0 | -7.8447 | SWHC046-03 | 907.8 | 2021 | 493.87 | 2021 | 138.9835 | -50.09 | SWHC046-03 | Com Central HVAC (Large) - Fuel Sub - Panel Upgrade - Hot-Dry ¦ SCG ¦ Hot-Dry | Com Central HVAC (Large) - Fuel Sub - Panel Upgrade - Hot-Dry | 0.15 | 0.186 | 0 | CBSA 2014, adjusted to reflect new efficiencies | 7.8859 | 2032 | 1 | SWHC046-03
COM-HVAC-FS-PU-11.60 | Com ¦ Large Packaged Heat Pump (IEER 14.0) - Fuel Sub - Panel Upgrade - Hot-Dry ¦ SCG ¦ Hot-Dry | Com ¦ Large Packaged Heat Pump (IEER 14.0) - Fuel Sub - Panel Upgrade - Hot-Dry | SCG ¦ Hot-Dry | SCG | All | Electric & Gas | Heat pump, IEER 14.0, 240-760 kbtuh, NR | Efficient |  |  | 1 | Conventional | HVAC | Com - Warehouse | Com | ROB Only | 1 | 1000 sqft2 of floor space | Cap-Tons | 15 | DEER:HVAC_Split-Package_HP | 190 | 0 | -25 | SWHC046-03 | 907.8 | 2021 | 493.87 | 2021 | 138.9835 | -50.09 | SWHC046-03 | Com Central HVAC (Large) - Fuel Sub - Panel Upgrade - Hot-Dry ¦ SCG ¦ Hot-Dry | Com Central HVAC (Large) - Fuel Sub - Panel Upgrade - Hot-Dry | 0.028212 | 0.186 | 0 | CBSA 2014, adjusted to reflect new efficiencies | 48.4393 | 2032 | 1 | SWHC046-03
COM-HVAC-FS-PU-11.61 | Com ¦ Large Packaged Heat Pump (IEER 14.0) - Fuel Sub - Panel Upgrade - Cold ¦ SCG ¦ Cold | Com ¦ Large Packaged Heat Pump (IEER 14.0) - Fuel Sub - Panel Upgrade - Cold | SCG ¦ Cold | SCG | All | Electric & Gas | Heat pump, IEER 14.0, 240-760 kbtuh, NR | Efficient |  |  | 1 | Conventional | HVAC | Com - College | Com | ROB Only | 1 | 1000 sqft2 of floor space | Cap-Tons | 15 | DEER:HVAC_Split-Package_HP | 616.9734 | 0 | -68.7425 | SWHC046-03 | 907.8 | 2021 | 493.87 | 2021 | 138.9835 | -50.09 | SWHC046-03 | Com Central HVAC (Large) - Fuel Sub - Panel Upgrade - Cold ¦ SCG ¦ Cold | Com Central HVAC (Large) - Fuel Sub - Panel Upgrade - Cold | 0.12457 | 0.186 | 0 | CBSA 2014, adjusted to reflect new efficiencies | 180.1774 | 2032 | 1 | SWHC046-03
COM-HVAC-FS-PU-11.62 | Com ¦ Large Packaged Heat Pump (IEER 14.0) - Fuel Sub - Panel Upgrade - Cold ¦ SCG ¦ Cold | Com ¦ Large Packaged Heat Pump (IEER 14.0) - Fuel Sub - Panel Upgrade - Cold | SCG ¦ Cold | SCG | All | Electric & Gas | Heat pump, IEER 14.0, 240-760 kbtuh, NR | Efficient |  |  | 1 | Conventional | HVAC | Com - Grocery | Com | ROB Only | 1 | 1000 sqft2 of floor space | Cap-Tons | 15 | DEER:HVAC_Split-Package_HP | 2800 | 0 | -283 | SWHC046-03 | 907.8 | 2021 | 493.87 | 2021 | 138.9835 | -50.09 | SWHC046-03 | Com Central HVAC (Large) - Fuel Sub - Panel Upgrade - Cold ¦ SCG ¦ Cold | Com Central HVAC (Large) - Fuel Sub - Panel Upgrade - Cold | 0.22158 | 0.186 | 0 | CBSA 2014, adjusted to reflect new efficiencies | 507.0414 | 2032 | 1 | SWHC046-03
COM-HVAC-FS-PU-11.63 | Com ¦ Large Packaged Heat Pump (IEER 14.0) - Fuel Sub - Panel Upgrade - Cold ¦ SCG ¦ Cold | Com ¦ Large Packaged Heat Pump (IEER 14.0) - Fuel Sub - Panel Upgrade - Cold | SCG ¦ Cold | SCG | All | Electric & Gas | Heat pump, IEER 14.0, 240-760 kbtuh, NR | Efficient |  |  | 1 | Conventional | HVAC | Com - Health | Com | ROB Only | 1 | 1000 sqft2 of floor space | Cap-Tons | 15 | DEER:HVAC_Split-Package_HP | 787.6167 | 0 | -88.0091 | SWHC046-03 | 907.8 | 2021 | 493.87 | 2021 | 138.9835 | -50.09 | SWHC046-03 | Com Central HVAC (Large) - Fuel Sub - Panel Upgrade - Cold ¦ SCG ¦ Cold | Com Central HVAC (Large) - Fuel Sub - Panel Upgrade - Cold | 0.17666 | 0.186 | 0 | CBSA 2014, adjusted to reflect new efficiencies | 197.0498 | 2032 | 1 | SWHC046-03
COM-HVAC-FS-PU-11.64 | Com ¦ Large Packaged Heat Pump (IEER 14.0) - Fuel Sub - Panel Upgrade - Cold ¦ SCG ¦ Cold | Com ¦ Large Packaged Heat Pump (IEER 14.0) - Fuel Sub - Panel Upgrade - Cold | SCG ¦ Cold | SCG | All | Electric & Gas | Heat pump, IEER 14.0, 240-760 kbtuh, NR | Efficient |  |  | 1 | Conventional | HVAC | Com - Lodging | Com | ROB Only | 1 | 1000 sqft2 of floor space | Cap-Tons | 15 | DEER:HVAC_Split-Package_HP | 1540.662 | 0 | -171.2941 | SWHC046-03 | 907.8 | 2021 | 493.87 | 2021 | 138.9835 | -50.09 | SWHC046-03 | Com Central HVAC (Large) - Fuel Sub - Panel Upgrade - Cold ¦ SCG ¦ Cold | Com Central HVAC (Large) - Fuel Sub - Panel Upgrade - Cold | 0.099203 | 0.186 | 0 | CBSA 2014, adjusted to reflect new efficiencies | 1449.1674 | 2032 | 1 | SWHC046-03
COM-HVAC-FS-PU-11.65 | Com ¦ Large Packaged Heat Pump (IEER 14.0) - Fuel Sub - Panel Upgrade - Cold ¦ SCG ¦ Cold | Com ¦ Large Packaged Heat Pump (IEER 14.0) - Fuel Sub - Panel Upgrade - Cold | SCG ¦ Cold | SCG | All | Electric & Gas | Heat pump, IEER 14.0, 240-760 kbtuh, NR | Efficient |  |  | 1 | Conventional | HVAC | Com - Office (Large) | Com | ROB Only | 1 | 1000 sqft2 of floor space | Cap-Tons | 15 | DEER:HVAC_Split-Package_HP | 149 | 0 | -15.8 | SWHC046-03 | 907.8 | 2021 | 493.87 | 2021 | 138.9835 | -50.09 | SWHC046-03 | Com Central HVAC (Large) - Fuel Sub - Panel Upgrade - Cold ¦ SCG ¦ Cold | Com Central HVAC (Large) - Fuel Sub - Panel Upgrade - Cold | 0.13151 | 0.186 | 0 | CBSA 2014, adjusted to reflect new efficiencies | 56.1347 | 2032 | 1 | SWHC046-03
COM-HVAC-FS-PU-11.66 | Com ¦ Large Packaged Heat Pump (IEER 14.0) - Fuel Sub - Panel Upgrade - Cold ¦ SCG ¦ Cold | Com ¦ Large Packaged Heat Pump (IEER 14.0) - Fuel Sub - Panel Upgrade - Cold | SCG ¦ Cold | SCG | All | Electric & Gas | Heat pump, IEER 14.0, 240-760 kbtuh, NR | Efficient |  |  | 1 | Conventional | HVAC | Com - Office (Small) | Com | ROB Only | 1 | 1000 sqft2 of floor space | Cap-Tons | 15 | DEER:HVAC_Split-Package_HP | 357 | 0 | -38.8 | SWHC046-03 | 907.8 | 2021 | 493.87 | 2021 | 138.9835 | -50.09 | SWHC046-03 | Com Central HVAC (Large) - Fuel Sub - Panel Upgrade - Cold ¦ SCG ¦ Cold | Com Central HVAC (Large) - Fuel Sub - Panel Upgrade - Cold | 0.1492 | 0.186 | 0 | CBSA 2014, adjusted to reflect new efficiencies | 60.4437 | 2032 | 1 | SWHC046-03
COM-HVAC-FS-PU-11.67 | Com ¦ Large Packaged Heat Pump (IEER 14.0) - Fuel Sub - Panel Upgrade - Cold ¦ SCG ¦ Cold | Com ¦ Large Packaged Heat Pump (IEER 14.0) - Fuel Sub - Panel Upgrade - Cold | SCG ¦ Cold | SCG | All | Electric & Gas | Heat pump, IEER 14.0, 240-760 kbtuh, NR | Efficient |  |  | 1 | Conventional | HVAC | Com - Other | Com | ROB Only | 1 | 1000 sqft2 of floor space | Cap-Tons | 15 | DEER:HVAC_Split-Package_HP | 1150 | 0 | -137 | SWHC046-03 | 907.8 | 2021 | 493.87 | 2021 | 138.9835 | -50.09 | SWHC046-03 | Com Central HVAC (Large) - Fuel Sub - Panel Upgrade - Cold ¦ SCG ¦ Cold | Com Central HVAC (Large) - Fuel Sub - Panel Upgrade - Cold | 0.21371 | 0.186 | 0 | CBSA 2014, adjusted to reflect new efficiencies | 493.6228 | 2032 | 1 | SWHC046-03
COM-HVAC-FS-PU-11.68 | Com ¦ Large Packaged Heat Pump (IEER 14.0) - Fuel Sub - Panel Upgrade - Cold ¦ SCG ¦ Cold | Com ¦ Large Packaged Heat Pump (IEER 14.0) - Fuel Sub - Panel Upgrade - Cold | SCG ¦ Cold | SCG | All | Electric & Gas | Heat pump, IEER 14.0, 240-760 kbtuh, NR | Efficient |  |  | 1 | Conventional | HVAC | Com - Refrig. Warehouse | Com | ROB Only | 1 | 1000 sqft2 of floor space | Cap-Tons | 15 | DEER:HVAC_Split-Package_HP | 0 | 0 | 0 | SWHC046-03 | 0 | 2021 | 0 | 2021 | 138.9835 | -50.09 | SWHC046-03 | Com Central HVAC (Large) - Fuel Sub - Panel Upgrade - Cold ¦ SCG ¦ Cold | Com Central HVAC (Large) - Fuel Sub - Panel Upgrade - Cold | 0 | 0.186 | 0 | CBSA 2014, adjusted to reflect new efficiencies | 0 | 2032 | 1 | SWHC046-03
COM-HVAC-FS-PU-11.69 | Com ¦ Large Packaged Heat Pump (IEER 14.0) - Fuel Sub - Panel Upgrade - Cold ¦ SCG ¦ Cold | Com ¦ Large Packaged Heat Pump (IEER 14.0) - Fuel Sub - Panel Upgrade - Cold | SCG ¦ Cold | SCG | All | Electric & Gas | Heat pump, IEER 14.0, 240-760 kbtuh, NR | Efficient |  |  | 1 | Conventional | HVAC | Com - Restaurant | Com | ROB Only | 1 | 1000 sqft2 of floor space | Cap-Tons | 15 | DEER:HVAC_Split-Package_HP | 735.0204 | 0 | -83.2271 | SWHC046-03 | 907.8 | 2021 | 493.87 | 2021 | 138.9835 | -50.09 | SWHC046-03 | Com Central HVAC (Large) - Fuel Sub - Panel Upgrade - Cold ¦ SCG ¦ Cold | Com Central HVAC (Large) - Fuel Sub - Panel Upgrade - Cold | 0.21772 | 0.186 | 0 | CBSA 2014, adjusted to reflect new efficiencies | 49.4612 | 2032 | 1 | SWHC046-03
COM-HVAC-FS-PU-11.70 | Com ¦ Large Packaged Heat Pump (IEER 14.0) - Fuel Sub - Panel Upgrade - Cold ¦ SCG ¦ Cold | Com ¦ Large Packaged Heat Pump (IEER 14.0) - Fuel Sub - Panel Upgrade - Cold | SCG ¦ Cold | SCG | All | Electric & Gas | Heat pump, IEER 14.0, 240-760 kbtuh, NR | Efficient |  |  | 1 | Conventional | HVAC | Com - Retail | Com | ROB Only | 1 | 1000 sqft2 of floor space | Cap-Tons | 15 | DEER:HVAC_Split-Package_HP | 674.5041 | 0 | -74.8337 | SWHC046-03 | 907.8 | 2021 | 493.87 | 2021 | 138.9835 | -50.09 | SWHC046-03 | Com Central HVAC (Large) - Fuel Sub - Panel Upgrade - Cold ¦ SCG ¦ Cold | Com Central HVAC (Large) - Fuel Sub - Panel Upgrade - Cold | 0.092114 | 0.186 | 0 | CBSA 2014, adjusted to reflect new efficiencies | 132.7972 | 2032 | 1 | SWHC046-03
COM-HVAC-FS-PU-11.71 | Com ¦ Large Packaged Heat Pump (IEER 14.0) - Fuel Sub - Panel Upgrade - Cold ¦ SCG ¦ Cold | Com ¦ Large Packaged Heat Pump (IEER 14.0) - Fuel Sub - Panel Upgrade - Cold | SCG ¦ Cold | SCG | All | Electric & Gas | Heat pump, IEER 14.0, 240-760 kbtuh, NR | Efficient |  |  | 1 | Conventional | HVAC | Com - School | Com | ROB Only | 1 | 1000 sqft2 of floor space | Cap-Tons | 15 | DEER:HVAC_Split-Package_HP | 655.1832 | 0 | -73.3577 | SWHC046-03 | 907.8 | 2021 | 493.87 | 2021 | 138.9835 | -50.09 | SWHC046-03 | Com Central HVAC (Large) - Fuel Sub - Panel Upgrade - Cold ¦ SCG ¦ Cold | Com Central HVAC (Large) - Fuel Sub - Panel Upgrade - Cold | 0.15 | 0.186 | 0 | CBSA 2014, adjusted to reflect new efficiencies | 59.73 | 2032 | 1 | SWHC046-03
COM-HVAC-FS-PU-11.72 | Com ¦ Large Packaged Heat Pump (IEER 14.0) - Fuel Sub - Panel Upgrade - Cold ¦ SCG ¦ Cold | Com ¦ Large Packaged Heat Pump (IEER 14.0) - Fuel Sub - Panel Upgrade - Cold | SCG ¦ Cold | SCG | All | Electric & Gas | Heat pump, IEER 14.0, 240-760 kbtuh, NR | Efficient |  |  | 1 | Conventional | HVAC | Com - Warehouse | Com | ROB Only | 1 | 1000 sqft2 of floor space | Cap-Tons | 15 | DEER:HVAC_Split-Package_HP | 1120 | 0 | -125 | SWHC046-03 | 907.8 | 2021 | 493.87 | 2021 | 138.9835 | -50.09 | SWHC046-03 | Com Central HVAC (Large) - Fuel Sub - Panel Upgrade - Cold ¦ SCG ¦ Cold | Com Central HVAC (Large) - Fuel Sub - Panel Upgrade - Cold | 0.028212 | 0.186 | 0 | CBSA 2014, adjusted to reflect new efficiencies | 191.2435 | 2032 | 1 | SWHC046-03
COM-HVAC-FS-PU-11.73 | Com ¦ Large Packaged Heat Pump (IEER 14.0) - Fuel Sub - Panel Upgrade - Marine ¦ SDG&E ¦ Marine | Com ¦ Large Packaged Heat Pump (IEER 14.0) - Fuel Sub - Panel Upgrade - Marine | SDG&E ¦ Marine | SDG&E | All | Electric & Gas | Heat pump, IEER 14.0, 240-760 kbtuh, NR | Efficient |  |  | 1 | Conventional | HVAC | Com - College | Com | ROB Only | 1 | 1000 sqft2 of floor space | Cap-Tons | 15 | DEER:HVAC_Split-Package_HP | 56.0937 | 0 | -8.342 | SWHC046-03 | 907.8 | 2021 | 493.87 | 2021 | 138.9835 | -50.09 | SWHC046-03 | Com Central HVAC (Large) - Fuel Sub - Panel Upgrade - Marine ¦ SDG&E ¦ Marine | Com Central HVAC (Large) - Fuel Sub - Panel Upgrade - Marine | 0.12207 | 0.186 | 0 | CBSA 2014, adjusted to reflect new efficiencies | 23.2823 | 2032 | 1 | SWHC046-03
COM-HVAC-FS-PU-11.74 | Com ¦ Large Packaged Heat Pump (IEER 14.0) - Fuel Sub - Panel Upgrade - Marine ¦ SDG&E ¦ Marine | Com ¦ Large Packaged Heat Pump (IEER 14.0) - Fuel Sub - Panel Upgrade - Marine | SDG&E ¦ Marine | SDG&E | All | Electric & Gas | Heat pump, IEER 14.0, 240-760 kbtuh, NR | Efficient |  |  | 1 | Conventional | HVAC | Com - Grocery | Com | ROB Only | 1 | 1000 sqft2 of floor space | Cap-Tons | 15 | DEER:HVAC_Split-Package_HP | 667 | 0 | -73.8 | SWHC046-03 | 907.8 | 2021 | 493.87 | 2021 | 138.9835 | -50.09 | SWHC046-03 | Com Central HVAC (Large) - Fuel Sub - Panel Upgrade - Marine ¦ SDG&E ¦ Marine | Com Central HVAC (Large) - Fuel Sub - Panel Upgrade - Marine | 0.22528 | 0.186 | 0 | CBSA 2014, adjusted to reflect new efficiencies | 135.7785 | 2032 | 1 | SWHC046-03
COM-HVAC-FS-PU-11.75 | Com ¦ Large Packaged Heat Pump (IEER 14.0) - Fuel Sub - Panel Upgrade - Marine ¦ SDG&E ¦ Marine | Com ¦ Large Packaged Heat Pump (IEER 14.0) - Fuel Sub - Panel Upgrade - Marine | SDG&E ¦ Marine | SDG&E | All | Electric & Gas | Heat pump, IEER 14.0, 240-760 kbtuh, NR | Efficient |  |  | 1 | Conventional | HVAC | Com - Health | Com | ROB Only | 1 | 1000 sqft2 of floor space | Cap-Tons | 15 | DEER:HVAC_Split-Package_HP | 113.3475 | 0 | -14.8577 | SWHC046-03 | 907.8 | 2021 | 493.87 | 2021 | 138.9835 | -50.09 | SWHC046-03 | Com Central HVAC (Large) - Fuel Sub - Panel Upgrade - Marine ¦ SDG&E ¦ Marine | Com Central HVAC (Large) - Fuel Sub - Panel Upgrade - Marine | 0.17567 | 0.186 | 0 | CBSA 2014, adjusted to reflect new efficiencies | 34.5498 | 2032 | 1 | SWHC046-03
COM-HVAC-FS-PU-11.76 | Com ¦ Large Packaged Heat Pump (IEER 14.0) - Fuel Sub - Panel Upgrade - Marine ¦ SDG&E ¦ Marine | Com ¦ Large Packaged Heat Pump (IEER 14.0) - Fuel Sub - Panel Upgrade - Marine | SDG&E ¦ Marine | SDG&E | All | Electric & Gas | Heat pump, IEER 14.0, 240-760 kbtuh, NR | Efficient |  |  | 1 | Conventional | HVAC | Com - Lodging | Com | ROB Only | 1 | 1000 sqft2 of floor space | Cap-Tons | 15 | DEER:HVAC_Split-Package_HP | 234.2601 | 0 | -30.7179 | SWHC046-03 | 907.8 | 2021 | 493.87 | 2021 | 138.9835 | -50.09 | SWHC046-03 | Com Central HVAC (Large) - Fuel Sub - Panel Upgrade - Marine ¦ SDG&E ¦ Marine | Com Central HVAC (Large) - Fuel Sub - Panel Upgrade - Marine | 0.098289 | 0.186 | 0 | CBSA 2014, adjusted to reflect new efficiencies | 266.5039 | 2032 | 1 | SWHC046-03
COM-HVAC-FS-PU-11.77 | Com ¦ Large Packaged Heat Pump (IEER 14.0) - Fuel Sub - Panel Upgrade - Marine ¦ SDG&E ¦ Marine | Com ¦ Large Packaged Heat Pump (IEER 14.0) - Fuel Sub - Panel Upgrade - Marine | SDG&E ¦ Marine | SDG&E | All | Electric & Gas | Heat pump, IEER 14.0, 240-760 kbtuh, NR | Efficient |  |  | 1 | Conventional | HVAC | Com - Office (Large) | Com | ROB Only | 1 | 1000 sqft2 of floor space | Cap-Tons | 15 | DEER:HVAC_Split-Package_HP | -2.86 | 0 | -0.523 | SWHC046-03 | 907.8 | 2021 | 493.87 | 2021 | 138.9835 | -50.09 | SWHC046-03 | Com Central HVAC (Large) - Fuel Sub - Panel Upgrade - Marine ¦ SDG&E ¦ Marine | Com Central HVAC (Large) - Fuel Sub - Panel Upgrade - Marine | 0.12833 | 0.186 | 0 | CBSA 2014, adjusted to reflect new efficiencies | 2.6331 | 2032 | 1 | SWHC046-03
COM-HVAC-FS-PU-11.78 | Com ¦ Large Packaged Heat Pump (IEER 14.0) - Fuel Sub - Panel Upgrade - Marine ¦ SDG&E ¦ Marine | Com ¦ Large Packaged Heat Pump (IEER 14.0) - Fuel Sub - Panel Upgrade - Marine | SDG&E ¦ Marine | SDG&E | All | Electric & Gas | Heat pump, IEER 14.0, 240-760 kbtuh, NR | Efficient |  |  | 1 | Conventional | HVAC | Com - Office (Small) | Com | ROB Only | 1 | 1000 sqft2 of floor space | Cap-Tons | 15 | DEER:HVAC_Split-Package_HP | 30.4 | 0 | -4.48 | SWHC046-03 | 907.8 | 2021 | 493.87 | 2021 | 138.9835 | -50.09 | SWHC046-03 | Com Central HVAC (Large) - Fuel Sub - Panel Upgrade - Marine ¦ SDG&E ¦ Marine | Com Central HVAC (Large) - Fuel Sub - Panel Upgrade - Marine | 0.15582 | 0.186 | 0 | CBSA 2014, adjusted to reflect new efficiencies | 7.4752 | 2032 | 1 | SWHC046-03
COM-HVAC-FS-PU-11.79 | Com ¦ Large Packaged Heat Pump (IEER 14.0) - Fuel Sub - Panel Upgrade - Marine ¦ SDG&E ¦ Marine | Com ¦ Large Packaged Heat Pump (IEER 14.0) - Fuel Sub - Panel Upgrade - Marine | SDG&E ¦ Marine | SDG&E | All | Electric & Gas | Heat pump, IEER 14.0, 240-760 kbtuh, NR | Efficient |  |  | 1 | Conventional | HVAC | Com - Other | Com | ROB Only | 1 | 1000 sqft2 of floor space | Cap-Tons | 15 | DEER:HVAC_Split-Package_HP | 129 | 0 | -16.7 | SWHC046-03 | 907.8 | 2021 | 493.87 | 2021 | 138.9835 | -50.09 | SWHC046-03 | Com Central HVAC (Large) - Fuel Sub - Panel Upgrade - Marine ¦ SDG&E ¦ Marine | Com Central HVAC (Large) - Fuel Sub - Panel Upgrade - Marine | 0.21005 | 0.186 | 0 | CBSA 2014, adjusted to reflect new efficiencies | 61.4064 | 2032 | 1 | SWHC046-03
COM-HVAC-FS-PU-11.80 | Com ¦ Large Packaged Heat Pump (IEER 14.0) - Fuel Sub - Panel Upgrade - Marine ¦ SDG&E ¦ Marine | Com ¦ Large Packaged Heat Pump (IEER 14.0) - Fuel Sub - Panel Upgrade - Marine | SDG&E ¦ Marine | SDG&E | All | Electric & Gas | Heat pump, IEER 14.0, 240-760 kbtuh, NR | Efficient |  |  | 1 | Conventional | HVAC | Com - Refrig. Warehouse | Com | ROB Only | 1 | 1000 sqft2 of floor space | Cap-Tons | 15 | DEER:HVAC_Split-Package_HP | 0 | 0 | 0 | SWHC046-03 | 0 | 2021 | 0 | 2021 | 138.9835 | -50.09 | SWHC046-03 | Com Central HVAC (Large) - Fuel Sub - Panel Upgrade - Marine ¦ SDG&E ¦ Marine | Com Central HVAC (Large) - Fuel Sub - Panel Upgrade - Marine | 0 | 0.186 | 0 | CBSA 2014, adjusted to reflect new efficiencies | 0 | 2032 | 1 | SWHC046-03
COM-HVAC-FS-PU-11.81 | Com ¦ Large Packaged Heat Pump (IEER 14.0) - Fuel Sub - Panel Upgrade - Marine ¦ SDG&E ¦ Marine | Com ¦ Large Packaged Heat Pump (IEER 14.0) - Fuel Sub - Panel Upgrade - Marine | SDG&E ¦ Marine | SDG&E | All | Electric & Gas | Heat pump, IEER 14.0, 240-760 kbtuh, NR | Efficient |  |  | 1 | Conventional | HVAC | Com - Restaurant | Com | ROB Only | 1 | 1000 sqft2 of floor space | Cap-Tons | 15 | DEER:HVAC_Split-Package_HP | 28.5488 | 0 | -4.423 | SWHC046-03 | 907.8 | 2021 | 493.87 | 2021 | 138.9835 | -50.09 | SWHC046-03 | Com Central HVAC (Large) - Fuel Sub - Panel Upgrade - Marine ¦ SDG&E ¦ Marine | Com Central HVAC (Large) - Fuel Sub - Panel Upgrade - Marine | 0.22744 | 0.186 | 0 | CBSA 2014, adjusted to reflect new efficiencies | 2.8154 | 2032 | 1 | SWHC046-03
COM-HVAC-FS-PU-11.82 | Com ¦ Large Packaged Heat Pump (IEER 14.0) - Fuel Sub - Panel Upgrade - Marine ¦ SDG&E ¦ Marine | Com ¦ Large Packaged Heat Pump (IEER 14.0) - Fuel Sub - Panel Upgrade - Marine | SDG&E ¦ Marine | SDG&E | All | Electric & Gas | Heat pump, IEER 14.0, 240-760 kbtuh, NR | Efficient |  |  | 1 | Conventional | HVAC | Com - Retail | Com | ROB Only | 1 | 1000 sqft2 of floor space | Cap-Tons | 15 | DEER:HVAC_Split-Package_HP | 50.4967 | 0 | -7.4334 | SWHC046-03 | 907.8 | 2021 | 493.87 | 2021 | 138.9835 | -50.09 | SWHC046-03 | Com Central HVAC (Large) - Fuel Sub - Panel Upgrade - Marine ¦ SDG&E ¦ Marine | Com Central HVAC (Large) - Fuel Sub - Panel Upgrade - Marine | 0.092203 | 0.186 | 0 | CBSA 2014, adjusted to reflect new efficiencies | 18.9892 | 2032 | 1 | SWHC046-03
COM-HVAC-FS-PU-11.83 | Com ¦ Large Packaged Heat Pump (IEER 14.0) - Fuel Sub - Panel Upgrade - Marine ¦ SDG&E ¦ Marine | Com ¦ Large Packaged Heat Pump (IEER 14.0) - Fuel Sub - Panel Upgrade - Marine | SDG&E ¦ Marine | SDG&E | All | Electric & Gas | Heat pump, IEER 14.0, 240-760 kbtuh, NR | Efficient |  |  | 1 | Conventional | HVAC | Com - School | Com | ROB Only | 1 | 1000 sqft2 of floor space | Cap-Tons | 15 | DEER:HVAC_Split-Package_HP | 56.7768 | 0 | -8.3368 | SWHC046-03 | 907.8 | 2021 | 493.87 | 2021 | 138.9835 | -50.09 | SWHC046-03 | Com Central HVAC (Large) - Fuel Sub - Panel Upgrade - Marine ¦ SDG&E ¦ Marine | Com Central HVAC (Large) - Fuel Sub - Panel Upgrade - Marine | 0.15505 | 0.186 | 0 | CBSA 2014, adjusted to reflect new efficiencies | 9.6994 | 2032 | 1 | SWHC046-03
COM-HVAC-FS-PU-11.84 | Com ¦ Large Packaged Heat Pump (IEER 14.0) - Fuel Sub - Panel Upgrade - Marine ¦ SDG&E ¦ Marine | Com ¦ Large Packaged Heat Pump (IEER 14.0) - Fuel Sub - Panel Upgrade - Marine | SDG&E ¦ Marine | SDG&E | All | Electric & Gas | Heat pump, IEER 14.0, 240-760 kbtuh, NR | Efficient |  |  | 1 | Conventional | HVAC | Com - Warehouse | Com | ROB Only | 1 | 1000 sqft2 of floor space | Cap-Tons | 15 | DEER:HVAC_Split-Package_HP | 220 | 0 | -27.6 | SWHC046-03 | 907.8 | 2021 | 493.87 | 2021 | 138.9835 | -50.09 | SWHC046-03 | Com Central HVAC (Large) - Fuel Sub - Panel Upgrade - Marine ¦ SDG&E ¦ Marine | Com Central HVAC (Large) - Fuel Sub - Panel Upgrade - Marine | 0.028275 | 0.186 | 0 | CBSA 2014, adjusted to reflect new efficiencies | 50.4078 | 2032 | 1 | SWHC046-03
COM-HVAC-FS-PU-11.85 | Com ¦ Large Packaged Heat Pump (IEER 14.0) - Fuel Sub - Panel Upgrade - Hot-Dry ¦ SDG&E ¦ Hot-Dry | Com ¦ Large Packaged Heat Pump (IEER 14.0) - Fuel Sub - Panel Upgrade - Hot-Dry | SDG&E ¦ Hot-Dry | SDG&E | All | Electric & Gas | Heat pump, IEER 14.0, 240-760 kbtuh, NR | Efficient |  |  | 1 | Conventional | HVAC | Com - College | Com | ROB Only | 1 | 1000 sqft2 of floor space | Cap-Tons | 15 | DEER:HVAC_Split-Package_HP | 50.3042 | 0 | -7.1995 | SWHC046-03 | 907.8 | 2021 | 493.87 | 2021 | 138.9835 | -50.09 | SWHC046-03 | Com Central HVAC (Large) - Fuel Sub - Panel Upgrade - Hot-Dry ¦ SDG&E ¦ Hot-Dry | Com Central HVAC (Large) - Fuel Sub - Panel Upgrade - Hot-Dry | 0.12207 | 0.186 | 0 | CBSA 2014, adjusted to reflect new efficiencies | 19.9509 | 2032 | 1 | SWHC046-03
COM-HVAC-FS-PU-11.86 | Com ¦ Large Packaged Heat Pump (IEER 14.0) - Fuel Sub - Panel Upgrade - Hot-Dry ¦ SDG&E ¦ Hot-Dry | Com ¦ Large Packaged Heat Pump (IEER 14.0) - Fuel Sub - Panel Upgrade - Hot-Dry | SDG&E ¦ Hot-Dry | SDG&E | All | Electric & Gas | Heat pump, IEER 14.0, 240-760 kbtuh, NR | Efficient |  |  | 1 | Conventional | HVAC | Com - Grocery | Com | ROB Only | 1 | 1000 sqft2 of floor space | Cap-Tons | 15 | DEER:HVAC_Split-Package_HP | 676 | 0 | -74 | SWHC046-03 | 907.8 | 2021 | 493.87 | 2021 | 138.9835 | -50.09 | SWHC046-03 | Com Central HVAC (Large) - Fuel Sub - Panel Upgrade - Hot-Dry ¦ SDG&E ¦ Hot-Dry | Com Central HVAC (Large) - Fuel Sub - Panel Upgrade - Hot-Dry | 0.22528 | 0.186 | 0 | CBSA 2014, adjusted to reflect new efficiencies | 135.7419 | 2032 | 1 | SWHC046-03
COM-HVAC-FS-PU-11.87 | Com ¦ Large Packaged Heat Pump (IEER 14.0) - Fuel Sub - Panel Upgrade - Hot-Dry ¦ SDG&E ¦ Hot-Dry | Com ¦ Large Packaged Heat Pump (IEER 14.0) - Fuel Sub - Panel Upgrade - Hot-Dry | SDG&E ¦ Hot-Dry | SDG&E | All | Electric & Gas | Heat pump, IEER 14.0, 240-760 kbtuh, NR | Efficient |  |  | 1 | Conventional | HVAC | Com - Health | Com | ROB Only | 1 | 1000 sqft2 of floor space | Cap-Tons | 15 | DEER:HVAC_Split-Package_HP | 81.8145 | 0 | -10.1976 | SWHC046-03 | 907.8 | 2021 | 493.87 | 2021 | 138.9835 | -50.09 | SWHC046-03 | Com Central HVAC (Large) - Fuel Sub - Panel Upgrade - Hot-Dry ¦ SDG&E ¦ Hot-Dry | Com Central HVAC (Large) - Fuel Sub - Panel Upgrade - Hot-Dry | 0.17567 | 0.186 | 0 | CBSA 2014, adjusted to reflect new efficiencies | 23.4504 | 2032 | 1 | SWHC046-03
COM-HVAC-FS-PU-11.88 | Com ¦ Large Packaged Heat Pump (IEER 14.0) - Fuel Sub - Panel Upgrade - Hot-Dry ¦ SDG&E ¦ Hot-Dry | Com ¦ Large Packaged Heat Pump (IEER 14.0) - Fuel Sub - Panel Upgrade - Hot-Dry | SDG&E ¦ Hot-Dry | SDG&E | All | Electric & Gas | Heat pump, IEER 14.0, 240-760 kbtuh, NR | Efficient |  |  | 1 | Conventional | HVAC | Com - Lodging | Com | ROB Only | 1 | 1000 sqft2 of floor space | Cap-Tons | 15 | DEER:HVAC_Split-Package_HP | 194.2367 | 0 | -24.47 | SWHC046-03 | 907.8 | 2021 | 493.87 | 2021 | 138.9835 | -50.09 | SWHC046-03 | Com Central HVAC (Large) - Fuel Sub - Panel Upgrade - Hot-Dry ¦ SDG&E ¦ Hot-Dry | Com Central HVAC (Large) - Fuel Sub - Panel Upgrade - Hot-Dry | 0.098289 | 0.186 | 0 | CBSA 2014, adjusted to reflect new efficiencies | 211.0958 | 2032 | 1 | SWHC046-03
COM-HVAC-FS-PU-11.89 | Com ¦ Large Packaged Heat Pump (IEER 14.0) - Fuel Sub - Panel Upgrade - Hot-Dry ¦ SDG&E ¦ Hot-Dry | Com ¦ Large Packaged Heat Pump (IEER 14.0) - Fuel Sub - Panel Upgrade - Hot-Dry | SDG&E ¦ Hot-Dry | SDG&E | All | Electric & Gas | Heat pump, IEER 14.0, 240-760 kbtuh, NR | Efficient |  |  | 1 | Conventional | HVAC | Com - Office (Large) | Com | ROB Only | 1 | 1000 sqft2 of floor space | Cap-Tons | 15 | DEER:HVAC_Split-Package_HP | -3.62 | 0 | -0.265 | SWHC046-03 | 907.8 | 2021 | 493.87 | 2021 | 138.9835 | -50.09 | SWHC046-03 | Com Central HVAC (Large) - Fuel Sub - Panel Upgrade - Hot-Dry ¦ SDG&E ¦ Hot-Dry | Com Central HVAC (Large) - Fuel Sub - Panel Upgrade - Hot-Dry | 0.12833 | 0.186 | 0 | CBSA 2014, adjusted to reflect new efficiencies | 1.55 | 2032 | 1 | SWHC046-03
COM-HVAC-FS-PU-11.90 | Com ¦ Large Packaged Heat Pump (IEER 14.0) - Fuel Sub - Panel Upgrade - Hot-Dry ¦ SDG&E ¦ Hot-Dry | Com ¦ Large Packaged Heat Pump (IEER 14.0) - Fuel Sub - Panel Upgrade - Hot-Dry | SDG&E ¦ Hot-Dry | SDG&E | All | Electric & Gas | Heat pump, IEER 14.0, 240-760 kbtuh, NR | Efficient |  |  | 1 | Conventional | HVAC | Com - Office (Small) | Com | ROB Only | 1 | 1000 sqft2 of floor space | Cap-Tons | 15 | DEER:HVAC_Split-Package_HP | 24.1 | 0 | -3.47 | SWHC046-03 | 907.8 | 2021 | 493.87 | 2021 | 138.9835 | -50.09 | SWHC046-03 | Com Central HVAC (Large) - Fuel Sub - Panel Upgrade - Hot-Dry ¦ SDG&E ¦ Hot-Dry | Com Central HVAC (Large) - Fuel Sub - Panel Upgrade - Hot-Dry | 0.15582 | 0.186 | 0 | CBSA 2014, adjusted to reflect new efficiencies | 5.7645 | 2032 | 1 | SWHC046-03
COM-HVAC-FS-PU-11.91 | Com ¦ Large Packaged Heat Pump (IEER 14.0) - Fuel Sub - Panel Upgrade - Hot-Dry ¦ SDG&E ¦ Hot-Dry | Com ¦ Large Packaged Heat Pump (IEER 14.0) - Fuel Sub - Panel Upgrade - Hot-Dry | SDG&E ¦ Hot-Dry | SDG&E | All | Electric & Gas | Heat pump, IEER 14.0, 240-760 kbtuh, NR | Efficient |  |  | 1 | Conventional | HVAC | Com - Other | Com | ROB Only | 1 | 1000 sqft2 of floor space | Cap-Tons | 15 | DEER:HVAC_Split-Package_HP | 118 | 0 | -14.4 | SWHC046-03 | 907.8 | 2021 | 493.87 | 2021 | 138.9835 | -50.09 | SWHC046-03 | Com Central HVAC (Large) - Fuel Sub - Panel Upgrade - Hot-Dry ¦ SDG&E ¦ Hot-Dry | Com Central HVAC (Large) - Fuel Sub - Panel Upgrade - Hot-Dry | 0.21005 | 0.186 | 0 | CBSA 2014, adjusted to reflect new efficiencies | 52.202 | 2032 | 1 | SWHC046-03
COM-HVAC-FS-PU-11.92 | Com ¦ Large Packaged Heat Pump (IEER 14.0) - Fuel Sub - Panel Upgrade - Hot-Dry ¦ SDG&E ¦ Hot-Dry | Com ¦ Large Packaged Heat Pump (IEER 14.0) - Fuel Sub - Panel Upgrade - Hot-Dry | SDG&E ¦ Hot-Dry | SDG&E | All | Electric & Gas | Heat pump, IEER 14.0, 240-760 kbtuh, NR | Efficient |  |  | 1 | Conventional | HVAC | Com - Refrig. Warehouse | Com | ROB Only | 1 | 1000 sqft2 of floor space | Cap-Tons | 15 | DEER:HVAC_Split-Package_HP | 0 | 0 | 0 | SWHC046-03 | 0 | 2021 | 0 | 2021 | 138.9835 | -50.09 | SWHC046-03 | Com Central HVAC (Large) - Fuel Sub - Panel Upgrade - Hot-Dry ¦ SDG&E ¦ Hot-Dry | Com Central HVAC (Large) - Fuel Sub - Panel Upgrade - Hot-Dry | 0 | 0.186 | 0 | CBSA 2014, adjusted to reflect new efficiencies | 0 | 2032 | 1 | SWHC046-03
COM-HVAC-FS-PU-11.93 | Com ¦ Large Packaged Heat Pump (IEER 14.0) - Fuel Sub - Panel Upgrade - Hot-Dry ¦ SDG&E ¦ Hot-Dry | Com ¦ Large Packaged Heat Pump (IEER 14.0) - Fuel Sub - Panel Upgrade - Hot-Dry | SDG&E ¦ Hot-Dry | SDG&E | All | Electric & Gas | Heat pump, IEER 14.0, 240-760 kbtuh, NR | Efficient |  |  | 1 | Conventional | HVAC | Com - Restaurant | Com | ROB Only | 1 | 1000 sqft2 of floor space | Cap-Tons | 15 | DEER:HVAC_Split-Package_HP | 15.2704 | 0 | -2.8423 | SWHC046-03 | 907.8 | 2021 | 493.87 | 2021 | 138.9835 | -50.09 | SWHC046-03 | Com Central HVAC (Large) - Fuel Sub - Panel Upgrade - Hot-Dry ¦ SDG&E ¦ Hot-Dry | Com Central HVAC (Large) - Fuel Sub - Panel Upgrade - Hot-Dry | 0.22744 | 0.186 | 0 | CBSA 2014, adjusted to reflect new efficiencies | 1.8639 | 2032 | 1 | SWHC046-03
COM-HVAC-FS-PU-11.94 | Com ¦ Large Packaged Heat Pump (IEER 14.0) - Fuel Sub - Panel Upgrade - Hot-Dry ¦ SDG&E ¦ Hot-Dry | Com ¦ Large Packaged Heat Pump (IEER 14.0) - Fuel Sub - Panel Upgrade - Hot-Dry | SDG&E ¦ Hot-Dry | SDG&E | All | Electric & Gas | Heat pump, IEER 14.0, 240-760 kbtuh, NR | Efficient |  |  | 1 | Conventional | HVAC | Com - Retail | Com | ROB Only | 1 | 1000 sqft2 of floor space | Cap-Tons | 15 | DEER:HVAC_Split-Package_HP | 41.6123 | 0 | -6.1456 | SWHC046-03 | 907.8 | 2021 | 493.87 | 2021 | 138.9835 | -50.09 | SWHC046-03 | Com Central HVAC (Large) - Fuel Sub - Panel Upgrade - Hot-Dry ¦ SDG&E ¦ Hot-Dry | Com Central HVAC (Large) - Fuel Sub - Panel Upgrade - Hot-Dry | 0.092203 | 0.186 | 0 | CBSA 2014, adjusted to reflect new efficiencies | 15.7472 | 2032 | 1 | SWHC046-03
COM-HVAC-FS-PU-11.95 | Com ¦ Large Packaged Heat Pump (IEER 14.0) - Fuel Sub - Panel Upgrade - Hot-Dry ¦ SDG&E ¦ Hot-Dry | Com ¦ Large Packaged Heat Pump (IEER 14.0) - Fuel Sub - Panel Upgrade - Hot-Dry | SDG&E ¦ Hot-Dry | SDG&E | All | Electric & Gas | Heat pump, IEER 14.0, 240-760 kbtuh, NR | Efficient |  |  | 1 | Conventional | HVAC | Com - School | Com | ROB Only | 1 | 1000 sqft2 of floor space | Cap-Tons | 15 | DEER:HVAC_Split-Package_HP | 51.0583 | 0 | -7.2205 | SWHC046-03 | 907.8 | 2021 | 493.87 | 2021 | 138.9835 | -50.09 | SWHC046-03 | Com Central HVAC (Large) - Fuel Sub - Panel Upgrade - Hot-Dry ¦ SDG&E ¦ Hot-Dry | Com Central HVAC (Large) - Fuel Sub - Panel Upgrade - Hot-Dry | 0.15505 | 0.186 | 0 | CBSA 2014, adjusted to reflect new efficiencies | 8.0903 | 2032 | 1 | SWHC046-03
COM-HVAC-FS-PU-11.96 | Com ¦ Large Packaged Heat Pump (IEER 14.0) - Fuel Sub - Panel Upgrade - Hot-Dry ¦ SDG&E ¦ Hot-Dry | Com ¦ Large Packaged Heat Pump (IEER 14.0) - Fuel Sub - Panel Upgrade - Hot-Dry | SDG&E ¦ Hot-Dry | SDG&E | All | Electric & Gas | Heat pump, IEER 14.0, 240-760 kbtuh, NR | Efficient |  |  | 1 | Conventional | HVAC | Com - Warehouse | Com | ROB Only | 1 | 1000 sqft2 of floor space | Cap-Tons | 15 | DEER:HVAC_Split-Package_HP | 201 | 0 | -25.2 | SWHC046-03 | 907.8 | 2021 | 493.87 | 2021 | 138.9835 | -50.09 | SWHC046-03 | Com Central HVAC (Large) - Fuel Sub - Panel Upgrade - Hot-Dry ¦ SDG&E ¦ Hot-Dry | Com Central HVAC (Large) - Fuel Sub - Panel Upgrade - Hot-Dry | 0.028275 | 0.186 | 0 | CBSA 2014, adjusted to reflect new efficiencies | 45.9854 | 2032 | 1 | SWHC046-03
COM-HVAC-FS-20.1 | Com ¦ Small Code HVAC System Integrated Furnace and AC - Marine ¦ PG&E ¦ Marine | Com ¦ Small Code HVAC System Integrated Furnace and AC - Marine | PG&E ¦ Marine | PG&E | All | Electric & Gas | Code AC with gas furnace, <65 kbtuh | Average Existing and Code |  | 2029 | 1 | Conventional | HVAC | Com - College | Com | ROB Only | 0 | 1000 sqft2 of floor space | Cap-Tons | 15 | DEER:HVAC_Split-Package_HP | 0 | 0 | 0 | SWHC046-03 | 1093.6667 | 2021 | 569.55 | 2021 | 0 | 0 | SWHC046-03 | Com Central HVAC (Small) - Fuel Sub - Marine ¦ PG&E ¦ Marine | Com Central HVAC (Small) - Fuel Sub - Marine | 0.020331 | 0.814 | 1 | CBSA 2014, adjusted to reflect new efficiencies | 0 | 2012 | 1 | SWHC046-03
COM-HVAC-FS-20.2 | Com ¦ Small Code HVAC System Integrated Furnace and AC - Marine ¦ PG&E ¦ Marine | Com ¦ Small Code HVAC System Integrated Furnace and AC - Marine | PG&E ¦ Marine | PG&E | All | Electric & Gas | Code AC with gas furnace, <65 kbtuh | Average Existing and Code |  | 2029 | 1 | Conventional | HVAC | Com - Grocery | Com | ROB Only | 0 | 1000 sqft2 of floor space | Cap-Tons | 15 | DEER:HVAC_Split-Package_HP | 0 | 0 | 0 | SWHC046-03 | 1093.6667 | 2021 | 569.55 | 2021 | 0 | 0 | SWHC046-03 | Com Central HVAC (Small) - Fuel Sub - Marine ¦ PG&E ¦ Marine | Com Central HVAC (Small) - Fuel Sub - Marine | 0.033922 | 0.814 | 1 | CBSA 2014, adjusted to reflect new efficiencies | 0 | 2012 | 1 | SWHC046-03
COM-HVAC-FS-20.3 | Com ¦ Small Code HVAC System Integrated Furnace and AC - Marine ¦ PG&E ¦ Marine | Com ¦ Small Code HVAC System Integrated Furnace and AC - Marine | PG&E ¦ Marine | PG&E | All | Electric & Gas | Code AC with gas furnace, <65 kbtuh | Average Existing and Code |  | 2029 | 1 | Conventional | HVAC | Com - Health | Com | ROB Only | 0 | 1000 sqft2 of floor space | Cap-Tons | 15 | DEER:HVAC_Split-Package_HP | 0 | 0 | 0 | SWHC046-03 | 1093.6667 | 2021 | 569.55 | 2021 | 0 | 0 | SWHC046-03 | Com Central HVAC (Small) - Fuel Sub - Marine ¦ PG&E ¦ Marine | Com Central HVAC (Small) - Fuel Sub - Marine | 0.030022 | 0.814 | 1 | CBSA 2014, adjusted to reflect new efficiencies | 0 | 2012 | 1 | SWHC046-03
COM-HVAC-FS-20.4 | Com ¦ Small Code HVAC System Integrated Furnace and AC - Marine ¦ PG&E ¦ Marine | Com ¦ Small Code HVAC System Integrated Furnace and AC - Marine | PG&E ¦ Marine | PG&E | All | Electric & Gas | Code AC with gas furnace, <65 kbtuh | Average Existing and Code |  | 2029 | 1 | Conventional | HVAC | Com - Lodging | Com | ROB Only | 0 | 1000 sqft2 of floor space | Cap-Tons | 15 | DEER:HVAC_Split-Package_HP | 0 | 0 | 0 | SWHC046-03 | 1093.6667 | 2021 | 569.55 | 2021 | 0 | 0 | SWHC046-03 | Com Central HVAC (Small) - Fuel Sub - Marine ¦ PG&E ¦ Marine | Com Central HVAC (Small) - Fuel Sub - Marine | 0.016003 | 0.814 | 1 | CBSA 2014, adjusted to reflect new efficiencies | 0 | 2012 | 1 | SWHC046-03
COM-HVAC-FS-20.5 | Com ¦ Small Code HVAC System Integrated Furnace and AC - Marine ¦ PG&E ¦ Marine | Com ¦ Small Code HVAC System Integrated Furnace and AC - Marine | PG&E ¦ Marine | PG&E | All | Electric & Gas | Code AC with gas furnace, <65 kbtuh | Average Existing and Code |  | 2029 | 1 | Conventional | HVAC | Com - Office (Large) | Com | ROB Only | 0 | 1000 sqft2 of floor space | Cap-Tons | 15 | DEER:HVAC_Split-Package_HP | 0 | 0 | 0 | SWHC046-03 | 1093.6667 | 2021 | 569.55 | 2021 | 0 | 0 | SWHC046-03 | Com Central HVAC (Small) - Fuel Sub - Marine ¦ PG&E ¦ Marine | Com Central HVAC (Small) - Fuel Sub - Marine | 0.021319 | 0.814 | 1 | CBSA 2014, adjusted to reflect new efficiencies | 0 | 2012 | 1 | SWHC046-03
COM-HVAC-FS-20.6 | Com ¦ Small Code HVAC System Integrated Furnace and AC - Marine ¦ PG&E ¦ Marine | Com ¦ Small Code HVAC System Integrated Furnace and AC - Marine | PG&E ¦ Marine | PG&E | All | Electric & Gas | Code AC with gas furnace, <65 kbtuh | Average Existing and Code |  | 2029 | 1 | Conventional | HVAC | Com - Office (Small) | Com | ROB Only | 0 | 1000 sqft2 of floor space | Cap-Tons | 15 | DEER:HVAC_Split-Package_HP | 0 | 0 | 0 | SWHC046-03 | 1093.6667 | 2021 | 569.55 | 2021 | 0 | 0 | SWHC046-03 | Com Central HVAC (Small) - Fuel Sub - Marine ¦ PG&E ¦ Marine | Com Central HVAC (Small) - Fuel Sub - Marine | 0.024933 | 0.814 | 1 | CBSA 2014, adjusted to reflect new efficiencies | 0 | 2012 | 1 | SWHC046-03
COM-HVAC-FS-20.7 | Com ¦ Small Code HVAC System Integrated Furnace and AC - Marine ¦ PG&E ¦ Marine | Com ¦ Small Code HVAC System Integrated Furnace and AC - Marine | PG&E ¦ Marine | PG&E | All | Electric & Gas | Code AC with gas furnace, <65 kbtuh | Average Existing and Code |  | 2029 | 1 | Conventional | HVAC | Com - Other | Com | ROB Only | 0 | 1000 sqft2 of floor space | Cap-Tons | 15 | DEER:HVAC_Split-Package_HP | 0 | 0 | 0 | SWHC046-03 | 1093.6667 | 2021 | 569.55 | 2021 | 0 | 0 | SWHC046-03 | Com Central HVAC (Small) - Fuel Sub - Marine ¦ PG&E ¦ Marine | Com Central HVAC (Small) - Fuel Sub - Marine | 0.0353 | 0.814 | 1 | CBSA 2014, adjusted to reflect new efficiencies | 0 | 2012 | 1 | SWHC046-03
COM-HVAC-FS-20.8 | Com ¦ Small Code HVAC System Integrated Furnace and AC - Marine ¦ PG&E ¦ Marine | Com ¦ Small Code HVAC System Integrated Furnace and AC - Marine | PG&E ¦ Marine | PG&E | All | Electric & Gas | Code AC with gas furnace, <65 kbtuh | Average Existing and Code |  | 2029 | 1 | Conventional | HVAC | Com - Refrig. Warehouse | Com | ROB Only | 0 | 1000 sqft2 of floor space | Cap-Tons | 15 | DEER:HVAC_Split-Package_HP | 0 | 0 | 0 | SWHC046-03 | 0 | 2021 | 0 | 2021 | 0 | 0 | SWHC046-03 | Com Central HVAC (Small) - Fuel Sub - Marine ¦ PG&E ¦ Marine | Com Central HVAC (Small) - Fuel Sub - Marine | 0 | 0.814 | 1 | CBSA 2014, adjusted to reflect new efficiencies | 0 | 2012 | 1 | SWHC046-03
COM-HVAC-FS-20.9 | Com ¦ Small Code HVAC System Integrated Furnace and AC - Marine ¦ PG&E ¦ Marine | Com ¦ Small Code HVAC System Integrated Furnace and AC - Marine | PG&E ¦ Marine | PG&E | All | Electric & Gas | Code AC with gas furnace, <65 kbtuh | Average Existing and Code |  | 2029 | 1 | Conventional | HVAC | Com - Restaurant | Com | ROB Only | 0 | 1000 sqft2 of floor space | Cap-Tons | 15 | DEER:HVAC_Split-Package_HP | 0 | 0 | 0 | SWHC046-03 | 1093.6667 | 2021 | 569.55 | 2021 | 0 | 0 | SWHC046-03 | Com Central HVAC (Small) - Fuel Sub - Marine ¦ PG&E ¦ Marine | Com Central HVAC (Small) - Fuel Sub - Marine | 0.036027 | 0.814 | 1 | CBSA 2014, adjusted to reflect new efficiencies | 0 | 2012 | 1 | SWHC046-03
COM-HVAC-FS-20.10 | Com ¦ Small Code HVAC System Integrated Furnace and AC - Marine ¦ PG&E ¦ Marine | Com ¦ Small Code HVAC System Integrated Furnace and AC - Marine | PG&E ¦ Marine | PG&E | All | Electric & Gas | Code AC with gas furnace, <65 kbtuh | Average Existing and Code |  | 2029 | 1 | Conventional | HVAC | Com - Retail | Com | ROB Only | 0 | 1000 sqft2 of floor space | Cap-Tons | 15 | DEER:HVAC_Split-Package_HP | 0 | 0 | 0 | SWHC046-03 | 1093.6667 | 2021 | 569.55 | 2021 | 0 | 0 | SWHC046-03 | Com Central HVAC (Small) - Fuel Sub - Marine ¦ PG&E ¦ Marine | Com Central HVAC (Small) - Fuel Sub - Marine | 0.015015 | 0.814 | 1 | CBSA 2014, adjusted to reflect new efficiencies | 0 | 2012 | 1 | SWHC046-03
COM-HVAC-FS-20.11 | Com ¦ Small Code HVAC System Integrated Furnace and AC - Marine ¦ PG&E ¦ Marine | Com ¦ Small Code HVAC System Integrated Furnace and AC - Marine | PG&E ¦ Marine | PG&E | All | Electric & Gas | Code AC with gas furnace, <65 kbtuh | Average Existing and Code |  | 2029 | 1 | Conventional | HVAC | Com - School | Com | ROB Only | 0 | 1000 sqft2 of floor space | Cap-Tons | 15 | DEER:HVAC_Split-Package_HP | 0 | 0 | 0 | SWHC046-03 | 1093.6667 | 2021 | 569.55 | 2021 | 0 | 0 | SWHC046-03 | Com Central HVAC (Small) - Fuel Sub - Marine ¦ PG&E ¦ Marine | Com Central HVAC (Small) - Fuel Sub - Marine | 0.0228 | 0.814 | 1 | CBSA 2014, adjusted to reflect new efficiencies | 0 | 2012 | 1 | SWHC046-03
COM-HVAC-FS-20.12 | Com ¦ Small Code HVAC System Integrated Furnace and AC - Marine ¦ PG&E ¦ Marine | Com ¦ Small Code HVAC System Integrated Furnace and AC - Marine | PG&E ¦ Marine | PG&E | All | Electric & Gas | Code AC with gas furnace, <65 kbtuh | Average Existing and Code |  | 2029 | 1 | Conventional | HVAC | Com - Warehouse | Com | ROB Only | 0 | 1000 sqft2 of floor space | Cap-Tons | 15 | DEER:HVAC_Split-Package_HP | 0 | 0 | 0 | SWHC046-03 | 1093.6667 | 2021 | 569.55 | 2021 | 0 | 0 | SWHC046-03 | Com Central HVAC (Small) - Fuel Sub - Marine ¦ PG&E ¦ Marine | Com Central HVAC (Small) - Fuel Sub - Marine | 0.0046728 | 0.814 | 1 | CBSA 2014, adjusted to reflect new efficiencies | 0 | 2012 | 1 | SWHC046-03
COM-HVAC-FS-20.13 | Com ¦ Small Code HVAC System Integrated Furnace and AC - Hot-Dry ¦ PG&E ¦ Hot-Dry | Com ¦ Small Code HVAC System Integrated Furnace and AC - Hot-Dry | PG&E ¦ Hot-Dry | PG&E | All | Electric & Gas | Code AC with gas furnace, <65 kbtuh | Average Existing and Code |  | 2029 | 1 | Conventional | HVAC | Com - College | Com | ROB Only | 0 | 1000 sqft2 of floor space | Cap-Tons | 15 | DEER:HVAC_Split-Package_HP | 0 | 0 | 0 | SWHC046-03 | 1093.6667 | 2021 | 569.55 | 2021 | 0 | 0 | SWHC046-03 | Com Central HVAC (Small) - Fuel Sub - Hot-Dry ¦ PG&E ¦ Hot-Dry | Com Central HVAC (Small) - Fuel Sub - Hot-Dry | 0.020331 | 0.814 | 1 | CBSA 2014, adjusted to reflect new efficiencies | 0 | 2012 | 1 | SWHC046-03
COM-HVAC-FS-20.14 | Com ¦ Small Code HVAC System Integrated Furnace and AC - Hot-Dry ¦ PG&E ¦ Hot-Dry | Com ¦ Small Code HVAC System Integrated Furnace and AC - Hot-Dry | PG&E ¦ Hot-Dry | PG&E | All | Electric & Gas | Code AC with gas furnace, <65 kbtuh | Average Existing and Code |  | 2029 | 1 | Conventional | HVAC | Com - Grocery | Com | ROB Only | 0 | 1000 sqft2 of floor space | Cap-Tons | 15 | DEER:HVAC_Split-Package_HP | 0 | 0 | 0 | SWHC046-03 | 1093.6667 | 2021 | 569.55 | 2021 | 0 | 0 | SWHC046-03 | Com Central HVAC (Small) - Fuel Sub - Hot-Dry ¦ PG&E ¦ Hot-Dry | Com Central HVAC (Small) - Fuel Sub - Hot-Dry | 0.033922 | 0.814 | 1 | CBSA 2014, adjusted to reflect new efficiencies | 0 | 2012 | 1 | SWHC046-03
COM-HVAC-FS-20.15 | Com ¦ Small Code HVAC System Integrated Furnace and AC - Hot-Dry ¦ PG&E ¦ Hot-Dry | Com ¦ Small Code HVAC System Integrated Furnace and AC - Hot-Dry | PG&E ¦ Hot-Dry | PG&E | All | Electric & Gas | Code AC with gas furnace, <65 kbtuh | Average Existing and Code |  | 2029 | 1 | Conventional | HVAC | Com - Health | Com | ROB Only | 0 | 1000 sqft2 of floor space | Cap-Tons | 15 | DEER:HVAC_Split-Package_HP | 0 | 0 | 0 | SWHC046-03 | 1093.6667 | 2021 | 569.55 | 2021 | 0 | 0 | SWHC046-03 | Com Central HVAC (Small) - Fuel Sub - Hot-Dry ¦ PG&E ¦ Hot-Dry | Com Central HVAC (Small) - Fuel Sub - Hot-Dry | 0.030022 | 0.814 | 1 | CBSA 2014, adjusted to reflect new efficiencies | 0 | 2012 | 1 | SWHC046-03
COM-HVAC-FS-20.16 | Com ¦ Small Code HVAC System Integrated Furnace and AC - Hot-Dry ¦ PG&E ¦ Hot-Dry | Com ¦ Small Code HVAC System Integrated Furnace and AC - Hot-Dry | PG&E ¦ Hot-Dry | PG&E | All | Electric & Gas | Code AC with gas furnace, <65 kbtuh | Average Existing and Code |  | 2029 | 1 | Conventional | HVAC | Com - Lodging | Com | ROB Only | 0 | 1000 sqft2 of floor space | Cap-Tons | 15 | DEER:HVAC_Split-Package_HP | 0 | 0 | 0 | SWHC046-03 | 1093.6667 | 2021 | 569.55 | 2021 | 0 | 0 | SWHC046-03 | Com Central HVAC (Small) - Fuel Sub - Hot-Dry ¦ PG&E ¦ Hot-Dry | Com Central HVAC (Small) - Fuel Sub - Hot-Dry | 0.016003 | 0.814 | 1 | CBSA 2014, adjusted to reflect new efficiencies | 0 | 2012 | 1 | SWHC046-03
COM-HVAC-FS-20.17 | Com ¦ Small Code HVAC System Integrated Furnace and AC - Hot-Dry ¦ PG&E ¦ Hot-Dry | Com ¦ Small Code HVAC System Integrated Furnace and AC - Hot-Dry | PG&E ¦ Hot-Dry | PG&E | All | Electric & Gas | Code AC with gas furnace, <65 kbtuh | Average Existing and Code |  | 2029 | 1 | Conventional | HVAC | Com - Office (Large) | Com | ROB Only | 0 | 1000 sqft2 of floor space | Cap-Tons | 15 | DEER:HVAC_Split-Package_HP | 0 | 0 | 0 | SWHC046-03 | 1093.6667 | 2021 | 569.55 | 2021 | 0 | 0 | SWHC046-03 | Com Central HVAC (Small) - Fuel Sub - Hot-Dry ¦ PG&E ¦ Hot-Dry | Com Central HVAC (Small) - Fuel Sub - Hot-Dry | 0.021319 | 0.814 | 1 | CBSA 2014, adjusted to reflect new efficiencies | 0 | 2012 | 1 | SWHC046-03
COM-HVAC-FS-20.18 | Com ¦ Small Code HVAC System Integrated Furnace and AC - Hot-Dry ¦ PG&E ¦ Hot-Dry | Com ¦ Small Code HVAC System Integrated Furnace and AC - Hot-Dry | PG&E ¦ Hot-Dry | PG&E | All | Electric & Gas | Code AC with gas furnace, <65 kbtuh | Average Existing and Code |  | 2029 | 1 | Conventional | HVAC | Com - Office (Small) | Com | ROB Only | 0 | 1000 sqft2 of floor space | Cap-Tons | 15 | DEER:HVAC_Split-Package_HP | 0 | 0 | 0 | SWHC046-03 | 1093.6667 | 2021 | 569.55 | 2021 | 0 | 0 | SWHC046-03 | Com Central HVAC (Small) - Fuel Sub - Hot-Dry ¦ PG&E ¦ Hot-Dry | Com Central HVAC (Small) - Fuel Sub - Hot-Dry | 0.024933 | 0.814 | 1 | CBSA 2014, adjusted to reflect new efficiencies | 0 | 2012 | 1 | SWHC046-03
COM-HVAC-FS-20.19 | Com ¦ Small Code HVAC System Integrated Furnace and AC - Hot-Dry ¦ PG&E ¦ Hot-Dry | Com ¦ Small Code HVAC System Integrated Furnace and AC - Hot-Dry | PG&E ¦ Hot-Dry | PG&E | All | Electric & Gas | Code AC with gas furnace, <65 kbtuh | Average Existing and Code |  | 2029 | 1 | Conventional | HVAC | Com - Other | Com | ROB Only | 0 | 1000 sqft2 of floor space | Cap-Tons | 15 | DEER:HVAC_Split-Package_HP | 0 | 0 | 0 | SWHC046-03 | 1093.6667 | 2021 | 569.55 | 2021 | 0 | 0 | SWHC046-03 | Com Central HVAC (Small) - Fuel Sub - Hot-Dry ¦ PG&E ¦ Hot-Dry | Com Central HVAC (Small) - Fuel Sub - Hot-Dry | 0.0353 | 0.814 | 1 | CBSA 2014, adjusted to reflect new efficiencies | 0 | 2012 | 1 | SWHC046-03
COM-HVAC-FS-20.20 | Com ¦ Small Code HVAC System Integrated Furnace and AC - Hot-Dry ¦ PG&E ¦ Hot-Dry | Com ¦ Small Code HVAC System Integrated Furnace and AC - Hot-Dry | PG&E ¦ Hot-Dry | PG&E | All | Electric & Gas | Code AC with gas furnace, <65 kbtuh | Average Existing and Code |  | 2029 | 1 | Conventional | HVAC | Com - Refrig. Warehouse | Com | ROB Only | 0 | 1000 sqft2 of floor space | Cap-Tons | 15 | DEER:HVAC_Split-Package_HP | 0 | 0 | 0 | SWHC046-03 | 0 | 2021 | 0 | 2021 | 0 | 0 | SWHC046-03 | Com Central HVAC (Small) - Fuel Sub - Hot-Dry ¦ PG&E ¦ Hot-Dry | Com Central HVAC (Small) - Fuel Sub - Hot-Dry | 0 | 0.814 | 1 | CBSA 2014, adjusted to reflect new efficiencies | 0 | 2012 | 1 | SWHC046-03
COM-HVAC-FS-20.21 | Com ¦ Small Code HVAC System Integrated Furnace and AC - Hot-Dry ¦ PG&E ¦ Hot-Dry | Com ¦ Small Code HVAC System Integrated Furnace and AC - Hot-Dry | PG&E ¦ Hot-Dry | PG&E | All | Electric & Gas | Code AC with gas furnace, <65 kbtuh | Average Existing and Code |  | 2029 | 1 | Conventional | HVAC | Com - Restaurant | Com | ROB Only | 0 | 1000 sqft2 of floor space | Cap-Tons | 15 | DEER:HVAC_Split-Package_HP | 0 | 0 | 0 | SWHC046-03 | 1093.6667 | 2021 | 569.55 | 2021 | 0 | 0 | SWHC046-03 | Com Central HVAC (Small) - Fuel Sub - Hot-Dry ¦ PG&E ¦ Hot-Dry | Com Central HVAC (Small) - Fuel Sub - Hot-Dry | 0.036027 | 0.814 | 1 | CBSA 2014, adjusted to reflect new efficiencies | 0 | 2012 | 1 | SWHC046-03
COM-HVAC-FS-20.22 | Com ¦ Small Code HVAC System Integrated Furnace and AC - Hot-Dry ¦ PG&E ¦ Hot-Dry | Com ¦ Small Code HVAC System Integrated Furnace and AC - Hot-Dry | PG&E ¦ Hot-Dry | PG&E | All | Electric & Gas | Code AC with gas furnace, <65 kbtuh | Average Existing and Code |  | 2029 | 1 | Conventional | HVAC | Com - Retail | Com | ROB Only | 0 | 1000 sqft2 of floor space | Cap-Tons | 15 | DEER:HVAC_Split-Package_HP | 0 | 0 | 0 | SWHC046-03 | 1093.6667 | 2021 | 569.55 | 2021 | 0 | 0 | SWHC046-03 | Com Central HVAC (Small) - Fuel Sub - Hot-Dry ¦ PG&E ¦ Hot-Dry | Com Central HVAC (Small) - Fuel Sub - Hot-Dry | 0.015015 | 0.814 | 1 | CBSA 2014, adjusted to reflect new efficiencies | 0 | 2012 | 1 | SWHC046-03
COM-HVAC-FS-20.23 | Com ¦ Small Code HVAC System Integrated Furnace and AC - Hot-Dry ¦ PG&E ¦ Hot-Dry | Com ¦ Small Code HVAC System Integrated Furnace and AC - Hot-Dry | PG&E ¦ Hot-Dry | PG&E | All | Electric & Gas | Code AC with gas furnace, <65 kbtuh | Average Existing and Code |  | 2029 | 1 | Conventional | HVAC | Com - School | Com | ROB Only | 0 | 1000 sqft2 of floor space | Cap-Tons | 15 | DEER:HVAC_Split-Package_HP | 0 | 0 | 0 | SWHC046-03 | 1093.6667 | 2021 | 569.55 | 2021 | 0 | 0 | SWHC046-03 | Com Central HVAC (Small) - Fuel Sub - Hot-Dry ¦ PG&E ¦ Hot-Dry | Com Central HVAC (Small) - Fuel Sub - Hot-Dry | 0.0228 | 0.814 | 1 | CBSA 2014, adjusted to reflect new efficiencies | 0 | 2012 | 1 | SWHC046-03
COM-HVAC-FS-20.24 | Com ¦ Small Code HVAC System Integrated Furnace and AC - Hot-Dry ¦ PG&E ¦ Hot-Dry | Com ¦ Small Code HVAC System Integrated Furnace and AC - Hot-Dry | PG&E ¦ Hot-Dry | PG&E | All | Electric & Gas | Code AC with gas furnace, <65 kbtuh | Average Existing and Code |  | 2029 | 1 | Conventional | HVAC | Com - Warehouse | Com | ROB Only | 0 | 1000 sqft2 of floor space | Cap-Tons | 15 | DEER:HVAC_Split-Package_HP | 0 | 0 | 0 | SWHC046-03 | 1093.6667 | 2021 | 569.55 | 2021 | 0 | 0 | SWHC046-03 | Com Central HVAC (Small) - Fuel Sub - Hot-Dry ¦ PG&E ¦ Hot-Dry | Com Central HVAC (Small) - Fuel Sub - Hot-Dry | 0.0046728 | 0.814 | 1 | CBSA 2014, adjusted to reflect new efficiencies | 0 | 2012 | 1 | SWHC046-03
COM-HVAC-FS-20.25 | Com ¦ Small Code HVAC System Integrated Furnace and AC - Cold ¦ PG&E ¦ Cold | Com ¦ Small Code HVAC System Integrated Furnace and AC - Cold | PG&E ¦ Cold | PG&E | All | Electric & Gas | Code AC with gas furnace, <65 kbtuh | Average Existing and Code |  | 2029 | 1 | Conventional | HVAC | Com - College | Com | ROB Only | 0 | 1000 sqft2 of floor space | Cap-Tons | 15 | DEER:HVAC_Split-Package_HP | 0 | 0 | 0 | SWHC046-03 | 1093.6667 | 2021 | 569.55 | 2021 | 0 | 0 | SWHC046-03 | Com Central HVAC (Small) - Fuel Sub - Cold ¦ PG&E ¦ Cold | Com Central HVAC (Small) - Fuel Sub - Cold | 0.020331 | 0.814 | 1 | CBSA 2014, adjusted to reflect new efficiencies | 0 | 2012 | 1 | SWHC046-03
COM-HVAC-FS-20.26 | Com ¦ Small Code HVAC System Integrated Furnace and AC - Cold ¦ PG&E ¦ Cold | Com ¦ Small Code HVAC System Integrated Furnace and AC - Cold | PG&E ¦ Cold | PG&E | All | Electric & Gas | Code AC with gas furnace, <65 kbtuh | Average Existing and Code |  | 2029 | 1 | Conventional | HVAC | Com - Grocery | Com | ROB Only | 0 | 1000 sqft2 of floor space | Cap-Tons | 15 | DEER:HVAC_Split-Package_HP | 0 | 0 | 0 | SWHC046-03 | 1093.6667 | 2021 | 569.55 | 2021 | 0 | 0 | SWHC046-03 | Com Central HVAC (Small) - Fuel Sub - Cold ¦ PG&E ¦ Cold | Com Central HVAC (Small) - Fuel Sub - Cold | 0.033922 | 0.814 | 1 | CBSA 2014, adjusted to reflect new efficiencies | 0 | 2012 | 1 | SWHC046-03
COM-HVAC-FS-20.27 | Com ¦ Small Code HVAC System Integrated Furnace and AC - Cold ¦ PG&E ¦ Cold | Com ¦ Small Code HVAC System Integrated Furnace and AC - Cold | PG&E ¦ Cold | PG&E | All | Electric & Gas | Code AC with gas furnace, <65 kbtuh | Average Existing and Code |  | 2029 | 1 | Conventional | HVAC | Com - Health | Com | ROB Only | 0 | 1000 sqft2 of floor space | Cap-Tons | 15 | DEER:HVAC_Split-Package_HP | 0 | 0 | 0 | SWHC046-03 | 1093.6667 | 2021 | 569.55 | 2021 | 0 | 0 | SWHC046-03 | Com Central HVAC (Small) - Fuel Sub - Cold ¦ PG&E ¦ Cold | Com Central HVAC (Small) - Fuel Sub - Cold | 0.030022 | 0.814 | 1 | CBSA 2014, adjusted to reflect new efficiencies | 0 | 2012 | 1 | SWHC046-03
COM-HVAC-FS-20.28 | Com ¦ Small Code HVAC System Integrated Furnace and AC - Cold ¦ PG&E ¦ Cold | Com ¦ Small Code HVAC System Integrated Furnace and AC - Cold | PG&E ¦ Cold | PG&E | All | Electric & Gas | Code AC with gas furnace, <65 kbtuh | Average Existing and Code |  | 2029 | 1 | Conventional | HVAC | Com - Lodging | Com | ROB Only | 0 | 1000 sqft2 of floor space | Cap-Tons | 15 | DEER:HVAC_Split-Package_HP | 0 | 0 | 0 | SWHC046-03 | 1093.6667 | 2021 | 569.55 | 2021 | 0 | 0 | SWHC046-03 | Com Central HVAC (Small) - Fuel Sub - Cold ¦ PG&E ¦ Cold | Com Central HVAC (Small) - Fuel Sub - Cold | 0.016003 | 0.814 | 1 | CBSA 2014, adjusted to reflect new efficiencies | 0 | 2012 | 1 | SWHC046-03
COM-HVAC-FS-20.29 | Com ¦ Small Code HVAC System Integrated Furnace and AC - Cold ¦ PG&E ¦ Cold | Com ¦ Small Code HVAC System Integrated Furnace and AC - Cold | PG&E ¦ Cold | PG&E | All | Electric & Gas | Code AC with gas furnace, <65 kbtuh | Average Existing and Code |  | 2029 | 1 | Conventional | HVAC | Com - Office (Large) | Com | ROB Only | 0 | 1000 sqft2 of floor space | Cap-Tons | 15 | DEER:HVAC_Split-Package_HP | 0 | 0 | 0 | SWHC046-03 | 1093.6667 | 2021 | 569.55 | 2021 | 0 | 0 | SWHC046-03 | Com Central HVAC (Small) - Fuel Sub - Cold ¦ PG&E ¦ Cold | Com Central HVAC (Small) - Fuel Sub - Cold | 0.021319 | 0.814 | 1 | CBSA 2014, adjusted to reflect new efficiencies | 0 | 2012 | 1 | SWHC046-03
COM-HVAC-FS-20.30 | Com ¦ Small Code HVAC System Integrated Furnace and AC - Cold ¦ PG&E ¦ Cold | Com ¦ Small Code HVAC System Integrated Furnace and AC - Cold | PG&E ¦ Cold | PG&E | All | Electric & Gas | Code AC with gas furnace, <65 kbtuh | Average Existing and Code |  | 2029 | 1 | Conventional | HVAC | Com - Office (Small) | Com | ROB Only | 0 | 1000 sqft2 of floor space | Cap-Tons | 15 | DEER:HVAC_Split-Package_HP | 0 | 0 | 0 | SWHC046-03 | 1093.6667 | 2021 | 569.55 | 2021 | 0 | 0 | SWHC046-03 | Com Central HVAC (Small) - Fuel Sub - Cold ¦ PG&E ¦ Cold | Com Central HVAC (Small) - Fuel Sub - Cold | 0.024933 | 0.814 | 1 | CBSA 2014, adjusted to reflect new efficiencies | 0 | 2012 | 1 | SWHC046-03
COM-HVAC-FS-20.31 | Com ¦ Small Code HVAC System Integrated Furnace and AC - Cold ¦ PG&E ¦ Cold | Com ¦ Small Code HVAC System Integrated Furnace and AC - Cold | PG&E ¦ Cold | PG&E | All | Electric & Gas | Code AC with gas furnace, <65 kbtuh | Average Existing and Code |  | 2029 | 1 | Conventional | HVAC | Com - Other | Com | ROB Only | 0 | 1000 sqft2 of floor space | Cap-Tons | 15 | DEER:HVAC_Split-Package_HP | 0 | 0 | 0 | SWHC046-03 | 1093.6667 | 2021 | 569.55 | 2021 | 0 | 0 | SWHC046-03 | Com Central HVAC (Small) - Fuel Sub - Cold ¦ PG&E ¦ Cold | Com Central HVAC (Small) - Fuel Sub - Cold | 0.0353 | 0.814 | 1 | CBSA 2014, adjusted to reflect new efficiencies | 0 | 2012 | 1 | SWHC046-03
COM-HVAC-FS-20.32 | Com ¦ Small Code HVAC System Integrated Furnace and AC - Cold ¦ PG&E ¦ Cold | Com ¦ Small Code HVAC System Integrated Furnace and AC - Cold | PG&E ¦ Cold | PG&E | All | Electric & Gas | Code AC with gas furnace, <65 kbtuh | Average Existing and Code |  | 2029 | 1 | Conventional | HVAC | Com - Refrig. Warehouse | Com | ROB Only | 0 | 1000 sqft2 of floor space | Cap-Tons | 15 | DEER:HVAC_Split-Package_HP | 0 | 0 | 0 | SWHC046-03 | 0 | 2021 | 0 | 2021 | 0 | 0 | SWHC046-03 | Com Central HVAC (Small) - Fuel Sub - Cold ¦ PG&E ¦ Cold | Com Central HVAC (Small) - Fuel Sub - Cold | 0 | 0.814 | 1 | CBSA 2014, adjusted to reflect new efficiencies | 0 | 2012 | 1 | SWHC046-03
COM-HVAC-FS-20.33 | Com ¦ Small Code HVAC System Integrated Furnace and AC - Cold ¦ PG&E ¦ Cold | Com ¦ Small Code HVAC System Integrated Furnace and AC - Cold | PG&E ¦ Cold | PG&E | All | Electric & Gas | Code AC with gas furnace, <65 kbtuh | Average Existing and Code |  | 2029 | 1 | Conventional | HVAC | Com - Restaurant | Com | ROB Only | 0 | 1000 sqft2 of floor space | Cap-Tons | 15 | DEER:HVAC_Split-Package_HP | 0 | 0 | 0 | SWHC046-03 | 1093.6667 | 2021 | 569.55 | 2021 | 0 | 0 | SWHC046-03 | Com Central HVAC (Small) - Fuel Sub - Cold ¦ PG&E ¦ Cold | Com Central HVAC (Small) - Fuel Sub - Cold | 0.036027 | 0.814 | 1 | CBSA 2014, adjusted to reflect new efficiencies | 0 | 2012 | 1 | SWHC046-03
COM-HVAC-FS-20.34 | Com ¦ Small Code HVAC System Integrated Furnace and AC - Cold ¦ PG&E ¦ Cold | Com ¦ Small Code HVAC System Integrated Furnace and AC - Cold | PG&E ¦ Cold | PG&E | All | Electric & Gas | Code AC with gas furnace, <65 kbtuh | Average Existing and Code |  | 2029 | 1 | Conventional | HVAC | Com - Retail | Com | ROB Only | 0 | 1000 sqft2 of floor space | Cap-Tons | 15 | DEER:HVAC_Split-Package_HP | 0 | 0 | 0 | SWHC046-03 | 1093.6667 | 2021 | 569.55 | 2021 | 0 | 0 | SWHC046-03 | Com Central HVAC (Small) - Fuel Sub - Cold ¦ PG&E ¦ Cold | Com Central HVAC (Small) - Fuel Sub - Cold | 0.015015 | 0.814 | 1 | CBSA 2014, adjusted to reflect new efficiencies | 0 | 2012 | 1 | SWHC046-03
COM-HVAC-FS-20.35 | Com ¦ Small Code HVAC System Integrated Furnace and AC - Cold ¦ PG&E ¦ Cold | Com ¦ Small Code HVAC System Integrated Furnace and AC - Cold | PG&E ¦ Cold | PG&E | All | Electric & Gas | Code AC with gas furnace, <65 kbtuh | Average Existing and Code |  | 2029 | 1 | Conventional | HVAC | Com - School | Com | ROB Only | 0 | 1000 sqft2 of floor space | Cap-Tons | 15 | DEER:HVAC_Split-Package_HP | 0 | 0 | 0 | SWHC046-03 | 1093.6667 | 2021 | 569.55 | 2021 | 0 | 0 | SWHC046-03 | Com Central HVAC (Small) - Fuel Sub - Cold ¦ PG&E ¦ Cold | Com Central HVAC (Small) - Fuel Sub - Cold | 0.0228 | 0.814 | 1 | CBSA 2014, adjusted to reflect new efficiencies | 0 | 2012 | 1 | SWHC046-03
COM-HVAC-FS-20.36 | Com ¦ Small Code HVAC System Integrated Furnace and AC - Cold ¦ PG&E ¦ Cold | Com ¦ Small Code HVAC System Integrated Furnace and AC - Cold | PG&E ¦ Cold | PG&E | All | Electric & Gas | Code AC with gas furnace, <65 kbtuh | Average Existing and Code |  | 2029 | 1 | Conventional | HVAC | Com - Warehouse | Com | ROB Only | 0 | 1000 sqft2 of floor space | Cap-Tons | 15 | DEER:HVAC_Split-Package_HP | 0 | 0 | 0 | SWHC046-03 | 1093.6667 | 2021 | 569.55 | 2021 | 0 | 0 | SWHC046-03 | Com Central HVAC (Small) - Fuel Sub - Cold ¦ PG&E ¦ Cold | Com Central HVAC (Small) - Fuel Sub - Cold | 0.0046728 | 0.814 | 1 | CBSA 2014, adjusted to reflect new efficiencies | 0 | 2012 | 1 | SWHC046-03
COM-HVAC-FS-20.37 | Com ¦ Small Code HVAC System Integrated Furnace and AC - Marine ¦ SCG ¦ Marine | Com ¦ Small Code HVAC System Integrated Furnace and AC - Marine | SCG ¦ Marine | SCG | All | Electric & Gas | Code AC with gas furnace, <65 kbtuh | Average Existing and Code |  | 2029 | 1 | Conventional | HVAC | Com - College | Com | ROB Only | 0 | 1000 sqft2 of floor space | Cap-Tons | 15 | DEER:HVAC_Split-Package_HP | 0 | 0 | 0 | SWHC046-03 | 1093.6667 | 2021 | 569.55 | 2021 | 0 | 0 | SWHC046-03 | Com Central HVAC (Small) - Fuel Sub - Marine ¦ SCG ¦ Marine | Com Central HVAC (Small) - Fuel Sub - Marine | 0.022689 | 0.814 | 1 | CBSA 2014, adjusted to reflect new efficiencies | 0 | 2012 | 1 | SWHC046-03
COM-HVAC-FS-20.38 | Com ¦ Small Code HVAC System Integrated Furnace and AC - Marine ¦ SCG ¦ Marine | Com ¦ Small Code HVAC System Integrated Furnace and AC - Marine | SCG ¦ Marine | SCG | All | Electric & Gas | Code AC with gas furnace, <65 kbtuh | Average Existing and Code |  | 2029 | 1 | Conventional | HVAC | Com - Grocery | Com | ROB Only | 0 | 1000 sqft2 of floor space | Cap-Tons | 15 | DEER:HVAC_Split-Package_HP | 0 | 0 | 0 | SWHC046-03 | 1093.6667 | 2021 | 569.55 | 2021 | 0 | 0 | SWHC046-03 | Com Central HVAC (Small) - Fuel Sub - Marine ¦ SCG ¦ Marine | Com Central HVAC (Small) - Fuel Sub - Marine | 0.040359 | 0.814 | 1 | CBSA 2014, adjusted to reflect new efficiencies | 0 | 2012 | 1 | SWHC046-03
COM-HVAC-FS-20.39 | Com ¦ Small Code HVAC System Integrated Furnace and AC - Marine ¦ SCG ¦ Marine | Com ¦ Small Code HVAC System Integrated Furnace and AC - Marine | SCG ¦ Marine | SCG | All | Electric & Gas | Code AC with gas furnace, <65 kbtuh | Average Existing and Code |  | 2029 | 1 | Conventional | HVAC | Com - Health | Com | ROB Only | 0 | 1000 sqft2 of floor space | Cap-Tons | 15 | DEER:HVAC_Split-Package_HP | 0 | 0 | 0 | SWHC046-03 | 1093.6667 | 2021 | 569.55 | 2021 | 0 | 0 | SWHC046-03 | Com Central HVAC (Small) - Fuel Sub - Marine ¦ SCG ¦ Marine | Com Central HVAC (Small) - Fuel Sub - Marine | 0.032178 | 0.814 | 1 | CBSA 2014, adjusted to reflect new efficiencies | 0 | 2012 | 1 | SWHC046-03
COM-HVAC-FS-20.40 | Com ¦ Small Code HVAC System Integrated Furnace and AC - Marine ¦ SCG ¦ Marine | Com ¦ Small Code HVAC System Integrated Furnace and AC - Marine | SCG ¦ Marine | SCG | All | Electric & Gas | Code AC with gas furnace, <65 kbtuh | Average Existing and Code |  | 2029 | 1 | Conventional | HVAC | Com - Lodging | Com | ROB Only | 0 | 1000 sqft2 of floor space | Cap-Tons | 15 | DEER:HVAC_Split-Package_HP | 0 | 0 | 0 | SWHC046-03 | 1093.6667 | 2021 | 569.55 | 2021 | 0 | 0 | SWHC046-03 | Com Central HVAC (Small) - Fuel Sub - Marine ¦ SCG ¦ Marine | Com Central HVAC (Small) - Fuel Sub - Marine | 0.018069 | 0.814 | 1 | CBSA 2014, adjusted to reflect new efficiencies | 0 | 2012 | 1 | SWHC046-03
COM-HVAC-FS-20.41 | Com ¦ Small Code HVAC System Integrated Furnace and AC - Marine ¦ SCG ¦ Marine | Com ¦ Small Code HVAC System Integrated Furnace and AC - Marine | SCG ¦ Marine | SCG | All | Electric & Gas | Code AC with gas furnace, <65 kbtuh | Average Existing and Code |  | 2029 | 1 | Conventional | HVAC | Com - Office (Large) | Com | ROB Only | 0 | 1000 sqft2 of floor space | Cap-Tons | 15 | DEER:HVAC_Split-Package_HP | 0 | 0 | 0 | SWHC046-03 | 1093.6667 | 2021 | 569.55 | 2021 | 0 | 0 | SWHC046-03 | Com Central HVAC (Small) - Fuel Sub - Marine ¦ SCG ¦ Marine | Com Central HVAC (Small) - Fuel Sub - Marine | 0.023953 | 0.814 | 1 | CBSA 2014, adjusted to reflect new efficiencies | 0 | 2012 | 1 | SWHC046-03
COM-HVAC-FS-20.42 | Com ¦ Small Code HVAC System Integrated Furnace and AC - Marine ¦ SCG ¦ Marine | Com ¦ Small Code HVAC System Integrated Furnace and AC - Marine | SCG ¦ Marine | SCG | All | Electric & Gas | Code AC with gas furnace, <65 kbtuh | Average Existing and Code |  | 2029 | 1 | Conventional | HVAC | Com - Office (Small) | Com | ROB Only | 0 | 1000 sqft2 of floor space | Cap-Tons | 15 | DEER:HVAC_Split-Package_HP | 0 | 0 | 0 | SWHC046-03 | 1093.6667 | 2021 | 569.55 | 2021 | 0 | 0 | SWHC046-03 | Com Central HVAC (Small) - Fuel Sub - Marine ¦ SCG ¦ Marine | Com Central HVAC (Small) - Fuel Sub - Marine | 0.027176 | 0.814 | 1 | CBSA 2014, adjusted to reflect new efficiencies | 0 | 2012 | 1 | SWHC046-03
COM-HVAC-FS-20.43 | Com ¦ Small Code HVAC System Integrated Furnace and AC - Marine ¦ SCG ¦ Marine | Com ¦ Small Code HVAC System Integrated Furnace and AC - Marine | SCG ¦ Marine | SCG | All | Electric & Gas | Code AC with gas furnace, <65 kbtuh | Average Existing and Code |  | 2029 | 1 | Conventional | HVAC | Com - Other | Com | ROB Only | 0 | 1000 sqft2 of floor space | Cap-Tons | 15 | DEER:HVAC_Split-Package_HP | 0 | 0 | 0 | SWHC046-03 | 1093.6667 | 2021 | 569.55 | 2021 | 0 | 0 | SWHC046-03 | Com Central HVAC (Small) - Fuel Sub - Marine ¦ SCG ¦ Marine | Com Central HVAC (Small) - Fuel Sub - Marine | 0.038925 | 0.814 | 1 | CBSA 2014, adjusted to reflect new efficiencies | 0 | 2012 | 1 | SWHC046-03
COM-HVAC-FS-20.44 | Com ¦ Small Code HVAC System Integrated Furnace and AC - Marine ¦ SCG ¦ Marine | Com ¦ Small Code HVAC System Integrated Furnace and AC - Marine | SCG ¦ Marine | SCG | All | Electric & Gas | Code AC with gas furnace, <65 kbtuh | Average Existing and Code |  | 2029 | 1 | Conventional | HVAC | Com - Refrig. Warehouse | Com | ROB Only | 0 | 1000 sqft2 of floor space | Cap-Tons | 15 | DEER:HVAC_Split-Package_HP | 0 | 0 | 0 | SWHC046-03 | 0 | 2021 | 0 | 2021 | 0 | 0 | SWHC046-03 | Com Central HVAC (Small) - Fuel Sub - Marine ¦ SCG ¦ Marine | Com Central HVAC (Small) - Fuel Sub - Marine | 0 | 0.814 | 1 | CBSA 2014, adjusted to reflect new efficiencies | 0 | 2012 | 1 | SWHC046-03
COM-HVAC-FS-20.45 | Com ¦ Small Code HVAC System Integrated Furnace and AC - Marine ¦ SCG ¦ Marine | Com ¦ Small Code HVAC System Integrated Furnace and AC - Marine | SCG ¦ Marine | SCG | All | Electric & Gas | Code AC with gas furnace, <65 kbtuh | Average Existing and Code |  | 2029 | 1 | Conventional | HVAC | Com - Restaurant | Com | ROB Only | 0 | 1000 sqft2 of floor space | Cap-Tons | 15 | DEER:HVAC_Split-Package_HP | 0 | 0 | 0 | SWHC046-03 | 1093.6667 | 2021 | 569.55 | 2021 | 0 | 0 | SWHC046-03 | Com Central HVAC (Small) - Fuel Sub - Marine ¦ SCG ¦ Marine | Com Central HVAC (Small) - Fuel Sub - Marine | 0.039657 | 0.814 | 1 | CBSA 2014, adjusted to reflect new efficiencies | 0 | 2012 | 1 | SWHC046-03
COM-HVAC-FS-20.46 | Com ¦ Small Code HVAC System Integrated Furnace and AC - Marine ¦ SCG ¦ Marine | Com ¦ Small Code HVAC System Integrated Furnace and AC - Marine | SCG ¦ Marine | SCG | All | Electric & Gas | Code AC with gas furnace, <65 kbtuh | Average Existing and Code |  | 2029 | 1 | Conventional | HVAC | Com - Retail | Com | ROB Only | 0 | 1000 sqft2 of floor space | Cap-Tons | 15 | DEER:HVAC_Split-Package_HP | 0 | 0 | 0 | SWHC046-03 | 1093.6667 | 2021 | 569.55 | 2021 | 0 | 0 | SWHC046-03 | Com Central HVAC (Small) - Fuel Sub - Marine ¦ SCG ¦ Marine | Com Central HVAC (Small) - Fuel Sub - Marine | 0.016778 | 0.814 | 1 | CBSA 2014, adjusted to reflect new efficiencies | 0 | 2012 | 1 | SWHC046-03
COM-HVAC-FS-20.47 | Com ¦ Small Code HVAC System Integrated Furnace and AC - Marine ¦ SCG ¦ Marine | Com ¦ Small Code HVAC System Integrated Furnace and AC - Marine | SCG ¦ Marine | SCG | All | Electric & Gas | Code AC with gas furnace, <65 kbtuh | Average Existing and Code |  | 2029 | 1 | Conventional | HVAC | Com - School | Com | ROB Only | 0 | 1000 sqft2 of floor space | Cap-Tons | 15 | DEER:HVAC_Split-Package_HP | 0 | 0 | 0 | SWHC046-03 | 1093.6667 | 2021 | 569.55 | 2021 | 0 | 0 | SWHC046-03 | Com Central HVAC (Small) - Fuel Sub - Marine ¦ SCG ¦ Marine | Com Central HVAC (Small) - Fuel Sub - Marine | 0.027322 | 0.814 | 1 | CBSA 2014, adjusted to reflect new efficiencies | 0 | 2012 | 1 | SWHC046-03
COM-HVAC-FS-20.48 | Com ¦ Small Code HVAC System Integrated Furnace and AC - Marine ¦ SCG ¦ Marine | Com ¦ Small Code HVAC System Integrated Furnace and AC - Marine | SCG ¦ Marine | SCG | All | Electric & Gas | Code AC with gas furnace, <65 kbtuh | Average Existing and Code |  | 2029 | 1 | Conventional | HVAC | Com - Warehouse | Com | ROB Only | 0 | 1000 sqft2 of floor space | Cap-Tons | 15 | DEER:HVAC_Split-Package_HP | 0 | 0 | 0 | SWHC046-03 | 1093.6667 | 2021 | 569.55 | 2021 | 0 | 0 | SWHC046-03 | Com Central HVAC (Small) - Fuel Sub - Marine ¦ SCG ¦ Marine | Com Central HVAC (Small) - Fuel Sub - Marine | 0.0051386 | 0.814 | 1 | CBSA 2014, adjusted to reflect new efficiencies | 0 | 2012 | 1 | SWHC046-03
COM-HVAC-FS-20.49 | Com ¦ Small Code HVAC System Integrated Furnace and AC - Hot-Dry ¦ SCG ¦ Hot-Dry | Com ¦ Small Code HVAC System Integrated Furnace and AC - Hot-Dry | SCG ¦ Hot-Dry | SCG | All | Electric & Gas | Code AC with gas furnace, <65 kbtuh | Average Existing and Code |  | 2029 | 1 | Conventional | HVAC | Com - College | Com | ROB Only | 0 | 1000 sqft2 of floor space | Cap-Tons | 15 | DEER:HVAC_Split-Package_HP | 0 | 0 | 0 | SWHC046-03 | 1093.6667 | 2021 | 569.55 | 2021 | 0 | 0 | SWHC046-03 | Com Central HVAC (Small) - Fuel Sub - Hot-Dry ¦ SCG ¦ Hot-Dry | Com Central HVAC (Small) - Fuel Sub - Hot-Dry | 0.022689 | 0.814 | 1 | CBSA 2014, adjusted to reflect new efficiencies | 0 | 2012 | 1 | SWHC046-03
COM-HVAC-FS-20.50 | Com ¦ Small Code HVAC System Integrated Furnace and AC - Hot-Dry ¦ SCG ¦ Hot-Dry | Com ¦ Small Code HVAC System Integrated Furnace and AC - Hot-Dry | SCG ¦ Hot-Dry | SCG | All | Electric & Gas | Code AC with gas furnace, <65 kbtuh | Average Existing and Code |  | 2029 | 1 | Conventional | HVAC | Com - Grocery | Com | ROB Only | 0 | 1000 sqft2 of floor space | Cap-Tons | 15 | DEER:HVAC_Split-Package_HP | 0 | 0 | 0 | SWHC046-03 | 1093.6667 | 2021 | 569.55 | 2021 | 0 | 0 | SWHC046-03 | Com Central HVAC (Small) - Fuel Sub - Hot-Dry ¦ SCG ¦ Hot-Dry | Com Central HVAC (Small) - Fuel Sub - Hot-Dry | 0.040359 | 0.814 | 1 | CBSA 2014, adjusted to reflect new efficiencies | 0 | 2012 | 1 | SWHC046-03
COM-HVAC-FS-20.51 | Com ¦ Small Code HVAC System Integrated Furnace and AC - Hot-Dry ¦ SCG ¦ Hot-Dry | Com ¦ Small Code HVAC System Integrated Furnace and AC - Hot-Dry | SCG ¦ Hot-Dry | SCG | All | Electric & Gas | Code AC with gas furnace, <65 kbtuh | Average Existing and Code |  | 2029 | 1 | Conventional | HVAC | Com - Health | Com | ROB Only | 0 | 1000 sqft2 of floor space | Cap-Tons | 15 | DEER:HVAC_Split-Package_HP | 0 | 0 | 0 | SWHC046-03 | 1093.6667 | 2021 | 569.55 | 2021 | 0 | 0 | SWHC046-03 | Com Central HVAC (Small) - Fuel Sub - Hot-Dry ¦ SCG ¦ Hot-Dry | Com Central HVAC (Small) - Fuel Sub - Hot-Dry | 0.032178 | 0.814 | 1 | CBSA 2014, adjusted to reflect new efficiencies | 0 | 2012 | 1 | SWHC046-03
COM-HVAC-FS-20.52 | Com ¦ Small Code HVAC System Integrated Furnace and AC - Hot-Dry ¦ SCG ¦ Hot-Dry | Com ¦ Small Code HVAC System Integrated Furnace and AC - Hot-Dry | SCG ¦ Hot-Dry | SCG | All | Electric & Gas | Code AC with gas furnace, <65 kbtuh | Average Existing and Code |  | 2029 | 1 | Conventional | HVAC | Com - Lodging | Com | ROB Only | 0 | 1000 sqft2 of floor space | Cap-Tons | 15 | DEER:HVAC_Split-Package_HP | 0 | 0 | 0 | SWHC046-03 | 1093.6667 | 2021 | 569.55 | 2021 | 0 | 0 | SWHC046-03 | Com Central HVAC (Small) - Fuel Sub - Hot-Dry ¦ SCG ¦ Hot-Dry | Com Central HVAC (Small) - Fuel Sub - Hot-Dry | 0.018069 | 0.814 | 1 | CBSA 2014, adjusted to reflect new efficiencies | 0 | 2012 | 1 | SWHC046-03
COM-HVAC-FS-20.53 | Com ¦ Small Code HVAC System Integrated Furnace and AC - Hot-Dry ¦ SCG ¦ Hot-Dry | Com ¦ Small Code HVAC System Integrated Furnace and AC - Hot-Dry | SCG ¦ Hot-Dry | SCG | All | Electric & Gas | Code AC with gas furnace, <65 kbtuh | Average Existing and Code |  | 2029 | 1 | Conventional | HVAC | Com - Office (Large) | Com | ROB Only | 0 | 1000 sqft2 of floor space | Cap-Tons | 15 | DEER:HVAC_Split-Package_HP | 0 | 0 | 0 | SWHC046-03 | 1093.6667 | 2021 | 569.55 | 2021 | 0 | 0 | SWHC046-03 | Com Central HVAC (Small) - Fuel Sub - Hot-Dry ¦ SCG ¦ Hot-Dry | Com Central HVAC (Small) - Fuel Sub - Hot-Dry | 0.023953 | 0.814 | 1 | CBSA 2014, adjusted to reflect new efficiencies | 0 | 2012 | 1 | SWHC046-03
COM-HVAC-FS-20.54 | Com ¦ Small Code HVAC System Integrated Furnace and AC - Hot-Dry ¦ SCG ¦ Hot-Dry | Com ¦ Small Code HVAC System Integrated Furnace and AC - Hot-Dry | SCG ¦ Hot-Dry | SCG | All | Electric & Gas | Code AC with gas furnace, <65 kbtuh | Average Existing and Code |  | 2029 | 1 | Conventional | HVAC | Com - Office (Small) | Com | ROB Only | 0 | 1000 sqft2 of floor space | Cap-Tons | 15 | DEER:HVAC_Split-Package_HP | 0 | 0 | 0 | SWHC046-03 | 1093.6667 | 2021 | 569.55 | 2021 | 0 | 0 | SWHC046-03 | Com Central HVAC (Small) - Fuel Sub - Hot-Dry ¦ SCG ¦ Hot-Dry | Com Central HVAC (Small) - Fuel Sub - Hot-Dry | 0.027176 | 0.814 | 1 | CBSA 2014, adjusted to reflect new efficiencies | 0 | 2012 | 1 | SWHC046-03
COM-HVAC-FS-20.55 | Com ¦ Small Code HVAC System Integrated Furnace and AC - Hot-Dry ¦ SCG ¦ Hot-Dry | Com ¦ Small Code HVAC System Integrated Furnace and AC - Hot-Dry | SCG ¦ Hot-Dry | SCG | All | Electric & Gas | Code AC with gas furnace, <65 kbtuh | Average Existing and Code |  | 2029 | 1 | Conventional | HVAC | Com - Other | Com | ROB Only | 0 | 1000 sqft2 of floor space | Cap-Tons | 15 | DEER:HVAC_Split-Package_HP | 0 | 0 | 0 | SWHC046-03 | 1093.6667 | 2021 | 569.55 | 2021 | 0 | 0 | SWHC046-03 | Com Central HVAC (Small) - Fuel Sub - Hot-Dry ¦ SCG ¦ Hot-Dry | Com Central HVAC (Small) - Fuel Sub - Hot-Dry | 0.038925 | 0.814 | 1 | CBSA 2014, adjusted to reflect new efficiencies | 0 | 2012 | 1 | SWHC046-03
COM-HVAC-FS-20.56 | Com ¦ Small Code HVAC System Integrated Furnace and AC - Hot-Dry ¦ SCG ¦ Hot-Dry | Com ¦ Small Code HVAC System Integrated Furnace and AC - Hot-Dry | SCG ¦ Hot-Dry | SCG | All | Electric & Gas | Code AC with gas furnace, <65 kbtuh | Average Existing and Code |  | 2029 | 1 | Conventional | HVAC | Com - Refrig. Warehouse | Com | ROB Only | 0 | 1000 sqft2 of floor space | Cap-Tons | 15 | DEER:HVAC_Split-Package_HP | 0 | 0 | 0 | SWHC046-03 | 0 | 2021 | 0 | 2021 | 0 | 0 | SWHC046-03 | Com Central HVAC (Small) - Fuel Sub - Hot-Dry ¦ SCG ¦ Hot-Dry | Com Central HVAC (Small) - Fuel Sub - Hot-Dry | 0 | 0.814 | 1 | CBSA 2014, adjusted to reflect new efficiencies | 0 | 2012 | 1 | SWHC046-03
COM-HVAC-FS-20.57 | Com ¦ Small Code HVAC System Integrated Furnace and AC - Hot-Dry ¦ SCG ¦ Hot-Dry | Com ¦ Small Code HVAC System Integrated Furnace and AC - Hot-Dry | SCG ¦ Hot-Dry | SCG | All | Electric & Gas | Code AC with gas furnace, <65 kbtuh | Average Existing and Code |  | 2029 | 1 | Conventional | HVAC | Com - Restaurant | Com | ROB Only | 0 | 1000 sqft2 of floor space | Cap-Tons | 15 | DEER:HVAC_Split-Package_HP | 0 | 0 | 0 | SWHC046-03 | 1093.6667 | 2021 | 569.55 | 2021 | 0 | 0 | SWHC046-03 | Com Central HVAC (Small) - Fuel Sub - Hot-Dry ¦ SCG ¦ Hot-Dry | Com Central HVAC (Small) - Fuel Sub - Hot-Dry | 0.039657 | 0.814 | 1 | CBSA 2014, adjusted to reflect new efficiencies | 0 | 2012 | 1 | SWHC046-03
COM-HVAC-FS-20.58 | Com ¦ Small Code HVAC System Integrated Furnace and AC - Hot-Dry ¦ SCG ¦ Hot-Dry | Com ¦ Small Code HVAC System Integrated Furnace and AC - Hot-Dry | SCG ¦ Hot-Dry | SCG | All | Electric & Gas | Code AC with gas furnace, <65 kbtuh | Average Existing and Code |  | 2029 | 1 | Conventional | HVAC | Com - Retail | Com | ROB Only | 0 | 1000 sqft2 of floor space | Cap-Tons | 15 | DEER:HVAC_Split-Package_HP | 0 | 0 | 0 | SWHC046-03 | 1093.6667 | 2021 | 569.55 | 2021 | 0 | 0 | SWHC046-03 | Com Central HVAC (Small) - Fuel Sub - Hot-Dry ¦ SCG ¦ Hot-Dry | Com Central HVAC (Small) - Fuel Sub - Hot-Dry | 0.016778 | 0.814 | 1 | CBSA 2014, adjusted to reflect new efficiencies | 0 | 2012 | 1 | SWHC046-03
COM-HVAC-FS-20.59 | Com ¦ Small Code HVAC System Integrated Furnace and AC - Hot-Dry ¦ SCG ¦ Hot-Dry | Com ¦ Small Code HVAC System Integrated Furnace and AC - Hot-Dry | SCG ¦ Hot-Dry | SCG | All | Electric & Gas | Code AC with gas furnace, <65 kbtuh | Average Existing and Code |  | 2029 | 1 | Conventional | HVAC | Com - School | Com | ROB Only | 0 | 1000 sqft2 of floor space | Cap-Tons | 15 | DEER:HVAC_Split-Package_HP | 0 | 0 | 0 | SWHC046-03 | 1093.6667 | 2021 | 569.55 | 2021 | 0 | 0 | SWHC046-03 | Com Central HVAC (Small) - Fuel Sub - Hot-Dry ¦ SCG ¦ Hot-Dry | Com Central HVAC (Small) - Fuel Sub - Hot-Dry | 0.027322 | 0.814 | 1 | CBSA 2014, adjusted to reflect new efficiencies | 0 | 2012 | 1 | SWHC046-03
COM-HVAC-FS-20.60 | Com ¦ Small Code HVAC System Integrated Furnace and AC - Hot-Dry ¦ SCG ¦ Hot-Dry | Com ¦ Small Code HVAC System Integrated Furnace and AC - Hot-Dry | SCG ¦ Hot-Dry | SCG | All | Electric & Gas | Code AC with gas furnace, <65 kbtuh | Average Existing and Code |  | 2029 | 1 | Conventional | HVAC | Com - Warehouse | Com | ROB Only | 0 | 1000 sqft2 of floor space | Cap-Tons | 15 | DEER:HVAC_Split-Package_HP | 0 | 0 | 0 | SWHC046-03 | 1093.6667 | 2021 | 569.55 | 2021 | 0 | 0 | SWHC046-03 | Com Central HVAC (Small) - Fuel Sub - Hot-Dry ¦ SCG ¦ Hot-Dry | Com Central HVAC (Small) - Fuel Sub - Hot-Dry | 0.0051386 | 0.814 | 1 | CBSA 2014, adjusted to reflect new efficiencies | 0 | 2012 | 1 | SWHC046-03
COM-HVAC-FS-20.61 | Com ¦ Small Code HVAC System Integrated Furnace and AC - Cold ¦ SCG ¦ Cold | Com ¦ Small Code HVAC System Integrated Furnace and AC - Cold | SCG ¦ Cold | SCG | All | Electric & Gas | Code AC with gas furnace, <65 kbtuh | Average Existing and Code |  | 2029 | 1 | Conventional | HVAC | Com - College | Com | ROB Only | 0 | 1000 sqft2 of floor space | Cap-Tons | 15 | DEER:HVAC_Split-Package_HP | 0 | 0 | 0 | SWHC046-03 | 1093.6667 | 2021 | 569.55 | 2021 | 0 | 0 | SWHC046-03 | Com Central HVAC (Small) - Fuel Sub - Cold ¦ SCG ¦ Cold | Com Central HVAC (Small) - Fuel Sub - Cold | 0.022689 | 0.814 | 1 | CBSA 2014, adjusted to reflect new efficiencies | 0 | 2012 | 1 | SWHC046-03
COM-HVAC-FS-20.62 | Com ¦ Small Code HVAC System Integrated Furnace and AC - Cold ¦ SCG ¦ Cold | Com ¦ Small Code HVAC System Integrated Furnace and AC - Cold | SCG ¦ Cold | SCG | All | Electric & Gas | Code AC with gas furnace, <65 kbtuh | Average Existing and Code |  | 2029 | 1 | Conventional | HVAC | Com - Grocery | Com | ROB Only | 0 | 1000 sqft2 of floor space | Cap-Tons | 15 | DEER:HVAC_Split-Package_HP | 0 | 0 | 0 | SWHC046-03 | 1093.6667 | 2021 | 569.55 | 2021 | 0 | 0 | SWHC046-03 | Com Central HVAC (Small) - Fuel Sub - Cold ¦ SCG ¦ Cold | Com Central HVAC (Small) - Fuel Sub - Cold | 0.040359 | 0.814 | 1 | CBSA 2014, adjusted to reflect new efficiencies | 0 | 2012 | 1 | SWHC046-03
COM-HVAC-FS-20.63 | Com ¦ Small Code HVAC System Integrated Furnace and AC - Cold ¦ SCG ¦ Cold | Com ¦ Small Code HVAC System Integrated Furnace and AC - Cold | SCG ¦ Cold | SCG | All | Electric & Gas | Code AC with gas furnace, <65 kbtuh | Average Existing and Code |  | 2029 | 1 | Conventional | HVAC | Com - Health | Com | ROB Only | 0 | 1000 sqft2 of floor space | Cap-Tons | 15 | DEER:HVAC_Split-Package_HP | 0 | 0 | 0 | SWHC046-03 | 1093.6667 | 2021 | 569.55 | 2021 | 0 | 0 | SWHC046-03 | Com Central HVAC (Small) - Fuel Sub - Cold ¦ SCG ¦ Cold | Com Central HVAC (Small) - Fuel Sub - Cold | 0.032178 | 0.814 | 1 | CBSA 2014, adjusted to reflect new efficiencies | 0 | 2012 | 1 | SWHC046-03
COM-HVAC-FS-20.64 | Com ¦ Small Code HVAC System Integrated Furnace and AC - Cold ¦ SCG ¦ Cold | Com ¦ Small Code HVAC System Integrated Furnace and AC - Cold | SCG ¦ Cold | SCG | All | Electric & Gas | Code AC with gas furnace, <65 kbtuh | Average Existing and Code |  | 2029 | 1 | Conventional | HVAC | Com - Lodging | Com | ROB Only | 0 | 1000 sqft2 of floor space | Cap-Tons | 15 | DEER:HVAC_Split-Package_HP | 0 | 0 | 0 | SWHC046-03 | 1093.6667 | 2021 | 569.55 | 2021 | 0 | 0 | SWHC046-03 | Com Central HVAC (Small) - Fuel Sub - Cold ¦ SCG ¦ Cold | Com Central HVAC (Small) - Fuel Sub - Cold | 0.018069 | 0.814 | 1 | CBSA 2014, adjusted to reflect new efficiencies | 0 | 2012 | 1 | SWHC046-03
COM-HVAC-FS-20.65 | Com ¦ Small Code HVAC System Integrated Furnace and AC - Cold ¦ SCG ¦ Cold | Com ¦ Small Code HVAC System Integrated Furnace and AC - Cold | SCG ¦ Cold | SCG | All | Electric & Gas | Code AC with gas furnace, <65 kbtuh | Average Existing and Code |  | 2029 | 1 | Conventional | HVAC | Com - Office (Large) | Com | ROB Only | 0 | 1000 sqft2 of floor space | Cap-Tons | 15 | DEER:HVAC_Split-Package_HP | 0 | 0 | 0 | SWHC046-03 | 1093.6667 | 2021 | 569.55 | 2021 | 0 | 0 | SWHC046-03 | Com Central HVAC (Small) - Fuel Sub - Cold ¦ SCG ¦ Cold | Com Central HVAC (Small) - Fuel Sub - Cold | 0.023953 | 0.814 | 1 | CBSA 2014, adjusted to reflect new efficiencies | 0 | 2012 | 1 | SWHC046-03
COM-HVAC-FS-20.66 | Com ¦ Small Code HVAC System Integrated Furnace and AC - Cold ¦ SCG ¦ Cold | Com ¦ Small Code HVAC System Integrated Furnace and AC - Cold | SCG ¦ Cold | SCG | All | Electric & Gas | Code AC with gas furnace, <65 kbtuh | Average Existing and Code |  | 2029 | 1 | Conventional | HVAC | Com - Office (Small) | Com | ROB Only | 0 | 1000 sqft2 of floor space | Cap-Tons | 15 | DEER:HVAC_Split-Package_HP | 0 | 0 | 0 | SWHC046-03 | 1093.6667 | 2021 | 569.55 | 2021 | 0 | 0 | SWHC046-03 | Com Central HVAC (Small) - Fuel Sub - Cold ¦ SCG ¦ Cold | Com Central HVAC (Small) - Fuel Sub - Cold | 0.027176 | 0.814 | 1 | CBSA 2014, adjusted to reflect new efficiencies | 0 | 2012 | 1 | SWHC046-03
COM-HVAC-FS-20.67 | Com ¦ Small Code HVAC System Integrated Furnace and AC - Cold ¦ SCG ¦ Cold | Com ¦ Small Code HVAC System Integrated Furnace and AC - Cold | SCG ¦ Cold | SCG | All | Electric & Gas | Code AC with gas furnace, <65 kbtuh | Average Existing and Code |  | 2029 | 1 | Conventional | HVAC | Com - Other | Com | ROB Only | 0 | 1000 sqft2 of floor space | Cap-Tons | 15 | DEER:HVAC_Split-Package_HP | 0 | 0 | 0 | SWHC046-03 | 1093.6667 | 2021 | 569.55 | 2021 | 0 | 0 | SWHC046-03 | Com Central HVAC (Small) - Fuel Sub - Cold ¦ SCG ¦ Cold | Com Central HVAC (Small) - Fuel Sub - Cold | 0.038925 | 0.814 | 1 | CBSA 2014, adjusted to reflect new efficiencies | 0 | 2012 | 1 | SWHC046-03
COM-HVAC-FS-20.68 | Com ¦ Small Code HVAC System Integrated Furnace and AC - Cold ¦ SCG ¦ Cold | Com ¦ Small Code HVAC System Integrated Furnace and AC - Cold | SCG ¦ Cold | SCG | All | Electric & Gas | Code AC with gas furnace, <65 kbtuh | Average Existing and Code |  | 2029 | 1 | Conventional | HVAC | Com - Refrig. Warehouse | Com | ROB Only | 0 | 1000 sqft2 of floor space | Cap-Tons | 15 | DEER:HVAC_Split-Package_HP | 0 | 0 | 0 | SWHC046-03 | 0 | 2021 | 0 | 2021 | 0 | 0 | SWHC046-03 | Com Central HVAC (Small) - Fuel Sub - Cold ¦ SCG ¦ Cold | Com Central HVAC (Small) - Fuel Sub - Cold | 0 | 0.814 | 1 | CBSA 2014, adjusted to reflect new efficiencies | 0 | 2012 | 1 | SWHC046-03
COM-HVAC-FS-20.69 | Com ¦ Small Code HVAC System Integrated Furnace and AC - Cold ¦ SCG ¦ Cold | Com ¦ Small Code HVAC System Integrated Furnace and AC - Cold | SCG ¦ Cold | SCG | All | Electric & Gas | Code AC with gas furnace, <65 kbtuh | Average Existing and Code |  | 2029 | 1 | Conventional | HVAC | Com - Restaurant | Com | ROB Only | 0 | 1000 sqft2 of floor space | Cap-Tons | 15 | DEER:HVAC_Split-Package_HP | 0 | 0 | 0 | SWHC046-03 | 1093.6667 | 2021 | 569.55 | 2021 | 0 | 0 | SWHC046-03 | Com Central HVAC (Small) - Fuel Sub - Cold ¦ SCG ¦ Cold | Com Central HVAC (Small) - Fuel Sub - Cold | 0.039657 | 0.814 | 1 | CBSA 2014, adjusted to reflect new efficiencies | 0 | 2012 | 1 | SWHC046-03
COM-HVAC-FS-20.70 | Com ¦ Small Code HVAC System Integrated Furnace and AC - Cold ¦ SCG ¦ Cold | Com ¦ Small Code HVAC System Integrated Furnace and AC - Cold | SCG ¦ Cold | SCG | All | Electric & Gas | Code AC with gas furnace, <65 kbtuh | Average Existing and Code |  | 2029 | 1 | Conventional | HVAC | Com - Retail | Com | ROB Only | 0 | 1000 sqft2 of floor space | Cap-Tons | 15 | DEER:HVAC_Split-Package_HP | 0 | 0 | 0 | SWHC046-03 | 1093.6667 | 2021 | 569.55 | 2021 | 0 | 0 | SWHC046-03 | Com Central HVAC (Small) - Fuel Sub - Cold ¦ SCG ¦ Cold | Com Central HVAC (Small) - Fuel Sub - Cold | 0.016778 | 0.814 | 1 | CBSA 2014, adjusted to reflect new efficiencies | 0 | 2012 | 1 | SWHC046-03
COM-HVAC-FS-20.71 | Com ¦ Small Code HVAC System Integrated Furnace and AC - Cold ¦ SCG ¦ Cold | Com ¦ Small Code HVAC System Integrated Furnace and AC - Cold | SCG ¦ Cold | SCG | All | Electric & Gas | Code AC with gas furnace, <65 kbtuh | Average Existing and Code |  | 2029 | 1 | Conventional | HVAC | Com - School | Com | ROB Only | 0 | 1000 sqft2 of floor space | Cap-Tons | 15 | DEER:HVAC_Split-Package_HP | 0 | 0 | 0 | SWHC046-03 | 1093.6667 | 2021 | 569.55 | 2021 | 0 | 0 | SWHC046-03 | Com Central HVAC (Small) - Fuel Sub - Cold ¦ SCG ¦ Cold | Com Central HVAC (Small) - Fuel Sub - Cold | 0.027322 | 0.814 | 1 | CBSA 2014, adjusted to reflect new efficiencies | 0 | 2012 | 1 | SWHC046-03
COM-HVAC-FS-20.72 | Com ¦ Small Code HVAC System Integrated Furnace and AC - Cold ¦ SCG ¦ Cold | Com ¦ Small Code HVAC System Integrated Furnace and AC - Cold | SCG ¦ Cold | SCG | All | Electric & Gas | Code AC with gas furnace, <65 kbtuh | Average Existing and Code |  | 2029 | 1 | Conventional | HVAC | Com - Warehouse | Com | ROB Only | 0 | 1000 sqft2 of floor space | Cap-Tons | 15 | DEER:HVAC_Split-Package_HP | 0 | 0 | 0 | SWHC046-03 | 1093.6667 | 2021 | 569.55 | 2021 | 0 | 0 | SWHC046-03 | Com Central HVAC (Small) - Fuel Sub - Cold ¦ SCG ¦ Cold | Com Central HVAC (Small) - Fuel Sub - Cold | 0.0051386 | 0.814 | 1 | CBSA 2014, adjusted to reflect new efficiencies | 0 | 2012 | 1 | SWHC046-03
COM-HVAC-FS-20.73 | Com ¦ Small Code HVAC System Integrated Furnace and AC - Marine ¦ SDG&E ¦ Marine | Com ¦ Small Code HVAC System Integrated Furnace and AC - Marine | SDG&E ¦ Marine | SDG&E | All | Electric & Gas | Code AC with gas furnace, <65 kbtuh | Average Existing and Code |  | 2029 | 1 | Conventional | HVAC | Com - College | Com | ROB Only | 0 | 1000 sqft2 of floor space | Cap-Tons | 15 | DEER:HVAC_Split-Package_HP | 0 | 0 | 0 | SWHC046-03 | 1093.6667 | 2021 | 569.55 | 2021 | 0 | 0 | SWHC046-03 | Com Central HVAC (Small) - Fuel Sub - Marine ¦ SDG&E ¦ Marine | Com Central HVAC (Small) - Fuel Sub - Marine | 0.022234 | 0.814 | 1 | CBSA 2014, adjusted to reflect new efficiencies | 0 | 2012 | 1 | SWHC046-03
COM-HVAC-FS-20.74 | Com ¦ Small Code HVAC System Integrated Furnace and AC - Marine ¦ SDG&E ¦ Marine | Com ¦ Small Code HVAC System Integrated Furnace and AC - Marine | SDG&E ¦ Marine | SDG&E | All | Electric & Gas | Code AC with gas furnace, <65 kbtuh | Average Existing and Code |  | 2029 | 1 | Conventional | HVAC | Com - Grocery | Com | ROB Only | 0 | 1000 sqft2 of floor space | Cap-Tons | 15 | DEER:HVAC_Split-Package_HP | 0 | 0 | 0 | SWHC046-03 | 1093.6667 | 2021 | 569.55 | 2021 | 0 | 0 | SWHC046-03 | Com Central HVAC (Small) - Fuel Sub - Marine ¦ SDG&E ¦ Marine | Com Central HVAC (Small) - Fuel Sub - Marine | 0.041033 | 0.814 | 1 | CBSA 2014, adjusted to reflect new efficiencies | 0 | 2012 | 1 | SWHC046-03
COM-HVAC-FS-20.75 | Com ¦ Small Code HVAC System Integrated Furnace and AC - Marine ¦ SDG&E ¦ Marine | Com ¦ Small Code HVAC System Integrated Furnace and AC - Marine | SDG&E ¦ Marine | SDG&E | All | Electric & Gas | Code AC with gas furnace, <65 kbtuh | Average Existing and Code |  | 2029 | 1 | Conventional | HVAC | Com - Health | Com | ROB Only | 0 | 1000 sqft2 of floor space | Cap-Tons | 15 | DEER:HVAC_Split-Package_HP | 0 | 0 | 0 | SWHC046-03 | 1093.6667 | 2021 | 569.55 | 2021 | 0 | 0 | SWHC046-03 | Com Central HVAC (Small) - Fuel Sub - Marine ¦ SDG&E ¦ Marine | Com Central HVAC (Small) - Fuel Sub - Marine | 0.031998 | 0.814 | 1 | CBSA 2014, adjusted to reflect new efficiencies | 0 | 2012 | 1 | SWHC046-03
COM-HVAC-FS-20.76 | Com ¦ Small Code HVAC System Integrated Furnace and AC - Marine ¦ SDG&E ¦ Marine | Com ¦ Small Code HVAC System Integrated Furnace and AC - Marine | SDG&E ¦ Marine | SDG&E | All | Electric & Gas | Code AC with gas furnace, <65 kbtuh | Average Existing and Code |  | 2029 | 1 | Conventional | HVAC | Com - Lodging | Com | ROB Only | 0 | 1000 sqft2 of floor space | Cap-Tons | 15 | DEER:HVAC_Split-Package_HP | 0 | 0 | 0 | SWHC046-03 | 1093.6667 | 2021 | 569.55 | 2021 | 0 | 0 | SWHC046-03 | Com Central HVAC (Small) - Fuel Sub - Marine ¦ SDG&E ¦ Marine | Com Central HVAC (Small) - Fuel Sub - Marine | 0.017903 | 0.814 | 1 | CBSA 2014, adjusted to reflect new efficiencies | 0 | 2012 | 1 | SWHC046-03
COM-HVAC-FS-20.77 | Com ¦ Small Code HVAC System Integrated Furnace and AC - Marine ¦ SDG&E ¦ Marine | Com ¦ Small Code HVAC System Integrated Furnace and AC - Marine | SDG&E ¦ Marine | SDG&E | All | Electric & Gas | Code AC with gas furnace, <65 kbtuh | Average Existing and Code |  | 2029 | 1 | Conventional | HVAC | Com - Office (Large) | Com | ROB Only | 0 | 1000 sqft2 of floor space | Cap-Tons | 15 | DEER:HVAC_Split-Package_HP | 0 | 0 | 0 | SWHC046-03 | 1093.6667 | 2021 | 569.55 | 2021 | 0 | 0 | SWHC046-03 | Com Central HVAC (Small) - Fuel Sub - Marine ¦ SDG&E ¦ Marine | Com Central HVAC (Small) - Fuel Sub - Marine | 0.023374 | 0.814 | 1 | CBSA 2014, adjusted to reflect new efficiencies | 0 | 2012 | 1 | SWHC046-03
COM-HVAC-FS-20.78 | Com ¦ Small Code HVAC System Integrated Furnace and AC - Marine ¦ SDG&E ¦ Marine | Com ¦ Small Code HVAC System Integrated Furnace and AC - Marine | SDG&E ¦ Marine | SDG&E | All | Electric & Gas | Code AC with gas furnace, <65 kbtuh | Average Existing and Code |  | 2029 | 1 | Conventional | HVAC | Com - Office (Small) | Com | ROB Only | 0 | 1000 sqft2 of floor space | Cap-Tons | 15 | DEER:HVAC_Split-Package_HP | 0 | 0 | 0 | SWHC046-03 | 1093.6667 | 2021 | 569.55 | 2021 | 0 | 0 | SWHC046-03 | Com Central HVAC (Small) - Fuel Sub - Marine ¦ SDG&E ¦ Marine | Com Central HVAC (Small) - Fuel Sub - Marine | 0.028381 | 0.814 | 1 | CBSA 2014, adjusted to reflect new efficiencies | 0 | 2012 | 1 | SWHC046-03
COM-HVAC-FS-20.79 | Com ¦ Small Code HVAC System Integrated Furnace and AC - Marine ¦ SDG&E ¦ Marine | Com ¦ Small Code HVAC System Integrated Furnace and AC - Marine | SDG&E ¦ Marine | SDG&E | All | Electric & Gas | Code AC with gas furnace, <65 kbtuh | Average Existing and Code |  | 2029 | 1 | Conventional | HVAC | Com - Other | Com | ROB Only | 0 | 1000 sqft2 of floor space | Cap-Tons | 15 | DEER:HVAC_Split-Package_HP | 0 | 0 | 0 | SWHC046-03 | 1093.6667 | 2021 | 569.55 | 2021 | 0 | 0 | SWHC046-03 | Com Central HVAC (Small) - Fuel Sub - Marine ¦ SDG&E ¦ Marine | Com Central HVAC (Small) - Fuel Sub - Marine | 0.03826 | 0.814 | 1 | CBSA 2014, adjusted to reflect new efficiencies | 0 | 2012 | 1 | SWHC046-03
COM-HVAC-FS-20.80 | Com ¦ Small Code HVAC System Integrated Furnace and AC - Marine ¦ SDG&E ¦ Marine | Com ¦ Small Code HVAC System Integrated Furnace and AC - Marine | SDG&E ¦ Marine | SDG&E | All | Electric & Gas | Code AC with gas furnace, <65 kbtuh | Average Existing and Code |  | 2029 | 1 | Conventional | HVAC | Com - Refrig. Warehouse | Com | ROB Only | 0 | 1000 sqft2 of floor space | Cap-Tons | 15 | DEER:HVAC_Split-Package_HP | 0 | 0 | 0 | SWHC046-03 | 0 | 2021 | 0 | 2021 | 0 | 0 | SWHC046-03 | Com Central HVAC (Small) - Fuel Sub - Marine ¦ SDG&E ¦ Marine | Com Central HVAC (Small) - Fuel Sub - Marine | 0 | 0.814 | 1 | CBSA 2014, adjusted to reflect new efficiencies | 0 | 2012 | 1 | SWHC046-03
COM-HVAC-FS-20.81 | Com ¦ Small Code HVAC System Integrated Furnace and AC - Marine ¦ SDG&E ¦ Marine | Com ¦ Small Code HVAC System Integrated Furnace and AC - Marine | SDG&E ¦ Marine | SDG&E | All | Electric & Gas | Code AC with gas furnace, <65 kbtuh | Average Existing and Code |  | 2029 | 1 | Conventional | HVAC | Com - Restaurant | Com | ROB Only | 0 | 1000 sqft2 of floor space | Cap-Tons | 15 | DEER:HVAC_Split-Package_HP | 0 | 0 | 0 | SWHC046-03 | 1093.6667 | 2021 | 569.55 | 2021 | 0 | 0 | SWHC046-03 | Com Central HVAC (Small) - Fuel Sub - Marine ¦ SDG&E ¦ Marine | Com Central HVAC (Small) - Fuel Sub - Marine | 0.041427 | 0.814 | 1 | CBSA 2014, adjusted to reflect new efficiencies | 0 | 2012 | 1 | SWHC046-03
COM-HVAC-FS-20.82 | Com ¦ Small Code HVAC System Integrated Furnace and AC - Marine ¦ SDG&E ¦ Marine | Com ¦ Small Code HVAC System Integrated Furnace and AC - Marine | SDG&E ¦ Marine | SDG&E | All | Electric & Gas | Code AC with gas furnace, <65 kbtuh | Average Existing and Code |  | 2029 | 1 | Conventional | HVAC | Com - Retail | Com | ROB Only | 0 | 1000 sqft2 of floor space | Cap-Tons | 15 | DEER:HVAC_Split-Package_HP | 0 | 0 | 0 | SWHC046-03 | 1093.6667 | 2021 | 569.55 | 2021 | 0 | 0 | SWHC046-03 | Com Central HVAC (Small) - Fuel Sub - Marine ¦ SDG&E ¦ Marine | Com Central HVAC (Small) - Fuel Sub - Marine | 0.016794 | 0.814 | 1 | CBSA 2014, adjusted to reflect new efficiencies | 0 | 2012 | 1 | SWHC046-03
COM-HVAC-FS-20.83 | Com ¦ Small Code HVAC System Integrated Furnace and AC - Marine ¦ SDG&E ¦ Marine | Com ¦ Small Code HVAC System Integrated Furnace and AC - Marine | SDG&E ¦ Marine | SDG&E | All | Electric & Gas | Code AC with gas furnace, <65 kbtuh | Average Existing and Code |  | 2029 | 1 | Conventional | HVAC | Com - School | Com | ROB Only | 0 | 1000 sqft2 of floor space | Cap-Tons | 15 | DEER:HVAC_Split-Package_HP | 0 | 0 | 0 | SWHC046-03 | 1093.6667 | 2021 | 569.55 | 2021 | 0 | 0 | SWHC046-03 | Com Central HVAC (Small) - Fuel Sub - Marine ¦ SDG&E ¦ Marine | Com Central HVAC (Small) - Fuel Sub - Marine | 0.028241 | 0.814 | 1 | CBSA 2014, adjusted to reflect new efficiencies | 0 | 2012 | 1 | SWHC046-03
COM-HVAC-FS-20.84 | Com ¦ Small Code HVAC System Integrated Furnace and AC - Marine ¦ SDG&E ¦ Marine | Com ¦ Small Code HVAC System Integrated Furnace and AC - Marine | SDG&E ¦ Marine | SDG&E | All | Electric & Gas | Code AC with gas furnace, <65 kbtuh | Average Existing and Code |  | 2029 | 1 | Conventional | HVAC | Com - Warehouse | Com | ROB Only | 0 | 1000 sqft2 of floor space | Cap-Tons | 15 | DEER:HVAC_Split-Package_HP | 0 | 0 | 0 | SWHC046-03 | 1093.6667 | 2021 | 569.55 | 2021 | 0 | 0 | SWHC046-03 | Com Central HVAC (Small) - Fuel Sub - Marine ¦ SDG&E ¦ Marine | Com Central HVAC (Small) - Fuel Sub - Marine | 0.0051502 | 0.814 | 1 | CBSA 2014, adjusted to reflect new efficiencies | 0 | 2012 | 1 | SWHC046-03
COM-HVAC-FS-20.85 | Com ¦ Small Code HVAC System Integrated Furnace and AC - Hot-Dry ¦ SDG&E ¦ Hot-Dry | Com ¦ Small Code HVAC System Integrated Furnace and AC - Hot-Dry | SDG&E ¦ Hot-Dry | SDG&E | All | Electric & Gas | Code AC with gas furnace, <65 kbtuh | Average Existing and Code |  | 2029 | 1 | Conventional | HVAC | Com - College | Com | ROB Only | 0 | 1000 sqft2 of floor space | Cap-Tons | 15 | DEER:HVAC_Split-Package_HP | 0 | 0 | 0 | SWHC046-03 | 1093.6667 | 2021 | 569.55 | 2021 | 0 | 0 | SWHC046-03 | Com Central HVAC (Small) - Fuel Sub - Hot-Dry ¦ SDG&E ¦ Hot-Dry | Com Central HVAC (Small) - Fuel Sub - Hot-Dry | 0.022234 | 0.814 | 1 | CBSA 2014, adjusted to reflect new efficiencies | 0 | 2012 | 1 | SWHC046-03
COM-HVAC-FS-20.86 | Com ¦ Small Code HVAC System Integrated Furnace and AC - Hot-Dry ¦ SDG&E ¦ Hot-Dry | Com ¦ Small Code HVAC System Integrated Furnace and AC - Hot-Dry | SDG&E ¦ Hot-Dry | SDG&E | All | Electric & Gas | Code AC with gas furnace, <65 kbtuh | Average Existing and Code |  | 2029 | 1 | Conventional | HVAC | Com - Grocery | Com | ROB Only | 0 | 1000 sqft2 of floor space | Cap-Tons | 15 | DEER:HVAC_Split-Package_HP | 0 | 0 | 0 | SWHC046-03 | 1093.6667 | 2021 | 569.55 | 2021 | 0 | 0 | SWHC046-03 | Com Central HVAC (Small) - Fuel Sub - Hot-Dry ¦ SDG&E ¦ Hot-Dry | Com Central HVAC (Small) - Fuel Sub - Hot-Dry | 0.041033 | 0.814 | 1 | CBSA 2014, adjusted to reflect new efficiencies | 0 | 2012 | 1 | SWHC046-03
COM-HVAC-FS-20.87 | Com ¦ Small Code HVAC System Integrated Furnace and AC - Hot-Dry ¦ SDG&E ¦ Hot-Dry | Com ¦ Small Code HVAC System Integrated Furnace and AC - Hot-Dry | SDG&E ¦ Hot-Dry | SDG&E | All | Electric & Gas | Code AC with gas furnace, <65 kbtuh | Average Existing and Code |  | 2029 | 1 | Conventional | HVAC | Com - Health | Com | ROB Only | 0 | 1000 sqft2 of floor space | Cap-Tons | 15 | DEER:HVAC_Split-Package_HP | 0 | 0 | 0 | SWHC046-03 | 1093.6667 | 2021 | 569.55 | 2021 | 0 | 0 | SWHC046-03 | Com Central HVAC (Small) - Fuel Sub - Hot-Dry ¦ SDG&E ¦ Hot-Dry | Com Central HVAC (Small) - Fuel Sub - Hot-Dry | 0.031998 | 0.814 | 1 | CBSA 2014, adjusted to reflect new efficiencies | 0 | 2012 | 1 | SWHC046-03
COM-HVAC-FS-20.88 | Com ¦ Small Code HVAC System Integrated Furnace and AC - Hot-Dry ¦ SDG&E ¦ Hot-Dry | Com ¦ Small Code HVAC System Integrated Furnace and AC - Hot-Dry | SDG&E ¦ Hot-Dry | SDG&E | All | Electric & Gas | Code AC with gas furnace, <65 kbtuh | Average Existing and Code |  | 2029 | 1 | Conventional | HVAC | Com - Lodging | Com | ROB Only | 0 | 1000 sqft2 of floor space | Cap-Tons | 15 | DEER:HVAC_Split-Package_HP | 0 | 0 | 0 | SWHC046-03 | 1093.6667 | 2021 | 569.55 | 2021 | 0 | 0 | SWHC046-03 | Com Central HVAC (Small) - Fuel Sub - Hot-Dry ¦ SDG&E ¦ Hot-Dry | Com Central HVAC (Small) - Fuel Sub - Hot-Dry | 0.017903 | 0.814 | 1 | CBSA 2014, adjusted to reflect new efficiencies | 0 | 2012 | 1 | SWHC046-03
COM-HVAC-FS-20.89 | Com ¦ Small Code HVAC System Integrated Furnace and AC - Hot-Dry ¦ SDG&E ¦ Hot-Dry | Com ¦ Small Code HVAC System Integrated Furnace and AC - Hot-Dry | SDG&E ¦ Hot-Dry | SDG&E | All | Electric & Gas | Code AC with gas furnace, <65 kbtuh | Average Existing and Code |  | 2029 | 1 | Conventional | HVAC | Com - Office (Large) | Com | ROB Only | 0 | 1000 sqft2 of floor space | Cap-Tons | 15 | DEER:HVAC_Split-Package_HP | 0 | 0 | 0 | SWHC046-03 | 1093.6667 | 2021 | 569.55 | 2021 | 0 | 0 | SWHC046-03 | Com Central HVAC (Small) - Fuel Sub - Hot-Dry ¦ SDG&E ¦ Hot-Dry | Com Central HVAC (Small) - Fuel Sub - Hot-Dry | 0.023374 | 0.814 | 1 | CBSA 2014, adjusted to reflect new efficiencies | 0 | 2012 | 1 | SWHC046-03
COM-HVAC-FS-20.90 | Com ¦ Small Code HVAC System Integrated Furnace and AC - Hot-Dry ¦ SDG&E ¦ Hot-Dry | Com ¦ Small Code HVAC System Integrated Furnace and AC - Hot-Dry | SDG&E ¦ Hot-Dry | SDG&E | All | Electric & Gas | Code AC with gas furnace, <65 kbtuh | Average Existing and Code |  | 2029 | 1 | Conventional | HVAC | Com - Office (Small) | Com | ROB Only | 0 | 1000 sqft2 of floor space | Cap-Tons | 15 | DEER:HVAC_Split-Package_HP | 0 | 0 | 0 | SWHC046-03 | 1093.6667 | 2021 | 569.55 | 2021 | 0 | 0 | SWHC046-03 | Com Central HVAC (Small) - Fuel Sub - Hot-Dry ¦ SDG&E ¦ Hot-Dry | Com Central HVAC (Small) - Fuel Sub - Hot-Dry | 0.028381 | 0.814 | 1 | CBSA 2014, adjusted to reflect new efficiencies | 0 | 2012 | 1 | SWHC046-03
COM-HVAC-FS-20.91 | Com ¦ Small Code HVAC System Integrated Furnace and AC - Hot-Dry ¦ SDG&E ¦ Hot-Dry | Com ¦ Small Code HVAC System Integrated Furnace and AC - Hot-Dry | SDG&E ¦ Hot-Dry | SDG&E | All | Electric & Gas | Code AC with gas furnace, <65 kbtuh | Average Existing and Code |  | 2029 | 1 | Conventional | HVAC | Com - Other | Com | ROB Only | 0 | 1000 sqft2 of floor space | Cap-Tons | 15 | DEER:HVAC_Split-Package_HP | 0 | 0 | 0 | SWHC046-03 | 1093.6667 | 2021 | 569.55 | 2021 | 0 | 0 | SWHC046-03 | Com Central HVAC (Small) - Fuel Sub - Hot-Dry ¦ SDG&E ¦ Hot-Dry | Com Central HVAC (Small) - Fuel Sub - Hot-Dry | 0.03826 | 0.814 | 1 | CBSA 2014, adjusted to reflect new efficiencies | 0 | 2012 | 1 | SWHC046-03
COM-HVAC-FS-20.92 | Com ¦ Small Code HVAC System Integrated Furnace and AC - Hot-Dry ¦ SDG&E ¦ Hot-Dry | Com ¦ Small Code HVAC System Integrated Furnace and AC - Hot-Dry | SDG&E ¦ Hot-Dry | SDG&E | All | Electric & Gas | Code AC with gas furnace, <65 kbtuh | Average Existing and Code |  | 2029 | 1 | Conventional | HVAC | Com - Refrig. Warehouse | Com | ROB Only | 0 | 1000 sqft2 of floor space | Cap-Tons | 15 | DEER:HVAC_Split-Package_HP | 0 | 0 | 0 | SWHC046-03 | 0 | 2021 | 0 | 2021 | 0 | 0 | SWHC046-03 | Com Central HVAC (Small) - Fuel Sub - Hot-Dry ¦ SDG&E ¦ Hot-Dry | Com Central HVAC (Small) - Fuel Sub - Hot-Dry | 0 | 0.814 | 1 | CBSA 2014, adjusted to reflect new efficiencies | 0 | 2012 | 1 | SWHC046-03
COM-HVAC-FS-20.93 | Com ¦ Small Code HVAC System Integrated Furnace and AC - Hot-Dry ¦ SDG&E ¦ Hot-Dry | Com ¦ Small Code HVAC System Integrated Furnace and AC - Hot-Dry | SDG&E ¦ Hot-Dry | SDG&E | All | Electric & Gas | Code AC with gas furnace, <65 kbtuh | Average Existing and Code |  | 2029 | 1 | Conventional | HVAC | Com - Restaurant | Com | ROB Only | 0 | 1000 sqft2 of floor space | Cap-Tons | 15 | DEER:HVAC_Split-Package_HP | 0 | 0 | 0 | SWHC046-03 | 1093.6667 | 2021 | 569.55 | 2021 | 0 | 0 | SWHC046-03 | Com Central HVAC (Small) - Fuel Sub - Hot-Dry ¦ SDG&E ¦ Hot-Dry | Com Central HVAC (Small) - Fuel Sub - Hot-Dry | 0.041427 | 0.814 | 1 | CBSA 2014, adjusted to reflect new efficiencies | 0 | 2012 | 1 | SWHC046-03
COM-HVAC-FS-20.94 | Com ¦ Small Code HVAC System Integrated Furnace and AC - Hot-Dry ¦ SDG&E ¦ Hot-Dry | Com ¦ Small Code HVAC System Integrated Furnace and AC - Hot-Dry | SDG&E ¦ Hot-Dry | SDG&E | All | Electric & Gas | Code AC with gas furnace, <65 kbtuh | Average Existing and Code |  | 2029 | 1 | Conventional | HVAC | Com - Retail | Com | ROB Only | 0 | 1000 sqft2 of floor space | Cap-Tons | 15 | DEER:HVAC_Split-Package_HP | 0 | 0 | 0 | SWHC046-03 | 1093.6667 | 2021 | 569.55 | 2021 | 0 | 0 | SWHC046-03 | Com Central HVAC (Small) - Fuel Sub - Hot-Dry ¦ SDG&E ¦ Hot-Dry | Com Central HVAC (Small) - Fuel Sub - Hot-Dry | 0.016794 | 0.814 | 1 | CBSA 2014, adjusted to reflect new efficiencies | 0 | 2012 | 1 | SWHC046-03
COM-HVAC-FS-20.95 | Com ¦ Small Code HVAC System Integrated Furnace and AC - Hot-Dry ¦ SDG&E ¦ Hot-Dry | Com ¦ Small Code HVAC System Integrated Furnace and AC - Hot-Dry | SDG&E ¦ Hot-Dry | SDG&E | All | Electric & Gas | Code AC with gas furnace, <65 kbtuh | Average Existing and Code |  | 2029 | 1 | Conventional | HVAC | Com - School | Com | ROB Only | 0 | 1000 sqft2 of floor space | Cap-Tons | 15 | DEER:HVAC_Split-Package_HP | 0 | 0 | 0 | SWHC046-03 | 1093.6667 | 2021 | 569.55 | 2021 | 0 | 0 | SWHC046-03 | Com Central HVAC (Small) - Fuel Sub - Hot-Dry ¦ SDG&E ¦ Hot-Dry | Com Central HVAC (Small) - Fuel Sub - Hot-Dry | 0.028241 | 0.814 | 1 | CBSA 2014, adjusted to reflect new efficiencies | 0 | 2012 | 1 | SWHC046-03
COM-HVAC-FS-20.96 | Com ¦ Small Code HVAC System Integrated Furnace and AC - Hot-Dry ¦ SDG&E ¦ Hot-Dry | Com ¦ Small Code HVAC System Integrated Furnace and AC - Hot-Dry | SDG&E ¦ Hot-Dry | SDG&E | All | Electric & Gas | Code AC with gas furnace, <65 kbtuh | Average Existing and Code |  | 2029 | 1 | Conventional | HVAC | Com - Warehouse | Com | ROB Only | 0 | 1000 sqft2 of floor space | Cap-Tons | 15 | DEER:HVAC_Split-Package_HP | 0 | 0 | 0 | SWHC046-03 | 1093.6667 | 2021 | 569.55 | 2021 | 0 | 0 | SWHC046-03 | Com Central HVAC (Small) - Fuel Sub - Hot-Dry ¦ SDG&E ¦ Hot-Dry | Com Central HVAC (Small) - Fuel Sub - Hot-Dry | 0.0051502 | 0.814 | 1 | CBSA 2014, adjusted to reflect new efficiencies | 0 | 2012 | 1 | SWHC046-03
COM-HVAC-FS-20B.1 | Com ¦ Small Packaged Heat Pump (SEER 14) - Fuel Sub Future Baseline - Marine ¦ PG&E ¦ Marine | Com ¦ Small Packaged Heat Pump (SEER 14) - Fuel Sub Future Baseline - Marine | PG&E ¦ Marine | PG&E | All | Electric & Gas | SEER14 Heat Pump, <65 kbtuh, NR | Efficient | 2029 |  | 1 | Conventional | HVAC | Com - College | Com | ROB Only | 1 | 1000 sqft2 of floor space | Cap-Tons | 15 | DEER:HVAC_Split-Package_HP | 205.7217 | 0.05893 | -35.6808 | SWHC014-04 | 964.1067 | 2021 | 679.11 | 2021 | 0 | -50.67 | SWHC014-04 | Com Central HVAC (Small) - Fuel Sub - Marine ¦ PG&E ¦ Marine | Com Central HVAC (Small) - Fuel Sub - Marine | 0.020331 | 0.814 | 0 | CBSA 2014, adjusted to reflect new efficiencies | 102.167 | 2012 | 1 | SWHC014-04
COM-HVAC-FS-20B.2 | Com ¦ Small Packaged Heat Pump (SEER 14) - Fuel Sub Future Baseline - Marine ¦ PG&E ¦ Marine | Com ¦ Small Packaged Heat Pump (SEER 14) - Fuel Sub Future Baseline - Marine | PG&E ¦ Marine | PG&E | All | Electric & Gas | SEER14 Heat Pump, <65 kbtuh, NR | Efficient | 2029 |  | 1 | Conventional | HVAC | Com - Grocery | Com | ROB Only | 1 | 1000 sqft2 of floor space | Cap-Tons | 15 | DEER:HVAC_Split-Package_HP | 983.4167 | 0.0533 | -181.0012 | SWHC014-04 | 964.1067 | 2021 | 679.11 | 2021 | 0 | -50.67 | SWHC014-04 | Com Central HVAC (Small) - Fuel Sub - Marine ¦ PG&E ¦ Marine | Com Central HVAC (Small) - Fuel Sub - Marine | 0.033922 | 0.814 | 0 | CBSA 2014, adjusted to reflect new efficiencies | 369.7094 | 2012 | 1 | SWHC014-04
COM-HVAC-FS-20B.3 | Com ¦ Small Packaged Heat Pump (SEER 14) - Fuel Sub Future Baseline - Marine ¦ PG&E ¦ Marine | Com ¦ Small Packaged Heat Pump (SEER 14) - Fuel Sub Future Baseline - Marine | PG&E ¦ Marine | PG&E | All | Electric & Gas | SEER14 Heat Pump, <65 kbtuh, NR | Efficient | 2029 |  | 1 | Conventional | HVAC | Com - Health | Com | ROB Only | 1 | 1000 sqft2 of floor space | Cap-Tons | 15 | DEER:HVAC_Split-Package_HP | 236.6393 | 0.048909 | -51.2293 | SWHC014-04 | 964.1067 | 2021 | 679.11 | 2021 | 0 | -50.67 | SWHC014-04 | Com Central HVAC (Small) - Fuel Sub - Marine ¦ PG&E ¦ Marine | Com Central HVAC (Small) - Fuel Sub - Marine | 0.030022 | 0.814 | 0 | CBSA 2014, adjusted to reflect new efficiencies | 129.2165 | 2012 | 1 | SWHC014-04
COM-HVAC-FS-20B.4 | Com ¦ Small Packaged Heat Pump (SEER 14) - Fuel Sub Future Baseline - Marine ¦ PG&E ¦ Marine | Com ¦ Small Packaged Heat Pump (SEER 14) - Fuel Sub Future Baseline - Marine | PG&E ¦ Marine | PG&E | All | Electric & Gas | SEER14 Heat Pump, <65 kbtuh, NR | Efficient | 2029 |  | 1 | Conventional | HVAC | Com - Lodging | Com | ROB Only | 1 | 1000 sqft2 of floor space | Cap-Tons | 15 | DEER:HVAC_Split-Package_HP | 554.7325 | 0.055092 | -101.4521 | SWHC014-04 | 964.1067 | 2021 | 679.11 | 2021 | 0 | -50.67 | SWHC014-04 | Com Central HVAC (Small) - Fuel Sub - Marine ¦ PG&E ¦ Marine | Com Central HVAC (Small) - Fuel Sub - Marine | 0.016003 | 0.814 | 0 | CBSA 2014, adjusted to reflect new efficiencies | 914.7079 | 2012 | 1 | SWHC014-04
COM-HVAC-FS-20B.5 | Com ¦ Small Packaged Heat Pump (SEER 14) - Fuel Sub Future Baseline - Marine ¦ PG&E ¦ Marine | Com ¦ Small Packaged Heat Pump (SEER 14) - Fuel Sub Future Baseline - Marine | PG&E ¦ Marine | PG&E | All | Electric & Gas | SEER14 Heat Pump, <65 kbtuh, NR | Efficient | 2029 |  | 1 | Conventional | HVAC | Com - Office (Large) | Com | ROB Only | 1 | 1000 sqft2 of floor space | Cap-Tons | 15 | DEER:HVAC_Split-Package_HP | 41.4333 | 0.02625 | -4.64 | SWHC014-04 | 964.1067 | 2021 | 679.11 | 2021 | 0 | -50.67 | SWHC014-04 | Com Central HVAC (Small) - Fuel Sub - Marine ¦ PG&E ¦ Marine | Com Central HVAC (Small) - Fuel Sub - Marine | 0.021319 | 0.814 | 0 | CBSA 2014, adjusted to reflect new efficiencies | 16.7162 | 2012 | 1 | SWHC014-04
COM-HVAC-FS-20B.6 | Com ¦ Small Packaged Heat Pump (SEER 14) - Fuel Sub Future Baseline - Marine ¦ PG&E ¦ Marine | Com ¦ Small Packaged Heat Pump (SEER 14) - Fuel Sub Future Baseline - Marine | PG&E ¦ Marine | PG&E | All | Electric & Gas | SEER14 Heat Pump, <65 kbtuh, NR | Efficient | 2029 |  | 1 | Conventional | HVAC | Com - Office (Small) | Com | ROB Only | 1 | 1000 sqft2 of floor space | Cap-Tons | 15 | DEER:HVAC_Split-Package_HP | 116.5667 | 0.02555 | -17.4 | SWHC014-04 | 964.1067 | 2021 | 679.11 | 2021 | 0 | -50.67 | SWHC014-04 | Com Central HVAC (Small) - Fuel Sub - Marine ¦ PG&E ¦ Marine | Com Central HVAC (Small) - Fuel Sub - Marine | 0.024933 | 0.814 | 0 | CBSA 2014, adjusted to reflect new efficiencies | 29.102 | 2012 | 1 | SWHC014-04
COM-HVAC-FS-20B.7 | Com ¦ Small Packaged Heat Pump (SEER 14) - Fuel Sub Future Baseline - Marine ¦ PG&E ¦ Marine | Com ¦ Small Packaged Heat Pump (SEER 14) - Fuel Sub Future Baseline - Marine | PG&E ¦ Marine | PG&E | All | Electric & Gas | SEER14 Heat Pump, <65 kbtuh, NR | Efficient | 2029 |  | 1 | Conventional | HVAC | Com - Other | Com | ROB Only | 1 | 1000 sqft2 of floor space | Cap-Tons | 15 | DEER:HVAC_Split-Package_HP | 365.3667 | 0.05535 | -66.4 | SWHC014-04 | 964.1067 | 2021 | 679.11 | 2021 | 0 | -50.67 | SWHC014-04 | Com Central HVAC (Small) - Fuel Sub - Marine ¦ PG&E ¦ Marine | Com Central HVAC (Small) - Fuel Sub - Marine | 0.0353 | 0.814 | 0 | CBSA 2014, adjusted to reflect new efficiencies | 260.447 | 2012 | 1 | SWHC014-04
COM-HVAC-FS-20B.8 | Com ¦ Small Packaged Heat Pump (SEER 14) - Fuel Sub Future Baseline - Marine ¦ PG&E ¦ Marine | Com ¦ Small Packaged Heat Pump (SEER 14) - Fuel Sub Future Baseline - Marine | PG&E ¦ Marine | PG&E | All | Electric & Gas | SEER14 Heat Pump, <65 kbtuh, NR | Efficient | 2029 |  | 1 | Conventional | HVAC | Com - Refrig. Warehouse | Com | ROB Only | 1 | 1000 sqft2 of floor space | Cap-Tons | 15 | DEER:HVAC_Split-Package_HP | 0 | 0 | 0 | SWHC014-04 | 0 | 2021 | 0 | 2021 | 0 | -50.67 | SWHC014-04 | Com Central HVAC (Small) - Fuel Sub - Marine ¦ PG&E ¦ Marine | Com Central HVAC (Small) - Fuel Sub - Marine | 0 | 0.814 | 0 | CBSA 2014, adjusted to reflect new efficiencies | 0 | 2012 | 1 | SWHC014-04
COM-HVAC-FS-20B.9 | Com ¦ Small Packaged Heat Pump (SEER 14) - Fuel Sub Future Baseline - Marine ¦ PG&E ¦ Marine | Com ¦ Small Packaged Heat Pump (SEER 14) - Fuel Sub Future Baseline - Marine | PG&E ¦ Marine | PG&E | All | Electric & Gas | SEER14 Heat Pump, <65 kbtuh, NR | Efficient | 2029 |  | 1 | Conventional | HVAC | Com - Restaurant | Com | ROB Only | 1 | 1000 sqft2 of floor space | Cap-Tons | 15 | DEER:HVAC_Split-Package_HP | 226.4476 | 0.05905 | -40.0519 | SWHC014-04 | 964.1067 | 2021 | 679.11 | 2021 | 0 | -50.67 | SWHC014-04 | Com Central HVAC (Small) - Fuel Sub - Marine ¦ PG&E ¦ Marine | Com Central HVAC (Small) - Fuel Sub - Marine | 0.036027 | 0.814 | 0 | CBSA 2014, adjusted to reflect new efficiencies | 26.0643 | 2012 | 1 | SWHC014-04
COM-HVAC-FS-20B.10 | Com ¦ Small Packaged Heat Pump (SEER 14) - Fuel Sub Future Baseline - Marine ¦ PG&E ¦ Marine | Com ¦ Small Packaged Heat Pump (SEER 14) - Fuel Sub Future Baseline - Marine | PG&E ¦ Marine | PG&E | All | Electric & Gas | SEER14 Heat Pump, <65 kbtuh, NR | Efficient | 2029 |  | 1 | Conventional | HVAC | Com - Retail | Com | ROB Only | 1 | 1000 sqft2 of floor space | Cap-Tons | 15 | DEER:HVAC_Split-Package_HP | 222.4887 | 0.067643 | -34.4464 | SWHC014-04 | 964.1067 | 2021 | 679.11 | 2021 | 0 | -50.67 | SWHC014-04 | Com Central HVAC (Small) - Fuel Sub - Marine ¦ PG&E ¦ Marine | Com Central HVAC (Small) - Fuel Sub - Marine | 0.015015 | 0.814 | 0 | CBSA 2014, adjusted to reflect new efficiencies | 92.0396 | 2012 | 1 | SWHC014-04
COM-HVAC-FS-20B.11 | Com ¦ Small Packaged Heat Pump (SEER 14) - Fuel Sub Future Baseline - Marine ¦ PG&E ¦ Marine | Com ¦ Small Packaged Heat Pump (SEER 14) - Fuel Sub Future Baseline - Marine | PG&E ¦ Marine | PG&E | All | Electric & Gas | SEER14 Heat Pump, <65 kbtuh, NR | Efficient | 2029 |  | 1 | Conventional | HVAC | Com - School | Com | ROB Only | 1 | 1000 sqft2 of floor space | Cap-Tons | 15 | DEER:HVAC_Split-Package_HP | 202.8211 | 0.03058 | -34.7585 | SWHC014-04 | 964.1067 | 2021 | 679.11 | 2021 | 0 | -50.67 | SWHC014-04 | Com Central HVAC (Small) - Fuel Sub - Marine ¦ PG&E ¦ Marine | Com Central HVAC (Small) - Fuel Sub - Marine | 0.0228 | 0.814 | 0 | CBSA 2014, adjusted to reflect new efficiencies | 46.0206 | 2012 | 1 | SWHC014-04
COM-HVAC-FS-20B.12 | Com ¦ Small Packaged Heat Pump (SEER 14) - Fuel Sub Future Baseline - Marine ¦ PG&E ¦ Marine | Com ¦ Small Packaged Heat Pump (SEER 14) - Fuel Sub Future Baseline - Marine | PG&E ¦ Marine | PG&E | All | Electric & Gas | SEER14 Heat Pump, <65 kbtuh, NR | Efficient | 2029 |  | 1 | Conventional | HVAC | Com - Warehouse | Com | ROB Only | 1 | 1000 sqft2 of floor space | Cap-Tons | 15 | DEER:HVAC_Split-Package_HP | 453.65 | 0.02152 | -71.4 | SWHC014-04 | 964.1067 | 2021 | 679.11 | 2021 | 0 | -50.67 | SWHC014-04 | Com Central HVAC (Small) - Fuel Sub - Marine ¦ PG&E ¦ Marine | Com Central HVAC (Small) - Fuel Sub - Marine | 0.0046728 | 0.814 | 0 | CBSA 2014, adjusted to reflect new efficiencies | 165.0151 | 2012 | 1 | SWHC014-04
COM-HVAC-FS-20B.13 | Com ¦ Small Packaged Heat Pump (SEER 14) - Fuel Sub Future Baseline - Hot-Dry ¦ PG&E ¦ Hot-Dry | Com ¦ Small Packaged Heat Pump (SEER 14) - Fuel Sub Future Baseline - Hot-Dry | PG&E ¦ Hot-Dry | PG&E | All | Electric & Gas | SEER14 Heat Pump, <65 kbtuh, NR | Efficient | 2029 |  | 1 | Conventional | HVAC | Com - College | Com | ROB Only | 1 | 1000 sqft2 of floor space | Cap-Tons | 15 | DEER:HVAC_Split-Package_HP | 267.1893 | 0.091498 | -36.4895 | SWHC014-04 | 964.1067 | 2021 | 679.11 | 2021 | 0 | -50.67 | SWHC014-04 | Com Central HVAC (Small) - Fuel Sub - Hot-Dry ¦ PG&E ¦ Hot-Dry | Com Central HVAC (Small) - Fuel Sub - Hot-Dry | 0.020331 | 0.814 | 0 | CBSA 2014, adjusted to reflect new efficiencies | 100.194 | 2012 | 1 | SWHC014-04
COM-HVAC-FS-20B.14 | Com ¦ Small Packaged Heat Pump (SEER 14) - Fuel Sub Future Baseline - Hot-Dry ¦ PG&E ¦ Hot-Dry | Com ¦ Small Packaged Heat Pump (SEER 14) - Fuel Sub Future Baseline - Hot-Dry | PG&E ¦ Hot-Dry | PG&E | All | Electric & Gas | SEER14 Heat Pump, <65 kbtuh, NR | Efficient | 2029 |  | 1 | Conventional | HVAC | Com - Grocery | Com | ROB Only | 1 | 1000 sqft2 of floor space | Cap-Tons | 15 | DEER:HVAC_Split-Package_HP | 639.9 | 0.08445 | -106.9996 | SWHC014-04 | 964.1067 | 2021 | 679.11 | 2021 | 0 | -50.67 | SWHC014-04 | Com Central HVAC (Small) - Fuel Sub - Hot-Dry ¦ PG&E ¦ Hot-Dry | Com Central HVAC (Small) - Fuel Sub - Hot-Dry | 0.033922 | 0.814 | 0 | CBSA 2014, adjusted to reflect new efficiencies | 215.2619 | 2012 | 1 | SWHC014-04
COM-HVAC-FS-20B.15 | Com ¦ Small Packaged Heat Pump (SEER 14) - Fuel Sub Future Baseline - Hot-Dry ¦ PG&E ¦ Hot-Dry | Com ¦ Small Packaged Heat Pump (SEER 14) - Fuel Sub Future Baseline - Hot-Dry | PG&E ¦ Hot-Dry | PG&E | All | Electric & Gas | SEER14 Heat Pump, <65 kbtuh, NR | Efficient | 2029 |  | 1 | Conventional | HVAC | Com - Health | Com | ROB Only | 1 | 1000 sqft2 of floor space | Cap-Tons | 15 | DEER:HVAC_Split-Package_HP | 327.717 | 0.080778 | -56.9423 | SWHC014-04 | 964.1067 | 2021 | 679.11 | 2021 | 0 | -50.67 | SWHC014-04 | Com Central HVAC (Small) - Fuel Sub - Hot-Dry ¦ PG&E ¦ Hot-Dry | Com Central HVAC (Small) - Fuel Sub - Hot-Dry | 0.030022 | 0.814 | 0 | CBSA 2014, adjusted to reflect new efficiencies | 139.3934 | 2012 | 1 | SWHC014-04
COM-HVAC-FS-20B.16 | Com ¦ Small Packaged Heat Pump (SEER 14) - Fuel Sub Future Baseline - Hot-Dry ¦ PG&E ¦ Hot-Dry | Com ¦ Small Packaged Heat Pump (SEER 14) - Fuel Sub Future Baseline - Hot-Dry | PG&E ¦ Hot-Dry | PG&E | All | Electric & Gas | SEER14 Heat Pump, <65 kbtuh, NR | Efficient | 2029 |  | 1 | Conventional | HVAC | Com - Lodging | Com | ROB Only | 1 | 1000 sqft2 of floor space | Cap-Tons | 15 | DEER:HVAC_Split-Package_HP | 602.2968 | 0.10043 | -94.0446 | SWHC014-04 | 964.1067 | 2021 | 679.11 | 2021 | 0 | -50.67 | SWHC014-04 | Com Central HVAC (Small) - Fuel Sub - Hot-Dry ¦ PG&E ¦ Hot-Dry | Com Central HVAC (Small) - Fuel Sub - Hot-Dry | 0.016003 | 0.814 | 0 | CBSA 2014, adjusted to reflect new efficiencies | 834.0339 | 2012 | 1 | SWHC014-04
COM-HVAC-FS-20B.17 | Com ¦ Small Packaged Heat Pump (SEER 14) - Fuel Sub Future Baseline - Hot-Dry ¦ PG&E ¦ Hot-Dry | Com ¦ Small Packaged Heat Pump (SEER 14) - Fuel Sub Future Baseline - Hot-Dry | PG&E ¦ Hot-Dry | PG&E | All | Electric & Gas | SEER14 Heat Pump, <65 kbtuh, NR | Efficient | 2029 |  | 1 | Conventional | HVAC | Com - Office (Large) | Com | ROB Only | 1 | 1000 sqft2 of floor space | Cap-Tons | 15 | DEER:HVAC_Split-Package_HP | 85.5833 | 0.04525 | -6.14 | SWHC014-04 | 964.1067 | 2021 | 679.11 | 2021 | 0 | -50.67 | SWHC014-04 | Com Central HVAC (Small) - Fuel Sub - Hot-Dry ¦ PG&E ¦ Hot-Dry | Com Central HVAC (Small) - Fuel Sub - Hot-Dry | 0.021319 | 0.814 | 0 | CBSA 2014, adjusted to reflect new efficiencies | 19.0615 | 2012 | 1 | SWHC014-04
COM-HVAC-FS-20B.18 | Com ¦ Small Packaged Heat Pump (SEER 14) - Fuel Sub Future Baseline - Hot-Dry ¦ PG&E ¦ Hot-Dry | Com ¦ Small Packaged Heat Pump (SEER 14) - Fuel Sub Future Baseline - Hot-Dry | PG&E ¦ Hot-Dry | PG&E | All | Electric & Gas | SEER14 Heat Pump, <65 kbtuh, NR | Efficient | 2029 |  | 1 | Conventional | HVAC | Com - Office (Small) | Com | ROB Only | 1 | 1000 sqft2 of floor space | Cap-Tons | 15 | DEER:HVAC_Split-Package_HP | 151.2167 | 0.04515 | -17.2 | SWHC014-04 | 964.1067 | 2021 | 679.11 | 2021 | 0 | -50.67 | SWHC014-04 | Com Central HVAC (Small) - Fuel Sub - Hot-Dry ¦ PG&E ¦ Hot-Dry | Com Central HVAC (Small) - Fuel Sub - Hot-Dry | 0.024933 | 0.814 | 0 | CBSA 2014, adjusted to reflect new efficiencies | 27.1174 | 2012 | 1 | SWHC014-04
COM-HVAC-FS-20B.19 | Com ¦ Small Packaged Heat Pump (SEER 14) - Fuel Sub Future Baseline - Hot-Dry ¦ PG&E ¦ Hot-Dry | Com ¦ Small Packaged Heat Pump (SEER 14) - Fuel Sub Future Baseline - Hot-Dry | PG&E ¦ Hot-Dry | PG&E | All | Electric & Gas | SEER14 Heat Pump, <65 kbtuh, NR | Efficient | 2029 |  | 1 | Conventional | HVAC | Com - Other | Com | ROB Only | 1 | 1000 sqft2 of floor space | Cap-Tons | 15 | DEER:HVAC_Split-Package_HP | 422.0167 | 0.09905 | -65.5 | SWHC014-04 | 964.1067 | 2021 | 679.11 | 2021 | 0 | -50.67 | SWHC014-04 | Com Central HVAC (Small) - Fuel Sub - Hot-Dry ¦ PG&E ¦ Hot-Dry | Com Central HVAC (Small) - Fuel Sub - Hot-Dry | 0.0353 | 0.814 | 0 | CBSA 2014, adjusted to reflect new efficiencies | 250.1145 | 2012 | 1 | SWHC014-04
COM-HVAC-FS-20B.20 | Com ¦ Small Packaged Heat Pump (SEER 14) - Fuel Sub Future Baseline - Hot-Dry ¦ PG&E ¦ Hot-Dry | Com ¦ Small Packaged Heat Pump (SEER 14) - Fuel Sub Future Baseline - Hot-Dry | PG&E ¦ Hot-Dry | PG&E | All | Electric & Gas | SEER14 Heat Pump, <65 kbtuh, NR | Efficient | 2029 |  | 1 | Conventional | HVAC | Com - Refrig. Warehouse | Com | ROB Only | 1 | 1000 sqft2 of floor space | Cap-Tons | 15 | DEER:HVAC_Split-Package_HP | 0 | 0 | 0 | SWHC014-04 | 0 | 2021 | 0 | 2021 | 0 | -50.67 | SWHC014-04 | Com Central HVAC (Small) - Fuel Sub - Hot-Dry ¦ PG&E ¦ Hot-Dry | Com Central HVAC (Small) - Fuel Sub - Hot-Dry | 0 | 0.814 | 0 | CBSA 2014, adjusted to reflect new efficiencies | 0 | 2012 | 1 | SWHC014-04
COM-HVAC-FS-20B.21 | Com ¦ Small Packaged Heat Pump (SEER 14) - Fuel Sub Future Baseline - Hot-Dry ¦ PG&E ¦ Hot-Dry | Com ¦ Small Packaged Heat Pump (SEER 14) - Fuel Sub Future Baseline - Hot-Dry | PG&E ¦ Hot-Dry | PG&E | All | Electric & Gas | SEER14 Heat Pump, <65 kbtuh, NR | Efficient | 2029 |  | 1 | Conventional | HVAC | Com - Restaurant | Com | ROB Only | 1 | 1000 sqft2 of floor space | Cap-Tons | 15 | DEER:HVAC_Split-Package_HP | 304.8979 | 0.10043 | -43.4766 | SWHC014-04 | 964.1067 | 2021 | 679.11 | 2021 | 0 | -50.67 | SWHC014-04 | Com Central HVAC (Small) - Fuel Sub - Hot-Dry ¦ PG&E ¦ Hot-Dry | Com Central HVAC (Small) - Fuel Sub - Hot-Dry | 0.036027 | 0.814 | 0 | CBSA 2014, adjusted to reflect new efficiencies | 27.2429 | 2012 | 1 | SWHC014-04
COM-HVAC-FS-20B.22 | Com ¦ Small Packaged Heat Pump (SEER 14) - Fuel Sub Future Baseline - Hot-Dry ¦ PG&E ¦ Hot-Dry | Com ¦ Small Packaged Heat Pump (SEER 14) - Fuel Sub Future Baseline - Hot-Dry | PG&E ¦ Hot-Dry | PG&E | All | Electric & Gas | SEER14 Heat Pump, <65 kbtuh, NR | Efficient | 2029 |  | 1 | Conventional | HVAC | Com - Retail | Com | ROB Only | 1 | 1000 sqft2 of floor space | Cap-Tons | 15 | DEER:HVAC_Split-Package_HP | 237.2887 | 0.1021 | -30.8133 | SWHC014-04 | 964.1067 | 2021 | 679.11 | 2021 | 0 | -50.67 | SWHC014-04 | Com Central HVAC (Small) - Fuel Sub - Hot-Dry ¦ PG&E ¦ Hot-Dry | Com Central HVAC (Small) - Fuel Sub - Hot-Dry | 0.015015 | 0.814 | 0 | CBSA 2014, adjusted to reflect new efficiencies | 68.8883 | 2012 | 1 | SWHC014-04
COM-HVAC-FS-20B.23 | Com ¦ Small Packaged Heat Pump (SEER 14) - Fuel Sub Future Baseline - Hot-Dry ¦ PG&E ¦ Hot-Dry | Com ¦ Small Packaged Heat Pump (SEER 14) - Fuel Sub Future Baseline - Hot-Dry | PG&E ¦ Hot-Dry | PG&E | All | Electric & Gas | SEER14 Heat Pump, <65 kbtuh, NR | Efficient | 2029 |  | 1 | Conventional | HVAC | Com - School | Com | ROB Only | 1 | 1000 sqft2 of floor space | Cap-Tons | 15 | DEER:HVAC_Split-Package_HP | 255.0697 | 0.015912 | -36.8542 | SWHC014-04 | 964.1067 | 2021 | 679.11 | 2021 | 0 | -50.67 | SWHC014-04 | Com Central HVAC (Small) - Fuel Sub - Hot-Dry ¦ PG&E ¦ Hot-Dry | Com Central HVAC (Small) - Fuel Sub - Hot-Dry | 0.0228 | 0.814 | 0 | CBSA 2014, adjusted to reflect new efficiencies | 42.2062 | 2012 | 1 | SWHC014-04
COM-HVAC-FS-20B.24 | Com ¦ Small Packaged Heat Pump (SEER 14) - Fuel Sub Future Baseline - Hot-Dry ¦ PG&E ¦ Hot-Dry | Com ¦ Small Packaged Heat Pump (SEER 14) - Fuel Sub Future Baseline - Hot-Dry | PG&E ¦ Hot-Dry | PG&E | All | Electric & Gas | SEER14 Heat Pump, <65 kbtuh, NR | Efficient | 2029 |  | 1 | Conventional | HVAC | Com - Warehouse | Com | ROB Only | 1 | 1000 sqft2 of floor space | Cap-Tons | 15 | DEER:HVAC_Split-Package_HP | 532.8333 | 0.05905 | -79.6 | SWHC014-04 | 964.1067 | 2021 | 679.11 | 2021 | 0 | -50.67 | SWHC014-04 | Com Central HVAC (Small) - Fuel Sub - Hot-Dry ¦ PG&E ¦ Hot-Dry | Com Central HVAC (Small) - Fuel Sub - Hot-Dry | 0.0046728 | 0.814 | 0 | CBSA 2014, adjusted to reflect new efficiencies | 175.8488 | 2012 | 1 | SWHC014-04
COM-HVAC-FS-20B.25 | Com ¦ Small Packaged Heat Pump (SEER 14) - Fuel Sub Future Baseline - Cold ¦ PG&E ¦ Cold | Com ¦ Small Packaged Heat Pump (SEER 14) - Fuel Sub Future Baseline - Cold | PG&E ¦ Cold | PG&E | All | Electric & Gas | SEER14 Heat Pump, <65 kbtuh, NR | Efficient | 2029 |  | 1 | Conventional | HVAC | Com - College | Com | ROB Only | 1 | 1000 sqft2 of floor space | Cap-Tons | 15 | DEER:HVAC_Split-Package_HP | 717.6906 | 0.0079597 | -92.6695 | SWHC014-04 | 964.1067 | 2021 | 679.11 | 2021 | 0 | -50.67 | SWHC014-04 | Com Central HVAC (Small) - Fuel Sub - Cold ¦ PG&E ¦ Cold | Com Central HVAC (Small) - Fuel Sub - Cold | 0.020331 | 0.814 | 0 | CBSA 2014, adjusted to reflect new efficiencies | 251.5002 | 2012 | 1 | SWHC014-04
COM-HVAC-FS-20B.26 | Com ¦ Small Packaged Heat Pump (SEER 14) - Fuel Sub Future Baseline - Cold ¦ PG&E ¦ Cold | Com ¦ Small Packaged Heat Pump (SEER 14) - Fuel Sub Future Baseline - Cold | PG&E ¦ Cold | PG&E | All | Electric & Gas | SEER14 Heat Pump, <65 kbtuh, NR | Efficient | 2029 |  | 1 | Conventional | HVAC | Com - Grocery | Com | ROB Only | 1 | 1000 sqft2 of floor space | Cap-Tons | 15 | DEER:HVAC_Split-Package_HP | 2321.5 | 0.0658 | -331.3332 | SWHC014-04 | 964.1067 | 2021 | 679.11 | 2021 | 0 | -50.67 | SWHC014-04 | Com Central HVAC (Small) - Fuel Sub - Cold ¦ PG&E ¦ Cold | Com Central HVAC (Small) - Fuel Sub - Cold | 0.033922 | 0.814 | 0 | CBSA 2014, adjusted to reflect new efficiencies | 647.4519 | 2012 | 1 | SWHC014-04
COM-HVAC-FS-20B.27 | Com ¦ Small Packaged Heat Pump (SEER 14) - Fuel Sub Future Baseline - Cold ¦ PG&E ¦ Cold | Com ¦ Small Packaged Heat Pump (SEER 14) - Fuel Sub Future Baseline - Cold | PG&E ¦ Cold | PG&E | All | Electric & Gas | SEER14 Heat Pump, <65 kbtuh, NR | Efficient | 2029 |  | 1 | Conventional | HVAC | Com - Health | Com | ROB Only | 1 | 1000 sqft2 of floor space | Cap-Tons | 15 | DEER:HVAC_Split-Package_HP | 856.4971 | 0.050356 | -128.9495 | SWHC014-04 | 964.1067 | 2021 | 679.11 | 2021 | 0 | -50.67 | SWHC014-04 | Com Central HVAC (Small) - Fuel Sub - Cold ¦ PG&E ¦ Cold | Com Central HVAC (Small) - Fuel Sub - Cold | 0.030022 | 0.814 | 0 | CBSA 2014, adjusted to reflect new efficiencies | 308.1819 | 2012 | 1 | SWHC014-04
COM-HVAC-FS-20B.28 | Com ¦ Small Packaged Heat Pump (SEER 14) - Fuel Sub Future Baseline - Cold ¦ PG&E ¦ Cold | Com ¦ Small Packaged Heat Pump (SEER 14) - Fuel Sub Future Baseline - Cold | PG&E ¦ Cold | PG&E | All | Electric & Gas | SEER14 Heat Pump, <65 kbtuh, NR | Efficient | 2029 |  | 1 | Conventional | HVAC | Com - Lodging | Com | ROB Only | 1 | 1000 sqft2 of floor space | Cap-Tons | 15 | DEER:HVAC_Split-Package_HP | 1613.0699 | 0.05858 | -210.3596 | SWHC014-04 | 964.1067 | 2021 | 679.11 | 2021 | 0 | -50.67 | SWHC014-04 | Com Central HVAC (Small) - Fuel Sub - Cold ¦ PG&E ¦ Cold | Com Central HVAC (Small) - Fuel Sub - Cold | 0.016003 | 0.814 | 0 | CBSA 2014, adjusted to reflect new efficiencies | 1823.6532 | 2012 | 1 | SWHC014-04
COM-HVAC-FS-20B.29 | Com ¦ Small Packaged Heat Pump (SEER 14) - Fuel Sub Future Baseline - Cold ¦ PG&E ¦ Cold | Com ¦ Small Packaged Heat Pump (SEER 14) - Fuel Sub Future Baseline - Cold | PG&E ¦ Cold | PG&E | All | Electric & Gas | SEER14 Heat Pump, <65 kbtuh, NR | Efficient | 2029 |  | 1 | Conventional | HVAC | Com - Office (Large) | Com | ROB Only | 1 | 1000 sqft2 of floor space | Cap-Tons | 15 | DEER:HVAC_Split-Package_HP | 198.8 | 0.0268 | -24.4 | SWHC014-04 | 964.1067 | 2021 | 679.11 | 2021 | 0 | -50.67 | SWHC014-04 | Com Central HVAC (Small) - Fuel Sub - Cold ¦ PG&E ¦ Cold | Com Central HVAC (Small) - Fuel Sub - Cold | 0.021319 | 0.814 | 0 | CBSA 2014, adjusted to reflect new efficiencies | 89.802 | 2012 | 1 | SWHC014-04
COM-HVAC-FS-20B.30 | Com ¦ Small Packaged Heat Pump (SEER 14) - Fuel Sub Future Baseline - Cold ¦ PG&E ¦ Cold | Com ¦ Small Packaged Heat Pump (SEER 14) - Fuel Sub Future Baseline - Cold | PG&E ¦ Cold | PG&E | All | Electric & Gas | SEER14 Heat Pump, <65 kbtuh, NR | Efficient | 2029 |  | 1 | Conventional | HVAC | Com - Office (Small) | Com | ROB Only | 1 | 1000 sqft2 of floor space | Cap-Tons | 15 | DEER:HVAC_Split-Package_HP | 409.2167 | 0.02705 | -49.4 | SWHC014-04 | 964.1067 | 2021 | 679.11 | 2021 | 0 | -50.67 | SWHC014-04 | Com Central HVAC (Small) - Fuel Sub - Cold ¦ PG&E ¦ Cold | Com Central HVAC (Small) - Fuel Sub - Cold | 0.024933 | 0.814 | 0 | CBSA 2014, adjusted to reflect new efficiencies | 79.0342 | 2012 | 1 | SWHC014-04
COM-HVAC-FS-20B.31 | Com ¦ Small Packaged Heat Pump (SEER 14) - Fuel Sub Future Baseline - Cold ¦ PG&E ¦ Cold | Com ¦ Small Packaged Heat Pump (SEER 14) - Fuel Sub Future Baseline - Cold | PG&E ¦ Cold | PG&E | All | Electric & Gas | SEER14 Heat Pump, <65 kbtuh, NR | Efficient | 2029 |  | 1 | Conventional | HVAC | Com - Other | Com | ROB Only | 1 | 1000 sqft2 of floor space | Cap-Tons | 15 | DEER:HVAC_Split-Package_HP | 1219.0167 | 0.05865 | -172 | SWHC014-04 | 964.1067 | 2021 | 679.11 | 2021 | 0 | -50.67 | SWHC014-04 | Com Central HVAC (Small) - Fuel Sub - Cold ¦ PG&E ¦ Cold | Com Central HVAC (Small) - Fuel Sub - Cold | 0.0353 | 0.814 | 0 | CBSA 2014, adjusted to reflect new efficiencies | 644.5519 | 2012 | 1 | SWHC014-04
COM-HVAC-FS-20B.32 | Com ¦ Small Packaged Heat Pump (SEER 14) - Fuel Sub Future Baseline - Cold ¦ PG&E ¦ Cold | Com ¦ Small Packaged Heat Pump (SEER 14) - Fuel Sub Future Baseline - Cold | PG&E ¦ Cold | PG&E | All | Electric & Gas | SEER14 Heat Pump, <65 kbtuh, NR | Efficient | 2029 |  | 1 | Conventional | HVAC | Com - Refrig. Warehouse | Com | ROB Only | 1 | 1000 sqft2 of floor space | Cap-Tons | 15 | DEER:HVAC_Split-Package_HP | 0 | 0 | 0 | SWHC014-04 | 0 | 2021 | 0 | 2021 | 0 | -50.67 | SWHC014-04 | Com Central HVAC (Small) - Fuel Sub - Cold ¦ PG&E ¦ Cold | Com Central HVAC (Small) - Fuel Sub - Cold | 0 | 0.814 | 0 | CBSA 2014, adjusted to reflect new efficiencies | 0 | 2012 | 1 | SWHC014-04
COM-HVAC-FS-20B.33 | Com ¦ Small Packaged Heat Pump (SEER 14) - Fuel Sub Future Baseline - Cold ¦ PG&E ¦ Cold | Com ¦ Small Packaged Heat Pump (SEER 14) - Fuel Sub Future Baseline - Cold | PG&E ¦ Cold | PG&E | All | Electric & Gas | SEER14 Heat Pump, <65 kbtuh, NR | Efficient | 2029 |  | 1 | Conventional | HVAC | Com - Restaurant | Com | ROB Only | 1 | 1000 sqft2 of floor space | Cap-Tons | 15 | DEER:HVAC_Split-Package_HP | 984.271 | 0.061162 | -140.5022 | SWHC014-04 | 964.1067 | 2021 | 679.11 | 2021 | 0 | -50.67 | SWHC014-04 | Com Central HVAC (Small) - Fuel Sub - Cold ¦ PG&E ¦ Cold | Com Central HVAC (Small) - Fuel Sub - Cold | 0.036027 | 0.814 | 0 | CBSA 2014, adjusted to reflect new efficiencies | 88.0589 | 2012 | 1 | SWHC014-04
COM-HVAC-FS-20B.34 | Com ¦ Small Packaged Heat Pump (SEER 14) - Fuel Sub Future Baseline - Cold ¦ PG&E ¦ Cold | Com ¦ Small Packaged Heat Pump (SEER 14) - Fuel Sub Future Baseline - Cold | PG&E ¦ Cold | PG&E | All | Electric & Gas | SEER14 Heat Pump, <65 kbtuh, NR | Efficient | 2029 |  | 1 | Conventional | HVAC | Com - Retail | Com | ROB Only | 1 | 1000 sqft2 of floor space | Cap-Tons | 15 | DEER:HVAC_Split-Package_HP | 886.8214 | 0.070056 | -114.1883 | SWHC014-04 | 964.1067 | 2021 | 679.11 | 2021 | 0 | -50.67 | SWHC014-04 | Com Central HVAC (Small) - Fuel Sub - Cold ¦ PG&E ¦ Cold | Com Central HVAC (Small) - Fuel Sub - Cold | 0.015015 | 0.814 | 0 | CBSA 2014, adjusted to reflect new efficiencies | 252.6619 | 2012 | 1 | SWHC014-04
COM-HVAC-FS-20B.35 | Com ¦ Small Packaged Heat Pump (SEER 14) - Fuel Sub Future Baseline - Cold ¦ PG&E ¦ Cold | Com ¦ Small Packaged Heat Pump (SEER 14) - Fuel Sub Future Baseline - Cold | PG&E ¦ Cold | PG&E | All | Electric & Gas | SEER14 Heat Pump, <65 kbtuh, NR | Efficient | 2029 |  | 1 | Conventional | HVAC | Com - School | Com | ROB Only | 1 | 1000 sqft2 of floor space | Cap-Tons | 15 | DEER:HVAC_Split-Package_HP | 743.2796 | 0.0048631 | -96.149 | SWHC014-04 | 964.1067 | 2021 | 679.11 | 2021 | 0 | -50.67 | SWHC014-04 | Com Central HVAC (Small) - Fuel Sub - Cold ¦ PG&E ¦ Cold | Com Central HVAC (Small) - Fuel Sub - Cold | 0.0228 | 0.814 | 0 | CBSA 2014, adjusted to reflect new efficiencies | 97.2975 | 2012 | 1 | SWHC014-04
COM-HVAC-FS-20B.36 | Com ¦ Small Packaged Heat Pump (SEER 14) - Fuel Sub Future Baseline - Cold ¦ PG&E ¦ Cold | Com ¦ Small Packaged Heat Pump (SEER 14) - Fuel Sub Future Baseline - Cold | PG&E ¦ Cold | PG&E | All | Electric & Gas | SEER14 Heat Pump, <65 kbtuh, NR | Efficient | 2029 |  | 1 | Conventional | HVAC | Com - Warehouse | Com | ROB Only | 1 | 1000 sqft2 of floor space | Cap-Tons | 15 | DEER:HVAC_Split-Package_HP | 1213.0333 | 0.0279 | -152 | SWHC014-04 | 964.1067 | 2021 | 679.11 | 2021 | 0 | -50.67 | SWHC014-04 | Com Central HVAC (Small) - Fuel Sub - Cold ¦ PG&E ¦ Cold | Com Central HVAC (Small) - Fuel Sub - Cold | 0.0046728 | 0.814 | 0 | CBSA 2014, adjusted to reflect new efficiencies | 277.177 | 2012 | 1 | SWHC014-04
COM-HVAC-FS-20B.37 | Com ¦ Small Packaged Heat Pump (SEER 14) - Fuel Sub Future Baseline - Marine ¦ SCG ¦ Marine | Com ¦ Small Packaged Heat Pump (SEER 14) - Fuel Sub Future Baseline - Marine | SCG ¦ Marine | SCG | All | Electric & Gas | SEER14 Heat Pump, <65 kbtuh, NR | Efficient | 2029 |  | 1 | Conventional | HVAC | Com - College | Com | ROB Only | 1 | 1000 sqft2 of floor space | Cap-Tons | 15 | DEER:HVAC_Split-Package_HP | 106.3002 | 0.065628 | -12.4101 | SWHC014-04 | 964.1067 | 2021 | 679.11 | 2021 | 0 | -50.67 | SWHC014-04 | Com Central HVAC (Small) - Fuel Sub - Marine ¦ SCG ¦ Marine | Com Central HVAC (Small) - Fuel Sub - Marine | 0.022689 | 0.814 | 0 | CBSA 2014, adjusted to reflect new efficiencies | 32.911 | 2012 | 1 | SWHC014-04
COM-HVAC-FS-20B.38 | Com ¦ Small Packaged Heat Pump (SEER 14) - Fuel Sub Future Baseline - Marine ¦ SCG ¦ Marine | Com ¦ Small Packaged Heat Pump (SEER 14) - Fuel Sub Future Baseline - Marine | SCG ¦ Marine | SCG | All | Electric & Gas | SEER14 Heat Pump, <65 kbtuh, NR | Efficient | 2029 |  | 1 | Conventional | HVAC | Com - Grocery | Com | ROB Only | 1 | 1000 sqft2 of floor space | Cap-Tons | 15 | DEER:HVAC_Split-Package_HP | 420.3467 | 0.05785 | -80.6013 | SWHC014-04 | 964.1067 | 2021 | 679.11 | 2021 | 0 | -50.67 | SWHC014-04 | Com Central HVAC (Small) - Fuel Sub - Marine ¦ SCG ¦ Marine | Com Central HVAC (Small) - Fuel Sub - Marine | 0.040359 | 0.814 | 0 | CBSA 2014, adjusted to reflect new efficiencies | 165.6233 | 2012 | 1 | SWHC014-04
COM-HVAC-FS-20B.39 | Com ¦ Small Packaged Heat Pump (SEER 14) - Fuel Sub Future Baseline - Marine ¦ SCG ¦ Marine | Com ¦ Small Packaged Heat Pump (SEER 14) - Fuel Sub Future Baseline - Marine | SCG ¦ Marine | SCG | All | Electric & Gas | SEER14 Heat Pump, <65 kbtuh, NR | Efficient | 2029 |  | 1 | Conventional | HVAC | Com - Health | Com | ROB Only | 1 | 1000 sqft2 of floor space | Cap-Tons | 15 | DEER:HVAC_Split-Package_HP | 119.1132 | 0.055927 | -22.4855 | SWHC014-04 | 964.1067 | 2021 | 679.11 | 2021 | 0 | -50.67 | SWHC014-04 | Com Central HVAC (Small) - Fuel Sub - Marine ¦ SCG ¦ Marine | Com Central HVAC (Small) - Fuel Sub - Marine | 0.032178 | 0.814 | 0 | CBSA 2014, adjusted to reflect new efficiencies | 55.7178 | 2012 | 1 | SWHC014-04
COM-HVAC-FS-20B.40 | Com ¦ Small Packaged Heat Pump (SEER 14) - Fuel Sub Future Baseline - Marine ¦ SCG ¦ Marine | Com ¦ Small Packaged Heat Pump (SEER 14) - Fuel Sub Future Baseline - Marine | SCG ¦ Marine | SCG | All | Electric & Gas | SEER14 Heat Pump, <65 kbtuh, NR | Efficient | 2029 |  | 1 | Conventional | HVAC | Com - Lodging | Com | ROB Only | 1 | 1000 sqft2 of floor space | Cap-Tons | 15 | DEER:HVAC_Split-Package_HP | 254.4021 | 0.062815 | -41.9012 | SWHC014-04 | 964.1067 | 2021 | 679.11 | 2021 | 0 | -50.67 | SWHC014-04 | Com Central HVAC (Small) - Fuel Sub - Marine ¦ SCG ¦ Marine | Com Central HVAC (Small) - Fuel Sub - Marine | 0.018069 | 0.814 | 0 | CBSA 2014, adjusted to reflect new efficiencies | 373.8002 | 2012 | 1 | SWHC014-04
COM-HVAC-FS-20B.41 | Com ¦ Small Packaged Heat Pump (SEER 14) - Fuel Sub Future Baseline - Marine ¦ SCG ¦ Marine | Com ¦ Small Packaged Heat Pump (SEER 14) - Fuel Sub Future Baseline - Marine | SCG ¦ Marine | SCG | All | Electric & Gas | SEER14 Heat Pump, <65 kbtuh, NR | Efficient | 2029 |  | 1 | Conventional | HVAC | Com - Office (Large) | Com | ROB Only | 1 | 1000 sqft2 of floor space | Cap-Tons | 15 | DEER:HVAC_Split-Package_HP | 47.1667 | 0.0268 | -0.948 | SWHC014-04 | 964.1067 | 2021 | 679.11 | 2021 | 0 | -50.67 | SWHC014-04 | Com Central HVAC (Small) - Fuel Sub - Marine ¦ SCG ¦ Marine | Com Central HVAC (Small) - Fuel Sub - Marine | 0.023953 | 0.814 | 0 | CBSA 2014, adjusted to reflect new efficiencies | -0.43361 | 2012 | 1 | SWHC014-04
COM-HVAC-FS-20B.42 | Com ¦ Small Packaged Heat Pump (SEER 14) - Fuel Sub Future Baseline - Marine ¦ SCG ¦ Marine | Com ¦ Small Packaged Heat Pump (SEER 14) - Fuel Sub Future Baseline - Marine | SCG ¦ Marine | SCG | All | Electric & Gas | SEER14 Heat Pump, <65 kbtuh, NR | Efficient | 2029 |  | 1 | Conventional | HVAC | Com - Office (Small) | Com | ROB Only | 1 | 1000 sqft2 of floor space | Cap-Tons | 15 | DEER:HVAC_Split-Package_HP | 67.0667 | 0.02635 | -5.55 | SWHC014-04 | 964.1067 | 2021 | 679.11 | 2021 | 0 | -50.67 | SWHC014-04 | Com Central HVAC (Small) - Fuel Sub - Marine ¦ SCG ¦ Marine | Com Central HVAC (Small) - Fuel Sub - Marine | 0.027176 | 0.814 | 0 | CBSA 2014, adjusted to reflect new efficiencies | 7.9123 | 2012 | 1 | SWHC014-04
COM-HVAC-FS-20B.43 | Com ¦ Small Packaged Heat Pump (SEER 14) - Fuel Sub Future Baseline - Marine ¦ SCG ¦ Marine | Com ¦ Small Packaged Heat Pump (SEER 14) - Fuel Sub Future Baseline - Marine | SCG ¦ Marine | SCG | All | Electric & Gas | SEER14 Heat Pump, <65 kbtuh, NR | Efficient | 2029 |  | 1 | Conventional | HVAC | Com - Other | Com | ROB Only | 1 | 1000 sqft2 of floor space | Cap-Tons | 15 | DEER:HVAC_Split-Package_HP | 171.9 | 0.0627 | -25 | SWHC014-04 | 964.1067 | 2021 | 679.11 | 2021 | 0 | -50.67 | SWHC014-04 | Com Central HVAC (Small) - Fuel Sub - Marine ¦ SCG ¦ Marine | Com Central HVAC (Small) - Fuel Sub - Marine | 0.038925 | 0.814 | 0 | CBSA 2014, adjusted to reflect new efficiencies | 94.2682 | 2012 | 1 | SWHC014-04
COM-HVAC-FS-20B.44 | Com ¦ Small Packaged Heat Pump (SEER 14) - Fuel Sub Future Baseline - Marine ¦ SCG ¦ Marine | Com ¦ Small Packaged Heat Pump (SEER 14) - Fuel Sub Future Baseline - Marine | SCG ¦ Marine | SCG | All | Electric & Gas | SEER14 Heat Pump, <65 kbtuh, NR | Efficient | 2029 |  | 1 | Conventional | HVAC | Com - Refrig. Warehouse | Com | ROB Only | 1 | 1000 sqft2 of floor space | Cap-Tons | 15 | DEER:HVAC_Split-Package_HP | 0 | 0 | 0 | SWHC014-04 | 0 | 2021 | 0 | 2021 | 0 | -50.67 | SWHC014-04 | Com Central HVAC (Small) - Fuel Sub - Marine ¦ SCG ¦ Marine | Com Central HVAC (Small) - Fuel Sub - Marine | 0 | 0.814 | 0 | CBSA 2014, adjusted to reflect new efficiencies | 0 | 2012 | 1 | SWHC014-04
COM-HVAC-FS-20B.45 | Com ¦ Small Packaged Heat Pump (SEER 14) - Fuel Sub Future Baseline - Marine ¦ SCG ¦ Marine | Com ¦ Small Packaged Heat Pump (SEER 14) - Fuel Sub Future Baseline - Marine | SCG ¦ Marine | SCG | All | Electric & Gas | SEER14 Heat Pump, <65 kbtuh, NR | Efficient | 2029 |  | 1 | Conventional | HVAC | Com - Restaurant | Com | ROB Only | 1 | 1000 sqft2 of floor space | Cap-Tons | 15 | DEER:HVAC_Split-Package_HP | 129.0116 | 0.066312 | -11.7207 | SWHC014-04 | 964.1067 | 2021 | 679.11 | 2021 | 0 | -50.67 | SWHC014-04 | Com Central HVAC (Small) - Fuel Sub - Marine ¦ SCG ¦ Marine | Com Central HVAC (Small) - Fuel Sub - Marine | 0.039657 | 0.814 | 0 | CBSA 2014, adjusted to reflect new efficiencies | 6.5124 | 2012 | 1 | SWHC014-04
COM-HVAC-FS-20B.46 | Com ¦ Small Packaged Heat Pump (SEER 14) - Fuel Sub Future Baseline - Marine ¦ SCG ¦ Marine | Com ¦ Small Packaged Heat Pump (SEER 14) - Fuel Sub Future Baseline - Marine | SCG ¦ Marine | SCG | All | Electric & Gas | SEER14 Heat Pump, <65 kbtuh, NR | Efficient | 2029 |  | 1 | Conventional | HVAC | Com - Retail | Com | ROB Only | 1 | 1000 sqft2 of floor space | Cap-Tons | 15 | DEER:HVAC_Split-Package_HP | 141.9351 | 0.076641 | -11.8403 | SWHC014-04 | 964.1067 | 2021 | 679.11 | 2021 | 0 | -50.67 | SWHC014-04 | Com Central HVAC (Small) - Fuel Sub - Marine ¦ SCG ¦ Marine | Com Central HVAC (Small) - Fuel Sub - Marine | 0.016778 | 0.814 | 0 | CBSA 2014, adjusted to reflect new efficiencies | 8.6402 | 2012 | 1 | SWHC014-04
COM-HVAC-FS-20B.47 | Com ¦ Small Packaged Heat Pump (SEER 14) - Fuel Sub Future Baseline - Marine ¦ SCG ¦ Marine | Com ¦ Small Packaged Heat Pump (SEER 14) - Fuel Sub Future Baseline - Marine | SCG ¦ Marine | SCG | All | Electric & Gas | SEER14 Heat Pump, <65 kbtuh, NR | Efficient | 2029 |  | 1 | Conventional | HVAC | Com - School | Com | ROB Only | 1 | 1000 sqft2 of floor space | Cap-Tons | 15 | DEER:HVAC_Split-Package_HP | 91.0406 | 0.033858 | -12.1639 | SWHC014-04 | 964.1067 | 2021 | 679.11 | 2021 | 0 | -50.67 | SWHC014-04 | Com Central HVAC (Small) - Fuel Sub - Marine ¦ SCG ¦ Marine | Com Central HVAC (Small) - Fuel Sub - Marine | 0.027322 | 0.814 | 0 | CBSA 2014, adjusted to reflect new efficiencies | 12.8019 | 2012 | 1 | SWHC014-04
COM-HVAC-FS-20B.48 | Com ¦ Small Packaged Heat Pump (SEER 14) - Fuel Sub Future Baseline - Marine ¦ SCG ¦ Marine | Com ¦ Small Packaged Heat Pump (SEER 14) - Fuel Sub Future Baseline - Marine | SCG ¦ Marine | SCG | All | Electric & Gas | SEER14 Heat Pump, <65 kbtuh, NR | Efficient | 2029 |  | 1 | Conventional | HVAC | Com - Warehouse | Com | ROB Only | 1 | 1000 sqft2 of floor space | Cap-Tons | 15 | DEER:HVAC_Split-Package_HP | 212.8833 | 0.0301 | -34.2 | SWHC014-04 | 964.1067 | 2021 | 679.11 | 2021 | 0 | -50.67 | SWHC014-04 | Com Central HVAC (Small) - Fuel Sub - Marine ¦ SCG ¦ Marine | Com Central HVAC (Small) - Fuel Sub - Marine | 0.0051386 | 0.814 | 0 | CBSA 2014, adjusted to reflect new efficiencies | 80.363 | 2012 | 1 | SWHC014-04
COM-HVAC-FS-20B.49 | Com ¦ Small Packaged Heat Pump (SEER 14) - Fuel Sub Future Baseline - Hot-Dry ¦ SCG ¦ Hot-Dry | Com ¦ Small Packaged Heat Pump (SEER 14) - Fuel Sub Future Baseline - Hot-Dry | SCG ¦ Hot-Dry | SCG | All | Electric & Gas | SEER14 Heat Pump, <65 kbtuh, NR | Efficient | 2029 |  | 1 | Conventional | HVAC | Com - College | Com | ROB Only | 1 | 1000 sqft2 of floor space | Cap-Tons | 15 | DEER:HVAC_Split-Package_HP | 115.9627 | 0.07813 | -13.1859 | SWHC014-04 | 964.1067 | 2021 | 679.11 | 2021 | 0 | -50.67 | SWHC014-04 | Com Central HVAC (Small) - Fuel Sub - Hot-Dry ¦ SCG ¦ Hot-Dry | Com Central HVAC (Small) - Fuel Sub - Hot-Dry | 0.022689 | 0.814 | 0 | CBSA 2014, adjusted to reflect new efficiencies | 34.7407 | 2012 | 1 | SWHC014-04
COM-HVAC-FS-20B.50 | Com ¦ Small Packaged Heat Pump (SEER 14) - Fuel Sub Future Baseline - Hot-Dry ¦ SCG ¦ Hot-Dry | Com ¦ Small Packaged Heat Pump (SEER 14) - Fuel Sub Future Baseline - Hot-Dry | SCG ¦ Hot-Dry | SCG | All | Electric & Gas | SEER14 Heat Pump, <65 kbtuh, NR | Efficient | 2029 |  | 1 | Conventional | HVAC | Com - Grocery | Com | ROB Only | 1 | 1000 sqft2 of floor space | Cap-Tons | 15 | DEER:HVAC_Split-Package_HP | 416.25 | 0.0818 | -84.8337 | SWHC014-04 | 964.1067 | 2021 | 679.11 | 2021 | 0 | -50.67 | SWHC014-04 | Com Central HVAC (Small) - Fuel Sub - Hot-Dry ¦ SCG ¦ Hot-Dry | Com Central HVAC (Small) - Fuel Sub - Hot-Dry | 0.040359 | 0.814 | 0 | CBSA 2014, adjusted to reflect new efficiencies | 175.7921 | 2012 | 1 | SWHC014-04
COM-HVAC-FS-20B.51 | Com ¦ Small Packaged Heat Pump (SEER 14) - Fuel Sub Future Baseline - Hot-Dry ¦ SCG ¦ Hot-Dry | Com ¦ Small Packaged Heat Pump (SEER 14) - Fuel Sub Future Baseline - Hot-Dry | SCG ¦ Hot-Dry | SCG | All | Electric & Gas | SEER14 Heat Pump, <65 kbtuh, NR | Efficient | 2029 |  | 1 | Conventional | HVAC | Com - Health | Com | ROB Only | 1 | 1000 sqft2 of floor space | Cap-Tons | 15 | DEER:HVAC_Split-Package_HP | 147.3761 | 0.067723 | -25.6229 | SWHC014-04 | 964.1067 | 2021 | 679.11 | 2021 | 0 | -50.67 | SWHC014-04 | Com Central HVAC (Small) - Fuel Sub - Hot-Dry ¦ SCG ¦ Hot-Dry | Com Central HVAC (Small) - Fuel Sub - Hot-Dry | 0.032178 | 0.814 | 0 | CBSA 2014, adjusted to reflect new efficiencies | 62.7302 | 2012 | 1 | SWHC014-04
COM-HVAC-FS-20B.52 | Com ¦ Small Packaged Heat Pump (SEER 14) - Fuel Sub Future Baseline - Hot-Dry ¦ SCG ¦ Hot-Dry | Com ¦ Small Packaged Heat Pump (SEER 14) - Fuel Sub Future Baseline - Hot-Dry | SCG ¦ Hot-Dry | SCG | All | Electric & Gas | SEER14 Heat Pump, <65 kbtuh, NR | Efficient | 2029 |  | 1 | Conventional | HVAC | Com - Lodging | Com | ROB Only | 1 | 1000 sqft2 of floor space | Cap-Tons | 15 | DEER:HVAC_Split-Package_HP | 267.3136 | 0.078689 | -40.2704 | SWHC014-04 | 964.1067 | 2021 | 679.11 | 2021 | 0 | -50.67 | SWHC014-04 | Com Central HVAC (Small) - Fuel Sub - Hot-Dry ¦ SCG ¦ Hot-Dry | Com Central HVAC (Small) - Fuel Sub - Hot-Dry | 0.018069 | 0.814 | 0 | CBSA 2014, adjusted to reflect new efficiencies | 355.6546 | 2012 | 1 | SWHC014-04
COM-HVAC-FS-20B.53 | Com ¦ Small Packaged Heat Pump (SEER 14) - Fuel Sub Future Baseline - Hot-Dry ¦ SCG ¦ Hot-Dry | Com ¦ Small Packaged Heat Pump (SEER 14) - Fuel Sub Future Baseline - Hot-Dry | SCG ¦ Hot-Dry | SCG | All | Electric & Gas | SEER14 Heat Pump, <65 kbtuh, NR | Efficient | 2029 |  | 1 | Conventional | HVAC | Com - Office (Large) | Com | ROB Only | 1 | 1000 sqft2 of floor space | Cap-Tons | 15 | DEER:HVAC_Split-Package_HP | 58.3 | 0.0347 | -1.48 | SWHC014-04 | 964.1067 | 2021 | 679.11 | 2021 | 0 | -50.67 | SWHC014-04 | Com Central HVAC (Small) - Fuel Sub - Hot-Dry ¦ SCG ¦ Hot-Dry | Com Central HVAC (Small) - Fuel Sub - Hot-Dry | 0.023953 | 0.814 | 0 | CBSA 2014, adjusted to reflect new efficiencies | 0.84821 | 2012 | 1 | SWHC014-04
COM-HVAC-FS-20B.54 | Com ¦ Small Packaged Heat Pump (SEER 14) - Fuel Sub Future Baseline - Hot-Dry ¦ SCG ¦ Hot-Dry | Com ¦ Small Packaged Heat Pump (SEER 14) - Fuel Sub Future Baseline - Hot-Dry | SCG ¦ Hot-Dry | SCG | All | Electric & Gas | SEER14 Heat Pump, <65 kbtuh, NR | Efficient | 2029 |  | 1 | Conventional | HVAC | Com - Office (Small) | Com | ROB Only | 1 | 1000 sqft2 of floor space | Cap-Tons | 15 | DEER:HVAC_Split-Package_HP | 79.0833 | 0.0346 | -6.68 | SWHC014-04 | 964.1067 | 2021 | 679.11 | 2021 | 0 | -50.67 | SWHC014-04 | Com Central HVAC (Small) - Fuel Sub - Hot-Dry ¦ SCG ¦ Hot-Dry | Com Central HVAC (Small) - Fuel Sub - Hot-Dry | 0.027176 | 0.814 | 0 | CBSA 2014, adjusted to reflect new efficiencies | 9.5984 | 2012 | 1 | SWHC014-04
COM-HVAC-FS-20B.55 | Com ¦ Small Packaged Heat Pump (SEER 14) - Fuel Sub Future Baseline - Hot-Dry ¦ SCG ¦ Hot-Dry | Com ¦ Small Packaged Heat Pump (SEER 14) - Fuel Sub Future Baseline - Hot-Dry | SCG ¦ Hot-Dry | SCG | All | Electric & Gas | SEER14 Heat Pump, <65 kbtuh, NR | Efficient | 2029 |  | 1 | Conventional | HVAC | Com - Other | Com | ROB Only | 1 | 1000 sqft2 of floor space | Cap-Tons | 15 | DEER:HVAC_Split-Package_HP | 179.2667 | 0.07565 | -24.5 | SWHC014-04 | 964.1067 | 2021 | 679.11 | 2021 | 0 | -50.67 | SWHC014-04 | Com Central HVAC (Small) - Fuel Sub - Hot-Dry ¦ SCG ¦ Hot-Dry | Com Central HVAC (Small) - Fuel Sub - Hot-Dry | 0.038925 | 0.814 | 0 | CBSA 2014, adjusted to reflect new efficiencies | 91.1897 | 2012 | 1 | SWHC014-04
COM-HVAC-FS-20B.56 | Com ¦ Small Packaged Heat Pump (SEER 14) - Fuel Sub Future Baseline - Hot-Dry ¦ SCG ¦ Hot-Dry | Com ¦ Small Packaged Heat Pump (SEER 14) - Fuel Sub Future Baseline - Hot-Dry | SCG ¦ Hot-Dry | SCG | All | Electric & Gas | SEER14 Heat Pump, <65 kbtuh, NR | Efficient | 2029 |  | 1 | Conventional | HVAC | Com - Refrig. Warehouse | Com | ROB Only | 1 | 1000 sqft2 of floor space | Cap-Tons | 15 | DEER:HVAC_Split-Package_HP | 0 | 0 | 0 | SWHC014-04 | 0 | 2021 | 0 | 2021 | 0 | -50.67 | SWHC014-04 | Com Central HVAC (Small) - Fuel Sub - Hot-Dry ¦ SCG ¦ Hot-Dry | Com Central HVAC (Small) - Fuel Sub - Hot-Dry | 0 | 0.814 | 0 | CBSA 2014, adjusted to reflect new efficiencies | 0 | 2012 | 1 | SWHC014-04
COM-HVAC-FS-20B.57 | Com ¦ Small Packaged Heat Pump (SEER 14) - Fuel Sub Future Baseline - Hot-Dry ¦ SCG ¦ Hot-Dry | Com ¦ Small Packaged Heat Pump (SEER 14) - Fuel Sub Future Baseline - Hot-Dry | SCG ¦ Hot-Dry | SCG | All | Electric & Gas | SEER14 Heat Pump, <65 kbtuh, NR | Efficient | 2029 |  | 1 | Conventional | HVAC | Com - Restaurant | Com | ROB Only | 1 | 1000 sqft2 of floor space | Cap-Tons | 15 | DEER:HVAC_Split-Package_HP | 132.5917 | 0.077625 | -12.6233 | SWHC014-04 | 964.1067 | 2021 | 679.11 | 2021 | 0 | -50.67 | SWHC014-04 | Com Central HVAC (Small) - Fuel Sub - Hot-Dry ¦ SCG ¦ Hot-Dry | Com Central HVAC (Small) - Fuel Sub - Hot-Dry | 0.039657 | 0.814 | 0 | CBSA 2014, adjusted to reflect new efficiencies | 7.1268 | 2012 | 1 | SWHC014-04
COM-HVAC-FS-20B.58 | Com ¦ Small Packaged Heat Pump (SEER 14) - Fuel Sub Future Baseline - Hot-Dry ¦ SCG ¦ Hot-Dry | Com ¦ Small Packaged Heat Pump (SEER 14) - Fuel Sub Future Baseline - Hot-Dry | SCG ¦ Hot-Dry | SCG | All | Electric & Gas | SEER14 Heat Pump, <65 kbtuh, NR | Efficient | 2029 |  | 1 | Conventional | HVAC | Com - Retail | Com | ROB Only | 1 | 1000 sqft2 of floor space | Cap-Tons | 15 | DEER:HVAC_Split-Package_HP | 113.0381 | 0.081054 | -10.1827 | SWHC014-04 | 964.1067 | 2021 | 679.11 | 2021 | 0 | -50.67 | SWHC014-04 | Com Central HVAC (Small) - Fuel Sub - Hot-Dry ¦ SCG ¦ Hot-Dry | Com Central HVAC (Small) - Fuel Sub - Hot-Dry | 0.016778 | 0.814 | 0 | CBSA 2014, adjusted to reflect new efficiencies | 10.6018 | 2012 | 1 | SWHC014-04
COM-HVAC-FS-20B.59 | Com ¦ Small Packaged Heat Pump (SEER 14) - Fuel Sub Future Baseline - Hot-Dry ¦ SCG ¦ Hot-Dry | Com ¦ Small Packaged Heat Pump (SEER 14) - Fuel Sub Future Baseline - Hot-Dry | SCG ¦ Hot-Dry | SCG | All | Electric & Gas | SEER14 Heat Pump, <65 kbtuh, NR | Efficient | 2029 |  | 1 | Conventional | HVAC | Com - School | Com | ROB Only | 1 | 1000 sqft2 of floor space | Cap-Tons | 15 | DEER:HVAC_Split-Package_HP | 92.4414 | 0.042935 | -12.0107 | SWHC014-04 | 964.1067 | 2021 | 679.11 | 2021 | 0 | -50.67 | SWHC014-04 | Com Central HVAC (Small) - Fuel Sub - Hot-Dry ¦ SCG ¦ Hot-Dry | Com Central HVAC (Small) - Fuel Sub - Hot-Dry | 0.027322 | 0.814 | 0 | CBSA 2014, adjusted to reflect new efficiencies | 12.2213 | 2012 | 1 | SWHC014-04
COM-HVAC-FS-20B.60 | Com ¦ Small Packaged Heat Pump (SEER 14) - Fuel Sub Future Baseline - Hot-Dry ¦ SCG ¦ Hot-Dry | Com ¦ Small Packaged Heat Pump (SEER 14) - Fuel Sub Future Baseline - Hot-Dry | SCG ¦ Hot-Dry | SCG | All | Electric & Gas | SEER14 Heat Pump, <65 kbtuh, NR | Efficient | 2029 |  | 1 | Conventional | HVAC | Com - Warehouse | Com | ROB Only | 1 | 1000 sqft2 of floor space | Cap-Tons | 15 | DEER:HVAC_Split-Package_HP | 204.85 | 0.0448 | -33.6 | SWHC014-04 | 964.1067 | 2021 | 679.11 | 2021 | 0 | -50.67 | SWHC014-04 | Com Central HVAC (Small) - Fuel Sub - Hot-Dry ¦ SCG ¦ Hot-Dry | Com Central HVAC (Small) - Fuel Sub - Hot-Dry | 0.0051386 | 0.814 | 0 | CBSA 2014, adjusted to reflect new efficiencies | 80.2415 | 2012 | 1 | SWHC014-04
COM-HVAC-FS-20B.61 | Com ¦ Small Packaged Heat Pump (SEER 14) - Fuel Sub Future Baseline - Cold ¦ SCG ¦ Cold | Com ¦ Small Packaged Heat Pump (SEER 14) - Fuel Sub Future Baseline - Cold | SCG ¦ Cold | SCG | All | Electric & Gas | SEER14 Heat Pump, <65 kbtuh, NR | Efficient | 2029 |  | 1 | Conventional | HVAC | Com - College | Com | ROB Only | 1 | 1000 sqft2 of floor space | Cap-Tons | 15 | DEER:HVAC_Split-Package_HP | 717.6906 | 0.0079597 | -92.6695 | SWHC014-04 | 964.1067 | 2021 | 679.11 | 2021 | 0 | -50.67 | SWHC014-04 | Com Central HVAC (Small) - Fuel Sub - Cold ¦ SCG ¦ Cold | Com Central HVAC (Small) - Fuel Sub - Cold | 0.022689 | 0.814 | 0 | CBSA 2014, adjusted to reflect new efficiencies | 251.5002 | 2012 | 1 | SWHC014-04
COM-HVAC-FS-20B.62 | Com ¦ Small Packaged Heat Pump (SEER 14) - Fuel Sub Future Baseline - Cold ¦ SCG ¦ Cold | Com ¦ Small Packaged Heat Pump (SEER 14) - Fuel Sub Future Baseline - Cold | SCG ¦ Cold | SCG | All | Electric & Gas | SEER14 Heat Pump, <65 kbtuh, NR | Efficient | 2029 |  | 1 | Conventional | HVAC | Com - Grocery | Com | ROB Only | 1 | 1000 sqft2 of floor space | Cap-Tons | 15 | DEER:HVAC_Split-Package_HP | 2321.5 | 0.0658 | -331.3332 | SWHC014-04 | 964.1067 | 2021 | 679.11 | 2021 | 0 | -50.67 | SWHC014-04 | Com Central HVAC (Small) - Fuel Sub - Cold ¦ SCG ¦ Cold | Com Central HVAC (Small) - Fuel Sub - Cold | 0.040359 | 0.814 | 0 | CBSA 2014, adjusted to reflect new efficiencies | 647.4519 | 2012 | 1 | SWHC014-04
COM-HVAC-FS-20B.63 | Com ¦ Small Packaged Heat Pump (SEER 14) - Fuel Sub Future Baseline - Cold ¦ SCG ¦ Cold | Com ¦ Small Packaged Heat Pump (SEER 14) - Fuel Sub Future Baseline - Cold | SCG ¦ Cold | SCG | All | Electric & Gas | SEER14 Heat Pump, <65 kbtuh, NR | Efficient | 2029 |  | 1 | Conventional | HVAC | Com - Health | Com | ROB Only | 1 | 1000 sqft2 of floor space | Cap-Tons | 15 | DEER:HVAC_Split-Package_HP | 856.4971 | 0.050356 | -128.9495 | SWHC014-04 | 964.1067 | 2021 | 679.11 | 2021 | 0 | -50.67 | SWHC014-04 | Com Central HVAC (Small) - Fuel Sub - Cold ¦ SCG ¦ Cold | Com Central HVAC (Small) - Fuel Sub - Cold | 0.032178 | 0.814 | 0 | CBSA 2014, adjusted to reflect new efficiencies | 308.1819 | 2012 | 1 | SWHC014-04
COM-HVAC-FS-20B.64 | Com ¦ Small Packaged Heat Pump (SEER 14) - Fuel Sub Future Baseline - Cold ¦ SCG ¦ Cold | Com ¦ Small Packaged Heat Pump (SEER 14) - Fuel Sub Future Baseline - Cold | SCG ¦ Cold | SCG | All | Electric & Gas | SEER14 Heat Pump, <65 kbtuh, NR | Efficient | 2029 |  | 1 | Conventional | HVAC | Com - Lodging | Com | ROB Only | 1 | 1000 sqft2 of floor space | Cap-Tons | 15 | DEER:HVAC_Split-Package_HP | 1613.0699 | 0.05858 | -210.3596 | SWHC014-04 | 964.1067 | 2021 | 679.11 | 2021 | 0 | -50.67 | SWHC014-04 | Com Central HVAC (Small) - Fuel Sub - Cold ¦ SCG ¦ Cold | Com Central HVAC (Small) - Fuel Sub - Cold | 0.018069 | 0.814 | 0 | CBSA 2014, adjusted to reflect new efficiencies | 1823.6532 | 2012 | 1 | SWHC014-04
COM-HVAC-FS-20B.65 | Com ¦ Small Packaged Heat Pump (SEER 14) - Fuel Sub Future Baseline - Cold ¦ SCG ¦ Cold | Com ¦ Small Packaged Heat Pump (SEER 14) - Fuel Sub Future Baseline - Cold | SCG ¦ Cold | SCG | All | Electric & Gas | SEER14 Heat Pump, <65 kbtuh, NR | Efficient | 2029 |  | 1 | Conventional | HVAC | Com - Office (Large) | Com | ROB Only | 1 | 1000 sqft2 of floor space | Cap-Tons | 15 | DEER:HVAC_Split-Package_HP | 198.8 | 0.0268 | -24.4 | SWHC014-04 | 964.1067 | 2021 | 679.11 | 2021 | 0 | -50.67 | SWHC014-04 | Com Central HVAC (Small) - Fuel Sub - Cold ¦ SCG ¦ Cold | Com Central HVAC (Small) - Fuel Sub - Cold | 0.023953 | 0.814 | 0 | CBSA 2014, adjusted to reflect new efficiencies | 89.802 | 2012 | 1 | SWHC014-04
COM-HVAC-FS-20B.66 | Com ¦ Small Packaged Heat Pump (SEER 14) - Fuel Sub Future Baseline - Cold ¦ SCG ¦ Cold | Com ¦ Small Packaged Heat Pump (SEER 14) - Fuel Sub Future Baseline - Cold | SCG ¦ Cold | SCG | All | Electric & Gas | SEER14 Heat Pump, <65 kbtuh, NR | Efficient | 2029 |  | 1 | Conventional | HVAC | Com - Office (Small) | Com | ROB Only | 1 | 1000 sqft2 of floor space | Cap-Tons | 15 | DEER:HVAC_Split-Package_HP | 409.2167 | 0.02705 | -49.4 | SWHC014-04 | 964.1067 | 2021 | 679.11 | 2021 | 0 | -50.67 | SWHC014-04 | Com Central HVAC (Small) - Fuel Sub - Cold ¦ SCG ¦ Cold | Com Central HVAC (Small) - Fuel Sub - Cold | 0.027176 | 0.814 | 0 | CBSA 2014, adjusted to reflect new efficiencies | 79.0342 | 2012 | 1 | SWHC014-04
COM-HVAC-FS-20B.67 | Com ¦ Small Packaged Heat Pump (SEER 14) - Fuel Sub Future Baseline - Cold ¦ SCG ¦ Cold | Com ¦ Small Packaged Heat Pump (SEER 14) - Fuel Sub Future Baseline - Cold | SCG ¦ Cold | SCG | All | Electric & Gas | SEER14 Heat Pump, <65 kbtuh, NR | Efficient | 2029 |  | 1 | Conventional | HVAC | Com - Other | Com | ROB Only | 1 | 1000 sqft2 of floor space | Cap-Tons | 15 | DEER:HVAC_Split-Package_HP | 1219.0167 | 0.05865 | -172 | SWHC014-04 | 964.1067 | 2021 | 679.11 | 2021 | 0 | -50.67 | SWHC014-04 | Com Central HVAC (Small) - Fuel Sub - Cold ¦ SCG ¦ Cold | Com Central HVAC (Small) - Fuel Sub - Cold | 0.038925 | 0.814 | 0 | CBSA 2014, adjusted to reflect new efficiencies | 644.5519 | 2012 | 1 | SWHC014-04
COM-HVAC-FS-20B.68 | Com ¦ Small Packaged Heat Pump (SEER 14) - Fuel Sub Future Baseline - Cold ¦ SCG ¦ Cold | Com ¦ Small Packaged Heat Pump (SEER 14) - Fuel Sub Future Baseline - Cold | SCG ¦ Cold | SCG | All | Electric & Gas | SEER14 Heat Pump, <65 kbtuh, NR | Efficient | 2029 |  | 1 | Conventional | HVAC | Com - Refrig. Warehouse | Com | ROB Only | 1 | 1000 sqft2 of floor space | Cap-Tons | 15 | DEER:HVAC_Split-Package_HP | 0 | 0 | 0 | SWHC014-04 | 0 | 2021 | 0 | 2021 | 0 | -50.67 | SWHC014-04 | Com Central HVAC (Small) - Fuel Sub - Cold ¦ SCG ¦ Cold | Com Central HVAC (Small) - Fuel Sub - Cold | 0 | 0.814 | 0 | CBSA 2014, adjusted to reflect new efficiencies | 0 | 2012 | 1 | SWHC014-04
COM-HVAC-FS-20B.69 | Com ¦ Small Packaged Heat Pump (SEER 14) - Fuel Sub Future Baseline - Cold ¦ SCG ¦ Cold | Com ¦ Small Packaged Heat Pump (SEER 14) - Fuel Sub Future Baseline - Cold | SCG ¦ Cold | SCG | All | Electric & Gas | SEER14 Heat Pump, <65 kbtuh, NR | Efficient | 2029 |  | 1 | Conventional | HVAC | Com - Restaurant | Com | ROB Only | 1 | 1000 sqft2 of floor space | Cap-Tons | 15 | DEER:HVAC_Split-Package_HP | 984.271 | 0.061162 | -140.5022 | SWHC014-04 | 964.1067 | 2021 | 679.11 | 2021 | 0 | -50.67 | SWHC014-04 | Com Central HVAC (Small) - Fuel Sub - Cold ¦ SCG ¦ Cold | Com Central HVAC (Small) - Fuel Sub - Cold | 0.039657 | 0.814 | 0 | CBSA 2014, adjusted to reflect new efficiencies | 88.0589 | 2012 | 1 | SWHC014-04
COM-HVAC-FS-20B.70 | Com ¦ Small Packaged Heat Pump (SEER 14) - Fuel Sub Future Baseline - Cold ¦ SCG ¦ Cold | Com ¦ Small Packaged Heat Pump (SEER 14) - Fuel Sub Future Baseline - Cold | SCG ¦ Cold | SCG | All | Electric & Gas | SEER14 Heat Pump, <65 kbtuh, NR | Efficient | 2029 |  | 1 | Conventional | HVAC | Com - Retail | Com | ROB Only | 1 | 1000 sqft2 of floor space | Cap-Tons | 15 | DEER:HVAC_Split-Package_HP | 886.8214 | 0.070056 | -114.1883 | SWHC014-04 | 964.1067 | 2021 | 679.11 | 2021 | 0 | -50.67 | SWHC014-04 | Com Central HVAC (Small) - Fuel Sub - Cold ¦ SCG ¦ Cold | Com Central HVAC (Small) - Fuel Sub - Cold | 0.016778 | 0.814 | 0 | CBSA 2014, adjusted to reflect new efficiencies | 252.6619 | 2012 | 1 | SWHC014-04
COM-HVAC-FS-20B.71 | Com ¦ Small Packaged Heat Pump (SEER 14) - Fuel Sub Future Baseline - Cold ¦ SCG ¦ Cold | Com ¦ Small Packaged Heat Pump (SEER 14) - Fuel Sub Future Baseline - Cold | SCG ¦ Cold | SCG | All | Electric & Gas | SEER14 Heat Pump, <65 kbtuh, NR | Efficient | 2029 |  | 1 | Conventional | HVAC | Com - School | Com | ROB Only | 1 | 1000 sqft2 of floor space | Cap-Tons | 15 | DEER:HVAC_Split-Package_HP | 743.2796 | 0.0048631 | -96.149 | SWHC014-04 | 964.1067 | 2021 | 679.11 | 2021 | 0 | -50.67 | SWHC014-04 | Com Central HVAC (Small) - Fuel Sub - Cold ¦ SCG ¦ Cold | Com Central HVAC (Small) - Fuel Sub - Cold | 0.027322 | 0.814 | 0 | CBSA 2014, adjusted to reflect new efficiencies | 97.2975 | 2012 | 1 | SWHC014-04
COM-HVAC-FS-20B.72 | Com ¦ Small Packaged Heat Pump (SEER 14) - Fuel Sub Future Baseline - Cold ¦ SCG ¦ Cold | Com ¦ Small Packaged Heat Pump (SEER 14) - Fuel Sub Future Baseline - Cold | SCG ¦ Cold | SCG | All | Electric & Gas | SEER14 Heat Pump, <65 kbtuh, NR | Efficient | 2029 |  | 1 | Conventional | HVAC | Com - Warehouse | Com | ROB Only | 1 | 1000 sqft2 of floor space | Cap-Tons | 15 | DEER:HVAC_Split-Package_HP | 1213.0333 | 0.0279 | -152 | SWHC014-04 | 964.1067 | 2021 | 679.11 | 2021 | 0 | -50.67 | SWHC014-04 | Com Central HVAC (Small) - Fuel Sub - Cold ¦ SCG ¦ Cold | Com Central HVAC (Small) - Fuel Sub - Cold | 0.0051386 | 0.814 | 0 | CBSA 2014, adjusted to reflect new efficiencies | 277.177 | 2012 | 1 | SWHC014-04
COM-HVAC-FS-20B.73 | Com ¦ Small Packaged Heat Pump (SEER 14) - Fuel Sub Future Baseline - Marine ¦ SDG&E ¦ Marine | Com ¦ Small Packaged Heat Pump (SEER 14) - Fuel Sub Future Baseline - Marine | SDG&E ¦ Marine | SDG&E | All | Electric & Gas | SEER14 Heat Pump, <65 kbtuh, NR | Efficient | 2029 |  | 1 | Conventional | HVAC | Com - College | Com | ROB Only | 1 | 1000 sqft2 of floor space | Cap-Tons | 15 | DEER:HVAC_Split-Package_HP | 106.3002 | 0.065628 | -12.4101 | SWHC014-04 | 964.1067 | 2021 | 679.11 | 2021 | 0 | -50.67 | SWHC014-04 | Com Central HVAC (Small) - Fuel Sub - Marine ¦ SDG&E ¦ Marine | Com Central HVAC (Small) - Fuel Sub - Marine | 0.022234 | 0.814 | 0 | CBSA 2014, adjusted to reflect new efficiencies | 32.911 | 2012 | 1 | SWHC014-04
COM-HVAC-FS-20B.74 | Com ¦ Small Packaged Heat Pump (SEER 14) - Fuel Sub Future Baseline - Marine ¦ SDG&E ¦ Marine | Com ¦ Small Packaged Heat Pump (SEER 14) - Fuel Sub Future Baseline - Marine | SDG&E ¦ Marine | SDG&E | All | Electric & Gas | SEER14 Heat Pump, <65 kbtuh, NR | Efficient | 2029 |  | 1 | Conventional | HVAC | Com - Grocery | Com | ROB Only | 1 | 1000 sqft2 of floor space | Cap-Tons | 15 | DEER:HVAC_Split-Package_HP | 420.3467 | 0.05785 | -80.6013 | SWHC014-04 | 964.1067 | 2021 | 679.11 | 2021 | 0 | -50.67 | SWHC014-04 | Com Central HVAC (Small) - Fuel Sub - Marine ¦ SDG&E ¦ Marine | Com Central HVAC (Small) - Fuel Sub - Marine | 0.041033 | 0.814 | 0 | CBSA 2014, adjusted to reflect new efficiencies | 165.6233 | 2012 | 1 | SWHC014-04
COM-HVAC-FS-20B.75 | Com ¦ Small Packaged Heat Pump (SEER 14) - Fuel Sub Future Baseline - Marine ¦ SDG&E ¦ Marine | Com ¦ Small Packaged Heat Pump (SEER 14) - Fuel Sub Future Baseline - Marine | SDG&E ¦ Marine | SDG&E | All | Electric & Gas | SEER14 Heat Pump, <65 kbtuh, NR | Efficient | 2029 |  | 1 | Conventional | HVAC | Com - Health | Com | ROB Only | 1 | 1000 sqft2 of floor space | Cap-Tons | 15 | DEER:HVAC_Split-Package_HP | 119.1132 | 0.055927 | -22.4855 | SWHC014-04 | 964.1067 | 2021 | 679.11 | 2021 | 0 | -50.67 | SWHC014-04 | Com Central HVAC (Small) - Fuel Sub - Marine ¦ SDG&E ¦ Marine | Com Central HVAC (Small) - Fuel Sub - Marine | 0.031998 | 0.814 | 0 | CBSA 2014, adjusted to reflect new efficiencies | 55.7178 | 2012 | 1 | SWHC014-04
COM-HVAC-FS-20B.76 | Com ¦ Small Packaged Heat Pump (SEER 14) - Fuel Sub Future Baseline - Marine ¦ SDG&E ¦ Marine | Com ¦ Small Packaged Heat Pump (SEER 14) - Fuel Sub Future Baseline - Marine | SDG&E ¦ Marine | SDG&E | All | Electric & Gas | SEER14 Heat Pump, <65 kbtuh, NR | Efficient | 2029 |  | 1 | Conventional | HVAC | Com - Lodging | Com | ROB Only | 1 | 1000 sqft2 of floor space | Cap-Tons | 15 | DEER:HVAC_Split-Package_HP | 254.4021 | 0.062815 | -41.9012 | SWHC014-04 | 964.1067 | 2021 | 679.11 | 2021 | 0 | -50.67 | SWHC014-04 | Com Central HVAC (Small) - Fuel Sub - Marine ¦ SDG&E ¦ Marine | Com Central HVAC (Small) - Fuel Sub - Marine | 0.017903 | 0.814 | 0 | CBSA 2014, adjusted to reflect new efficiencies | 373.8002 | 2012 | 1 | SWHC014-04
COM-HVAC-FS-20B.77 | Com ¦ Small Packaged Heat Pump (SEER 14) - Fuel Sub Future Baseline - Marine ¦ SDG&E ¦ Marine | Com ¦ Small Packaged Heat Pump (SEER 14) - Fuel Sub Future Baseline - Marine | SDG&E ¦ Marine | SDG&E | All | Electric & Gas | SEER14 Heat Pump, <65 kbtuh, NR | Efficient | 2029 |  | 1 | Conventional | HVAC | Com - Office (Large) | Com | ROB Only | 1 | 1000 sqft2 of floor space | Cap-Tons | 15 | DEER:HVAC_Split-Package_HP | 47.1667 | 0.0268 | -0.948 | SWHC014-04 | 964.1067 | 2021 | 679.11 | 2021 | 0 | -50.67 | SWHC014-04 | Com Central HVAC (Small) - Fuel Sub - Marine ¦ SDG&E ¦ Marine | Com Central HVAC (Small) - Fuel Sub - Marine | 0.023374 | 0.814 | 0 | CBSA 2014, adjusted to reflect new efficiencies | -0.43361 | 2012 | 1 | SWHC014-04
COM-HVAC-FS-20B.78 | Com ¦ Small Packaged Heat Pump (SEER 14) - Fuel Sub Future Baseline - Marine ¦ SDG&E ¦ Marine | Com ¦ Small Packaged Heat Pump (SEER 14) - Fuel Sub Future Baseline - Marine | SDG&E ¦ Marine | SDG&E | All | Electric & Gas | SEER14 Heat Pump, <65 kbtuh, NR | Efficient | 2029 |  | 1 | Conventional | HVAC | Com - Office (Small) | Com | ROB Only | 1 | 1000 sqft2 of floor space | Cap-Tons | 15 | DEER:HVAC_Split-Package_HP | 67.0667 | 0.02635 | -5.55 | SWHC014-04 | 964.1067 | 2021 | 679.11 | 2021 | 0 | -50.67 | SWHC014-04 | Com Central HVAC (Small) - Fuel Sub - Marine ¦ SDG&E ¦ Marine | Com Central HVAC (Small) - Fuel Sub - Marine | 0.028381 | 0.814 | 0 | CBSA 2014, adjusted to reflect new efficiencies | 7.9123 | 2012 | 1 | SWHC014-04
COM-HVAC-FS-20B.79 | Com ¦ Small Packaged Heat Pump (SEER 14) - Fuel Sub Future Baseline - Marine ¦ SDG&E ¦ Marine | Com ¦ Small Packaged Heat Pump (SEER 14) - Fuel Sub Future Baseline - Marine | SDG&E ¦ Marine | SDG&E | All | Electric & Gas | SEER14 Heat Pump, <65 kbtuh, NR | Efficient | 2029 |  | 1 | Conventional | HVAC | Com - Other | Com | ROB Only | 1 | 1000 sqft2 of floor space | Cap-Tons | 15 | DEER:HVAC_Split-Package_HP | 171.9 | 0.0627 | -25 | SWHC014-04 | 964.1067 | 2021 | 679.11 | 2021 | 0 | -50.67 | SWHC014-04 | Com Central HVAC (Small) - Fuel Sub - Marine ¦ SDG&E ¦ Marine | Com Central HVAC (Small) - Fuel Sub - Marine | 0.03826 | 0.814 | 0 | CBSA 2014, adjusted to reflect new efficiencies | 94.2682 | 2012 | 1 | SWHC014-04
COM-HVAC-FS-20B.80 | Com ¦ Small Packaged Heat Pump (SEER 14) - Fuel Sub Future Baseline - Marine ¦ SDG&E ¦ Marine | Com ¦ Small Packaged Heat Pump (SEER 14) - Fuel Sub Future Baseline - Marine | SDG&E ¦ Marine | SDG&E | All | Electric & Gas | SEER14 Heat Pump, <65 kbtuh, NR | Efficient | 2029 |  | 1 | Conventional | HVAC | Com - Refrig. Warehouse | Com | ROB Only | 1 | 1000 sqft2 of floor space | Cap-Tons | 15 | DEER:HVAC_Split-Package_HP | 0 | 0 | 0 | SWHC014-04 | 0 | 2021 | 0 | 2021 | 0 | -50.67 | SWHC014-04 | Com Central HVAC (Small) - Fuel Sub - Marine ¦ SDG&E ¦ Marine | Com Central HVAC (Small) - Fuel Sub - Marine | 0 | 0.814 | 0 | CBSA 2014, adjusted to reflect new efficiencies | 0 | 2012 | 1 | SWHC014-04
COM-HVAC-FS-20B.81 | Com ¦ Small Packaged Heat Pump (SEER 14) - Fuel Sub Future Baseline - Marine ¦ SDG&E ¦ Marine | Com ¦ Small Packaged Heat Pump (SEER 14) - Fuel Sub Future Baseline - Marine | SDG&E ¦ Marine | SDG&E | All | Electric & Gas | SEER14 Heat Pump, <65 kbtuh, NR | Efficient | 2029 |  | 1 | Conventional | HVAC | Com - Restaurant | Com | ROB Only | 1 | 1000 sqft2 of floor space | Cap-Tons | 15 | DEER:HVAC_Split-Package_HP | 129.0116 | 0.066312 | -11.7207 | SWHC014-04 | 964.1067 | 2021 | 679.11 | 2021 | 0 | -50.67 | SWHC014-04 | Com Central HVAC (Small) - Fuel Sub - Marine ¦ SDG&E ¦ Marine | Com Central HVAC (Small) - Fuel Sub - Marine | 0.041427 | 0.814 | 0 | CBSA 2014, adjusted to reflect new efficiencies | 6.5124 | 2012 | 1 | SWHC014-04
COM-HVAC-FS-20B.82 | Com ¦ Small Packaged Heat Pump (SEER 14) - Fuel Sub Future Baseline - Marine ¦ SDG&E ¦ Marine | Com ¦ Small Packaged Heat Pump (SEER 14) - Fuel Sub Future Baseline - Marine | SDG&E ¦ Marine | SDG&E | All | Electric & Gas | SEER14 Heat Pump, <65 kbtuh, NR | Efficient | 2029 |  | 1 | Conventional | HVAC | Com - Retail | Com | ROB Only | 1 | 1000 sqft2 of floor space | Cap-Tons | 15 | DEER:HVAC_Split-Package_HP | 141.9351 | 0.076641 | -11.8403 | SWHC014-04 | 964.1067 | 2021 | 679.11 | 2021 | 0 | -50.67 | SWHC014-04 | Com Central HVAC (Small) - Fuel Sub - Marine ¦ SDG&E ¦ Marine | Com Central HVAC (Small) - Fuel Sub - Marine | 0.016794 | 0.814 | 0 | CBSA 2014, adjusted to reflect new efficiencies | 8.6402 | 2012 | 1 | SWHC014-04
COM-HVAC-FS-20B.83 | Com ¦ Small Packaged Heat Pump (SEER 14) - Fuel Sub Future Baseline - Marine ¦ SDG&E ¦ Marine | Com ¦ Small Packaged Heat Pump (SEER 14) - Fuel Sub Future Baseline - Marine | SDG&E ¦ Marine | SDG&E | All | Electric & Gas | SEER14 Heat Pump, <65 kbtuh, NR | Efficient | 2029 |  | 1 | Conventional | HVAC | Com - School | Com | ROB Only | 1 | 1000 sqft2 of floor space | Cap-Tons | 15 | DEER:HVAC_Split-Package_HP | 91.0406 | 0.033858 | -12.1639 | SWHC014-04 | 964.1067 | 2021 | 679.11 | 2021 | 0 | -50.67 | SWHC014-04 | Com Central HVAC (Small) - Fuel Sub - Marine ¦ SDG&E ¦ Marine | Com Central HVAC (Small) - Fuel Sub - Marine | 0.028241 | 0.814 | 0 | CBSA 2014, adjusted to reflect new efficiencies | 12.8019 | 2012 | 1 | SWHC014-04
COM-HVAC-FS-20B.84 | Com ¦ Small Packaged Heat Pump (SEER 14) - Fuel Sub Future Baseline - Marine ¦ SDG&E ¦ Marine | Com ¦ Small Packaged Heat Pump (SEER 14) - Fuel Sub Future Baseline - Marine | SDG&E ¦ Marine | SDG&E | All | Electric & Gas | SEER14 Heat Pump, <65 kbtuh, NR | Efficient | 2029 |  | 1 | Conventional | HVAC | Com - Warehouse | Com | ROB Only | 1 | 1000 sqft2 of floor space | Cap-Tons | 15 | DEER:HVAC_Split-Package_HP | 212.8833 | 0.0301 | -34.2 | SWHC014-04 | 964.1067 | 2021 | 679.11 | 2021 | 0 | -50.67 | SWHC014-04 | Com Central HVAC (Small) - Fuel Sub - Marine ¦ SDG&E ¦ Marine | Com Central HVAC (Small) - Fuel Sub - Marine | 0.0051502 | 0.814 | 0 | CBSA 2014, adjusted to reflect new efficiencies | 80.363 | 2012 | 1 | SWHC014-04
COM-HVAC-FS-20B.85 | Com ¦ Small Packaged Heat Pump (SEER 14) - Fuel Sub Future Baseline - Hot-Dry ¦ SDG&E ¦ Hot-Dry | Com ¦ Small Packaged Heat Pump (SEER 14) - Fuel Sub Future Baseline - Hot-Dry | SDG&E ¦ Hot-Dry | SDG&E | All | Electric & Gas | SEER14 Heat Pump, <65 kbtuh, NR | Efficient | 2029 |  | 1 | Conventional | HVAC | Com - College | Com | ROB Only | 1 | 1000 sqft2 of floor space | Cap-Tons | 15 | DEER:HVAC_Split-Package_HP | 90.7837 | 0.058064 | -10.793 | SWHC014-04 | 964.1067 | 2021 | 679.11 | 2021 | 0 | -50.67 | SWHC014-04 | Com Central HVAC (Small) - Fuel Sub - Hot-Dry ¦ SDG&E ¦ Hot-Dry | Com Central HVAC (Small) - Fuel Sub - Hot-Dry | 0.022234 | 0.814 | 0 | CBSA 2014, adjusted to reflect new efficiencies | 28.7484 | 2012 | 1 | SWHC014-04
COM-HVAC-FS-20B.86 | Com ¦ Small Packaged Heat Pump (SEER 14) - Fuel Sub Future Baseline - Hot-Dry ¦ SDG&E ¦ Hot-Dry | Com ¦ Small Packaged Heat Pump (SEER 14) - Fuel Sub Future Baseline - Hot-Dry | SDG&E ¦ Hot-Dry | SDG&E | All | Electric & Gas | SEER14 Heat Pump, <65 kbtuh, NR | Efficient | 2029 |  | 1 | Conventional | HVAC | Com - Grocery | Com | ROB Only | 1 | 1000 sqft2 of floor space | Cap-Tons | 15 | DEER:HVAC_Split-Package_HP | 401.2 | 0.0501 | -79.0992 | SWHC014-04 | 964.1067 | 2021 | 679.11 | 2021 | 0 | -50.67 | SWHC014-04 | Com Central HVAC (Small) - Fuel Sub - Hot-Dry ¦ SDG&E ¦ Hot-Dry | Com Central HVAC (Small) - Fuel Sub - Hot-Dry | 0.041033 | 0.814 | 0 | CBSA 2014, adjusted to reflect new efficiencies | 163.1729 | 2012 | 1 | SWHC014-04
COM-HVAC-FS-20B.87 | Com ¦ Small Packaged Heat Pump (SEER 14) - Fuel Sub Future Baseline - Hot-Dry ¦ SDG&E ¦ Hot-Dry | Com ¦ Small Packaged Heat Pump (SEER 14) - Fuel Sub Future Baseline - Hot-Dry | SDG&E ¦ Hot-Dry | SDG&E | All | Electric & Gas | SEER14 Heat Pump, <65 kbtuh, NR | Efficient | 2029 |  | 1 | Conventional | HVAC | Com - Health | Com | ROB Only | 1 | 1000 sqft2 of floor space | Cap-Tons | 15 | DEER:HVAC_Split-Package_HP | 88.503 | 0.049612 | -17.1437 | SWHC014-04 | 964.1067 | 2021 | 679.11 | 2021 | 0 | -50.67 | SWHC014-04 | Com Central HVAC (Small) - Fuel Sub - Hot-Dry ¦ SDG&E ¦ Hot-Dry | Com Central HVAC (Small) - Fuel Sub - Hot-Dry | 0.031998 | 0.814 | 0 | CBSA 2014, adjusted to reflect new efficiencies | 42.6323 | 2012 | 1 | SWHC014-04
COM-HVAC-FS-20B.88 | Com ¦ Small Packaged Heat Pump (SEER 14) - Fuel Sub Future Baseline - Hot-Dry ¦ SDG&E ¦ Hot-Dry | Com ¦ Small Packaged Heat Pump (SEER 14) - Fuel Sub Future Baseline - Hot-Dry | SDG&E ¦ Hot-Dry | SDG&E | All | Electric & Gas | SEER14 Heat Pump, <65 kbtuh, NR | Efficient | 2029 |  | 1 | Conventional | HVAC | Com - Lodging | Com | ROB Only | 1 | 1000 sqft2 of floor space | Cap-Tons | 15 | DEER:HVAC_Split-Package_HP | 199.794 | 0.054169 | -33.7874 | SWHC014-04 | 964.1067 | 2021 | 679.11 | 2021 | 0 | -50.67 | SWHC014-04 | Com Central HVAC (Small) - Fuel Sub - Hot-Dry ¦ SDG&E ¦ Hot-Dry | Com Central HVAC (Small) - Fuel Sub - Hot-Dry | 0.017903 | 0.814 | 0 | CBSA 2014, adjusted to reflect new efficiencies | 302.2601 | 2012 | 1 | SWHC014-04
COM-HVAC-FS-20B.89 | Com ¦ Small Packaged Heat Pump (SEER 14) - Fuel Sub Future Baseline - Hot-Dry ¦ SDG&E ¦ Hot-Dry | Com ¦ Small Packaged Heat Pump (SEER 14) - Fuel Sub Future Baseline - Hot-Dry | SDG&E ¦ Hot-Dry | SDG&E | All | Electric & Gas | SEER14 Heat Pump, <65 kbtuh, NR | Efficient | 2029 |  | 1 | Conventional | HVAC | Com - Office (Large) | Com | ROB Only | 1 | 1000 sqft2 of floor space | Cap-Tons | 15 | DEER:HVAC_Split-Package_HP | 40.1333 | 0.02455 | -0.57933 | SWHC014-04 | 964.1067 | 2021 | 679.11 | 2021 | 0 | -50.67 | SWHC014-04 | Com Central HVAC (Small) - Fuel Sub - Hot-Dry ¦ SDG&E ¦ Hot-Dry | Com Central HVAC (Small) - Fuel Sub - Hot-Dry | 0.023374 | 0.814 | 0 | CBSA 2014, adjusted to reflect new efficiencies | -1.3897 | 2012 | 1 | SWHC014-04
COM-HVAC-FS-20B.90 | Com ¦ Small Packaged Heat Pump (SEER 14) - Fuel Sub Future Baseline - Hot-Dry ¦ SDG&E ¦ Hot-Dry | Com ¦ Small Packaged Heat Pump (SEER 14) - Fuel Sub Future Baseline - Hot-Dry | SDG&E ¦ Hot-Dry | SDG&E | All | Electric & Gas | SEER14 Heat Pump, <65 kbtuh, NR | Efficient | 2029 |  | 1 | Conventional | HVAC | Com - Office (Small) | Com | ROB Only | 1 | 1000 sqft2 of floor space | Cap-Tons | 15 | DEER:HVAC_Split-Package_HP | 53.6833 | 0.02385 | -4.4333 | SWHC014-04 | 964.1067 | 2021 | 679.11 | 2021 | 0 | -50.67 | SWHC014-04 | Com Central HVAC (Small) - Fuel Sub - Hot-Dry ¦ SDG&E ¦ Hot-Dry | Com Central HVAC (Small) - Fuel Sub - Hot-Dry | 0.028381 | 0.814 | 0 | CBSA 2014, adjusted to reflect new efficiencies | 6.3153 | 2012 | 1 | SWHC014-04
COM-HVAC-FS-20B.91 | Com ¦ Small Packaged Heat Pump (SEER 14) - Fuel Sub Future Baseline - Hot-Dry ¦ SDG&E ¦ Hot-Dry | Com ¦ Small Packaged Heat Pump (SEER 14) - Fuel Sub Future Baseline - Hot-Dry | SDG&E ¦ Hot-Dry | SDG&E | All | Electric & Gas | SEER14 Heat Pump, <65 kbtuh, NR | Efficient | 2029 |  | 1 | Conventional | HVAC | Com - Other | Com | ROB Only | 1 | 1000 sqft2 of floor space | Cap-Tons | 15 | DEER:HVAC_Split-Package_HP | 147.5667 | 0.0534 | -21.8 | SWHC014-04 | 964.1067 | 2021 | 679.11 | 2021 | 0 | -50.67 | SWHC014-04 | Com Central HVAC (Small) - Fuel Sub - Hot-Dry ¦ SDG&E ¦ Hot-Dry | Com Central HVAC (Small) - Fuel Sub - Hot-Dry | 0.03826 | 0.814 | 0 | CBSA 2014, adjusted to reflect new efficiencies | 82.4592 | 2012 | 1 | SWHC014-04
COM-HVAC-FS-20B.92 | Com ¦ Small Packaged Heat Pump (SEER 14) - Fuel Sub Future Baseline - Hot-Dry ¦ SDG&E ¦ Hot-Dry | Com ¦ Small Packaged Heat Pump (SEER 14) - Fuel Sub Future Baseline - Hot-Dry | SDG&E ¦ Hot-Dry | SDG&E | All | Electric & Gas | SEER14 Heat Pump, <65 kbtuh, NR | Efficient | 2029 |  | 1 | Conventional | HVAC | Com - Refrig. Warehouse | Com | ROB Only | 1 | 1000 sqft2 of floor space | Cap-Tons | 15 | DEER:HVAC_Split-Package_HP | 0 | 0 | 0 | SWHC014-04 | 0 | 2021 | 0 | 2021 | 0 | -50.67 | SWHC014-04 | Com Central HVAC (Small) - Fuel Sub - Hot-Dry ¦ SDG&E ¦ Hot-Dry | Com Central HVAC (Small) - Fuel Sub - Hot-Dry | 0 | 0.814 | 0 | CBSA 2014, adjusted to reflect new efficiencies | 0 | 2012 | 1 | SWHC014-04
COM-HVAC-FS-20B.93 | Com ¦ Small Packaged Heat Pump (SEER 14) - Fuel Sub Future Baseline - Hot-Dry ¦ SDG&E ¦ Hot-Dry | Com ¦ Small Packaged Heat Pump (SEER 14) - Fuel Sub Future Baseline - Hot-Dry | SDG&E ¦ Hot-Dry | SDG&E | All | Electric & Gas | SEER14 Heat Pump, <65 kbtuh, NR | Efficient | 2029 |  | 1 | Conventional | HVAC | Com - Restaurant | Com | ROB Only | 1 | 1000 sqft2 of floor space | Cap-Tons | 15 | DEER:HVAC_Split-Package_HP | 107.3735 | 0.057725 | -8.0956 | SWHC014-04 | 964.1067 | 2021 | 679.11 | 2021 | 0 | -50.67 | SWHC014-04 | Com Central HVAC (Small) - Fuel Sub - Hot-Dry ¦ SDG&E ¦ Hot-Dry | Com Central HVAC (Small) - Fuel Sub - Hot-Dry | 0.041427 | 0.814 | 0 | CBSA 2014, adjusted to reflect new efficiencies | 4.1736 | 2012 | 1 | SWHC014-04
COM-HVAC-FS-20B.94 | Com ¦ Small Packaged Heat Pump (SEER 14) - Fuel Sub Future Baseline - Hot-Dry ¦ SDG&E ¦ Hot-Dry | Com ¦ Small Packaged Heat Pump (SEER 14) - Fuel Sub Future Baseline - Hot-Dry | SDG&E ¦ Hot-Dry | SDG&E | All | Electric & Gas | SEER14 Heat Pump, <65 kbtuh, NR | Efficient | 2029 |  | 1 | Conventional | HVAC | Com - Retail | Com | ROB Only | 1 | 1000 sqft2 of floor space | Cap-Tons | 15 | DEER:HVAC_Split-Package_HP | 128.089 | 0.068978 | -9.8184 | SWHC014-04 | 964.1067 | 2021 | 679.11 | 2021 | 0 | -50.67 | SWHC014-04 | Com Central HVAC (Small) - Fuel Sub - Hot-Dry ¦ SDG&E ¦ Hot-Dry | Com Central HVAC (Small) - Fuel Sub - Hot-Dry | 0.016794 | 0.814 | 0 | CBSA 2014, adjusted to reflect new efficiencies | 3.5137 | 2012 | 1 | SWHC014-04
COM-HVAC-FS-20B.95 | Com ¦ Small Packaged Heat Pump (SEER 14) - Fuel Sub Future Baseline - Hot-Dry ¦ SDG&E ¦ Hot-Dry | Com ¦ Small Packaged Heat Pump (SEER 14) - Fuel Sub Future Baseline - Hot-Dry | SDG&E ¦ Hot-Dry | SDG&E | All | Electric & Gas | SEER14 Heat Pump, <65 kbtuh, NR | Efficient | 2029 |  | 1 | Conventional | HVAC | Com - School | Com | ROB Only | 1 | 1000 sqft2 of floor space | Cap-Tons | 15 | DEER:HVAC_Split-Package_HP | 78.7985 | 0.029544 | -10.9429 | SWHC014-04 | 964.1067 | 2021 | 679.11 | 2021 | 0 | -50.67 | SWHC014-04 | Com Central HVAC (Small) - Fuel Sub - Hot-Dry ¦ SDG&E ¦ Hot-Dry | Com Central HVAC (Small) - Fuel Sub - Hot-Dry | 0.028241 | 0.814 | 0 | CBSA 2014, adjusted to reflect new efficiencies | 12.0277 | 2012 | 1 | SWHC014-04
COM-HVAC-FS-20B.96 | Com ¦ Small Packaged Heat Pump (SEER 14) - Fuel Sub Future Baseline - Hot-Dry ¦ SDG&E ¦ Hot-Dry | Com ¦ Small Packaged Heat Pump (SEER 14) - Fuel Sub Future Baseline - Hot-Dry | SDG&E ¦ Hot-Dry | SDG&E | All | Electric & Gas | SEER14 Heat Pump, <65 kbtuh, NR | Efficient | 2029 |  | 1 | Conventional | HVAC | Com - Warehouse | Com | ROB Only | 1 | 1000 sqft2 of floor space | Cap-Tons | 15 | DEER:HVAC_Split-Package_HP | 187.9333 | 0.025235 | -31.9 | SWHC014-04 | 964.1067 | 2021 | 679.11 | 2021 | 0 | -50.67 | SWHC014-04 | Com Central HVAC (Small) - Fuel Sub - Hot-Dry ¦ SDG&E ¦ Hot-Dry | Com Central HVAC (Small) - Fuel Sub - Hot-Dry | 0.0051502 | 0.814 | 0 | CBSA 2014, adjusted to reflect new efficiencies | 78.1455 | 2012 | 1 | SWHC014-04
COM-HVAC-FS-21.1 | Com ¦ Small Packaged Heat Pump (SEER 15) - Fuel Sub - Marine ¦ PG&E ¦ Marine | Com ¦ Small Packaged Heat Pump (SEER 15) - Fuel Sub - Marine | PG&E ¦ Marine | PG&E | All | Electric & Gas | SEER15 Heat Pump, <65 kbtuh, NR | Efficient |  |  | 1 | Conventional | HVAC | Com - College | Com | ROB Only | 1 | 1000 sqft2 of floor space | Cap-Tons | 15 | DEER:HVAC_Split-Package_HP | 95.9157 | 0 | -35.6808 | SWHC046-03 | 1171.6667 | 2021 | 679.11 | 2021 | 0 | -50.67 | SWHC046-03 | Com Central HVAC (Small) - Fuel Sub - Marine ¦ PG&E ¦ Marine | Com Central HVAC (Small) - Fuel Sub - Marine | 0.020331 | 0.814 | 0 | CBSA 2014, adjusted to reflect new efficiencies | 110.4571 | 2032 | 1 | SWHC046-03
COM-HVAC-FS-21.2 | Com ¦ Small Packaged Heat Pump (SEER 15) - Fuel Sub - Marine ¦ PG&E ¦ Marine | Com ¦ Small Packaged Heat Pump (SEER 15) - Fuel Sub - Marine | PG&E ¦ Marine | PG&E | All | Electric & Gas | SEER15 Heat Pump, <65 kbtuh, NR | Efficient |  |  | 1 | Conventional | HVAC | Com - Grocery | Com | ROB Only | 1 | 1000 sqft2 of floor space | Cap-Tons | 15 | DEER:HVAC_Split-Package_HP | 745.6667 | 0 | -181 | SWHC046-03 | 1171.6667 | 2021 | 679.11 | 2021 | 0 | -50.67 | SWHC046-03 | Com Central HVAC (Small) - Fuel Sub - Marine ¦ PG&E ¦ Marine | Com Central HVAC (Small) - Fuel Sub - Marine | 0.033922 | 0.814 | 0 | CBSA 2014, adjusted to reflect new efficiencies | 383.0797 | 2032 | 1 | SWHC046-03
COM-HVAC-FS-21.3 | Com ¦ Small Packaged Heat Pump (SEER 15) - Fuel Sub - Marine ¦ PG&E ¦ Marine | Com ¦ Small Packaged Heat Pump (SEER 15) - Fuel Sub - Marine | PG&E ¦ Marine | PG&E | All | Electric & Gas | SEER15 Heat Pump, <65 kbtuh, NR | Efficient |  |  | 1 | Conventional | HVAC | Com - Health | Com | ROB Only | 1 | 1000 sqft2 of floor space | Cap-Tons | 15 | DEER:HVAC_Split-Package_HP | 45.9706 | 0 | -51.2293 | SWHC046-03 | 1171.6667 | 2021 | 679.11 | 2021 | 0 | -50.67 | SWHC046-03 | Com Central HVAC (Small) - Fuel Sub - Marine ¦ PG&E ¦ Marine | Com Central HVAC (Small) - Fuel Sub - Marine | 0.030022 | 0.814 | 0 | CBSA 2014, adjusted to reflect new efficiencies | 141.6932 | 2032 | 1 | SWHC046-03
COM-HVAC-FS-21.4 | Com ¦ Small Packaged Heat Pump (SEER 15) - Fuel Sub - Marine ¦ PG&E ¦ Marine | Com ¦ Small Packaged Heat Pump (SEER 15) - Fuel Sub - Marine | PG&E ¦ Marine | PG&E | All | Electric & Gas | SEER15 Heat Pump, <65 kbtuh, NR | Efficient |  |  | 1 | Conventional | HVAC | Com - Lodging | Com | ROB Only | 1 | 1000 sqft2 of floor space | Cap-Tons | 15 | DEER:HVAC_Split-Package_HP | 370.9871 | 0 | -101.4521 | SWHC046-03 | 1171.6667 | 2021 | 679.11 | 2021 | 0 | -50.67 | SWHC046-03 | Com Central HVAC (Small) - Fuel Sub - Marine ¦ PG&E ¦ Marine | Com Central HVAC (Small) - Fuel Sub - Marine | 0.016003 | 0.814 | 0 | CBSA 2014, adjusted to reflect new efficiencies | 943.6814 | 2032 | 1 | SWHC046-03
COM-HVAC-FS-21.5 | Com ¦ Small Packaged Heat Pump (SEER 15) - Fuel Sub - Marine ¦ PG&E ¦ Marine | Com ¦ Small Packaged Heat Pump (SEER 15) - Fuel Sub - Marine | PG&E ¦ Marine | PG&E | All | Electric & Gas | SEER15 Heat Pump, <65 kbtuh, NR | Efficient |  |  | 1 | Conventional | HVAC | Com - Office (Large) | Com | ROB Only | 1 | 1000 sqft2 of floor space | Cap-Tons | 15 | DEER:HVAC_Split-Package_HP | -59.1667 | 0 | -4.64 | SWHC046-03 | 1171.6667 | 2021 | 679.11 | 2021 | 0 | -50.67 | SWHC046-03 | Com Central HVAC (Small) - Fuel Sub - Marine ¦ PG&E ¦ Marine | Com Central HVAC (Small) - Fuel Sub - Marine | 0.021319 | 0.814 | 0 | CBSA 2014, adjusted to reflect new efficiencies | 26.721 | 2032 | 1 | SWHC046-03
COM-HVAC-FS-21.6 | Com ¦ Small Packaged Heat Pump (SEER 15) - Fuel Sub - Marine ¦ PG&E ¦ Marine | Com ¦ Small Packaged Heat Pump (SEER 15) - Fuel Sub - Marine | PG&E ¦ Marine | PG&E | All | Electric & Gas | SEER15 Heat Pump, <65 kbtuh, NR | Efficient |  |  | 1 | Conventional | HVAC | Com - Office (Small) | Com | ROB Only | 1 | 1000 sqft2 of floor space | Cap-Tons | 15 | DEER:HVAC_Split-Package_HP | 21.0667 | 0 | -17.4 | SWHC046-03 | 1171.6667 | 2021 | 679.11 | 2021 | 0 | -50.67 | SWHC046-03 | Com Central HVAC (Small) - Fuel Sub - Marine ¦ PG&E ¦ Marine | Com Central HVAC (Small) - Fuel Sub - Marine | 0.024933 | 0.814 | 0 | CBSA 2014, adjusted to reflect new efficiencies | 33.4805 | 2032 | 1 | SWHC046-03
COM-HVAC-FS-21.7 | Com ¦ Small Packaged Heat Pump (SEER 15) - Fuel Sub - Marine ¦ PG&E ¦ Marine | Com ¦ Small Packaged Heat Pump (SEER 15) - Fuel Sub - Marine | PG&E ¦ Marine | PG&E | All | Electric & Gas | SEER15 Heat Pump, <65 kbtuh, NR | Efficient |  |  | 1 | Conventional | HVAC | Com - Other | Com | ROB Only | 1 | 1000 sqft2 of floor space | Cap-Tons | 15 | DEER:HVAC_Split-Package_HP | 244.6667 | 0 | -66.4 | SWHC046-03 | 1171.6667 | 2021 | 679.11 | 2021 | 0 | -50.67 | SWHC046-03 | Com Central HVAC (Small) - Fuel Sub - Marine ¦ PG&E ¦ Marine | Com Central HVAC (Small) - Fuel Sub - Marine | 0.0353 | 0.814 | 0 | CBSA 2014, adjusted to reflect new efficiencies | 273.7753 | 2032 | 1 | SWHC046-03
COM-HVAC-FS-21.8 | Com ¦ Small Packaged Heat Pump (SEER 15) - Fuel Sub - Marine ¦ PG&E ¦ Marine | Com ¦ Small Packaged Heat Pump (SEER 15) - Fuel Sub - Marine | PG&E ¦ Marine | PG&E | All | Electric & Gas | SEER15 Heat Pump, <65 kbtuh, NR | Efficient |  |  | 1 | Conventional | HVAC | Com - Refrig. Warehouse | Com | ROB Only | 1 | 1000 sqft2 of floor space | Cap-Tons | 15 | DEER:HVAC_Split-Package_HP | 0 | 0 | 0 | SWHC046-03 | 0 | 2021 | 0 | 2021 | 0 | -50.67 | SWHC046-03 | Com Central HVAC (Small) - Fuel Sub - Marine ¦ PG&E ¦ Marine | Com Central HVAC (Small) - Fuel Sub - Marine | 0 | 0.814 | 0 | CBSA 2014, adjusted to reflect new efficiencies | 0 | 2032 | 1 | SWHC046-03
COM-HVAC-FS-21.9 | Com ¦ Small Packaged Heat Pump (SEER 15) - Fuel Sub - Marine ¦ PG&E ¦ Marine | Com ¦ Small Packaged Heat Pump (SEER 15) - Fuel Sub - Marine | PG&E ¦ Marine | PG&E | All | Electric & Gas | SEER15 Heat Pump, <65 kbtuh, NR | Efficient |  |  | 1 | Conventional | HVAC | Com - Restaurant | Com | ROB Only | 1 | 1000 sqft2 of floor space | Cap-Tons | 15 | DEER:HVAC_Split-Package_HP | 97.3592 | 0 | -40.0519 | SWHC046-03 | 1171.6667 | 2021 | 679.11 | 2021 | 0 | -50.67 | SWHC046-03 | Com Central HVAC (Small) - Fuel Sub - Marine ¦ PG&E ¦ Marine | Com Central HVAC (Small) - Fuel Sub - Marine | 0.036027 | 0.814 | 0 | CBSA 2014, adjusted to reflect new efficiencies | 28.3583 | 2032 | 1 | SWHC046-03
COM-HVAC-FS-21.10 | Com ¦ Small Packaged Heat Pump (SEER 15) - Fuel Sub - Marine ¦ PG&E ¦ Marine | Com ¦ Small Packaged Heat Pump (SEER 15) - Fuel Sub - Marine | PG&E ¦ Marine | PG&E | All | Electric & Gas | SEER15 Heat Pump, <65 kbtuh, NR | Efficient |  |  | 1 | Conventional | HVAC | Com - Retail | Com | ROB Only | 1 | 1000 sqft2 of floor space | Cap-Tons | 15 | DEER:HVAC_Split-Package_HP | 65.248 | 0 | -34.4464 | SWHC046-03 | 1171.6667 | 2021 | 679.11 | 2021 | 0 | -50.67 | SWHC046-03 | Com Central HVAC (Small) - Fuel Sub - Marine ¦ PG&E ¦ Marine | Com Central HVAC (Small) - Fuel Sub - Marine | 0.015015 | 0.814 | 0 | CBSA 2014, adjusted to reflect new efficiencies | 147.281 | 2032 | 1 | SWHC046-03
COM-HVAC-FS-21.11 | Com ¦ Small Packaged Heat Pump (SEER 15) - Fuel Sub - Marine ¦ PG&E ¦ Marine | Com ¦ Small Packaged Heat Pump (SEER 15) - Fuel Sub - Marine | PG&E ¦ Marine | PG&E | All | Electric & Gas | SEER15 Heat Pump, <65 kbtuh, NR | Efficient |  |  | 1 | Conventional | HVAC | Com - School | Com | ROB Only | 1 | 1000 sqft2 of floor space | Cap-Tons | 15 | DEER:HVAC_Split-Package_HP | 133.731 | 0 | -34.7585 | SWHC046-03 | 1171.6667 | 2021 | 679.11 | 2021 | 0 | -50.67 | SWHC046-03 | Com Central HVAC (Small) - Fuel Sub - Marine ¦ PG&E ¦ Marine | Com Central HVAC (Small) - Fuel Sub - Marine | 0.0228 | 0.814 | 0 | CBSA 2014, adjusted to reflect new efficiencies | 57.396 | 2032 | 1 | SWHC046-03
COM-HVAC-FS-21.12 | Com ¦ Small Packaged Heat Pump (SEER 15) - Fuel Sub - Marine ¦ PG&E ¦ Marine | Com ¦ Small Packaged Heat Pump (SEER 15) - Fuel Sub - Marine | PG&E ¦ Marine | PG&E | All | Electric & Gas | SEER15 Heat Pump, <65 kbtuh, NR | Efficient |  |  | 1 | Conventional | HVAC | Com - Warehouse | Com | ROB Only | 1 | 1000 sqft2 of floor space | Cap-Tons | 15 | DEER:HVAC_Split-Package_HP | 335 | 0 | -71.4 | SWHC046-03 | 1171.6667 | 2021 | 679.11 | 2021 | 0 | -50.67 | SWHC046-03 | Com Central HVAC (Small) - Fuel Sub - Marine ¦ PG&E ¦ Marine | Com Central HVAC (Small) - Fuel Sub - Marine | 0.0046728 | 0.814 | 0 | CBSA 2014, adjusted to reflect new efficiencies | 200.5773 | 2032 | 1 | SWHC046-03
COM-HVAC-FS-21.13 | Com ¦ Small Packaged Heat Pump (SEER 15) - Fuel Sub - Hot-Dry ¦ PG&E ¦ Hot-Dry | Com ¦ Small Packaged Heat Pump (SEER 15) - Fuel Sub - Hot-Dry | PG&E ¦ Hot-Dry | PG&E | All | Electric & Gas | SEER15 Heat Pump, <65 kbtuh, NR | Efficient |  |  | 1 | Conventional | HVAC | Com - College | Com | ROB Only | 1 | 1000 sqft2 of floor space | Cap-Tons | 15 | DEER:HVAC_Split-Package_HP | 98.6738 | 0 | -36.4895 | SWHC046-03 | 1171.6667 | 2021 | 679.11 | 2021 | 0 | -50.67 | SWHC046-03 | Com Central HVAC (Small) - Fuel Sub - Hot-Dry ¦ PG&E ¦ Hot-Dry | Com Central HVAC (Small) - Fuel Sub - Hot-Dry | 0.020331 | 0.814 | 0 | CBSA 2014, adjusted to reflect new efficiencies | 112.9165 | 2032 | 1 | SWHC046-03
COM-HVAC-FS-21.14 | Com ¦ Small Packaged Heat Pump (SEER 15) - Fuel Sub - Hot-Dry ¦ PG&E ¦ Hot-Dry | Com ¦ Small Packaged Heat Pump (SEER 15) - Fuel Sub - Hot-Dry | PG&E ¦ Hot-Dry | PG&E | All | Electric & Gas | SEER15 Heat Pump, <65 kbtuh, NR | Efficient |  |  | 1 | Conventional | HVAC | Com - Grocery | Com | ROB Only | 1 | 1000 sqft2 of floor space | Cap-Tons | 15 | DEER:HVAC_Split-Package_HP | 402 | 0 | -107 | SWHC046-03 | 1171.6667 | 2021 | 679.11 | 2021 | 0 | -50.67 | SWHC046-03 | Com Central HVAC (Small) - Fuel Sub - Hot-Dry ¦ PG&E ¦ Hot-Dry | Com Central HVAC (Small) - Fuel Sub - Hot-Dry | 0.033922 | 0.814 | 0 | CBSA 2014, adjusted to reflect new efficiencies | 228.6444 | 2032 | 1 | SWHC046-03
COM-HVAC-FS-21.15 | Com ¦ Small Packaged Heat Pump (SEER 15) - Fuel Sub - Hot-Dry ¦ PG&E ¦ Hot-Dry | Com ¦ Small Packaged Heat Pump (SEER 15) - Fuel Sub - Hot-Dry | PG&E ¦ Hot-Dry | PG&E | All | Electric & Gas | SEER15 Heat Pump, <65 kbtuh, NR | Efficient |  |  | 1 | Conventional | HVAC | Com - Health | Com | ROB Only | 1 | 1000 sqft2 of floor space | Cap-Tons | 15 | DEER:HVAC_Split-Package_HP | 82.5342 | 0 | -56.9423 | SWHC046-03 | 1171.6667 | 2021 | 679.11 | 2021 | 0 | -50.67 | SWHC046-03 | Com Central HVAC (Small) - Fuel Sub - Hot-Dry ¦ PG&E ¦ Hot-Dry | Com Central HVAC (Small) - Fuel Sub - Hot-Dry | 0.030022 | 0.814 | 0 | CBSA 2014, adjusted to reflect new efficiencies | 155.4374 | 2032 | 1 | SWHC046-03
COM-HVAC-FS-21.16 | Com ¦ Small Packaged Heat Pump (SEER 15) - Fuel Sub - Hot-Dry ¦ PG&E ¦ Hot-Dry | Com ¦ Small Packaged Heat Pump (SEER 15) - Fuel Sub - Hot-Dry | PG&E ¦ Hot-Dry | PG&E | All | Electric & Gas | SEER15 Heat Pump, <65 kbtuh, NR | Efficient |  |  | 1 | Conventional | HVAC | Com - Lodging | Com | ROB Only | 1 | 1000 sqft2 of floor space | Cap-Tons | 15 | DEER:HVAC_Split-Package_HP | 345.5409 | 0 | -94.0446 | SWHC046-03 | 1171.6667 | 2021 | 679.11 | 2021 | 0 | -50.67 | SWHC046-03 | Com Central HVAC (Small) - Fuel Sub - Hot-Dry ¦ PG&E ¦ Hot-Dry | Com Central HVAC (Small) - Fuel Sub - Hot-Dry | 0.016003 | 0.814 | 0 | CBSA 2014, adjusted to reflect new efficiencies | 874.5198 | 2032 | 1 | SWHC046-03
COM-HVAC-FS-21.17 | Com ¦ Small Packaged Heat Pump (SEER 15) - Fuel Sub - Hot-Dry ¦ PG&E ¦ Hot-Dry | Com ¦ Small Packaged Heat Pump (SEER 15) - Fuel Sub - Hot-Dry | PG&E ¦ Hot-Dry | PG&E | All | Electric & Gas | SEER15 Heat Pump, <65 kbtuh, NR | Efficient |  |  | 1 | Conventional | HVAC | Com - Office (Large) | Com | ROB Only | 1 | 1000 sqft2 of floor space | Cap-Tons | 15 | DEER:HVAC_Split-Package_HP | -60.0667 | 0 | -6.14 | SWHC046-03 | 1171.6667 | 2021 | 679.11 | 2021 | 0 | -50.67 | SWHC046-03 | Com Central HVAC (Small) - Fuel Sub - Hot-Dry ¦ PG&E ¦ Hot-Dry | Com Central HVAC (Small) - Fuel Sub - Hot-Dry | 0.021319 | 0.814 | 0 | CBSA 2014, adjusted to reflect new efficiencies | 33.5466 | 2032 | 1 | SWHC046-03
COM-HVAC-FS-21.18 | Com ¦ Small Packaged Heat Pump (SEER 15) - Fuel Sub - Hot-Dry ¦ PG&E ¦ Hot-Dry | Com ¦ Small Packaged Heat Pump (SEER 15) - Fuel Sub - Hot-Dry | PG&E ¦ Hot-Dry | PG&E | All | Electric & Gas | SEER15 Heat Pump, <65 kbtuh, NR | Efficient |  |  | 1 | Conventional | HVAC | Com - Office (Small) | Com | ROB Only | 1 | 1000 sqft2 of floor space | Cap-Tons | 15 | DEER:HVAC_Split-Package_HP | 12.7667 | 0 | -17.2 | SWHC046-03 | 1171.6667 | 2021 | 679.11 | 2021 | 0 | -50.67 | SWHC046-03 | Com Central HVAC (Small) - Fuel Sub - Hot-Dry ¦ PG&E ¦ Hot-Dry | Com Central HVAC (Small) - Fuel Sub - Hot-Dry | 0.024933 | 0.814 | 0 | CBSA 2014, adjusted to reflect new efficiencies | 33.4651 | 2032 | 1 | SWHC046-03
COM-HVAC-FS-21.19 | Com ¦ Small Packaged Heat Pump (SEER 15) - Fuel Sub - Hot-Dry ¦ PG&E ¦ Hot-Dry | Com ¦ Small Packaged Heat Pump (SEER 15) - Fuel Sub - Hot-Dry | PG&E ¦ Hot-Dry | PG&E | All | Electric & Gas | SEER15 Heat Pump, <65 kbtuh, NR | Efficient |  |  | 1 | Conventional | HVAC | Com - Other | Com | ROB Only | 1 | 1000 sqft2 of floor space | Cap-Tons | 15 | DEER:HVAC_Split-Package_HP | 238.6667 | 0 | -65.5 | SWHC046-03 | 1171.6667 | 2021 | 679.11 | 2021 | 0 | -50.67 | SWHC046-03 | Com Central HVAC (Small) - Fuel Sub - Hot-Dry ¦ PG&E ¦ Hot-Dry | Com Central HVAC (Small) - Fuel Sub - Hot-Dry | 0.0353 | 0.814 | 0 | CBSA 2014, adjusted to reflect new efficiencies | 270.3608 | 2032 | 1 | SWHC046-03
COM-HVAC-FS-21.20 | Com ¦ Small Packaged Heat Pump (SEER 15) - Fuel Sub - Hot-Dry ¦ PG&E ¦ Hot-Dry | Com ¦ Small Packaged Heat Pump (SEER 15) - Fuel Sub - Hot-Dry | PG&E ¦ Hot-Dry | PG&E | All | Electric & Gas | SEER15 Heat Pump, <65 kbtuh, NR | Efficient |  |  | 1 | Conventional | HVAC | Com - Refrig. Warehouse | Com | ROB Only | 1 | 1000 sqft2 of floor space | Cap-Tons | 15 | DEER:HVAC_Split-Package_HP | 0 | 0 | 0 | SWHC046-03 | 0 | 2021 | 0 | 2021 | 0 | -50.67 | SWHC046-03 | Com Central HVAC (Small) - Fuel Sub - Hot-Dry ¦ PG&E ¦ Hot-Dry | Com Central HVAC (Small) - Fuel Sub - Hot-Dry | 0 | 0.814 | 0 | CBSA 2014, adjusted to reflect new efficiencies | 0 | 2032 | 1 | SWHC046-03
COM-HVAC-FS-21.21 | Com ¦ Small Packaged Heat Pump (SEER 15) - Fuel Sub - Hot-Dry ¦ PG&E ¦ Hot-Dry | Com ¦ Small Packaged Heat Pump (SEER 15) - Fuel Sub - Hot-Dry | PG&E ¦ Hot-Dry | PG&E | All | Electric & Gas | SEER15 Heat Pump, <65 kbtuh, NR | Efficient |  |  | 1 | Conventional | HVAC | Com - Restaurant | Com | ROB Only | 1 | 1000 sqft2 of floor space | Cap-Tons | 15 | DEER:HVAC_Split-Package_HP | 106.5588 | 0 | -43.4766 | SWHC046-03 | 1171.6667 | 2021 | 679.11 | 2021 | 0 | -50.67 | SWHC046-03 | Com Central HVAC (Small) - Fuel Sub - Hot-Dry ¦ PG&E ¦ Hot-Dry | Com Central HVAC (Small) - Fuel Sub - Hot-Dry | 0.036027 | 0.814 | 0 | CBSA 2014, adjusted to reflect new efficiencies | 30.7676 | 2032 | 1 | SWHC046-03
COM-HVAC-FS-21.22 | Com ¦ Small Packaged Heat Pump (SEER 15) - Fuel Sub - Hot-Dry ¦ PG&E ¦ Hot-Dry | Com ¦ Small Packaged Heat Pump (SEER 15) - Fuel Sub - Hot-Dry | PG&E ¦ Hot-Dry | PG&E | All | Electric & Gas | SEER15 Heat Pump, <65 kbtuh, NR | Efficient |  |  | 1 | Conventional | HVAC | Com - Retail | Com | ROB Only | 1 | 1000 sqft2 of floor space | Cap-Tons | 15 | DEER:HVAC_Split-Package_HP | 28.5798 | 0 | -30.8133 | SWHC046-03 | 1171.6667 | 2021 | 679.11 | 2021 | 0 | -50.67 | SWHC046-03 | Com Central HVAC (Small) - Fuel Sub - Hot-Dry ¦ PG&E ¦ Hot-Dry | Com Central HVAC (Small) - Fuel Sub - Hot-Dry | 0.015015 | 0.814 | 0 | CBSA 2014, adjusted to reflect new efficiencies | 142.2113 | 2032 | 1 | SWHC046-03
COM-HVAC-FS-21.23 | Com ¦ Small Packaged Heat Pump (SEER 15) - Fuel Sub - Hot-Dry ¦ PG&E ¦ Hot-Dry | Com ¦ Small Packaged Heat Pump (SEER 15) - Fuel Sub - Hot-Dry | PG&E ¦ Hot-Dry | PG&E | All | Electric & Gas | SEER15 Heat Pump, <65 kbtuh, NR | Efficient |  |  | 1 | Conventional | HVAC | Com - School | Com | ROB Only | 1 | 1000 sqft2 of floor space | Cap-Tons | 15 | DEER:HVAC_Split-Package_HP | 152.761 | 0 | -36.8542 | SWHC046-03 | 1171.6667 | 2021 | 679.11 | 2021 | 0 | -50.67 | SWHC046-03 | Com Central HVAC (Small) - Fuel Sub - Hot-Dry ¦ PG&E ¦ Hot-Dry | Com Central HVAC (Small) - Fuel Sub - Hot-Dry | 0.0228 | 0.814 | 0 | CBSA 2014, adjusted to reflect new efficiencies | 59.0509 | 2032 | 1 | SWHC046-03
COM-HVAC-FS-21.24 | Com ¦ Small Packaged Heat Pump (SEER 15) - Fuel Sub - Hot-Dry ¦ PG&E ¦ Hot-Dry | Com ¦ Small Packaged Heat Pump (SEER 15) - Fuel Sub - Hot-Dry | PG&E ¦ Hot-Dry | PG&E | All | Electric & Gas | SEER15 Heat Pump, <65 kbtuh, NR | Efficient |  |  | 1 | Conventional | HVAC | Com - Warehouse | Com | ROB Only | 1 | 1000 sqft2 of floor space | Cap-Tons | 15 | DEER:HVAC_Split-Package_HP | 378.3333 | 0 | -79.6 | SWHC046-03 | 1171.6667 | 2021 | 679.11 | 2021 | 0 | -50.67 | SWHC046-03 | Com Central HVAC (Small) - Fuel Sub - Hot-Dry ¦ PG&E ¦ Hot-Dry | Com Central HVAC (Small) - Fuel Sub - Hot-Dry | 0.0046728 | 0.814 | 0 | CBSA 2014, adjusted to reflect new efficiencies | 222.1562 | 2032 | 1 | SWHC046-03
COM-HVAC-FS-21.25 | Com ¦ Small Packaged Heat Pump (SEER 15) - Fuel Sub - Cold ¦ PG&E ¦ Cold | Com ¦ Small Packaged Heat Pump (SEER 15) - Fuel Sub - Cold | PG&E ¦ Cold | PG&E | All | Electric & Gas | SEER15 Heat Pump, <65 kbtuh, NR | Efficient |  |  | 1 | Conventional | HVAC | Com - College | Com | ROB Only | 1 | 1000 sqft2 of floor space | Cap-Tons | 15 | DEER:HVAC_Split-Package_HP | 584.2372 | 0 | -92.6695 | SWHC046-03 | 1171.6667 | 2021 | 679.11 | 2021 | 0 | -50.67 | SWHC046-03 | Com Central HVAC (Small) - Fuel Sub - Cold ¦ PG&E ¦ Cold | Com Central HVAC (Small) - Fuel Sub - Cold | 0.020331 | 0.814 | 0 | CBSA 2014, adjusted to reflect new efficiencies | 261.5757 | 2032 | 1 | SWHC046-03
COM-HVAC-FS-21.26 | Com ¦ Small Packaged Heat Pump (SEER 15) - Fuel Sub - Cold ¦ PG&E ¦ Cold | Com ¦ Small Packaged Heat Pump (SEER 15) - Fuel Sub - Cold | PG&E ¦ Cold | PG&E | All | Electric & Gas | SEER15 Heat Pump, <65 kbtuh, NR | Efficient |  |  | 1 | Conventional | HVAC | Com - Grocery | Com | ROB Only | 1 | 1000 sqft2 of floor space | Cap-Tons | 15 | DEER:HVAC_Split-Package_HP | 2010 | 0 | -331.3333 | SWHC046-03 | 1171.6667 | 2021 | 679.11 | 2021 | 0 | -50.67 | SWHC046-03 | Com Central HVAC (Small) - Fuel Sub - Cold ¦ PG&E ¦ Cold | Com Central HVAC (Small) - Fuel Sub - Cold | 0.033922 | 0.814 | 0 | CBSA 2014, adjusted to reflect new efficiencies | 664.9738 | 2032 | 1 | SWHC046-03
COM-HVAC-FS-21.27 | Com ¦ Small Packaged Heat Pump (SEER 15) - Fuel Sub - Cold ¦ PG&E ¦ Cold | Com ¦ Small Packaged Heat Pump (SEER 15) - Fuel Sub - Cold | PG&E ¦ Cold | PG&E | All | Electric & Gas | SEER15 Heat Pump, <65 kbtuh, NR | Efficient |  |  | 1 | Conventional | HVAC | Com - Health | Com | ROB Only | 1 | 1000 sqft2 of floor space | Cap-Tons | 15 | DEER:HVAC_Split-Package_HP | 639.9939 | 0 | -128.9495 | SWHC046-03 | 1171.6667 | 2021 | 679.11 | 2021 | 0 | -50.67 | SWHC046-03 | Com Central HVAC (Small) - Fuel Sub - Cold ¦ PG&E ¦ Cold | Com Central HVAC (Small) - Fuel Sub - Cold | 0.030022 | 0.814 | 0 | CBSA 2014, adjusted to reflect new efficiencies | 322.3491 | 2032 | 1 | SWHC046-03
COM-HVAC-FS-21.28 | Com ¦ Small Packaged Heat Pump (SEER 15) - Fuel Sub - Cold ¦ PG&E ¦ Cold | Com ¦ Small Packaged Heat Pump (SEER 15) - Fuel Sub - Cold | PG&E ¦ Cold | PG&E | All | Electric & Gas | SEER15 Heat Pump, <65 kbtuh, NR | Efficient |  |  | 1 | Conventional | HVAC | Com - Lodging | Com | ROB Only | 1 | 1000 sqft2 of floor space | Cap-Tons | 15 | DEER:HVAC_Split-Package_HP | 1384.3552 | 0 | -210.3596 | SWHC046-03 | 1171.6667 | 2021 | 679.11 | 2021 | 0 | -50.67 | SWHC046-03 | Com Central HVAC (Small) - Fuel Sub - Cold ¦ PG&E ¦ Cold | Com Central HVAC (Small) - Fuel Sub - Cold | 0.016003 | 0.814 | 0 | CBSA 2014, adjusted to reflect new efficiencies | 1859.7175 | 2032 | 1 | SWHC046-03
COM-HVAC-FS-21.29 | Com ¦ Small Packaged Heat Pump (SEER 15) - Fuel Sub - Cold ¦ PG&E ¦ Cold | Com ¦ Small Packaged Heat Pump (SEER 15) - Fuel Sub - Cold | PG&E ¦ Cold | PG&E | All | Electric & Gas | SEER15 Heat Pump, <65 kbtuh, NR | Efficient |  |  | 1 | Conventional | HVAC | Com - Office (Large) | Com | ROB Only | 1 | 1000 sqft2 of floor space | Cap-Tons | 15 | DEER:HVAC_Split-Package_HP | 90.1 | 0 | -24.4 | SWHC046-03 | 1171.6667 | 2021 | 679.11 | 2021 | 0 | -50.67 | SWHC046-03 | Com Central HVAC (Small) - Fuel Sub - Cold ¦ PG&E ¦ Cold | Com Central HVAC (Small) - Fuel Sub - Cold | 0.021319 | 0.814 | 0 | CBSA 2014, adjusted to reflect new efficiencies | 100.6124 | 2032 | 1 | SWHC046-03
COM-HVAC-FS-21.30 | Com ¦ Small Packaged Heat Pump (SEER 15) - Fuel Sub - Cold ¦ PG&E ¦ Cold | Com ¦ Small Packaged Heat Pump (SEER 15) - Fuel Sub - Cold | PG&E ¦ Cold | PG&E | All | Electric & Gas | SEER15 Heat Pump, <65 kbtuh, NR | Efficient |  |  | 1 | Conventional | HVAC | Com - Office (Small) | Com | ROB Only | 1 | 1000 sqft2 of floor space | Cap-Tons | 15 | DEER:HVAC_Split-Package_HP | 296.6667 | 0 | -49.4 | SWHC046-03 | 1171.6667 | 2021 | 679.11 | 2021 | 0 | -50.67 | SWHC046-03 | Com Central HVAC (Small) - Fuel Sub - Cold ¦ PG&E ¦ Cold | Com Central HVAC (Small) - Fuel Sub - Cold | 0.024933 | 0.814 | 0 | CBSA 2014, adjusted to reflect new efficiencies | 84.1944 | 2032 | 1 | SWHC046-03
COM-HVAC-FS-21.31 | Com ¦ Small Packaged Heat Pump (SEER 15) - Fuel Sub - Cold ¦ PG&E ¦ Cold | Com ¦ Small Packaged Heat Pump (SEER 15) - Fuel Sub - Cold | PG&E ¦ Cold | PG&E | All | Electric & Gas | SEER15 Heat Pump, <65 kbtuh, NR | Efficient |  |  | 1 | Conventional | HVAC | Com - Other | Com | ROB Only | 1 | 1000 sqft2 of floor space | Cap-Tons | 15 | DEER:HVAC_Split-Package_HP | 1058.6667 | 0 | -172 | SWHC046-03 | 1171.6667 | 2021 | 679.11 | 2021 | 0 | -50.67 | SWHC046-03 | Com Central HVAC (Small) - Fuel Sub - Cold ¦ PG&E ¦ Cold | Com Central HVAC (Small) - Fuel Sub - Cold | 0.0353 | 0.814 | 0 | CBSA 2014, adjusted to reflect new efficiencies | 662.2584 | 2032 | 1 | SWHC046-03
COM-HVAC-FS-21.32 | Com ¦ Small Packaged Heat Pump (SEER 15) - Fuel Sub - Cold ¦ PG&E ¦ Cold | Com ¦ Small Packaged Heat Pump (SEER 15) - Fuel Sub - Cold | PG&E ¦ Cold | PG&E | All | Electric & Gas | SEER15 Heat Pump, <65 kbtuh, NR | Efficient |  |  | 1 | Conventional | HVAC | Com - Refrig. Warehouse | Com | ROB Only | 1 | 1000 sqft2 of floor space | Cap-Tons | 15 | DEER:HVAC_Split-Package_HP | 0 | 0 | 0 | SWHC046-03 | 0 | 2021 | 0 | 2021 | 0 | -50.67 | SWHC046-03 | Com Central HVAC (Small) - Fuel Sub - Cold ¦ PG&E ¦ Cold | Com Central HVAC (Small) - Fuel Sub - Cold | 0 | 0.814 | 0 | CBSA 2014, adjusted to reflect new efficiencies | 0 | 2032 | 1 | SWHC046-03
COM-HVAC-FS-21.33 | Com ¦ Small Packaged Heat Pump (SEER 15) - Fuel Sub - Cold ¦ PG&E ¦ Cold | Com ¦ Small Packaged Heat Pump (SEER 15) - Fuel Sub - Cold | PG&E ¦ Cold | PG&E | All | Electric & Gas | SEER15 Heat Pump, <65 kbtuh, NR | Efficient |  |  | 1 | Conventional | HVAC | Com - Restaurant | Com | ROB Only | 1 | 1000 sqft2 of floor space | Cap-Tons | 15 | DEER:HVAC_Split-Package_HP | 817.2693 | 0 | -140.5022 | SWHC046-03 | 1171.6667 | 2021 | 679.11 | 2021 | 0 | -50.67 | SWHC046-03 | Com Central HVAC (Small) - Fuel Sub - Cold ¦ PG&E ¦ Cold | Com Central HVAC (Small) - Fuel Sub - Cold | 0.036027 | 0.814 | 0 | CBSA 2014, adjusted to reflect new efficiencies | 91.0267 | 2032 | 1 | SWHC046-03
COM-HVAC-FS-21.34 | Com ¦ Small Packaged Heat Pump (SEER 15) - Fuel Sub - Cold ¦ PG&E ¦ Cold | Com ¦ Small Packaged Heat Pump (SEER 15) - Fuel Sub - Cold | PG&E ¦ Cold | PG&E | All | Electric & Gas | SEER15 Heat Pump, <65 kbtuh, NR | Efficient |  |  | 1 | Conventional | HVAC | Com - Retail | Com | ROB Only | 1 | 1000 sqft2 of floor space | Cap-Tons | 15 | DEER:HVAC_Split-Package_HP | 704.2235 | 0 | -114.1883 | SWHC046-03 | 1171.6667 | 2021 | 679.11 | 2021 | 0 | -50.67 | SWHC046-03 | Com Central HVAC (Small) - Fuel Sub - Cold ¦ PG&E ¦ Cold | Com Central HVAC (Small) - Fuel Sub - Cold | 0.015015 | 0.814 | 0 | CBSA 2014, adjusted to reflect new efficiencies | 316.8117 | 2032 | 1 | SWHC046-03
COM-HVAC-FS-21.35 | Com ¦ Small Packaged Heat Pump (SEER 15) - Fuel Sub - Cold ¦ PG&E ¦ Cold | Com ¦ Small Packaged Heat Pump (SEER 15) - Fuel Sub - Cold | PG&E ¦ Cold | PG&E | All | Electric & Gas | SEER15 Heat Pump, <65 kbtuh, NR | Efficient |  |  | 1 | Conventional | HVAC | Com - School | Com | ROB Only | 1 | 1000 sqft2 of floor space | Cap-Tons | 15 | DEER:HVAC_Split-Package_HP | 652.1056 | 0 | -96.149 | SWHC046-03 | 1171.6667 | 2021 | 679.11 | 2021 | 0 | -50.67 | SWHC046-03 | Com Central HVAC (Small) - Fuel Sub - Cold ¦ PG&E ¦ Cold | Com Central HVAC (Small) - Fuel Sub - Cold | 0.0228 | 0.814 | 0 | CBSA 2014, adjusted to reflect new efficiencies | 112.3089 | 2032 | 1 | SWHC046-03
COM-HVAC-FS-21.36 | Com ¦ Small Packaged Heat Pump (SEER 15) - Fuel Sub - Cold ¦ PG&E ¦ Cold | Com ¦ Small Packaged Heat Pump (SEER 15) - Fuel Sub - Cold | PG&E ¦ Cold | PG&E | All | Electric & Gas | SEER15 Heat Pump, <65 kbtuh, NR | Efficient |  |  | 1 | Conventional | HVAC | Com - Warehouse | Com | ROB Only | 1 | 1000 sqft2 of floor space | Cap-Tons | 15 | DEER:HVAC_Split-Package_HP | 1069.3333 | 0 | -152 | SWHC046-03 | 1171.6667 | 2021 | 679.11 | 2021 | 0 | -50.67 | SWHC046-03 | Com Central HVAC (Small) - Fuel Sub - Cold ¦ PG&E ¦ Cold | Com Central HVAC (Small) - Fuel Sub - Cold | 0.0046728 | 0.814 | 0 | CBSA 2014, adjusted to reflect new efficiencies | 320.2473 | 2032 | 1 | SWHC046-03
COM-HVAC-FS-21.37 | Com ¦ Small Packaged Heat Pump (SEER 15) - Fuel Sub - Marine ¦ SCG ¦ Marine | Com ¦ Small Packaged Heat Pump (SEER 15) - Fuel Sub - Marine | SCG ¦ Marine | SCG | All | Electric & Gas | SEER15 Heat Pump, <65 kbtuh, NR | Efficient |  |  | 1 | Conventional | HVAC | Com - College | Com | ROB Only | 1 | 1000 sqft2 of floor space | Cap-Tons | 15 | DEER:HVAC_Split-Package_HP | -42.9866 | 0 | -12.4101 | SWHC046-03 | 1171.6667 | 2021 | 679.11 | 2021 | 0 | -50.67 | SWHC046-03 | Com Central HVAC (Small) - Fuel Sub - Marine ¦ SCG ¦ Marine | Com Central HVAC (Small) - Fuel Sub - Marine | 0.022689 | 0.814 | 0 | CBSA 2014, adjusted to reflect new efficiencies | 44.1819 | 2032 | 1 | SWHC046-03
COM-HVAC-FS-21.38 | Com ¦ Small Packaged Heat Pump (SEER 15) - Fuel Sub - Marine ¦ SCG ¦ Marine | Com ¦ Small Packaged Heat Pump (SEER 15) - Fuel Sub - Marine | SCG ¦ Marine | SCG | All | Electric & Gas | SEER15 Heat Pump, <65 kbtuh, NR | Efficient |  |  | 1 | Conventional | HVAC | Com - Grocery | Com | ROB Only | 1 | 1000 sqft2 of floor space | Cap-Tons | 15 | DEER:HVAC_Split-Package_HP | 197.2467 | 0 | -80.6 | SWHC046-03 | 1171.6667 | 2021 | 679.11 | 2021 | 0 | -50.67 | SWHC046-03 | Com Central HVAC (Small) - Fuel Sub - Marine ¦ SCG ¦ Marine | Com Central HVAC (Small) - Fuel Sub - Marine | 0.040359 | 0.814 | 0 | CBSA 2014, adjusted to reflect new efficiencies | 178.1693 | 2032 | 1 | SWHC046-03
COM-HVAC-FS-21.39 | Com ¦ Small Packaged Heat Pump (SEER 15) - Fuel Sub - Marine ¦ SCG ¦ Marine | Com ¦ Small Packaged Heat Pump (SEER 15) - Fuel Sub - Marine | SCG ¦ Marine | SCG | All | Electric & Gas | SEER15 Heat Pump, <65 kbtuh, NR | Efficient |  |  | 1 | Conventional | HVAC | Com - Health | Com | ROB Only | 1 | 1000 sqft2 of floor space | Cap-Tons | 15 | DEER:HVAC_Split-Package_HP | -122.1513 | 0 | -22.4855 | SWHC046-03 | 1171.6667 | 2021 | 679.11 | 2021 | 0 | -50.67 | SWHC046-03 | Com Central HVAC (Small) - Fuel Sub - Marine ¦ SCG ¦ Marine | Com Central HVAC (Small) - Fuel Sub - Marine | 0.032178 | 0.814 | 0 | CBSA 2014, adjusted to reflect new efficiencies | 71.5053 | 2032 | 1 | SWHC046-03
COM-HVAC-FS-21.40 | Com ¦ Small Packaged Heat Pump (SEER 15) - Fuel Sub - Marine ¦ SCG ¦ Marine | Com ¦ Small Packaged Heat Pump (SEER 15) - Fuel Sub - Marine | SCG ¦ Marine | SCG | All | Electric & Gas | SEER15 Heat Pump, <65 kbtuh, NR | Efficient |  |  | 1 | Conventional | HVAC | Com - Lodging | Com | ROB Only | 1 | 1000 sqft2 of floor space | Cap-Tons | 15 | DEER:HVAC_Split-Package_HP | 24.454 | 0 | -41.9012 | SWHC046-03 | 1171.6667 | 2021 | 679.11 | 2021 | 0 | -50.67 | SWHC046-03 | Com Central HVAC (Small) - Fuel Sub - Marine ¦ SCG ¦ Marine | Com Central HVAC (Small) - Fuel Sub - Marine | 0.018069 | 0.814 | 0 | CBSA 2014, adjusted to reflect new efficiencies | 410.0591 | 2032 | 1 | SWHC046-03
COM-HVAC-FS-21.41 | Com ¦ Small Packaged Heat Pump (SEER 15) - Fuel Sub - Marine ¦ SCG ¦ Marine | Com ¦ Small Packaged Heat Pump (SEER 15) - Fuel Sub - Marine | SCG ¦ Marine | SCG | All | Electric & Gas | SEER15 Heat Pump, <65 kbtuh, NR | Efficient |  |  | 1 | Conventional | HVAC | Com - Office (Large) | Com | ROB Only | 1 | 1000 sqft2 of floor space | Cap-Tons | 15 | DEER:HVAC_Split-Package_HP | -91.8333 | 0 | -0.948 | SWHC046-03 | 1171.6667 | 2021 | 679.11 | 2021 | 0 | -50.67 | SWHC046-03 | Com Central HVAC (Small) - Fuel Sub - Marine ¦ SCG ¦ Marine | Com Central HVAC (Small) - Fuel Sub - Marine | 0.023953 | 0.814 | 0 | CBSA 2014, adjusted to reflect new efficiencies | 13.3901 | 2032 | 1 | SWHC046-03
COM-HVAC-FS-21.42 | Com ¦ Small Packaged Heat Pump (SEER 15) - Fuel Sub - Marine ¦ SCG ¦ Marine | Com ¦ Small Packaged Heat Pump (SEER 15) - Fuel Sub - Marine | SCG ¦ Marine | SCG | All | Electric & Gas | SEER15 Heat Pump, <65 kbtuh, NR | Efficient |  |  | 1 | Conventional | HVAC | Com - Office (Small) | Com | ROB Only | 1 | 1000 sqft2 of floor space | Cap-Tons | 15 | DEER:HVAC_Split-Package_HP | -62.8333 | 0 | -5.55 | SWHC046-03 | 1171.6667 | 2021 | 679.11 | 2021 | 0 | -50.67 | SWHC046-03 | Com Central HVAC (Small) - Fuel Sub - Marine ¦ SCG ¦ Marine | Com Central HVAC (Small) - Fuel Sub - Marine | 0.027176 | 0.814 | 0 | CBSA 2014, adjusted to reflect new efficiencies | 13.868 | 2032 | 1 | SWHC046-03
COM-HVAC-FS-21.43 | Com ¦ Small Packaged Heat Pump (SEER 15) - Fuel Sub - Marine ¦ SCG ¦ Marine | Com ¦ Small Packaged Heat Pump (SEER 15) - Fuel Sub - Marine | SCG ¦ Marine | SCG | All | Electric & Gas | SEER15 Heat Pump, <65 kbtuh, NR | Efficient |  |  | 1 | Conventional | HVAC | Com - Other | Com | ROB Only | 1 | 1000 sqft2 of floor space | Cap-Tons | 15 | DEER:HVAC_Split-Package_HP | 14.7 | 0 | -25 | SWHC046-03 | 1171.6667 | 2021 | 679.11 | 2021 | 0 | -50.67 | SWHC046-03 | Com Central HVAC (Small) - Fuel Sub - Marine ¦ SCG ¦ Marine | Com Central HVAC (Small) - Fuel Sub - Marine | 0.038925 | 0.814 | 0 | CBSA 2014, adjusted to reflect new efficiencies | 111.6269 | 2032 | 1 | SWHC046-03
COM-HVAC-FS-21.44 | Com ¦ Small Packaged Heat Pump (SEER 15) - Fuel Sub - Marine ¦ SCG ¦ Marine | Com ¦ Small Packaged Heat Pump (SEER 15) - Fuel Sub - Marine | SCG ¦ Marine | SCG | All | Electric & Gas | SEER15 Heat Pump, <65 kbtuh, NR | Efficient |  |  | 1 | Conventional | HVAC | Com - Refrig. Warehouse | Com | ROB Only | 1 | 1000 sqft2 of floor space | Cap-Tons | 15 | DEER:HVAC_Split-Package_HP | 0 | 0 | 0 | SWHC046-03 | 0 | 2021 | 0 | 2021 | 0 | -50.67 | SWHC046-03 | Com Central HVAC (Small) - Fuel Sub - Marine ¦ SCG ¦ Marine | Com Central HVAC (Small) - Fuel Sub - Marine | 0 | 0.814 | 0 | CBSA 2014, adjusted to reflect new efficiencies | 0 | 2032 | 1 | SWHC046-03
COM-HVAC-FS-21.45 | Com ¦ Small Packaged Heat Pump (SEER 15) - Fuel Sub - Marine ¦ SCG ¦ Marine | Com ¦ Small Packaged Heat Pump (SEER 15) - Fuel Sub - Marine | SCG ¦ Marine | SCG | All | Electric & Gas | SEER15 Heat Pump, <65 kbtuh, NR | Efficient |  |  | 1 | Conventional | HVAC | Com - Restaurant | Com | ROB Only | 1 | 1000 sqft2 of floor space | Cap-Tons | 15 | DEER:HVAC_Split-Package_HP | -50.9643 | 0 | -11.7207 | SWHC046-03 | 1171.6667 | 2021 | 679.11 | 2021 | 0 | -50.67 | SWHC046-03 | Com Central HVAC (Small) - Fuel Sub - Marine ¦ SCG ¦ Marine | Com Central HVAC (Small) - Fuel Sub - Marine | 0.039657 | 0.814 | 0 | CBSA 2014, adjusted to reflect new efficiencies | 9.7107 | 2032 | 1 | SWHC046-03
COM-HVAC-FS-21.46 | Com ¦ Small Packaged Heat Pump (SEER 15) - Fuel Sub - Marine ¦ SCG ¦ Marine | Com ¦ Small Packaged Heat Pump (SEER 15) - Fuel Sub - Marine | SCG ¦ Marine | SCG | All | Electric & Gas | SEER15 Heat Pump, <65 kbtuh, NR | Efficient |  |  | 1 | Conventional | HVAC | Com - Retail | Com | ROB Only | 1 | 1000 sqft2 of floor space | Cap-Tons | 15 | DEER:HVAC_Split-Package_HP | -75.2962 | 0 | -11.8403 | SWHC046-03 | 1171.6667 | 2021 | 679.11 | 2021 | 0 | -50.67 | SWHC046-03 | Com Central HVAC (Small) - Fuel Sub - Marine ¦ SCG ¦ Marine | Com Central HVAC (Small) - Fuel Sub - Marine | 0.016778 | 0.814 | 0 | CBSA 2014, adjusted to reflect new efficiencies | 84.9573 | 2032 | 1 | SWHC046-03
COM-HVAC-FS-21.47 | Com ¦ Small Packaged Heat Pump (SEER 15) - Fuel Sub - Marine ¦ SCG ¦ Marine | Com ¦ Small Packaged Heat Pump (SEER 15) - Fuel Sub - Marine | SCG ¦ Marine | SCG | All | Electric & Gas | SEER15 Heat Pump, <65 kbtuh, NR | Efficient |  |  | 1 | Conventional | HVAC | Com - School | Com | ROB Only | 1 | 1000 sqft2 of floor space | Cap-Tons | 15 | DEER:HVAC_Split-Package_HP | 0.1959 | 0 | -12.1639 | SWHC046-03 | 1171.6667 | 2021 | 679.11 | 2021 | 0 | -50.67 | SWHC046-03 | Com Central HVAC (Small) - Fuel Sub - Marine ¦ SCG ¦ Marine | Com Central HVAC (Small) - Fuel Sub - Marine | 0.027322 | 0.814 | 0 | CBSA 2014, adjusted to reflect new efficiencies | 27.7591 | 2032 | 1 | SWHC046-03
COM-HVAC-FS-21.48 | Com ¦ Small Packaged Heat Pump (SEER 15) - Fuel Sub - Marine ¦ SCG ¦ Marine | Com ¦ Small Packaged Heat Pump (SEER 15) - Fuel Sub - Marine | SCG ¦ Marine | SCG | All | Electric & Gas | SEER15 Heat Pump, <65 kbtuh, NR | Efficient |  |  | 1 | Conventional | HVAC | Com - Warehouse | Com | ROB Only | 1 | 1000 sqft2 of floor space | Cap-Tons | 15 | DEER:HVAC_Split-Package_HP | 92.6333 | 0 | -34.2 | SWHC046-03 | 1171.6667 | 2021 | 679.11 | 2021 | 0 | -50.67 | SWHC046-03 | Com Central HVAC (Small) - Fuel Sub - Marine ¦ SCG ¦ Marine | Com Central HVAC (Small) - Fuel Sub - Marine | 0.0051386 | 0.814 | 0 | CBSA 2014, adjusted to reflect new efficiencies | 116.4048 | 2032 | 1 | SWHC046-03
COM-HVAC-FS-21.49 | Com ¦ Small Packaged Heat Pump (SEER 15) - Fuel Sub - Hot-Dry ¦ SCG ¦ Hot-Dry | Com ¦ Small Packaged Heat Pump (SEER 15) - Fuel Sub - Hot-Dry | SCG ¦ Hot-Dry | SCG | All | Electric & Gas | SEER15 Heat Pump, <65 kbtuh, NR | Efficient |  |  | 1 | Conventional | HVAC | Com - College | Com | ROB Only | 1 | 1000 sqft2 of floor space | Cap-Tons | 15 | DEER:HVAC_Split-Package_HP | -44.6576 | 0 | -13.1859 | SWHC046-03 | 1171.6667 | 2021 | 679.11 | 2021 | 0 | -50.67 | SWHC046-03 | Com Central HVAC (Small) - Fuel Sub - Hot-Dry ¦ SCG ¦ Hot-Dry | Com Central HVAC (Small) - Fuel Sub - Hot-Dry | 0.022689 | 0.814 | 0 | CBSA 2014, adjusted to reflect new efficiencies | 46.8672 | 2032 | 1 | SWHC046-03
COM-HVAC-FS-21.50 | Com ¦ Small Packaged Heat Pump (SEER 15) - Fuel Sub - Hot-Dry ¦ SCG ¦ Hot-Dry | Com ¦ Small Packaged Heat Pump (SEER 15) - Fuel Sub - Hot-Dry | SCG ¦ Hot-Dry | SCG | All | Electric & Gas | SEER15 Heat Pump, <65 kbtuh, NR | Efficient |  |  | 1 | Conventional | HVAC | Com - Grocery | Com | ROB Only | 1 | 1000 sqft2 of floor space | Cap-Tons | 15 | DEER:HVAC_Split-Package_HP | 163.4 | 0 | -84.8333 | SWHC046-03 | 1171.6667 | 2021 | 679.11 | 2021 | 0 | -50.67 | SWHC046-03 | Com Central HVAC (Small) - Fuel Sub - Hot-Dry ¦ SCG ¦ Hot-Dry | Com Central HVAC (Small) - Fuel Sub - Hot-Dry | 0.040359 | 0.814 | 0 | CBSA 2014, adjusted to reflect new efficiencies | 190.0138 | 2032 | 1 | SWHC046-03
COM-HVAC-FS-21.51 | Com ¦ Small Packaged Heat Pump (SEER 15) - Fuel Sub - Hot-Dry ¦ SCG ¦ Hot-Dry | Com ¦ Small Packaged Heat Pump (SEER 15) - Fuel Sub - Hot-Dry | SCG ¦ Hot-Dry | SCG | All | Electric & Gas | SEER15 Heat Pump, <65 kbtuh, NR | Efficient |  |  | 1 | Conventional | HVAC | Com - Health | Com | ROB Only | 1 | 1000 sqft2 of floor space | Cap-Tons | 15 | DEER:HVAC_Split-Package_HP | -105.6801 | 0 | -25.6229 | SWHC046-03 | 1171.6667 | 2021 | 679.11 | 2021 | 0 | -50.67 | SWHC046-03 | Com Central HVAC (Small) - Fuel Sub - Hot-Dry ¦ SCG ¦ Hot-Dry | Com Central HVAC (Small) - Fuel Sub - Hot-Dry | 0.032178 | 0.814 | 0 | CBSA 2014, adjusted to reflect new efficiencies | 79.2894 | 2032 | 1 | SWHC046-03
COM-HVAC-FS-21.52 | Com ¦ Small Packaged Heat Pump (SEER 15) - Fuel Sub - Hot-Dry ¦ SCG ¦ Hot-Dry | Com ¦ Small Packaged Heat Pump (SEER 15) - Fuel Sub - Hot-Dry | SCG ¦ Hot-Dry | SCG | All | Electric & Gas | SEER15 Heat Pump, <65 kbtuh, NR | Efficient |  |  | 1 | Conventional | HVAC | Com - Lodging | Com | ROB Only | 1 | 1000 sqft2 of floor space | Cap-Tons | 15 | DEER:HVAC_Split-Package_HP | 18.1903 | 0 | -40.2704 | SWHC046-03 | 1171.6667 | 2021 | 679.11 | 2021 | 0 | -50.67 | SWHC046-03 | Com Central HVAC (Small) - Fuel Sub - Hot-Dry ¦ SCG ¦ Hot-Dry | Com Central HVAC (Small) - Fuel Sub - Hot-Dry | 0.018069 | 0.814 | 0 | CBSA 2014, adjusted to reflect new efficiencies | 394.937 | 2032 | 1 | SWHC046-03
COM-HVAC-FS-21.53 | Com ¦ Small Packaged Heat Pump (SEER 15) - Fuel Sub - Hot-Dry ¦ SCG ¦ Hot-Dry | Com ¦ Small Packaged Heat Pump (SEER 15) - Fuel Sub - Hot-Dry | SCG ¦ Hot-Dry | SCG | All | Electric & Gas | SEER15 Heat Pump, <65 kbtuh, NR | Efficient |  |  | 1 | Conventional | HVAC | Com - Office (Large) | Com | ROB Only | 1 | 1000 sqft2 of floor space | Cap-Tons | 15 | DEER:HVAC_Split-Package_HP | -92.5 | 0 | -1.48 | SWHC046-03 | 1171.6667 | 2021 | 679.11 | 2021 | 0 | -50.67 | SWHC046-03 | Com Central HVAC (Small) - Fuel Sub - Hot-Dry ¦ SCG ¦ Hot-Dry | Com Central HVAC (Small) - Fuel Sub - Hot-Dry | 0.023953 | 0.814 | 0 | CBSA 2014, adjusted to reflect new efficiencies | 15.8455 | 2032 | 1 | SWHC046-03
COM-HVAC-FS-21.54 | Com ¦ Small Packaged Heat Pump (SEER 15) - Fuel Sub - Hot-Dry ¦ SCG ¦ Hot-Dry | Com ¦ Small Packaged Heat Pump (SEER 15) - Fuel Sub - Hot-Dry | SCG ¦ Hot-Dry | SCG | All | Electric & Gas | SEER15 Heat Pump, <65 kbtuh, NR | Efficient |  |  | 1 | Conventional | HVAC | Com - Office (Small) | Com | ROB Only | 1 | 1000 sqft2 of floor space | Cap-Tons | 15 | DEER:HVAC_Split-Package_HP | -62.7667 | 0 | -6.68 | SWHC046-03 | 1171.6667 | 2021 | 679.11 | 2021 | 0 | -50.67 | SWHC046-03 | Com Central HVAC (Small) - Fuel Sub - Hot-Dry ¦ SCG ¦ Hot-Dry | Com Central HVAC (Small) - Fuel Sub - Hot-Dry | 0.027176 | 0.814 | 0 | CBSA 2014, adjusted to reflect new efficiencies | 16.102 | 2032 | 1 | SWHC046-03
COM-HVAC-FS-21.55 | Com ¦ Small Packaged Heat Pump (SEER 15) - Fuel Sub - Hot-Dry ¦ SCG ¦ Hot-Dry | Com ¦ Small Packaged Heat Pump (SEER 15) - Fuel Sub - Hot-Dry | SCG ¦ Hot-Dry | SCG | All | Electric & Gas | SEER15 Heat Pump, <65 kbtuh, NR | Efficient |  |  | 1 | Conventional | HVAC | Com - Other | Com | ROB Only | 1 | 1000 sqft2 of floor space | Cap-Tons | 15 | DEER:HVAC_Split-Package_HP | 5.6667 | 0 | -24.5 | SWHC046-03 | 1171.6667 | 2021 | 679.11 | 2021 | 0 | -50.67 | SWHC046-03 | Com Central HVAC (Small) - Fuel Sub - Hot-Dry ¦ SCG ¦ Hot-Dry | Com Central HVAC (Small) - Fuel Sub - Hot-Dry | 0.038925 | 0.814 | 0 | CBSA 2014, adjusted to reflect new efficiencies | 110.3594 | 2032 | 1 | SWHC046-03
COM-HVAC-FS-21.56 | Com ¦ Small Packaged Heat Pump (SEER 15) - Fuel Sub - Hot-Dry ¦ SCG ¦ Hot-Dry | Com ¦ Small Packaged Heat Pump (SEER 15) - Fuel Sub - Hot-Dry | SCG ¦ Hot-Dry | SCG | All | Electric & Gas | SEER15 Heat Pump, <65 kbtuh, NR | Efficient |  |  | 1 | Conventional | HVAC | Com - Refrig. Warehouse | Com | ROB Only | 1 | 1000 sqft2 of floor space | Cap-Tons | 15 | DEER:HVAC_Split-Package_HP | 0 | 0 | 0 | SWHC046-03 | 0 | 2021 | 0 | 2021 | 0 | -50.67 | SWHC046-03 | Com Central HVAC (Small) - Fuel Sub - Hot-Dry ¦ SCG ¦ Hot-Dry | Com Central HVAC (Small) - Fuel Sub - Hot-Dry | 0 | 0.814 | 0 | CBSA 2014, adjusted to reflect new efficiencies | 0 | 2032 | 1 | SWHC046-03
COM-HVAC-FS-21.57 | Com ¦ Small Packaged Heat Pump (SEER 15) - Fuel Sub - Hot-Dry ¦ SCG ¦ Hot-Dry | Com ¦ Small Packaged Heat Pump (SEER 15) - Fuel Sub - Hot-Dry | SCG ¦ Hot-Dry | SCG | All | Electric & Gas | SEER15 Heat Pump, <65 kbtuh, NR | Efficient |  |  | 1 | Conventional | HVAC | Com - Restaurant | Com | ROB Only | 1 | 1000 sqft2 of floor space | Cap-Tons | 15 | DEER:HVAC_Split-Package_HP | -62.1221 | 0 | -12.6233 | SWHC046-03 | 1171.6667 | 2021 | 679.11 | 2021 | 0 | -50.67 | SWHC046-03 | Com Central HVAC (Small) - Fuel Sub - Hot-Dry ¦ SCG ¦ Hot-Dry | Com Central HVAC (Small) - Fuel Sub - Hot-Dry | 0.039657 | 0.814 | 0 | CBSA 2014, adjusted to reflect new efficiencies | 10.587 | 2032 | 1 | SWHC046-03
COM-HVAC-FS-21.58 | Com ¦ Small Packaged Heat Pump (SEER 15) - Fuel Sub - Hot-Dry ¦ SCG ¦ Hot-Dry | Com ¦ Small Packaged Heat Pump (SEER 15) - Fuel Sub - Hot-Dry | SCG ¦ Hot-Dry | SCG | All | Electric & Gas | SEER15 Heat Pump, <65 kbtuh, NR | Efficient |  |  | 1 | Conventional | HVAC | Com - Retail | Com | ROB Only | 1 | 1000 sqft2 of floor space | Cap-Tons | 15 | DEER:HVAC_Split-Package_HP | -95.9301 | 0 | -10.1827 | SWHC046-03 | 1171.6667 | 2021 | 679.11 | 2021 | 0 | -50.67 | SWHC046-03 | Com Central HVAC (Small) - Fuel Sub - Hot-Dry ¦ SCG ¦ Hot-Dry | Com Central HVAC (Small) - Fuel Sub - Hot-Dry | 0.016778 | 0.814 | 0 | CBSA 2014, adjusted to reflect new efficiencies | 84.0159 | 2032 | 1 | SWHC046-03
COM-HVAC-FS-21.59 | Com ¦ Small Packaged Heat Pump (SEER 15) - Fuel Sub - Hot-Dry ¦ SCG ¦ Hot-Dry | Com ¦ Small Packaged Heat Pump (SEER 15) - Fuel Sub - Hot-Dry | SCG ¦ Hot-Dry | SCG | All | Electric & Gas | SEER15 Heat Pump, <65 kbtuh, NR | Efficient |  |  | 1 | Conventional | HVAC | Com - School | Com | ROB Only | 1 | 1000 sqft2 of floor space | Cap-Tons | 15 | DEER:HVAC_Split-Package_HP | -5.0346 | 0 | -12.0107 | SWHC046-03 | 1171.6667 | 2021 | 679.11 | 2021 | 0 | -50.67 | SWHC046-03 | Com Central HVAC (Small) - Fuel Sub - Hot-Dry ¦ SCG ¦ Hot-Dry | Com Central HVAC (Small) - Fuel Sub - Hot-Dry | 0.027322 | 0.814 | 0 | CBSA 2014, adjusted to reflect new efficiencies | 28.2703 | 2032 | 1 | SWHC046-03
COM-HVAC-FS-21.60 | Com ¦ Small Packaged Heat Pump (SEER 15) - Fuel Sub - Hot-Dry ¦ SCG ¦ Hot-Dry | Com ¦ Small Packaged Heat Pump (SEER 15) - Fuel Sub - Hot-Dry | SCG ¦ Hot-Dry | SCG | All | Electric & Gas | SEER15 Heat Pump, <65 kbtuh, NR | Efficient |  |  | 1 | Conventional | HVAC | Com - Warehouse | Com | ROB Only | 1 | 1000 sqft2 of floor space | Cap-Tons | 15 | DEER:HVAC_Split-Package_HP | 60.4 | 0 | -33.6 | SWHC046-03 | 1171.6667 | 2021 | 679.11 | 2021 | 0 | -50.67 | SWHC046-03 | Com Central HVAC (Small) - Fuel Sub - Hot-Dry ¦ SCG ¦ Hot-Dry | Com Central HVAC (Small) - Fuel Sub - Hot-Dry | 0.0051386 | 0.814 | 0 | CBSA 2014, adjusted to reflect new efficiencies | 123.5366 | 2032 | 1 | SWHC046-03
COM-HVAC-FS-21.61 | Com ¦ Small Packaged Heat Pump (SEER 15) - Fuel Sub - Cold ¦ SCG ¦ Cold | Com ¦ Small Packaged Heat Pump (SEER 15) - Fuel Sub - Cold | SCG ¦ Cold | SCG | All | Electric & Gas | SEER15 Heat Pump, <65 kbtuh, NR | Efficient |  |  | 1 | Conventional | HVAC | Com - College | Com | ROB Only | 1 | 1000 sqft2 of floor space | Cap-Tons | 15 | DEER:HVAC_Split-Package_HP | 584.2372 | 0 | -92.6695 | SWHC046-03 | 1171.6667 | 2021 | 679.11 | 2021 | 0 | -50.67 | SWHC046-03 | Com Central HVAC (Small) - Fuel Sub - Cold ¦ SCG ¦ Cold | Com Central HVAC (Small) - Fuel Sub - Cold | 0.022689 | 0.814 | 0 | CBSA 2014, adjusted to reflect new efficiencies | 261.5757 | 2032 | 1 | SWHC046-03
COM-HVAC-FS-21.62 | Com ¦ Small Packaged Heat Pump (SEER 15) - Fuel Sub - Cold ¦ SCG ¦ Cold | Com ¦ Small Packaged Heat Pump (SEER 15) - Fuel Sub - Cold | SCG ¦ Cold | SCG | All | Electric & Gas | SEER15 Heat Pump, <65 kbtuh, NR | Efficient |  |  | 1 | Conventional | HVAC | Com - Grocery | Com | ROB Only | 1 | 1000 sqft2 of floor space | Cap-Tons | 15 | DEER:HVAC_Split-Package_HP | 2010 | 0 | -331.3333 | SWHC046-03 | 1171.6667 | 2021 | 679.11 | 2021 | 0 | -50.67 | SWHC046-03 | Com Central HVAC (Small) - Fuel Sub - Cold ¦ SCG ¦ Cold | Com Central HVAC (Small) - Fuel Sub - Cold | 0.040359 | 0.814 | 0 | CBSA 2014, adjusted to reflect new efficiencies | 664.9738 | 2032 | 1 | SWHC046-03
COM-HVAC-FS-21.63 | Com ¦ Small Packaged Heat Pump (SEER 15) - Fuel Sub - Cold ¦ SCG ¦ Cold | Com ¦ Small Packaged Heat Pump (SEER 15) - Fuel Sub - Cold | SCG ¦ Cold | SCG | All | Electric & Gas | SEER15 Heat Pump, <65 kbtuh, NR | Efficient |  |  | 1 | Conventional | HVAC | Com - Health | Com | ROB Only | 1 | 1000 sqft2 of floor space | Cap-Tons | 15 | DEER:HVAC_Split-Package_HP | 639.9939 | 0 | -128.9495 | SWHC046-03 | 1171.6667 | 2021 | 679.11 | 2021 | 0 | -50.67 | SWHC046-03 | Com Central HVAC (Small) - Fuel Sub - Cold ¦ SCG ¦ Cold | Com Central HVAC (Small) - Fuel Sub - Cold | 0.032178 | 0.814 | 0 | CBSA 2014, adjusted to reflect new efficiencies | 322.3491 | 2032 | 1 | SWHC046-03
COM-HVAC-FS-21.64 | Com ¦ Small Packaged Heat Pump (SEER 15) - Fuel Sub - Cold ¦ SCG ¦ Cold | Com ¦ Small Packaged Heat Pump (SEER 15) - Fuel Sub - Cold | SCG ¦ Cold | SCG | All | Electric & Gas | SEER15 Heat Pump, <65 kbtuh, NR | Efficient |  |  | 1 | Conventional | HVAC | Com - Lodging | Com | ROB Only | 1 | 1000 sqft2 of floor space | Cap-Tons | 15 | DEER:HVAC_Split-Package_HP | 1384.3552 | 0 | -210.3596 | SWHC046-03 | 1171.6667 | 2021 | 679.11 | 2021 | 0 | -50.67 | SWHC046-03 | Com Central HVAC (Small) - Fuel Sub - Cold ¦ SCG ¦ Cold | Com Central HVAC (Small) - Fuel Sub - Cold | 0.018069 | 0.814 | 0 | CBSA 2014, adjusted to reflect new efficiencies | 1859.7175 | 2032 | 1 | SWHC046-03
COM-HVAC-FS-21.65 | Com ¦ Small Packaged Heat Pump (SEER 15) - Fuel Sub - Cold ¦ SCG ¦ Cold | Com ¦ Small Packaged Heat Pump (SEER 15) - Fuel Sub - Cold | SCG ¦ Cold | SCG | All | Electric & Gas | SEER15 Heat Pump, <65 kbtuh, NR | Efficient |  |  | 1 | Conventional | HVAC | Com - Office (Large) | Com | ROB Only | 1 | 1000 sqft2 of floor space | Cap-Tons | 15 | DEER:HVAC_Split-Package_HP | 90.1 | 0 | -24.4 | SWHC046-03 | 1171.6667 | 2021 | 679.11 | 2021 | 0 | -50.67 | SWHC046-03 | Com Central HVAC (Small) - Fuel Sub - Cold ¦ SCG ¦ Cold | Com Central HVAC (Small) - Fuel Sub - Cold | 0.023953 | 0.814 | 0 | CBSA 2014, adjusted to reflect new efficiencies | 100.6124 | 2032 | 1 | SWHC046-03
COM-HVAC-FS-21.66 | Com ¦ Small Packaged Heat Pump (SEER 15) - Fuel Sub - Cold ¦ SCG ¦ Cold | Com ¦ Small Packaged Heat Pump (SEER 15) - Fuel Sub - Cold | SCG ¦ Cold | SCG | All | Electric & Gas | SEER15 Heat Pump, <65 kbtuh, NR | Efficient |  |  | 1 | Conventional | HVAC | Com - Office (Small) | Com | ROB Only | 1 | 1000 sqft2 of floor space | Cap-Tons | 15 | DEER:HVAC_Split-Package_HP | 296.6667 | 0 | -49.4 | SWHC046-03 | 1171.6667 | 2021 | 679.11 | 2021 | 0 | -50.67 | SWHC046-03 | Com Central HVAC (Small) - Fuel Sub - Cold ¦ SCG ¦ Cold | Com Central HVAC (Small) - Fuel Sub - Cold | 0.027176 | 0.814 | 0 | CBSA 2014, adjusted to reflect new efficiencies | 84.1944 | 2032 | 1 | SWHC046-03
COM-HVAC-FS-21.67 | Com ¦ Small Packaged Heat Pump (SEER 15) - Fuel Sub - Cold ¦ SCG ¦ Cold | Com ¦ Small Packaged Heat Pump (SEER 15) - Fuel Sub - Cold | SCG ¦ Cold | SCG | All | Electric & Gas | SEER15 Heat Pump, <65 kbtuh, NR | Efficient |  |  | 1 | Conventional | HVAC | Com - Other | Com | ROB Only | 1 | 1000 sqft2 of floor space | Cap-Tons | 15 | DEER:HVAC_Split-Package_HP | 1058.6667 | 0 | -172 | SWHC046-03 | 1171.6667 | 2021 | 679.11 | 2021 | 0 | -50.67 | SWHC046-03 | Com Central HVAC (Small) - Fuel Sub - Cold ¦ SCG ¦ Cold | Com Central HVAC (Small) - Fuel Sub - Cold | 0.038925 | 0.814 | 0 | CBSA 2014, adjusted to reflect new efficiencies | 662.2584 | 2032 | 1 | SWHC046-03
COM-HVAC-FS-21.68 | Com ¦ Small Packaged Heat Pump (SEER 15) - Fuel Sub - Cold ¦ SCG ¦ Cold | Com ¦ Small Packaged Heat Pump (SEER 15) - Fuel Sub - Cold | SCG ¦ Cold | SCG | All | Electric & Gas | SEER15 Heat Pump, <65 kbtuh, NR | Efficient |  |  | 1 | Conventional | HVAC | Com - Refrig. Warehouse | Com | ROB Only | 1 | 1000 sqft2 of floor space | Cap-Tons | 15 | DEER:HVAC_Split-Package_HP | 0 | 0 | 0 | SWHC046-03 | 0 | 2021 | 0 | 2021 | 0 | -50.67 | SWHC046-03 | Com Central HVAC (Small) - Fuel Sub - Cold ¦ SCG ¦ Cold | Com Central HVAC (Small) - Fuel Sub - Cold | 0 | 0.814 | 0 | CBSA 2014, adjusted to reflect new efficiencies | 0 | 2032 | 1 | SWHC046-03
COM-HVAC-FS-21.69 | Com ¦ Small Packaged Heat Pump (SEER 15) - Fuel Sub - Cold ¦ SCG ¦ Cold | Com ¦ Small Packaged Heat Pump (SEER 15) - Fuel Sub - Cold | SCG ¦ Cold | SCG | All | Electric & Gas | SEER15 Heat Pump, <65 kbtuh, NR | Efficient |  |  | 1 | Conventional | HVAC | Com - Restaurant | Com | ROB Only | 1 | 1000 sqft2 of floor space | Cap-Tons | 15 | DEER:HVAC_Split-Package_HP | 817.2693 | 0 | -140.5022 | SWHC046-03 | 1171.6667 | 2021 | 679.11 | 2021 | 0 | -50.67 | SWHC046-03 | Com Central HVAC (Small) - Fuel Sub - Cold ¦ SCG ¦ Cold | Com Central HVAC (Small) - Fuel Sub - Cold | 0.039657 | 0.814 | 0 | CBSA 2014, adjusted to reflect new efficiencies | 91.0267 | 2032 | 1 | SWHC046-03
COM-HVAC-FS-21.70 | Com ¦ Small Packaged Heat Pump (SEER 15) - Fuel Sub - Cold ¦ SCG ¦ Cold | Com ¦ Small Packaged Heat Pump (SEER 15) - Fuel Sub - Cold | SCG ¦ Cold | SCG | All | Electric & Gas | SEER15 Heat Pump, <65 kbtuh, NR | Efficient |  |  | 1 | Conventional | HVAC | Com - Retail | Com | ROB Only | 1 | 1000 sqft2 of floor space | Cap-Tons | 15 | DEER:HVAC_Split-Package_HP | 704.2235 | 0 | -114.1883 | SWHC046-03 | 1171.6667 | 2021 | 679.11 | 2021 | 0 | -50.67 | SWHC046-03 | Com Central HVAC (Small) - Fuel Sub - Cold ¦ SCG ¦ Cold | Com Central HVAC (Small) - Fuel Sub - Cold | 0.016778 | 0.814 | 0 | CBSA 2014, adjusted to reflect new efficiencies | 316.8117 | 2032 | 1 | SWHC046-03
COM-HVAC-FS-21.71 | Com ¦ Small Packaged Heat Pump (SEER 15) - Fuel Sub - Cold ¦ SCG ¦ Cold | Com ¦ Small Packaged Heat Pump (SEER 15) - Fuel Sub - Cold | SCG ¦ Cold | SCG | All | Electric & Gas | SEER15 Heat Pump, <65 kbtuh, NR | Efficient |  |  | 1 | Conventional | HVAC | Com - School | Com | ROB Only | 1 | 1000 sqft2 of floor space | Cap-Tons | 15 | DEER:HVAC_Split-Package_HP | 652.1056 | 0 | -96.149 | SWHC046-03 | 1171.6667 | 2021 | 679.11 | 2021 | 0 | -50.67 | SWHC046-03 | Com Central HVAC (Small) - Fuel Sub - Cold ¦ SCG ¦ Cold | Com Central HVAC (Small) - Fuel Sub - Cold | 0.027322 | 0.814 | 0 | CBSA 2014, adjusted to reflect new efficiencies | 112.3089 | 2032 | 1 | SWHC046-03
COM-HVAC-FS-21.72 | Com ¦ Small Packaged Heat Pump (SEER 15) - Fuel Sub - Cold ¦ SCG ¦ Cold | Com ¦ Small Packaged Heat Pump (SEER 15) - Fuel Sub - Cold | SCG ¦ Cold | SCG | All | Electric & Gas | SEER15 Heat Pump, <65 kbtuh, NR | Efficient |  |  | 1 | Conventional | HVAC | Com - Warehouse | Com | ROB Only | 1 | 1000 sqft2 of floor space | Cap-Tons | 15 | DEER:HVAC_Split-Package_HP | 1069.3333 | 0 | -152 | SWHC046-03 | 1171.6667 | 2021 | 679.11 | 2021 | 0 | -50.67 | SWHC046-03 | Com Central HVAC (Small) - Fuel Sub - Cold ¦ SCG ¦ Cold | Com Central HVAC (Small) - Fuel Sub - Cold | 0.0051386 | 0.814 | 0 | CBSA 2014, adjusted to reflect new efficiencies | 320.2473 | 2032 | 1 | SWHC046-03
COM-HVAC-FS-21.73 | Com ¦ Small Packaged Heat Pump (SEER 15) - Fuel Sub - Marine ¦ SDG&E ¦ Marine | Com ¦ Small Packaged Heat Pump (SEER 15) - Fuel Sub - Marine | SDG&E ¦ Marine | SDG&E | All | Electric & Gas | SEER15 Heat Pump, <65 kbtuh, NR | Efficient |  |  | 1 | Conventional | HVAC | Com - College | Com | ROB Only | 1 | 1000 sqft2 of floor space | Cap-Tons | 15 | DEER:HVAC_Split-Package_HP | -42.9866 | 0 | -12.4101 | SWHC046-03 | 1171.6667 | 2021 | 679.11 | 2021 | 0 | -50.67 | SWHC046-03 | Com Central HVAC (Small) - Fuel Sub - Marine ¦ SDG&E ¦ Marine | Com Central HVAC (Small) - Fuel Sub - Marine | 0.022234 | 0.814 | 0 | CBSA 2014, adjusted to reflect new efficiencies | 44.1819 | 2032 | 1 | SWHC046-03
COM-HVAC-FS-21.74 | Com ¦ Small Packaged Heat Pump (SEER 15) - Fuel Sub - Marine ¦ SDG&E ¦ Marine | Com ¦ Small Packaged Heat Pump (SEER 15) - Fuel Sub - Marine | SDG&E ¦ Marine | SDG&E | All | Electric & Gas | SEER15 Heat Pump, <65 kbtuh, NR | Efficient |  |  | 1 | Conventional | HVAC | Com - Grocery | Com | ROB Only | 1 | 1000 sqft2 of floor space | Cap-Tons | 15 | DEER:HVAC_Split-Package_HP | 197.2467 | 0 | -80.6 | SWHC046-03 | 1171.6667 | 2021 | 679.11 | 2021 | 0 | -50.67 | SWHC046-03 | Com Central HVAC (Small) - Fuel Sub - Marine ¦ SDG&E ¦ Marine | Com Central HVAC (Small) - Fuel Sub - Marine | 0.041033 | 0.814 | 0 | CBSA 2014, adjusted to reflect new efficiencies | 178.1693 | 2032 | 1 | SWHC046-03
COM-HVAC-FS-21.75 | Com ¦ Small Packaged Heat Pump (SEER 15) - Fuel Sub - Marine ¦ SDG&E ¦ Marine | Com ¦ Small Packaged Heat Pump (SEER 15) - Fuel Sub - Marine | SDG&E ¦ Marine | SDG&E | All | Electric & Gas | SEER15 Heat Pump, <65 kbtuh, NR | Efficient |  |  | 1 | Conventional | HVAC | Com - Health | Com | ROB Only | 1 | 1000 sqft2 of floor space | Cap-Tons | 15 | DEER:HVAC_Split-Package_HP | -122.1513 | 0 | -22.4855 | SWHC046-03 | 1171.6667 | 2021 | 679.11 | 2021 | 0 | -50.67 | SWHC046-03 | Com Central HVAC (Small) - Fuel Sub - Marine ¦ SDG&E ¦ Marine | Com Central HVAC (Small) - Fuel Sub - Marine | 0.031998 | 0.814 | 0 | CBSA 2014, adjusted to reflect new efficiencies | 71.5053 | 2032 | 1 | SWHC046-03
COM-HVAC-FS-21.76 | Com ¦ Small Packaged Heat Pump (SEER 15) - Fuel Sub - Marine ¦ SDG&E ¦ Marine | Com ¦ Small Packaged Heat Pump (SEER 15) - Fuel Sub - Marine | SDG&E ¦ Marine | SDG&E | All | Electric & Gas | SEER15 Heat Pump, <65 kbtuh, NR | Efficient |  |  | 1 | Conventional | HVAC | Com - Lodging | Com | ROB Only | 1 | 1000 sqft2 of floor space | Cap-Tons | 15 | DEER:HVAC_Split-Package_HP | 24.454 | 0 | -41.9012 | SWHC046-03 | 1171.6667 | 2021 | 679.11 | 2021 | 0 | -50.67 | SWHC046-03 | Com Central HVAC (Small) - Fuel Sub - Marine ¦ SDG&E ¦ Marine | Com Central HVAC (Small) - Fuel Sub - Marine | 0.017903 | 0.814 | 0 | CBSA 2014, adjusted to reflect new efficiencies | 410.0591 | 2032 | 1 | SWHC046-03
COM-HVAC-FS-21.77 | Com ¦ Small Packaged Heat Pump (SEER 15) - Fuel Sub - Marine ¦ SDG&E ¦ Marine | Com ¦ Small Packaged Heat Pump (SEER 15) - Fuel Sub - Marine | SDG&E ¦ Marine | SDG&E | All | Electric & Gas | SEER15 Heat Pump, <65 kbtuh, NR | Efficient |  |  | 1 | Conventional | HVAC | Com - Office (Large) | Com | ROB Only | 1 | 1000 sqft2 of floor space | Cap-Tons | 15 | DEER:HVAC_Split-Package_HP | -91.8333 | 0 | -0.948 | SWHC046-03 | 1171.6667 | 2021 | 679.11 | 2021 | 0 | -50.67 | SWHC046-03 | Com Central HVAC (Small) - Fuel Sub - Marine ¦ SDG&E ¦ Marine | Com Central HVAC (Small) - Fuel Sub - Marine | 0.023374 | 0.814 | 0 | CBSA 2014, adjusted to reflect new efficiencies | 13.3901 | 2032 | 1 | SWHC046-03
COM-HVAC-FS-21.78 | Com ¦ Small Packaged Heat Pump (SEER 15) - Fuel Sub - Marine ¦ SDG&E ¦ Marine | Com ¦ Small Packaged Heat Pump (SEER 15) - Fuel Sub - Marine | SDG&E ¦ Marine | SDG&E | All | Electric & Gas | SEER15 Heat Pump, <65 kbtuh, NR | Efficient |  |  | 1 | Conventional | HVAC | Com - Office (Small) | Com | ROB Only | 1 | 1000 sqft2 of floor space | Cap-Tons | 15 | DEER:HVAC_Split-Package_HP | -62.8333 | 0 | -5.55 | SWHC046-03 | 1171.6667 | 2021 | 679.11 | 2021 | 0 | -50.67 | SWHC046-03 | Com Central HVAC (Small) - Fuel Sub - Marine ¦ SDG&E ¦ Marine | Com Central HVAC (Small) - Fuel Sub - Marine | 0.028381 | 0.814 | 0 | CBSA 2014, adjusted to reflect new efficiencies | 13.868 | 2032 | 1 | SWHC046-03
COM-HVAC-FS-21.79 | Com ¦ Small Packaged Heat Pump (SEER 15) - Fuel Sub - Marine ¦ SDG&E ¦ Marine | Com ¦ Small Packaged Heat Pump (SEER 15) - Fuel Sub - Marine | SDG&E ¦ Marine | SDG&E | All | Electric & Gas | SEER15 Heat Pump, <65 kbtuh, NR | Efficient |  |  | 1 | Conventional | HVAC | Com - Other | Com | ROB Only | 1 | 1000 sqft2 of floor space | Cap-Tons | 15 | DEER:HVAC_Split-Package_HP | 14.7 | 0 | -25 | SWHC046-03 | 1171.6667 | 2021 | 679.11 | 2021 | 0 | -50.67 | SWHC046-03 | Com Central HVAC (Small) - Fuel Sub - Marine ¦ SDG&E ¦ Marine | Com Central HVAC (Small) - Fuel Sub - Marine | 0.03826 | 0.814 | 0 | CBSA 2014, adjusted to reflect new efficiencies | 111.6269 | 2032 | 1 | SWHC046-03
COM-HVAC-FS-21.80 | Com ¦ Small Packaged Heat Pump (SEER 15) - Fuel Sub - Marine ¦ SDG&E ¦ Marine | Com ¦ Small Packaged Heat Pump (SEER 15) - Fuel Sub - Marine | SDG&E ¦ Marine | SDG&E | All | Electric & Gas | SEER15 Heat Pump, <65 kbtuh, NR | Efficient |  |  | 1 | Conventional | HVAC | Com - Refrig. Warehouse | Com | ROB Only | 1 | 1000 sqft2 of floor space | Cap-Tons | 15 | DEER:HVAC_Split-Package_HP | 0 | 0 | 0 | SWHC046-03 | 0 | 2021 | 0 | 2021 | 0 | -50.67 | SWHC046-03 | Com Central HVAC (Small) - Fuel Sub - Marine ¦ SDG&E ¦ Marine | Com Central HVAC (Small) - Fuel Sub - Marine | 0 | 0.814 | 0 | CBSA 2014, adjusted to reflect new efficiencies | 0 | 2032 | 1 | SWHC046-03
COM-HVAC-FS-21.81 | Com ¦ Small Packaged Heat Pump (SEER 15) - Fuel Sub - Marine ¦ SDG&E ¦ Marine | Com ¦ Small Packaged Heat Pump (SEER 15) - Fuel Sub - Marine | SDG&E ¦ Marine | SDG&E | All | Electric & Gas | SEER15 Heat Pump, <65 kbtuh, NR | Efficient |  |  | 1 | Conventional | HVAC | Com - Restaurant | Com | ROB Only | 1 | 1000 sqft2 of floor space | Cap-Tons | 15 | DEER:HVAC_Split-Package_HP | -50.9643 | 0 | -11.7207 | SWHC046-03 | 1171.6667 | 2021 | 679.11 | 2021 | 0 | -50.67 | SWHC046-03 | Com Central HVAC (Small) - Fuel Sub - Marine ¦ SDG&E ¦ Marine | Com Central HVAC (Small) - Fuel Sub - Marine | 0.041427 | 0.814 | 0 | CBSA 2014, adjusted to reflect new efficiencies | 9.7107 | 2032 | 1 | SWHC046-03
COM-HVAC-FS-21.82 | Com ¦ Small Packaged Heat Pump (SEER 15) - Fuel Sub - Marine ¦ SDG&E ¦ Marine | Com ¦ Small Packaged Heat Pump (SEER 15) - Fuel Sub - Marine | SDG&E ¦ Marine | SDG&E | All | Electric & Gas | SEER15 Heat Pump, <65 kbtuh, NR | Efficient |  |  | 1 | Conventional | HVAC | Com - Retail | Com | ROB Only | 1 | 1000 sqft2 of floor space | Cap-Tons | 15 | DEER:HVAC_Split-Package_HP | -75.2962 | 0 | -11.8403 | SWHC046-03 | 1171.6667 | 2021 | 679.11 | 2021 | 0 | -50.67 | SWHC046-03 | Com Central HVAC (Small) - Fuel Sub - Marine ¦ SDG&E ¦ Marine | Com Central HVAC (Small) - Fuel Sub - Marine | 0.016794 | 0.814 | 0 | CBSA 2014, adjusted to reflect new efficiencies | 84.9573 | 2032 | 1 | SWHC046-03
COM-HVAC-FS-21.83 | Com ¦ Small Packaged Heat Pump (SEER 15) - Fuel Sub - Marine ¦ SDG&E ¦ Marine | Com ¦ Small Packaged Heat Pump (SEER 15) - Fuel Sub - Marine | SDG&E ¦ Marine | SDG&E | All | Electric & Gas | SEER15 Heat Pump, <65 kbtuh, NR | Efficient |  |  | 1 | Conventional | HVAC | Com - School | Com | ROB Only | 1 | 1000 sqft2 of floor space | Cap-Tons | 15 | DEER:HVAC_Split-Package_HP | 0.1959 | 0 | -12.1639 | SWHC046-03 | 1171.6667 | 2021 | 679.11 | 2021 | 0 | -50.67 | SWHC046-03 | Com Central HVAC (Small) - Fuel Sub - Marine ¦ SDG&E ¦ Marine | Com Central HVAC (Small) - Fuel Sub - Marine | 0.028241 | 0.814 | 0 | CBSA 2014, adjusted to reflect new efficiencies | 27.7591 | 2032 | 1 | SWHC046-03
COM-HVAC-FS-21.84 | Com ¦ Small Packaged Heat Pump (SEER 15) - Fuel Sub - Marine ¦ SDG&E ¦ Marine | Com ¦ Small Packaged Heat Pump (SEER 15) - Fuel Sub - Marine | SDG&E ¦ Marine | SDG&E | All | Electric & Gas | SEER15 Heat Pump, <65 kbtuh, NR | Efficient |  |  | 1 | Conventional | HVAC | Com - Warehouse | Com | ROB Only | 1 | 1000 sqft2 of floor space | Cap-Tons | 15 | DEER:HVAC_Split-Package_HP | 92.6333 | 0 | -34.2 | SWHC046-03 | 1171.6667 | 2021 | 679.11 | 2021 | 0 | -50.67 | SWHC046-03 | Com Central HVAC (Small) - Fuel Sub - Marine ¦ SDG&E ¦ Marine | Com Central HVAC (Small) - Fuel Sub - Marine | 0.0051502 | 0.814 | 0 | CBSA 2014, adjusted to reflect new efficiencies | 116.4048 | 2032 | 1 | SWHC046-03
COM-HVAC-FS-21.85 | Com ¦ Small Packaged Heat Pump (SEER 15) - Fuel Sub - Hot-Dry ¦ SDG&E ¦ Hot-Dry | Com ¦ Small Packaged Heat Pump (SEER 15) - Fuel Sub - Hot-Dry | SDG&E ¦ Hot-Dry | SDG&E | All | Electric & Gas | SEER15 Heat Pump, <65 kbtuh, NR | Efficient |  |  | 1 | Conventional | HVAC | Com - College | Com | ROB Only | 1 | 1000 sqft2 of floor space | Cap-Tons | 15 | DEER:HVAC_Split-Package_HP | -46.1279 | 0 | -10.793 | SWHC046-03 | 1171.6667 | 2021 | 679.11 | 2021 | 0 | -50.67 | SWHC046-03 | Com Central HVAC (Small) - Fuel Sub - Hot-Dry ¦ SDG&E ¦ Hot-Dry | Com Central HVAC (Small) - Fuel Sub - Hot-Dry | 0.022234 | 0.814 | 0 | CBSA 2014, adjusted to reflect new efficiencies | 39.085 | 2032 | 1 | SWHC046-03
COM-HVAC-FS-21.86 | Com ¦ Small Packaged Heat Pump (SEER 15) - Fuel Sub - Hot-Dry ¦ SDG&E ¦ Hot-Dry | Com ¦ Small Packaged Heat Pump (SEER 15) - Fuel Sub - Hot-Dry | SDG&E ¦ Hot-Dry | SDG&E | All | Electric & Gas | SEER15 Heat Pump, <65 kbtuh, NR | Efficient |  |  | 1 | Conventional | HVAC | Com - Grocery | Com | ROB Only | 1 | 1000 sqft2 of floor space | Cap-Tons | 15 | DEER:HVAC_Split-Package_HP | 182.7 | 0 | -79.1 | SWHC046-03 | 1171.6667 | 2021 | 679.11 | 2021 | 0 | -50.67 | SWHC046-03 | Com Central HVAC (Small) - Fuel Sub - Hot-Dry ¦ SDG&E ¦ Hot-Dry | Com Central HVAC (Small) - Fuel Sub - Hot-Dry | 0.041033 | 0.814 | 0 | CBSA 2014, adjusted to reflect new efficiencies | 175.4652 | 2032 | 1 | SWHC046-03
COM-HVAC-FS-21.87 | Com ¦ Small Packaged Heat Pump (SEER 15) - Fuel Sub - Hot-Dry ¦ SDG&E ¦ Hot-Dry | Com ¦ Small Packaged Heat Pump (SEER 15) - Fuel Sub - Hot-Dry | SDG&E ¦ Hot-Dry | SDG&E | All | Electric & Gas | SEER15 Heat Pump, <65 kbtuh, NR | Efficient |  |  | 1 | Conventional | HVAC | Com - Health | Com | ROB Only | 1 | 1000 sqft2 of floor space | Cap-Tons | 15 | DEER:HVAC_Split-Package_HP | -140.122 | 0 | -17.1437 | SWHC046-03 | 1171.6667 | 2021 | 679.11 | 2021 | 0 | -50.67 | SWHC046-03 | Com Central HVAC (Small) - Fuel Sub - Hot-Dry ¦ SDG&E ¦ Hot-Dry | Com Central HVAC (Small) - Fuel Sub - Hot-Dry | 0.031998 | 0.814 | 0 | CBSA 2014, adjusted to reflect new efficiencies | 57.5928 | 2032 | 1 | SWHC046-03
COM-HVAC-FS-21.88 | Com ¦ Small Packaged Heat Pump (SEER 15) - Fuel Sub - Hot-Dry ¦ SDG&E ¦ Hot-Dry | Com ¦ Small Packaged Heat Pump (SEER 15) - Fuel Sub - Hot-Dry | SDG&E ¦ Hot-Dry | SDG&E | All | Electric & Gas | SEER15 Heat Pump, <65 kbtuh, NR | Efficient |  |  | 1 | Conventional | HVAC | Com - Lodging | Com | ROB Only | 1 | 1000 sqft2 of floor space | Cap-Tons | 15 | DEER:HVAC_Split-Package_HP | -14.4547 | 0 | -33.7874 | SWHC046-03 | 1171.6667 | 2021 | 679.11 | 2021 | 0 | -50.67 | SWHC046-03 | Com Central HVAC (Small) - Fuel Sub - Hot-Dry ¦ SDG&E ¦ Hot-Dry | Com Central HVAC (Small) - Fuel Sub - Hot-Dry | 0.017903 | 0.814 | 0 | CBSA 2014, adjusted to reflect new efficiencies | 336.0434 | 2032 | 1 | SWHC046-03
COM-HVAC-FS-21.89 | Com ¦ Small Packaged Heat Pump (SEER 15) - Fuel Sub - Hot-Dry ¦ SDG&E ¦ Hot-Dry | Com ¦ Small Packaged Heat Pump (SEER 15) - Fuel Sub - Hot-Dry | SDG&E ¦ Hot-Dry | SDG&E | All | Electric & Gas | SEER15 Heat Pump, <65 kbtuh, NR | Efficient |  |  | 1 | Conventional | HVAC | Com - Office (Large) | Com | ROB Only | 1 | 1000 sqft2 of floor space | Cap-Tons | 15 | DEER:HVAC_Split-Package_HP | -88.4667 | 0 | -0.57933 | SWHC046-03 | 1171.6667 | 2021 | 679.11 | 2021 | 0 | -50.67 | SWHC046-03 | Com Central HVAC (Small) - Fuel Sub - Hot-Dry ¦ SDG&E ¦ Hot-Dry | Com Central HVAC (Small) - Fuel Sub - Hot-Dry | 0.023374 | 0.814 | 0 | CBSA 2014, adjusted to reflect new efficiencies | 11.3997 | 2032 | 1 | SWHC046-03
COM-HVAC-FS-21.90 | Com ¦ Small Packaged Heat Pump (SEER 15) - Fuel Sub - Hot-Dry ¦ SDG&E ¦ Hot-Dry | Com ¦ Small Packaged Heat Pump (SEER 15) - Fuel Sub - Hot-Dry | SDG&E ¦ Hot-Dry | SDG&E | All | Electric & Gas | SEER15 Heat Pump, <65 kbtuh, NR | Efficient |  |  | 1 | Conventional | HVAC | Com - Office (Small) | Com | ROB Only | 1 | 1000 sqft2 of floor space | Cap-Tons | 15 | DEER:HVAC_Split-Package_HP | -65.7667 | 0 | -4.4333 | SWHC046-03 | 1171.6667 | 2021 | 679.11 | 2021 | 0 | -50.67 | SWHC046-03 | Com Central HVAC (Small) - Fuel Sub - Hot-Dry ¦ SDG&E ¦ Hot-Dry | Com Central HVAC (Small) - Fuel Sub - Hot-Dry | 0.028381 | 0.814 | 0 | CBSA 2014, adjusted to reflect new efficiencies | 11.7918 | 2032 | 1 | SWHC046-03
COM-HVAC-FS-21.91 | Com ¦ Small Packaged Heat Pump (SEER 15) - Fuel Sub - Hot-Dry ¦ SDG&E ¦ Hot-Dry | Com ¦ Small Packaged Heat Pump (SEER 15) - Fuel Sub - Hot-Dry | SDG&E ¦ Hot-Dry | SDG&E | All | Electric & Gas | SEER15 Heat Pump, <65 kbtuh, NR | Efficient |  |  | 1 | Conventional | HVAC | Com - Other | Com | ROB Only | 1 | 1000 sqft2 of floor space | Cap-Tons | 15 | DEER:HVAC_Split-Package_HP | 4.1667 | 0 | -21.8 | SWHC046-03 | 1171.6667 | 2021 | 679.11 | 2021 | 0 | -50.67 | SWHC046-03 | Com Central HVAC (Small) - Fuel Sub - Hot-Dry ¦ SDG&E ¦ Hot-Dry | Com Central HVAC (Small) - Fuel Sub - Hot-Dry | 0.03826 | 0.814 | 0 | CBSA 2014, adjusted to reflect new efficiencies | 98.294 | 2032 | 1 | SWHC046-03
COM-HVAC-FS-21.92 | Com ¦ Small Packaged Heat Pump (SEER 15) - Fuel Sub - Hot-Dry ¦ SDG&E ¦ Hot-Dry | Com ¦ Small Packaged Heat Pump (SEER 15) - Fuel Sub - Hot-Dry | SDG&E ¦ Hot-Dry | SDG&E | All | Electric & Gas | SEER15 Heat Pump, <65 kbtuh, NR | Efficient |  |  | 1 | Conventional | HVAC | Com - Refrig. Warehouse | Com | ROB Only | 1 | 1000 sqft2 of floor space | Cap-Tons | 15 | DEER:HVAC_Split-Package_HP | 0 | 0 | 0 | SWHC046-03 | 0 | 2021 | 0 | 2021 | 0 | -50.67 | SWHC046-03 | Com Central HVAC (Small) - Fuel Sub - Hot-Dry ¦ SDG&E ¦ Hot-Dry | Com Central HVAC (Small) - Fuel Sub - Hot-Dry | 0 | 0.814 | 0 | CBSA 2014, adjusted to reflect new efficiencies | 0 | 2032 | 1 | SWHC046-03
COM-HVAC-FS-21.93 | Com ¦ Small Packaged Heat Pump (SEER 15) - Fuel Sub - Hot-Dry ¦ SDG&E ¦ Hot-Dry | Com ¦ Small Packaged Heat Pump (SEER 15) - Fuel Sub - Hot-Dry | SDG&E ¦ Hot-Dry | SDG&E | All | Electric & Gas | SEER15 Heat Pump, <65 kbtuh, NR | Efficient |  |  | 1 | Conventional | HVAC | Com - Restaurant | Com | ROB Only | 1 | 1000 sqft2 of floor space | Cap-Tons | 15 | DEER:HVAC_Split-Package_HP | -60.7898 | 0 | -8.0956 | SWHC046-03 | 1171.6667 | 2021 | 679.11 | 2021 | 0 | -50.67 | SWHC046-03 | Com Central HVAC (Small) - Fuel Sub - Hot-Dry ¦ SDG&E ¦ Hot-Dry | Com Central HVAC (Small) - Fuel Sub - Hot-Dry | 0.041427 | 0.814 | 0 | CBSA 2014, adjusted to reflect new efficiencies | 7.162 | 2032 | 1 | SWHC046-03
COM-HVAC-FS-21.94 | Com ¦ Small Packaged Heat Pump (SEER 15) - Fuel Sub - Hot-Dry ¦ SDG&E ¦ Hot-Dry | Com ¦ Small Packaged Heat Pump (SEER 15) - Fuel Sub - Hot-Dry | SDG&E ¦ Hot-Dry | SDG&E | All | Electric & Gas | SEER15 Heat Pump, <65 kbtuh, NR | Efficient |  |  | 1 | Conventional | HVAC | Com - Retail | Com | ROB Only | 1 | 1000 sqft2 of floor space | Cap-Tons | 15 | DEER:HVAC_Split-Package_HP | -76.322 | 0 | -9.8184 | SWHC046-03 | 1171.6667 | 2021 | 679.11 | 2021 | 0 | -50.67 | SWHC046-03 | Com Central HVAC (Small) - Fuel Sub - Hot-Dry ¦ SDG&E ¦ Hot-Dry | Com Central HVAC (Small) - Fuel Sub - Hot-Dry | 0.016794 | 0.814 | 0 | CBSA 2014, adjusted to reflect new efficiencies | 75.3269 | 2032 | 1 | SWHC046-03
COM-HVAC-FS-21.95 | Com ¦ Small Packaged Heat Pump (SEER 15) - Fuel Sub - Hot-Dry ¦ SDG&E ¦ Hot-Dry | Com ¦ Small Packaged Heat Pump (SEER 15) - Fuel Sub - Hot-Dry | SDG&E ¦ Hot-Dry | SDG&E | All | Electric & Gas | SEER15 Heat Pump, <65 kbtuh, NR | Efficient |  |  | 1 | Conventional | HVAC | Com - School | Com | ROB Only | 1 | 1000 sqft2 of floor space | Cap-Tons | 15 | DEER:HVAC_Split-Package_HP | -3.4999 | 0 | -10.9429 | SWHC046-03 | 1171.6667 | 2021 | 679.11 | 2021 | 0 | -50.67 | SWHC046-03 | Com Central HVAC (Small) - Fuel Sub - Hot-Dry ¦ SDG&E ¦ Hot-Dry | Com Central HVAC (Small) - Fuel Sub - Hot-Dry | 0.028241 | 0.814 | 0 | CBSA 2014, adjusted to reflect new efficiencies | 25.5778 | 2032 | 1 | SWHC046-03
COM-HVAC-FS-21.96 | Com ¦ Small Packaged Heat Pump (SEER 15) - Fuel Sub - Hot-Dry ¦ SDG&E ¦ Hot-Dry | Com ¦ Small Packaged Heat Pump (SEER 15) - Fuel Sub - Hot-Dry | SDG&E ¦ Hot-Dry | SDG&E | All | Electric & Gas | SEER15 Heat Pump, <65 kbtuh, NR | Efficient |  |  | 1 | Conventional | HVAC | Com - Warehouse | Com | ROB Only | 1 | 1000 sqft2 of floor space | Cap-Tons | 15 | DEER:HVAC_Split-Package_HP | 75.5333 | 0 | -31.9 | SWHC046-03 | 1171.6667 | 2021 | 679.11 | 2021 | 0 | -50.67 | SWHC046-03 | Com Central HVAC (Small) - Fuel Sub - Hot-Dry ¦ SDG&E ¦ Hot-Dry | Com Central HVAC (Small) - Fuel Sub - Hot-Dry | 0.0051502 | 0.814 | 0 | CBSA 2014, adjusted to reflect new efficiencies | 111.8345 | 2032 | 1 | SWHC046-03
COM-HVAC-FS-22.1 | Com ¦ Small Packaged Heat Pump (SEER 16) - Fuel Sub - Marine ¦ PG&E ¦ Marine | Com ¦ Small Packaged Heat Pump (SEER 16) - Fuel Sub - Marine | PG&E ¦ Marine | PG&E | All | Electric & Gas | SEER16 Heat Pump, <65 kbtuh, NR | Efficient |  |  | 1 | Conventional | HVAC | Com - College | Com | ROB Only | 1 | 1000 sqft2 of floor space | Cap-Tons | 15 | DEER:HVAC_Split-Package_HP | -24.7636 | 0 | -35.6808 | SWHC046-03 | 1402.6667 | 2021 | 679.11 | 2021 | 0 | -50.67 | SWHC046-03 | Com Central HVAC (Small) - Fuel Sub - Marine ¦ PG&E ¦ Marine | Com Central HVAC (Small) - Fuel Sub - Marine | 0.020331 | 0.814 | 0 | CBSA 2014, adjusted to reflect new efficiencies | 119.5682 | 2032 | 1 | SWHC046-03
COM-HVAC-FS-22.2 | Com ¦ Small Packaged Heat Pump (SEER 16) - Fuel Sub - Marine ¦ PG&E ¦ Marine | Com ¦ Small Packaged Heat Pump (SEER 16) - Fuel Sub - Marine | PG&E ¦ Marine | PG&E | All | Electric & Gas | SEER16 Heat Pump, <65 kbtuh, NR | Efficient |  |  | 1 | Conventional | HVAC | Com - Grocery | Com | ROB Only | 1 | 1000 sqft2 of floor space | Cap-Tons | 15 | DEER:HVAC_Split-Package_HP | 372 | 0 | -181 | SWHC046-03 | 1402.6667 | 2021 | 679.11 | 2021 | 0 | -50.67 | SWHC046-03 | Com Central HVAC (Small) - Fuel Sub - Marine ¦ PG&E ¦ Marine | Com Central HVAC (Small) - Fuel Sub - Marine | 0.033922 | 0.814 | 0 | CBSA 2014, adjusted to reflect new efficiencies | 404.098 | 2032 | 1 | SWHC046-03
COM-HVAC-FS-22.3 | Com ¦ Small Packaged Heat Pump (SEER 16) - Fuel Sub - Marine ¦ PG&E ¦ Marine | Com ¦ Small Packaged Heat Pump (SEER 16) - Fuel Sub - Marine | PG&E ¦ Marine | PG&E | All | Electric & Gas | SEER16 Heat Pump, <65 kbtuh, NR | Efficient |  |  | 1 | Conventional | HVAC | Com - Health | Com | ROB Only | 1 | 1000 sqft2 of floor space | Cap-Tons | 15 | DEER:HVAC_Split-Package_HP | -220.5876 | 0 | -51.2293 | SWHC046-03 | 1402.6667 | 2021 | 679.11 | 2021 | 0 | -50.67 | SWHC046-03 | Com Central HVAC (Small) - Fuel Sub - Marine ¦ PG&E ¦ Marine | Com Central HVAC (Small) - Fuel Sub - Marine | 0.030022 | 0.814 | 0 | CBSA 2014, adjusted to reflect new efficiencies | 159.1359 | 2032 | 1 | SWHC046-03
COM-HVAC-FS-22.4 | Com ¦ Small Packaged Heat Pump (SEER 16) - Fuel Sub - Marine ¦ PG&E ¦ Marine | Com ¦ Small Packaged Heat Pump (SEER 16) - Fuel Sub - Marine | PG&E ¦ Marine | PG&E | All | Electric & Gas | SEER16 Heat Pump, <65 kbtuh, NR | Efficient |  |  | 1 | Conventional | HVAC | Com - Lodging | Com | ROB Only | 1 | 1000 sqft2 of floor space | Cap-Tons | 15 | DEER:HVAC_Split-Package_HP | 122.5975 | 0 | -101.4521 | SWHC046-03 | 1402.6667 | 2021 | 679.11 | 2021 | 0 | -50.67 | SWHC046-03 | Com Central HVAC (Small) - Fuel Sub - Marine ¦ PG&E ¦ Marine | Com Central HVAC (Small) - Fuel Sub - Marine | 0.016003 | 0.814 | 0 | CBSA 2014, adjusted to reflect new efficiencies | 982.8481 | 2032 | 1 | SWHC046-03
COM-HVAC-FS-22.5 | Com ¦ Small Packaged Heat Pump (SEER 16) - Fuel Sub - Marine ¦ PG&E ¦ Marine | Com ¦ Small Packaged Heat Pump (SEER 16) - Fuel Sub - Marine | PG&E ¦ Marine | PG&E | All | Electric & Gas | SEER16 Heat Pump, <65 kbtuh, NR | Efficient |  |  | 1 | Conventional | HVAC | Com - Office (Large) | Com | ROB Only | 1 | 1000 sqft2 of floor space | Cap-Tons | 15 | DEER:HVAC_Split-Package_HP | -133 | 0 | -4.64 | SWHC046-03 | 1402.6667 | 2021 | 679.11 | 2021 | 0 | -50.67 | SWHC046-03 | Com Central HVAC (Small) - Fuel Sub - Marine ¦ PG&E ¦ Marine | Com Central HVAC (Small) - Fuel Sub - Marine | 0.021319 | 0.814 | 0 | CBSA 2014, adjusted to reflect new efficiencies | 34.0639 | 2032 | 1 | SWHC046-03
COM-HVAC-FS-22.6 | Com ¦ Small Packaged Heat Pump (SEER 16) - Fuel Sub - Marine ¦ PG&E ¦ Marine | Com ¦ Small Packaged Heat Pump (SEER 16) - Fuel Sub - Marine | PG&E ¦ Marine | PG&E | All | Electric & Gas | SEER16 Heat Pump, <65 kbtuh, NR | Efficient |  |  | 1 | Conventional | HVAC | Com - Office (Small) | Com | ROB Only | 1 | 1000 sqft2 of floor space | Cap-Tons | 15 | DEER:HVAC_Split-Package_HP | -65.7 | 0 | -17.4 | SWHC046-03 | 1402.6667 | 2021 | 679.11 | 2021 | 0 | -50.67 | SWHC046-03 | Com Central HVAC (Small) - Fuel Sub - Marine ¦ PG&E ¦ Marine | Com Central HVAC (Small) - Fuel Sub - Marine | 0.024933 | 0.814 | 0 | CBSA 2014, adjusted to reflect new efficiencies | 37.4586 | 2032 | 1 | SWHC046-03
COM-HVAC-FS-22.7 | Com ¦ Small Packaged Heat Pump (SEER 16) - Fuel Sub - Marine ¦ PG&E ¦ Marine | Com ¦ Small Packaged Heat Pump (SEER 16) - Fuel Sub - Marine | PG&E ¦ Marine | PG&E | All | Electric & Gas | SEER16 Heat Pump, <65 kbtuh, NR | Efficient |  |  | 1 | Conventional | HVAC | Com - Other | Com | ROB Only | 1 | 1000 sqft2 of floor space | Cap-Tons | 15 | DEER:HVAC_Split-Package_HP | 86.1 | 0 | -66.4 | SWHC046-03 | 1402.6667 | 2021 | 679.11 | 2021 | 0 | -50.67 | SWHC046-03 | Com Central HVAC (Small) - Fuel Sub - Marine ¦ PG&E ¦ Marine | Com Central HVAC (Small) - Fuel Sub - Marine | 0.0353 | 0.814 | 0 | CBSA 2014, adjusted to reflect new efficiencies | 291.2849 | 2032 | 1 | SWHC046-03
COM-HVAC-FS-22.8 | Com ¦ Small Packaged Heat Pump (SEER 16) - Fuel Sub - Marine ¦ PG&E ¦ Marine | Com ¦ Small Packaged Heat Pump (SEER 16) - Fuel Sub - Marine | PG&E ¦ Marine | PG&E | All | Electric & Gas | SEER16 Heat Pump, <65 kbtuh, NR | Efficient |  |  | 1 | Conventional | HVAC | Com - Refrig. Warehouse | Com | ROB Only | 1 | 1000 sqft2 of floor space | Cap-Tons | 15 | DEER:HVAC_Split-Package_HP | 0 | 0 | 0 | SWHC046-03 | 0 | 2021 | 0 | 2021 | 0 | -50.67 | SWHC046-03 | Com Central HVAC (Small) - Fuel Sub - Marine ¦ PG&E ¦ Marine | Com Central HVAC (Small) - Fuel Sub - Marine | 0 | 0.814 | 0 | CBSA 2014, adjusted to reflect new efficiencies | 0 | 2032 | 1 | SWHC046-03
COM-HVAC-FS-22.9 | Com ¦ Small Packaged Heat Pump (SEER 16) - Fuel Sub - Marine ¦ PG&E ¦ Marine | Com ¦ Small Packaged Heat Pump (SEER 16) - Fuel Sub - Marine | PG&E ¦ Marine | PG&E | All | Electric & Gas | SEER16 Heat Pump, <65 kbtuh, NR | Efficient |  |  | 1 | Conventional | HVAC | Com - Restaurant | Com | ROB Only | 1 | 1000 sqft2 of floor space | Cap-Tons | 15 | DEER:HVAC_Split-Package_HP | -46.52 | 0 | -40.0519 | SWHC046-03 | 1402.6667 | 2021 | 679.11 | 2021 | 0 | -50.67 | SWHC046-03 | Com Central HVAC (Small) - Fuel Sub - Marine ¦ PG&E ¦ Marine | Com Central HVAC (Small) - Fuel Sub - Marine | 0.036027 | 0.814 | 0 | CBSA 2014, adjusted to reflect new efficiencies | 30.9152 | 2032 | 1 | SWHC046-03
COM-HVAC-FS-22.10 | Com ¦ Small Packaged Heat Pump (SEER 16) - Fuel Sub - Marine ¦ PG&E ¦ Marine | Com ¦ Small Packaged Heat Pump (SEER 16) - Fuel Sub - Marine | PG&E ¦ Marine | PG&E | All | Electric & Gas | SEER16 Heat Pump, <65 kbtuh, NR | Efficient |  |  | 1 | Conventional | HVAC | Com - Retail | Com | ROB Only | 1 | 1000 sqft2 of floor space | Cap-Tons | 15 | DEER:HVAC_Split-Package_HP | -66.393 | 0 | -34.4464 | SWHC046-03 | 1402.6667 | 2021 | 679.11 | 2021 | 0 | -50.67 | SWHC046-03 | Com Central HVAC (Small) - Fuel Sub - Marine ¦ PG&E ¦ Marine | Com Central HVAC (Small) - Fuel Sub - Marine | 0.015015 | 0.814 | 0 | CBSA 2014, adjusted to reflect new efficiencies | 193.5287 | 2032 | 1 | SWHC046-03
COM-HVAC-FS-22.11 | Com ¦ Small Packaged Heat Pump (SEER 16) - Fuel Sub - Marine ¦ PG&E ¦ Marine | Com ¦ Small Packaged Heat Pump (SEER 16) - Fuel Sub - Marine | PG&E ¦ Marine | PG&E | All | Electric & Gas | SEER16 Heat Pump, <65 kbtuh, NR | Efficient |  |  | 1 | Conventional | HVAC | Com - School | Com | ROB Only | 1 | 1000 sqft2 of floor space | Cap-Tons | 15 | DEER:HVAC_Split-Package_HP | 50.4134 | 0 | -34.7585 | SWHC046-03 | 1402.6667 | 2021 | 679.11 | 2021 | 0 | -50.67 | SWHC046-03 | Com Central HVAC (Small) - Fuel Sub - Marine ¦ PG&E ¦ Marine | Com Central HVAC (Small) - Fuel Sub - Marine | 0.0228 | 0.814 | 0 | CBSA 2014, adjusted to reflect new efficiencies | 71.1139 | 2032 | 1 | SWHC046-03
COM-HVAC-FS-22.12 | Com ¦ Small Packaged Heat Pump (SEER 16) - Fuel Sub - Marine ¦ PG&E ¦ Marine | Com ¦ Small Packaged Heat Pump (SEER 16) - Fuel Sub - Marine | PG&E ¦ Marine | PG&E | All | Electric & Gas | SEER16 Heat Pump, <65 kbtuh, NR | Efficient |  |  | 1 | Conventional | HVAC | Com - Warehouse | Com | ROB Only | 1 | 1000 sqft2 of floor space | Cap-Tons | 15 | DEER:HVAC_Split-Package_HP | 153 | 0 | -71.4 | SWHC046-03 | 1402.6667 | 2021 | 679.11 | 2021 | 0 | -50.67 | SWHC046-03 | Com Central HVAC (Small) - Fuel Sub - Marine ¦ PG&E ¦ Marine | Com Central HVAC (Small) - Fuel Sub - Marine | 0.0046728 | 0.814 | 0 | CBSA 2014, adjusted to reflect new efficiencies | 255.1271 | 2032 | 1 | SWHC046-03
COM-HVAC-FS-22.13 | Com ¦ Small Packaged Heat Pump (SEER 16) - Fuel Sub - Hot-Dry ¦ PG&E ¦ Hot-Dry | Com ¦ Small Packaged Heat Pump (SEER 16) - Fuel Sub - Hot-Dry | PG&E ¦ Hot-Dry | PG&E | All | Electric & Gas | SEER16 Heat Pump, <65 kbtuh, NR | Efficient |  |  | 1 | Conventional | HVAC | Com - College | Com | ROB Only | 1 | 1000 sqft2 of floor space | Cap-Tons | 15 | DEER:HVAC_Split-Package_HP | -64.3314 | 0 | -36.4895 | SWHC046-03 | 1402.6667 | 2021 | 679.11 | 2021 | 0 | -50.67 | SWHC046-03 | Com Central HVAC (Small) - Fuel Sub - Hot-Dry ¦ PG&E ¦ Hot-Dry | Com Central HVAC (Small) - Fuel Sub - Hot-Dry | 0.020331 | 0.814 | 0 | CBSA 2014, adjusted to reflect new efficiencies | 125.2231 | 2032 | 1 | SWHC046-03
COM-HVAC-FS-22.14 | Com ¦ Small Packaged Heat Pump (SEER 16) - Fuel Sub - Hot-Dry ¦ PG&E ¦ Hot-Dry | Com ¦ Small Packaged Heat Pump (SEER 16) - Fuel Sub - Hot-Dry | PG&E ¦ Hot-Dry | PG&E | All | Electric & Gas | SEER16 Heat Pump, <65 kbtuh, NR | Efficient |  |  | 1 | Conventional | HVAC | Com - Grocery | Com | ROB Only | 1 | 1000 sqft2 of floor space | Cap-Tons | 15 | DEER:HVAC_Split-Package_HP | 43 | 0 | -107 | SWHC046-03 | 1402.6667 | 2021 | 679.11 | 2021 | 0 | -50.67 | SWHC046-03 | Com Central HVAC (Small) - Fuel Sub - Hot-Dry ¦ PG&E ¦ Hot-Dry | Com Central HVAC (Small) - Fuel Sub - Hot-Dry | 0.033922 | 0.814 | 0 | CBSA 2014, adjusted to reflect new efficiencies | 248.8377 | 2032 | 1 | SWHC046-03
COM-HVAC-FS-22.15 | Com ¦ Small Packaged Heat Pump (SEER 16) - Fuel Sub - Hot-Dry ¦ PG&E ¦ Hot-Dry | Com ¦ Small Packaged Heat Pump (SEER 16) - Fuel Sub - Hot-Dry | PG&E ¦ Hot-Dry | PG&E | All | Electric & Gas | SEER16 Heat Pump, <65 kbtuh, NR | Efficient |  |  | 1 | Conventional | HVAC | Com - Health | Com | ROB Only | 1 | 1000 sqft2 of floor space | Cap-Tons | 15 | DEER:HVAC_Split-Package_HP | -229.6882 | 0 | -56.9423 | SWHC046-03 | 1402.6667 | 2021 | 679.11 | 2021 | 0 | -50.67 | SWHC046-03 | Com Central HVAC (Small) - Fuel Sub - Hot-Dry ¦ PG&E ¦ Hot-Dry | Com Central HVAC (Small) - Fuel Sub - Hot-Dry | 0.030022 | 0.814 | 0 | CBSA 2014, adjusted to reflect new efficiencies | 175.8682 | 2032 | 1 | SWHC046-03
COM-HVAC-FS-22.16 | Com ¦ Small Packaged Heat Pump (SEER 16) - Fuel Sub - Hot-Dry ¦ PG&E ¦ Hot-Dry | Com ¦ Small Packaged Heat Pump (SEER 16) - Fuel Sub - Hot-Dry | PG&E ¦ Hot-Dry | PG&E | All | Electric & Gas | SEER16 Heat Pump, <65 kbtuh, NR | Efficient |  |  | 1 | Conventional | HVAC | Com - Lodging | Com | ROB Only | 1 | 1000 sqft2 of floor space | Cap-Tons | 15 | DEER:HVAC_Split-Package_HP | 40.6268 | 0 | -94.0446 | SWHC046-03 | 1402.6667 | 2021 | 679.11 | 2021 | 0 | -50.67 | SWHC046-03 | Com Central HVAC (Small) - Fuel Sub - Hot-Dry ¦ PG&E ¦ Hot-Dry | Com Central HVAC (Small) - Fuel Sub - Hot-Dry | 0.016003 | 0.814 | 0 | CBSA 2014, adjusted to reflect new efficiencies | 922.5995 | 2032 | 1 | SWHC046-03
COM-HVAC-FS-22.17 | Com ¦ Small Packaged Heat Pump (SEER 16) - Fuel Sub - Hot-Dry ¦ PG&E ¦ Hot-Dry | Com ¦ Small Packaged Heat Pump (SEER 16) - Fuel Sub - Hot-Dry | PG&E ¦ Hot-Dry | PG&E | All | Electric & Gas | SEER16 Heat Pump, <65 kbtuh, NR | Efficient |  |  | 1 | Conventional | HVAC | Com - Office (Large) | Com | ROB Only | 1 | 1000 sqft2 of floor space | Cap-Tons | 15 | DEER:HVAC_Split-Package_HP | -173.5 | 0 | -6.14 | SWHC046-03 | 1402.6667 | 2021 | 679.11 | 2021 | 0 | -50.67 | SWHC046-03 | Com Central HVAC (Small) - Fuel Sub - Hot-Dry ¦ PG&E ¦ Hot-Dry | Com Central HVAC (Small) - Fuel Sub - Hot-Dry | 0.021319 | 0.814 | 0 | CBSA 2014, adjusted to reflect new efficiencies | 44.8277 | 2032 | 1 | SWHC046-03
COM-HVAC-FS-22.18 | Com ¦ Small Packaged Heat Pump (SEER 16) - Fuel Sub - Hot-Dry ¦ PG&E ¦ Hot-Dry | Com ¦ Small Packaged Heat Pump (SEER 16) - Fuel Sub - Hot-Dry | PG&E ¦ Hot-Dry | PG&E | All | Electric & Gas | SEER16 Heat Pump, <65 kbtuh, NR | Efficient |  |  | 1 | Conventional | HVAC | Com - Office (Small) | Com | ROB Only | 1 | 1000 sqft2 of floor space | Cap-Tons | 15 | DEER:HVAC_Split-Package_HP | -109 | 0 | -17.2 | SWHC046-03 | 1402.6667 | 2021 | 679.11 | 2021 | 0 | -50.67 | SWHC046-03 | Com Central HVAC (Small) - Fuel Sub - Hot-Dry ¦ PG&E ¦ Hot-Dry | Com Central HVAC (Small) - Fuel Sub - Hot-Dry | 0.024933 | 0.814 | 0 | CBSA 2014, adjusted to reflect new efficiencies | 39.0479 | 2032 | 1 | SWHC046-03
COM-HVAC-FS-22.19 | Com ¦ Small Packaged Heat Pump (SEER 16) - Fuel Sub - Hot-Dry ¦ PG&E ¦ Hot-Dry | Com ¦ Small Packaged Heat Pump (SEER 16) - Fuel Sub - Hot-Dry | PG&E ¦ Hot-Dry | PG&E | All | Electric & Gas | SEER16 Heat Pump, <65 kbtuh, NR | Efficient |  |  | 1 | Conventional | HVAC | Com - Other | Com | ROB Only | 1 | 1000 sqft2 of floor space | Cap-Tons | 15 | DEER:HVAC_Split-Package_HP | 16.85 | 0 | -65.5 | SWHC046-03 | 1402.6667 | 2021 | 679.11 | 2021 | 0 | -50.67 | SWHC046-03 | Com Central HVAC (Small) - Fuel Sub - Hot-Dry ¦ PG&E ¦ Hot-Dry | Com Central HVAC (Small) - Fuel Sub - Hot-Dry | 0.0353 | 0.814 | 0 | CBSA 2014, adjusted to reflect new efficiencies | 294.8548 | 2032 | 1 | SWHC046-03
COM-HVAC-FS-22.20 | Com ¦ Small Packaged Heat Pump (SEER 16) - Fuel Sub - Hot-Dry ¦ PG&E ¦ Hot-Dry | Com ¦ Small Packaged Heat Pump (SEER 16) - Fuel Sub - Hot-Dry | PG&E ¦ Hot-Dry | PG&E | All | Electric & Gas | SEER16 Heat Pump, <65 kbtuh, NR | Efficient |  |  | 1 | Conventional | HVAC | Com - Refrig. Warehouse | Com | ROB Only | 1 | 1000 sqft2 of floor space | Cap-Tons | 15 | DEER:HVAC_Split-Package_HP | 0 | 0 | 0 | SWHC046-03 | 0 | 2021 | 0 | 2021 | 0 | -50.67 | SWHC046-03 | Com Central HVAC (Small) - Fuel Sub - Hot-Dry ¦ PG&E ¦ Hot-Dry | Com Central HVAC (Small) - Fuel Sub - Hot-Dry | 0 | 0.814 | 0 | CBSA 2014, adjusted to reflect new efficiencies | 0 | 2032 | 1 | SWHC046-03
COM-HVAC-FS-22.21 | Com ¦ Small Packaged Heat Pump (SEER 16) - Fuel Sub - Hot-Dry ¦ PG&E ¦ Hot-Dry | Com ¦ Small Packaged Heat Pump (SEER 16) - Fuel Sub - Hot-Dry | PG&E ¦ Hot-Dry | PG&E | All | Electric & Gas | SEER16 Heat Pump, <65 kbtuh, NR | Efficient |  |  | 1 | Conventional | HVAC | Com - Restaurant | Com | ROB Only | 1 | 1000 sqft2 of floor space | Cap-Tons | 15 | DEER:HVAC_Split-Package_HP | -116.6814 | 0 | -43.4766 | SWHC046-03 | 1402.6667 | 2021 | 679.11 | 2021 | 0 | -50.67 | SWHC046-03 | Com Central HVAC (Small) - Fuel Sub - Hot-Dry ¦ PG&E ¦ Hot-Dry | Com Central HVAC (Small) - Fuel Sub - Hot-Dry | 0.036027 | 0.814 | 0 | CBSA 2014, adjusted to reflect new efficiencies | 34.7348 | 2032 | 1 | SWHC046-03
COM-HVAC-FS-22.22 | Com ¦ Small Packaged Heat Pump (SEER 16) - Fuel Sub - Hot-Dry ¦ PG&E ¦ Hot-Dry | Com ¦ Small Packaged Heat Pump (SEER 16) - Fuel Sub - Hot-Dry | PG&E ¦ Hot-Dry | PG&E | All | Electric & Gas | SEER16 Heat Pump, <65 kbtuh, NR | Efficient |  |  | 1 | Conventional | HVAC | Com - Retail | Com | ROB Only | 1 | 1000 sqft2 of floor space | Cap-Tons | 15 | DEER:HVAC_Split-Package_HP | -180.5857 | 0 | -30.8133 | SWHC046-03 | 1402.6667 | 2021 | 679.11 | 2021 | 0 | -50.67 | SWHC046-03 | Com Central HVAC (Small) - Fuel Sub - Hot-Dry ¦ PG&E ¦ Hot-Dry | Com Central HVAC (Small) - Fuel Sub - Hot-Dry | 0.015015 | 0.814 | 0 | CBSA 2014, adjusted to reflect new efficiencies | 215.6948 | 2032 | 1 | SWHC046-03
COM-HVAC-FS-22.23 | Com ¦ Small Packaged Heat Pump (SEER 16) - Fuel Sub - Hot-Dry ¦ PG&E ¦ Hot-Dry | Com ¦ Small Packaged Heat Pump (SEER 16) - Fuel Sub - Hot-Dry | PG&E ¦ Hot-Dry | PG&E | All | Electric & Gas | SEER16 Heat Pump, <65 kbtuh, NR | Efficient |  |  | 1 | Conventional | HVAC | Com - School | Com | ROB Only | 1 | 1000 sqft2 of floor space | Cap-Tons | 15 | DEER:HVAC_Split-Package_HP | 46.5238 | 0 | -36.8542 | SWHC046-03 | 1402.6667 | 2021 | 679.11 | 2021 | 0 | -50.67 | SWHC046-03 | Com Central HVAC (Small) - Fuel Sub - Hot-Dry ¦ PG&E ¦ Hot-Dry | Com Central HVAC (Small) - Fuel Sub - Hot-Dry | 0.0228 | 0.814 | 0 | CBSA 2014, adjusted to reflect new efficiencies | 76.5424 | 2032 | 1 | SWHC046-03
COM-HVAC-FS-22.24 | Com ¦ Small Packaged Heat Pump (SEER 16) - Fuel Sub - Hot-Dry ¦ PG&E ¦ Hot-Dry | Com ¦ Small Packaged Heat Pump (SEER 16) - Fuel Sub - Hot-Dry | PG&E ¦ Hot-Dry | PG&E | All | Electric & Gas | SEER16 Heat Pump, <65 kbtuh, NR | Efficient |  |  | 1 | Conventional | HVAC | Com - Warehouse | Com | ROB Only | 1 | 1000 sqft2 of floor space | Cap-Tons | 15 | DEER:HVAC_Split-Package_HP | 169 | 0 | -79.6 | SWHC046-03 | 1402.6667 | 2021 | 679.11 | 2021 | 0 | -50.67 | SWHC046-03 | Com Central HVAC (Small) - Fuel Sub - Hot-Dry ¦ PG&E ¦ Hot-Dry | Com Central HVAC (Small) - Fuel Sub - Hot-Dry | 0.0046728 | 0.814 | 0 | CBSA 2014, adjusted to reflect new efficiencies | 284.8984 | 2032 | 1 | SWHC046-03
COM-HVAC-FS-22.25 | Com ¦ Small Packaged Heat Pump (SEER 16) - Fuel Sub - Cold ¦ PG&E ¦ Cold | Com ¦ Small Packaged Heat Pump (SEER 16) - Fuel Sub - Cold | PG&E ¦ Cold | PG&E | All | Electric & Gas | SEER16 Heat Pump, <65 kbtuh, NR | Efficient |  |  | 1 | Conventional | HVAC | Com - College | Com | ROB Only | 1 | 1000 sqft2 of floor space | Cap-Tons | 15 | DEER:HVAC_Split-Package_HP | 380.604 | 0 | -92.6695 | SWHC046-03 | 1402.6667 | 2021 | 679.11 | 2021 | 0 | -50.67 | SWHC046-03 | Com Central HVAC (Small) - Fuel Sub - Cold ¦ PG&E ¦ Cold | Com Central HVAC (Small) - Fuel Sub - Cold | 0.020331 | 0.814 | 0 | CBSA 2014, adjusted to reflect new efficiencies | 276.9496 | 2032 | 1 | SWHC046-03
COM-HVAC-FS-22.26 | Com ¦ Small Packaged Heat Pump (SEER 16) - Fuel Sub - Cold ¦ PG&E ¦ Cold | Com ¦ Small Packaged Heat Pump (SEER 16) - Fuel Sub - Cold | PG&E ¦ Cold | PG&E | All | Electric & Gas | SEER16 Heat Pump, <65 kbtuh, NR | Efficient |  |  | 1 | Conventional | HVAC | Com - Grocery | Com | ROB Only | 1 | 1000 sqft2 of floor space | Cap-Tons | 15 | DEER:HVAC_Split-Package_HP | 1495 | 0 | -331.5 | SWHC046-03 | 1402.6667 | 2021 | 679.11 | 2021 | 0 | -50.67 | SWHC046-03 | Com Central HVAC (Small) - Fuel Sub - Cold ¦ PG&E ¦ Cold | Com Central HVAC (Small) - Fuel Sub - Cold | 0.033922 | 0.814 | 0 | CBSA 2014, adjusted to reflect new efficiencies | 694.3333 | 2032 | 1 | SWHC046-03
COM-HVAC-FS-22.27 | Com ¦ Small Packaged Heat Pump (SEER 16) - Fuel Sub - Cold ¦ PG&E ¦ Cold | Com ¦ Small Packaged Heat Pump (SEER 16) - Fuel Sub - Cold | PG&E ¦ Cold | PG&E | All | Electric & Gas | SEER16 Heat Pump, <65 kbtuh, NR | Efficient |  |  | 1 | Conventional | HVAC | Com - Health | Com | ROB Only | 1 | 1000 sqft2 of floor space | Cap-Tons | 15 | DEER:HVAC_Split-Package_HP | 263.84 | 0 | -128.9495 | SWHC046-03 | 1402.6667 | 2021 | 679.11 | 2021 | 0 | -50.67 | SWHC046-03 | Com Central HVAC (Small) - Fuel Sub - Cold ¦ PG&E ¦ Cold | Com Central HVAC (Small) - Fuel Sub - Cold | 0.030022 | 0.814 | 0 | CBSA 2014, adjusted to reflect new efficiencies | 346.9634 | 2032 | 1 | SWHC046-03
COM-HVAC-FS-22.28 | Com ¦ Small Packaged Heat Pump (SEER 16) - Fuel Sub - Cold ¦ PG&E ¦ Cold | Com ¦ Small Packaged Heat Pump (SEER 16) - Fuel Sub - Cold | PG&E ¦ Cold | PG&E | All | Electric & Gas | SEER16 Heat Pump, <65 kbtuh, NR | Efficient |  |  | 1 | Conventional | HVAC | Com - Lodging | Com | ROB Only | 1 | 1000 sqft2 of floor space | Cap-Tons | 15 | DEER:HVAC_Split-Package_HP | 1010.469 | 0 | -210.3596 | SWHC046-03 | 1402.6667 | 2021 | 679.11 | 2021 | 0 | -50.67 | SWHC046-03 | Com Central HVAC (Small) - Fuel Sub - Cold ¦ PG&E ¦ Cold | Com Central HVAC (Small) - Fuel Sub - Cold | 0.016003 | 0.814 | 0 | CBSA 2014, adjusted to reflect new efficiencies | 1918.6728 | 2032 | 1 | SWHC046-03
COM-HVAC-FS-22.29 | Com ¦ Small Packaged Heat Pump (SEER 16) - Fuel Sub - Cold ¦ PG&E ¦ Cold | Com ¦ Small Packaged Heat Pump (SEER 16) - Fuel Sub - Cold | PG&E ¦ Cold | PG&E | All | Electric & Gas | SEER16 Heat Pump, <65 kbtuh, NR | Efficient |  |  | 1 | Conventional | HVAC | Com - Office (Large) | Com | ROB Only | 1 | 1000 sqft2 of floor space | Cap-Tons | 15 | DEER:HVAC_Split-Package_HP | -30.15 | 0 | -24.4 | SWHC046-03 | 1402.6667 | 2021 | 679.11 | 2021 | 0 | -50.67 | SWHC046-03 | Com Central HVAC (Small) - Fuel Sub - Cold ¦ PG&E ¦ Cold | Com Central HVAC (Small) - Fuel Sub - Cold | 0.021319 | 0.814 | 0 | CBSA 2014, adjusted to reflect new efficiencies | 112.5714 | 2032 | 1 | SWHC046-03
COM-HVAC-FS-22.30 | Com ¦ Small Packaged Heat Pump (SEER 16) - Fuel Sub - Cold ¦ PG&E ¦ Cold | Com ¦ Small Packaged Heat Pump (SEER 16) - Fuel Sub - Cold | PG&E ¦ Cold | PG&E | All | Electric & Gas | SEER16 Heat Pump, <65 kbtuh, NR | Efficient |  |  | 1 | Conventional | HVAC | Com - Office (Small) | Com | ROB Only | 1 | 1000 sqft2 of floor space | Cap-Tons | 15 | DEER:HVAC_Split-Package_HP | 165.5 | 0 | -49.4 | SWHC046-03 | 1402.6667 | 2021 | 679.11 | 2021 | 0 | -50.67 | SWHC046-03 | Com Central HVAC (Small) - Fuel Sub - Cold ¦ PG&E ¦ Cold | Com Central HVAC (Small) - Fuel Sub - Cold | 0.024933 | 0.814 | 0 | CBSA 2014, adjusted to reflect new efficiencies | 90.2081 | 2032 | 1 | SWHC046-03
COM-HVAC-FS-22.31 | Com ¦ Small Packaged Heat Pump (SEER 16) - Fuel Sub - Cold ¦ PG&E ¦ Cold | Com ¦ Small Packaged Heat Pump (SEER 16) - Fuel Sub - Cold | PG&E ¦ Cold | PG&E | All | Electric & Gas | SEER16 Heat Pump, <65 kbtuh, NR | Efficient |  |  | 1 | Conventional | HVAC | Com - Other | Com | ROB Only | 1 | 1000 sqft2 of floor space | Cap-Tons | 15 | DEER:HVAC_Split-Package_HP | 783 | 0 | -172 | SWHC046-03 | 1402.6667 | 2021 | 679.11 | 2021 | 0 | -50.67 | SWHC046-03 | Com Central HVAC (Small) - Fuel Sub - Cold ¦ PG&E ¦ Cold | Com Central HVAC (Small) - Fuel Sub - Cold | 0.0353 | 0.814 | 0 | CBSA 2014, adjusted to reflect new efficiencies | 692.6988 | 2032 | 1 | SWHC046-03
COM-HVAC-FS-22.32 | Com ¦ Small Packaged Heat Pump (SEER 16) - Fuel Sub - Cold ¦ PG&E ¦ Cold | Com ¦ Small Packaged Heat Pump (SEER 16) - Fuel Sub - Cold | PG&E ¦ Cold | PG&E | All | Electric & Gas | SEER16 Heat Pump, <65 kbtuh, NR | Efficient |  |  | 1 | Conventional | HVAC | Com - Refrig. Warehouse | Com | ROB Only | 1 | 1000 sqft2 of floor space | Cap-Tons | 15 | DEER:HVAC_Split-Package_HP | 0 | 0 | 0 | SWHC046-03 | 0 | 2021 | 0 | 2021 | 0 | -50.67 | SWHC046-03 | Com Central HVAC (Small) - Fuel Sub - Cold ¦ PG&E ¦ Cold | Com Central HVAC (Small) - Fuel Sub - Cold | 0 | 0.814 | 0 | CBSA 2014, adjusted to reflect new efficiencies | 0 | 2032 | 1 | SWHC046-03
COM-HVAC-FS-22.33 | Com ¦ Small Packaged Heat Pump (SEER 16) - Fuel Sub - Cold ¦ PG&E ¦ Cold | Com ¦ Small Packaged Heat Pump (SEER 16) - Fuel Sub - Cold | PG&E ¦ Cold | PG&E | All | Electric & Gas | SEER16 Heat Pump, <65 kbtuh, NR | Efficient |  |  | 1 | Conventional | HVAC | Com - Restaurant | Com | ROB Only | 1 | 1000 sqft2 of floor space | Cap-Tons | 15 | DEER:HVAC_Split-Package_HP | 484.6411 | 0 | -140.5022 | SWHC046-03 | 1402.6667 | 2021 | 679.11 | 2021 | 0 | -50.67 | SWHC046-03 | Com Central HVAC (Small) - Fuel Sub - Cold ¦ PG&E ¦ Cold | Com Central HVAC (Small) - Fuel Sub - Cold | 0.036027 | 0.814 | 0 | CBSA 2014, adjusted to reflect new efficiencies | 96.9379 | 2032 | 1 | SWHC046-03
COM-HVAC-FS-22.34 | Com ¦ Small Packaged Heat Pump (SEER 16) - Fuel Sub - Cold ¦ PG&E ¦ Cold | Com ¦ Small Packaged Heat Pump (SEER 16) - Fuel Sub - Cold | PG&E ¦ Cold | PG&E | All | Electric & Gas | SEER16 Heat Pump, <65 kbtuh, NR | Efficient |  |  | 1 | Conventional | HVAC | Com - Retail | Com | ROB Only | 1 | 1000 sqft2 of floor space | Cap-Tons | 15 | DEER:HVAC_Split-Package_HP | 410.9137 | 0 | -114.1883 | SWHC046-03 | 1402.6667 | 2021 | 679.11 | 2021 | 0 | -50.67 | SWHC046-03 | Com Central HVAC (Small) - Fuel Sub - Cold ¦ PG&E ¦ Cold | Com Central HVAC (Small) - Fuel Sub - Cold | 0.015015 | 0.814 | 0 | CBSA 2014, adjusted to reflect new efficiencies | 419.8565 | 2032 | 1 | SWHC046-03
COM-HVAC-FS-22.35 | Com ¦ Small Packaged Heat Pump (SEER 16) - Fuel Sub - Cold ¦ PG&E ¦ Cold | Com ¦ Small Packaged Heat Pump (SEER 16) - Fuel Sub - Cold | PG&E ¦ Cold | PG&E | All | Electric & Gas | SEER16 Heat Pump, <65 kbtuh, NR | Efficient |  |  | 1 | Conventional | HVAC | Com - School | Com | ROB Only | 1 | 1000 sqft2 of floor space | Cap-Tons | 15 | DEER:HVAC_Split-Package_HP | 494.5432 | 0 | -96.149 | SWHC046-03 | 1402.6667 | 2021 | 679.11 | 2021 | 0 | -50.67 | SWHC046-03 | Com Central HVAC (Small) - Fuel Sub - Cold ¦ PG&E ¦ Cold | Com Central HVAC (Small) - Fuel Sub - Cold | 0.0228 | 0.814 | 0 | CBSA 2014, adjusted to reflect new efficiencies | 138.251 | 2032 | 1 | SWHC046-03
COM-HVAC-FS-22.36 | Com ¦ Small Packaged Heat Pump (SEER 16) - Fuel Sub - Cold ¦ PG&E ¦ Cold | Com ¦ Small Packaged Heat Pump (SEER 16) - Fuel Sub - Cold | PG&E ¦ Cold | PG&E | All | Electric & Gas | SEER16 Heat Pump, <65 kbtuh, NR | Efficient |  |  | 1 | Conventional | HVAC | Com - Warehouse | Com | ROB Only | 1 | 1000 sqft2 of floor space | Cap-Tons | 15 | DEER:HVAC_Split-Package_HP | 827 | 0 | -152 | SWHC046-03 | 1402.6667 | 2021 | 679.11 | 2021 | 0 | -50.67 | SWHC046-03 | Com Central HVAC (Small) - Fuel Sub - Cold ¦ PG&E ¦ Cold | Com Central HVAC (Small) - Fuel Sub - Cold | 0.0046728 | 0.814 | 0 | CBSA 2014, adjusted to reflect new efficiencies | 392.8804 | 2032 | 1 | SWHC046-03
COM-HVAC-FS-22.37 | Com ¦ Small Packaged Heat Pump (SEER 16) - Fuel Sub - Marine ¦ SCG ¦ Marine | Com ¦ Small Packaged Heat Pump (SEER 16) - Fuel Sub - Marine | SCG ¦ Marine | SCG | All | Electric & Gas | SEER16 Heat Pump, <65 kbtuh, NR | Efficient |  |  | 1 | Conventional | HVAC | Com - College | Com | ROB Only | 1 | 1000 sqft2 of floor space | Cap-Tons | 15 | DEER:HVAC_Split-Package_HP | -162.6608 | 0 | -12.4101 | SWHC046-03 | 1402.6667 | 2021 | 679.11 | 2021 | 0 | -50.67 | SWHC046-03 | Com Central HVAC (Small) - Fuel Sub - Marine ¦ SCG ¦ Marine | Com Central HVAC (Small) - Fuel Sub - Marine | 0.022689 | 0.814 | 0 | CBSA 2014, adjusted to reflect new efficiencies | 53.217 | 2032 | 1 | SWHC046-03
COM-HVAC-FS-22.38 | Com ¦ Small Packaged Heat Pump (SEER 16) - Fuel Sub - Marine ¦ SCG ¦ Marine | Com ¦ Small Packaged Heat Pump (SEER 16) - Fuel Sub - Marine | SCG ¦ Marine | SCG | All | Electric & Gas | SEER16 Heat Pump, <65 kbtuh, NR | Efficient |  |  | 1 | Conventional | HVAC | Com - Grocery | Com | ROB Only | 1 | 1000 sqft2 of floor space | Cap-Tons | 15 | DEER:HVAC_Split-Package_HP | -124.5 | 0 | -80.6 | SWHC046-03 | 1402.6667 | 2021 | 679.11 | 2021 | 0 | -50.67 | SWHC046-03 | Com Central HVAC (Small) - Fuel Sub - Marine ¦ SCG ¦ Marine | Com Central HVAC (Small) - Fuel Sub - Marine | 0.040359 | 0.814 | 0 | CBSA 2014, adjusted to reflect new efficiencies | 196.2672 | 2032 | 1 | SWHC046-03
COM-HVAC-FS-22.39 | Com ¦ Small Packaged Heat Pump (SEER 16) - Fuel Sub - Marine ¦ SCG ¦ Marine | Com ¦ Small Packaged Heat Pump (SEER 16) - Fuel Sub - Marine | SCG ¦ Marine | SCG | All | Electric & Gas | SEER16 Heat Pump, <65 kbtuh, NR | Efficient |  |  | 1 | Conventional | HVAC | Com - Health | Com | ROB Only | 1 | 1000 sqft2 of floor space | Cap-Tons | 15 | DEER:HVAC_Split-Package_HP | -373.4684 | 0 | -22.4855 | SWHC046-03 | 1402.6667 | 2021 | 679.11 | 2021 | 0 | -50.67 | SWHC046-03 | Com Central HVAC (Small) - Fuel Sub - Marine ¦ SCG ¦ Marine | Com Central HVAC (Small) - Fuel Sub - Marine | 0.032178 | 0.814 | 0 | CBSA 2014, adjusted to reflect new efficiencies | 87.9507 | 2032 | 1 | SWHC046-03
COM-HVAC-FS-22.40 | Com ¦ Small Packaged Heat Pump (SEER 16) - Fuel Sub - Marine ¦ SCG ¦ Marine | Com ¦ Small Packaged Heat Pump (SEER 16) - Fuel Sub - Marine | SCG ¦ Marine | SCG | All | Electric & Gas | SEER16 Heat Pump, <65 kbtuh, NR | Efficient |  |  | 1 | Conventional | HVAC | Com - Lodging | Com | ROB Only | 1 | 1000 sqft2 of floor space | Cap-Tons | 15 | DEER:HVAC_Split-Package_HP | -186.8129 | 0 | -41.9025 | SWHC046-03 | 1402.6667 | 2021 | 679.11 | 2021 | 0 | -50.67 | SWHC046-03 | Com Central HVAC (Small) - Fuel Sub - Marine ¦ SCG ¦ Marine | Com Central HVAC (Small) - Fuel Sub - Marine | 0.018069 | 0.814 | 0 | CBSA 2014, adjusted to reflect new efficiencies | 443.3849 | 2032 | 1 | SWHC046-03
COM-HVAC-FS-22.41 | Com ¦ Small Packaged Heat Pump (SEER 16) - Fuel Sub - Marine ¦ SCG ¦ Marine | Com ¦ Small Packaged Heat Pump (SEER 16) - Fuel Sub - Marine | SCG ¦ Marine | SCG | All | Electric & Gas | SEER16 Heat Pump, <65 kbtuh, NR | Efficient |  |  | 1 | Conventional | HVAC | Com - Office (Large) | Com | ROB Only | 1 | 1000 sqft2 of floor space | Cap-Tons | 15 | DEER:HVAC_Split-Package_HP | -189.5 | 0 | -0.948 | SWHC046-03 | 1402.6667 | 2021 | 679.11 | 2021 | 0 | -50.67 | SWHC046-03 | Com Central HVAC (Small) - Fuel Sub - Marine ¦ SCG ¦ Marine | Com Central HVAC (Small) - Fuel Sub - Marine | 0.023953 | 0.814 | 0 | CBSA 2014, adjusted to reflect new efficiencies | 23.1032 | 2032 | 1 | SWHC046-03
COM-HVAC-FS-22.42 | Com ¦ Small Packaged Heat Pump (SEER 16) - Fuel Sub - Marine ¦ SCG ¦ Marine | Com ¦ Small Packaged Heat Pump (SEER 16) - Fuel Sub - Marine | SCG ¦ Marine | SCG | All | Electric & Gas | SEER16 Heat Pump, <65 kbtuh, NR | Efficient |  |  | 1 | Conventional | HVAC | Com - Office (Small) | Com | ROB Only | 1 | 1000 sqft2 of floor space | Cap-Tons | 15 | DEER:HVAC_Split-Package_HP | -165 | 0 | -5.55 | SWHC046-03 | 1402.6667 | 2021 | 679.11 | 2021 | 0 | -50.67 | SWHC046-03 | Com Central HVAC (Small) - Fuel Sub - Marine ¦ SCG ¦ Marine | Com Central HVAC (Small) - Fuel Sub - Marine | 0.027176 | 0.814 | 0 | CBSA 2014, adjusted to reflect new efficiencies | 18.5521 | 2032 | 1 | SWHC046-03
COM-HVAC-FS-22.43 | Com ¦ Small Packaged Heat Pump (SEER 16) - Fuel Sub - Marine ¦ SCG ¦ Marine | Com ¦ Small Packaged Heat Pump (SEER 16) - Fuel Sub - Marine | SCG ¦ Marine | SCG | All | Electric & Gas | SEER16 Heat Pump, <65 kbtuh, NR | Efficient |  |  | 1 | Conventional | HVAC | Com - Other | Com | ROB Only | 1 | 1000 sqft2 of floor space | Cap-Tons | 15 | DEER:HVAC_Split-Package_HP | -130 | 0 | -25 | SWHC046-03 | 1402.6667 | 2021 | 679.11 | 2021 | 0 | -50.67 | SWHC046-03 | Com Central HVAC (Small) - Fuel Sub - Marine ¦ SCG ¦ Marine | Com Central HVAC (Small) - Fuel Sub - Marine | 0.038925 | 0.814 | 0 | CBSA 2014, adjusted to reflect new efficiencies | 127.6053 | 2032 | 1 | SWHC046-03
COM-HVAC-FS-22.44 | Com ¦ Small Packaged Heat Pump (SEER 16) - Fuel Sub - Marine ¦ SCG ¦ Marine | Com ¦ Small Packaged Heat Pump (SEER 16) - Fuel Sub - Marine | SCG ¦ Marine | SCG | All | Electric & Gas | SEER16 Heat Pump, <65 kbtuh, NR | Efficient |  |  | 1 | Conventional | HVAC | Com - Refrig. Warehouse | Com | ROB Only | 1 | 1000 sqft2 of floor space | Cap-Tons | 15 | DEER:HVAC_Split-Package_HP | 0 | 0 | 0 | SWHC046-03 | 0 | 2021 | 0 | 2021 | 0 | -50.67 | SWHC046-03 | Com Central HVAC (Small) - Fuel Sub - Marine ¦ SCG ¦ Marine | Com Central HVAC (Small) - Fuel Sub - Marine | 0 | 0.814 | 0 | CBSA 2014, adjusted to reflect new efficiencies | 0 | 2032 | 1 | SWHC046-03
COM-HVAC-FS-22.45 | Com ¦ Small Packaged Heat Pump (SEER 16) - Fuel Sub - Marine ¦ SCG ¦ Marine | Com ¦ Small Packaged Heat Pump (SEER 16) - Fuel Sub - Marine | SCG ¦ Marine | SCG | All | Electric & Gas | SEER16 Heat Pump, <65 kbtuh, NR | Efficient |  |  | 1 | Conventional | HVAC | Com - Restaurant | Com | ROB Only | 1 | 1000 sqft2 of floor space | Cap-Tons | 15 | DEER:HVAC_Split-Package_HP | -170.1253 | 0 | -11.7207 | SWHC046-03 | 1402.6667 | 2021 | 679.11 | 2021 | 0 | -50.67 | SWHC046-03 | Com Central HVAC (Small) - Fuel Sub - Marine ¦ SCG ¦ Marine | Com Central HVAC (Small) - Fuel Sub - Marine | 0.039657 | 0.814 | 0 | CBSA 2014, adjusted to reflect new efficiencies | 11.8284 | 2032 | 1 | SWHC046-03
COM-HVAC-FS-22.46 | Com ¦ Small Packaged Heat Pump (SEER 16) - Fuel Sub - Marine ¦ SCG ¦ Marine | Com ¦ Small Packaged Heat Pump (SEER 16) - Fuel Sub - Marine | SCG ¦ Marine | SCG | All | Electric & Gas | SEER16 Heat Pump, <65 kbtuh, NR | Efficient |  |  | 1 | Conventional | HVAC | Com - Retail | Com | ROB Only | 1 | 1000 sqft2 of floor space | Cap-Tons | 15 | DEER:HVAC_Split-Package_HP | -213.5296 | 0 | -11.8403 | SWHC046-03 | 1402.6667 | 2021 | 679.11 | 2021 | 0 | -50.67 | SWHC046-03 | Com Central HVAC (Small) - Fuel Sub - Marine ¦ SCG ¦ Marine | Com Central HVAC (Small) - Fuel Sub - Marine | 0.016778 | 0.814 | 0 | CBSA 2014, adjusted to reflect new efficiencies | 133.5211 | 2032 | 1 | SWHC046-03
COM-HVAC-FS-22.47 | Com ¦ Small Packaged Heat Pump (SEER 16) - Fuel Sub - Marine ¦ SCG ¦ Marine | Com ¦ Small Packaged Heat Pump (SEER 16) - Fuel Sub - Marine | SCG ¦ Marine | SCG | All | Electric & Gas | SEER16 Heat Pump, <65 kbtuh, NR | Efficient |  |  | 1 | Conventional | HVAC | Com - School | Com | ROB Only | 1 | 1000 sqft2 of floor space | Cap-Tons | 15 | DEER:HVAC_Split-Package_HP | -70.5949 | 0 | -12.1639 | SWHC046-03 | 1402.6667 | 2021 | 679.11 | 2021 | 0 | -50.67 | SWHC046-03 | Com Central HVAC (Small) - Fuel Sub - Marine ¦ SCG ¦ Marine | Com Central HVAC (Small) - Fuel Sub - Marine | 0.027322 | 0.814 | 0 | CBSA 2014, adjusted to reflect new efficiencies | 39.4146 | 2032 | 1 | SWHC046-03
COM-HVAC-FS-22.48 | Com ¦ Small Packaged Heat Pump (SEER 16) - Fuel Sub - Marine ¦ SCG ¦ Marine | Com ¦ Small Packaged Heat Pump (SEER 16) - Fuel Sub - Marine | SCG ¦ Marine | SCG | All | Electric & Gas | SEER16 Heat Pump, <65 kbtuh, NR | Efficient |  |  | 1 | Conventional | HVAC | Com - Warehouse | Com | ROB Only | 1 | 1000 sqft2 of floor space | Cap-Tons | 15 | DEER:HVAC_Split-Package_HP | -53.85 | 0 | -34.2 | SWHC046-03 | 1402.6667 | 2021 | 679.11 | 2021 | 0 | -50.67 | SWHC046-03 | Com Central HVAC (Small) - Fuel Sub - Marine ¦ SCG ¦ Marine | Com Central HVAC (Small) - Fuel Sub - Marine | 0.0051386 | 0.814 | 0 | CBSA 2014, adjusted to reflect new efficiencies | 160.3093 | 2032 | 1 | SWHC046-03
COM-HVAC-FS-22.49 | Com ¦ Small Packaged Heat Pump (SEER 16) - Fuel Sub - Hot-Dry ¦ SCG ¦ Hot-Dry | Com ¦ Small Packaged Heat Pump (SEER 16) - Fuel Sub - Hot-Dry | SCG ¦ Hot-Dry | SCG | All | Electric & Gas | SEER16 Heat Pump, <65 kbtuh, NR | Efficient |  |  | 1 | Conventional | HVAC | Com - College | Com | ROB Only | 1 | 1000 sqft2 of floor space | Cap-Tons | 15 | DEER:HVAC_Split-Package_HP | -192.9304 | 0 | -13.1859 | SWHC046-03 | 1402.6667 | 2021 | 679.11 | 2021 | 0 | -50.67 | SWHC046-03 | Com Central HVAC (Small) - Fuel Sub - Hot-Dry ¦ SCG ¦ Hot-Dry | Com Central HVAC (Small) - Fuel Sub - Hot-Dry | 0.022689 | 0.814 | 0 | CBSA 2014, adjusted to reflect new efficiencies | 58.0615 | 2032 | 1 | SWHC046-03
COM-HVAC-FS-22.50 | Com ¦ Small Packaged Heat Pump (SEER 16) - Fuel Sub - Hot-Dry ¦ SCG ¦ Hot-Dry | Com ¦ Small Packaged Heat Pump (SEER 16) - Fuel Sub - Hot-Dry | SCG ¦ Hot-Dry | SCG | All | Electric & Gas | SEER16 Heat Pump, <65 kbtuh, NR | Efficient |  |  | 1 | Conventional | HVAC | Com - Grocery | Com | ROB Only | 1 | 1000 sqft2 of floor space | Cap-Tons | 15 | DEER:HVAC_Split-Package_HP | -199.5 | 0 | -84.8 | SWHC046-03 | 1402.6667 | 2021 | 679.11 | 2021 | 0 | -50.67 | SWHC046-03 | Com Central HVAC (Small) - Fuel Sub - Hot-Dry ¦ SCG ¦ Hot-Dry | Com Central HVAC (Small) - Fuel Sub - Hot-Dry | 0.040359 | 0.814 | 0 | CBSA 2014, adjusted to reflect new efficiencies | 210.3482 | 2032 | 1 | SWHC046-03
COM-HVAC-FS-22.51 | Com ¦ Small Packaged Heat Pump (SEER 16) - Fuel Sub - Hot-Dry ¦ SCG ¦ Hot-Dry | Com ¦ Small Packaged Heat Pump (SEER 16) - Fuel Sub - Hot-Dry | SCG ¦ Hot-Dry | SCG | All | Electric & Gas | SEER16 Heat Pump, <65 kbtuh, NR | Efficient |  |  | 1 | Conventional | HVAC | Com - Health | Com | ROB Only | 1 | 1000 sqft2 of floor space | Cap-Tons | 15 | DEER:HVAC_Split-Package_HP | -382.9612 | 0 | -25.6229 | SWHC046-03 | 1402.6667 | 2021 | 679.11 | 2021 | 0 | -50.67 | SWHC046-03 | Com Central HVAC (Small) - Fuel Sub - Hot-Dry ¦ SCG ¦ Hot-Dry | Com Central HVAC (Small) - Fuel Sub - Hot-Dry | 0.032178 | 0.814 | 0 | CBSA 2014, adjusted to reflect new efficiencies | 97.4337 | 2032 | 1 | SWHC046-03
COM-HVAC-FS-22.52 | Com ¦ Small Packaged Heat Pump (SEER 16) - Fuel Sub - Hot-Dry ¦ SCG ¦ Hot-Dry | Com ¦ Small Packaged Heat Pump (SEER 16) - Fuel Sub - Hot-Dry | SCG ¦ Hot-Dry | SCG | All | Electric & Gas | SEER16 Heat Pump, <65 kbtuh, NR | Efficient |  |  | 1 | Conventional | HVAC | Com - Lodging | Com | ROB Only | 1 | 1000 sqft2 of floor space | Cap-Tons | 15 | DEER:HVAC_Split-Package_HP | -241.3364 | 0 | -40.2704 | SWHC046-03 | 1402.6667 | 2021 | 679.11 | 2021 | 0 | -50.67 | SWHC046-03 | Com Central HVAC (Small) - Fuel Sub - Hot-Dry ¦ SCG ¦ Hot-Dry | Com Central HVAC (Small) - Fuel Sub - Hot-Dry | 0.018069 | 0.814 | 0 | CBSA 2014, adjusted to reflect new efficiencies | 435.8598 | 2032 | 1 | SWHC046-03
COM-HVAC-FS-22.53 | Com ¦ Small Packaged Heat Pump (SEER 16) - Fuel Sub - Hot-Dry ¦ SCG ¦ Hot-Dry | Com ¦ Small Packaged Heat Pump (SEER 16) - Fuel Sub - Hot-Dry | SCG ¦ Hot-Dry | SCG | All | Electric & Gas | SEER16 Heat Pump, <65 kbtuh, NR | Efficient |  |  | 1 | Conventional | HVAC | Com - Office (Large) | Com | ROB Only | 1 | 1000 sqft2 of floor space | Cap-Tons | 15 | DEER:HVAC_Split-Package_HP | -210.5 | 0 | -1.48 | SWHC046-03 | 1402.6667 | 2021 | 679.11 | 2021 | 0 | -50.67 | SWHC046-03 | Com Central HVAC (Small) - Fuel Sub - Hot-Dry ¦ SCG ¦ Hot-Dry | Com Central HVAC (Small) - Fuel Sub - Hot-Dry | 0.023953 | 0.814 | 0 | CBSA 2014, adjusted to reflect new efficiencies | 27.5808 | 2032 | 1 | SWHC046-03
COM-HVAC-FS-22.54 | Com ¦ Small Packaged Heat Pump (SEER 16) - Fuel Sub - Hot-Dry ¦ SCG ¦ Hot-Dry | Com ¦ Small Packaged Heat Pump (SEER 16) - Fuel Sub - Hot-Dry | SCG ¦ Hot-Dry | SCG | All | Electric & Gas | SEER16 Heat Pump, <65 kbtuh, NR | Efficient |  |  | 1 | Conventional | HVAC | Com - Office (Small) | Com | ROB Only | 1 | 1000 sqft2 of floor space | Cap-Tons | 15 | DEER:HVAC_Split-Package_HP | -185 | 0 | -6.68 | SWHC046-03 | 1402.6667 | 2021 | 679.11 | 2021 | 0 | -50.67 | SWHC046-03 | Com Central HVAC (Small) - Fuel Sub - Hot-Dry ¦ SCG ¦ Hot-Dry | Com Central HVAC (Small) - Fuel Sub - Hot-Dry | 0.027176 | 0.814 | 0 | CBSA 2014, adjusted to reflect new efficiencies | 21.7061 | 2032 | 1 | SWHC046-03
COM-HVAC-FS-22.55 | Com ¦ Small Packaged Heat Pump (SEER 16) - Fuel Sub - Hot-Dry ¦ SCG ¦ Hot-Dry | Com ¦ Small Packaged Heat Pump (SEER 16) - Fuel Sub - Hot-Dry | SCG ¦ Hot-Dry | SCG | All | Electric & Gas | SEER16 Heat Pump, <65 kbtuh, NR | Efficient |  |  | 1 | Conventional | HVAC | Com - Other | Com | ROB Only | 1 | 1000 sqft2 of floor space | Cap-Tons | 15 | DEER:HVAC_Split-Package_HP | -178 | 0 | -24.5 | SWHC046-03 | 1402.6667 | 2021 | 679.11 | 2021 | 0 | -50.67 | SWHC046-03 | Com Central HVAC (Small) - Fuel Sub - Hot-Dry ¦ SCG ¦ Hot-Dry | Com Central HVAC (Small) - Fuel Sub - Hot-Dry | 0.038925 | 0.814 | 0 | CBSA 2014, adjusted to reflect new efficiencies | 130.6407 | 2032 | 1 | SWHC046-03
COM-HVAC-FS-22.56 | Com ¦ Small Packaged Heat Pump (SEER 16) - Fuel Sub - Hot-Dry ¦ SCG ¦ Hot-Dry | Com ¦ Small Packaged Heat Pump (SEER 16) - Fuel Sub - Hot-Dry | SCG ¦ Hot-Dry | SCG | All | Electric & Gas | SEER16 Heat Pump, <65 kbtuh, NR | Efficient |  |  | 1 | Conventional | HVAC | Com - Refrig. Warehouse | Com | ROB Only | 1 | 1000 sqft2 of floor space | Cap-Tons | 15 | DEER:HVAC_Split-Package_HP | 0 | 0 | 0 | SWHC046-03 | 0 | 2021 | 0 | 2021 | 0 | -50.67 | SWHC046-03 | Com Central HVAC (Small) - Fuel Sub - Hot-Dry ¦ SCG ¦ Hot-Dry | Com Central HVAC (Small) - Fuel Sub - Hot-Dry | 0 | 0.814 | 0 | CBSA 2014, adjusted to reflect new efficiencies | 0 | 2032 | 1 | SWHC046-03
COM-HVAC-FS-22.57 | Com ¦ Small Packaged Heat Pump (SEER 16) - Fuel Sub - Hot-Dry ¦ SCG ¦ Hot-Dry | Com ¦ Small Packaged Heat Pump (SEER 16) - Fuel Sub - Hot-Dry | SCG ¦ Hot-Dry | SCG | All | Electric & Gas | SEER16 Heat Pump, <65 kbtuh, NR | Efficient |  |  | 1 | Conventional | HVAC | Com - Restaurant | Com | ROB Only | 1 | 1000 sqft2 of floor space | Cap-Tons | 15 | DEER:HVAC_Split-Package_HP | -236.9996 | 0 | -12.6233 | SWHC046-03 | 1402.6667 | 2021 | 679.11 | 2021 | 0 | -50.67 | SWHC046-03 | Com Central HVAC (Small) - Fuel Sub - Hot-Dry ¦ SCG ¦ Hot-Dry | Com Central HVAC (Small) - Fuel Sub - Hot-Dry | 0.039657 | 0.814 | 0 | CBSA 2014, adjusted to reflect new efficiencies | 13.6948 | 2032 | 1 | SWHC046-03
COM-HVAC-FS-22.58 | Com ¦ Small Packaged Heat Pump (SEER 16) - Fuel Sub - Hot-Dry ¦ SCG ¦ Hot-Dry | Com ¦ Small Packaged Heat Pump (SEER 16) - Fuel Sub - Hot-Dry | SCG ¦ Hot-Dry | SCG | All | Electric & Gas | SEER16 Heat Pump, <65 kbtuh, NR | Efficient |  |  | 1 | Conventional | HVAC | Com - Retail | Com | ROB Only | 1 | 1000 sqft2 of floor space | Cap-Tons | 15 | DEER:HVAC_Split-Package_HP | -284.7421 | 0 | -10.1827 | SWHC046-03 | 1402.6667 | 2021 | 679.11 | 2021 | 0 | -50.67 | SWHC046-03 | Com Central HVAC (Small) - Fuel Sub - Hot-Dry ¦ SCG ¦ Hot-Dry | Com Central HVAC (Small) - Fuel Sub - Hot-Dry | 0.016778 | 0.814 | 0 | CBSA 2014, adjusted to reflect new efficiencies | 150.3489 | 2032 | 1 | SWHC046-03
COM-HVAC-FS-22.59 | Com ¦ Small Packaged Heat Pump (SEER 16) - Fuel Sub - Hot-Dry ¦ SCG ¦ Hot-Dry | Com ¦ Small Packaged Heat Pump (SEER 16) - Fuel Sub - Hot-Dry | SCG ¦ Hot-Dry | SCG | All | Electric & Gas | SEER16 Heat Pump, <65 kbtuh, NR | Efficient |  |  | 1 | Conventional | HVAC | Com - School | Com | ROB Only | 1 | 1000 sqft2 of floor space | Cap-Tons | 15 | DEER:HVAC_Split-Package_HP | -95.643 | 0 | -12.0107 | SWHC046-03 | 1402.6667 | 2021 | 679.11 | 2021 | 0 | -50.67 | SWHC046-03 | Com Central HVAC (Small) - Fuel Sub - Hot-Dry ¦ SCG ¦ Hot-Dry | Com Central HVAC (Small) - Fuel Sub - Hot-Dry | 0.027322 | 0.814 | 0 | CBSA 2014, adjusted to reflect new efficiencies | 43.1886 | 2032 | 1 | SWHC046-03
COM-HVAC-FS-22.60 | Com ¦ Small Packaged Heat Pump (SEER 16) - Fuel Sub - Hot-Dry ¦ SCG ¦ Hot-Dry | Com ¦ Small Packaged Heat Pump (SEER 16) - Fuel Sub - Hot-Dry | SCG ¦ Hot-Dry | SCG | All | Electric & Gas | SEER16 Heat Pump, <65 kbtuh, NR | Efficient |  |  | 1 | Conventional | HVAC | Com - Warehouse | Com | ROB Only | 1 | 1000 sqft2 of floor space | Cap-Tons | 15 | DEER:HVAC_Split-Package_HP | -111 | 0 | -33.6 | SWHC046-03 | 1402.6667 | 2021 | 679.11 | 2021 | 0 | -50.67 | SWHC046-03 | Com Central HVAC (Small) - Fuel Sub - Hot-Dry ¦ SCG ¦ Hot-Dry | Com Central HVAC (Small) - Fuel Sub - Hot-Dry | 0.0051386 | 0.814 | 0 | CBSA 2014, adjusted to reflect new efficiencies | 174.9093 | 2032 | 1 | SWHC046-03
COM-HVAC-FS-22.61 | Com ¦ Small Packaged Heat Pump (SEER 16) - Fuel Sub - Cold ¦ SCG ¦ Cold | Com ¦ Small Packaged Heat Pump (SEER 16) - Fuel Sub - Cold | SCG ¦ Cold | SCG | All | Electric & Gas | SEER16 Heat Pump, <65 kbtuh, NR | Efficient |  |  | 1 | Conventional | HVAC | Com - College | Com | ROB Only | 1 | 1000 sqft2 of floor space | Cap-Tons | 15 | DEER:HVAC_Split-Package_HP | 380.604 | 0 | -92.6695 | SWHC046-03 | 1402.6667 | 2021 | 679.11 | 2021 | 0 | -50.67 | SWHC046-03 | Com Central HVAC (Small) - Fuel Sub - Cold ¦ SCG ¦ Cold | Com Central HVAC (Small) - Fuel Sub - Cold | 0.022689 | 0.814 | 0 | CBSA 2014, adjusted to reflect new efficiencies | 276.9496 | 2032 | 1 | SWHC046-03
COM-HVAC-FS-22.62 | Com ¦ Small Packaged Heat Pump (SEER 16) - Fuel Sub - Cold ¦ SCG ¦ Cold | Com ¦ Small Packaged Heat Pump (SEER 16) - Fuel Sub - Cold | SCG ¦ Cold | SCG | All | Electric & Gas | SEER16 Heat Pump, <65 kbtuh, NR | Efficient |  |  | 1 | Conventional | HVAC | Com - Grocery | Com | ROB Only | 1 | 1000 sqft2 of floor space | Cap-Tons | 15 | DEER:HVAC_Split-Package_HP | 1495 | 0 | -331.5 | SWHC046-03 | 1402.6667 | 2021 | 679.11 | 2021 | 0 | -50.67 | SWHC046-03 | Com Central HVAC (Small) - Fuel Sub - Cold ¦ SCG ¦ Cold | Com Central HVAC (Small) - Fuel Sub - Cold | 0.040359 | 0.814 | 0 | CBSA 2014, adjusted to reflect new efficiencies | 694.3333 | 2032 | 1 | SWHC046-03
COM-HVAC-FS-22.63 | Com ¦ Small Packaged Heat Pump (SEER 16) - Fuel Sub - Cold ¦ SCG ¦ Cold | Com ¦ Small Packaged Heat Pump (SEER 16) - Fuel Sub - Cold | SCG ¦ Cold | SCG | All | Electric & Gas | SEER16 Heat Pump, <65 kbtuh, NR | Efficient |  |  | 1 | Conventional | HVAC | Com - Health | Com | ROB Only | 1 | 1000 sqft2 of floor space | Cap-Tons | 15 | DEER:HVAC_Split-Package_HP | 263.84 | 0 | -128.9495 | SWHC046-03 | 1402.6667 | 2021 | 679.11 | 2021 | 0 | -50.67 | SWHC046-03 | Com Central HVAC (Small) - Fuel Sub - Cold ¦ SCG ¦ Cold | Com Central HVAC (Small) - Fuel Sub - Cold | 0.032178 | 0.814 | 0 | CBSA 2014, adjusted to reflect new efficiencies | 346.9634 | 2032 | 1 | SWHC046-03
COM-HVAC-FS-22.64 | Com ¦ Small Packaged Heat Pump (SEER 16) - Fuel Sub - Cold ¦ SCG ¦ Cold | Com ¦ Small Packaged Heat Pump (SEER 16) - Fuel Sub - Cold | SCG ¦ Cold | SCG | All | Electric & Gas | SEER16 Heat Pump, <65 kbtuh, NR | Efficient |  |  | 1 | Conventional | HVAC | Com - Lodging | Com | ROB Only | 1 | 1000 sqft2 of floor space | Cap-Tons | 15 | DEER:HVAC_Split-Package_HP | 1010.469 | 0 | -210.3596 | SWHC046-03 | 1402.6667 | 2021 | 679.11 | 2021 | 0 | -50.67 | SWHC046-03 | Com Central HVAC (Small) - Fuel Sub - Cold ¦ SCG ¦ Cold | Com Central HVAC (Small) - Fuel Sub - Cold | 0.018069 | 0.814 | 0 | CBSA 2014, adjusted to reflect new efficiencies | 1918.6728 | 2032 | 1 | SWHC046-03
COM-HVAC-FS-22.65 | Com ¦ Small Packaged Heat Pump (SEER 16) - Fuel Sub - Cold ¦ SCG ¦ Cold | Com ¦ Small Packaged Heat Pump (SEER 16) - Fuel Sub - Cold | SCG ¦ Cold | SCG | All | Electric & Gas | SEER16 Heat Pump, <65 kbtuh, NR | Efficient |  |  | 1 | Conventional | HVAC | Com - Office (Large) | Com | ROB Only | 1 | 1000 sqft2 of floor space | Cap-Tons | 15 | DEER:HVAC_Split-Package_HP | -30.15 | 0 | -24.4 | SWHC046-03 | 1402.6667 | 2021 | 679.11 | 2021 | 0 | -50.67 | SWHC046-03 | Com Central HVAC (Small) - Fuel Sub - Cold ¦ SCG ¦ Cold | Com Central HVAC (Small) - Fuel Sub - Cold | 0.023953 | 0.814 | 0 | CBSA 2014, adjusted to reflect new efficiencies | 112.5714 | 2032 | 1 | SWHC046-03
COM-HVAC-FS-22.66 | Com ¦ Small Packaged Heat Pump (SEER 16) - Fuel Sub - Cold ¦ SCG ¦ Cold | Com ¦ Small Packaged Heat Pump (SEER 16) - Fuel Sub - Cold | SCG ¦ Cold | SCG | All | Electric & Gas | SEER16 Heat Pump, <65 kbtuh, NR | Efficient |  |  | 1 | Conventional | HVAC | Com - Office (Small) | Com | ROB Only | 1 | 1000 sqft2 of floor space | Cap-Tons | 15 | DEER:HVAC_Split-Package_HP | 165.5 | 0 | -49.4 | SWHC046-03 | 1402.6667 | 2021 | 679.11 | 2021 | 0 | -50.67 | SWHC046-03 | Com Central HVAC (Small) - Fuel Sub - Cold ¦ SCG ¦ Cold | Com Central HVAC (Small) - Fuel Sub - Cold | 0.027176 | 0.814 | 0 | CBSA 2014, adjusted to reflect new efficiencies | 90.2081 | 2032 | 1 | SWHC046-03
COM-HVAC-FS-22.67 | Com ¦ Small Packaged Heat Pump (SEER 16) - Fuel Sub - Cold ¦ SCG ¦ Cold | Com ¦ Small Packaged Heat Pump (SEER 16) - Fuel Sub - Cold | SCG ¦ Cold | SCG | All | Electric & Gas | SEER16 Heat Pump, <65 kbtuh, NR | Efficient |  |  | 1 | Conventional | HVAC | Com - Other | Com | ROB Only | 1 | 1000 sqft2 of floor space | Cap-Tons | 15 | DEER:HVAC_Split-Package_HP | 783 | 0 | -172 | SWHC046-03 | 1402.6667 | 2021 | 679.11 | 2021 | 0 | -50.67 | SWHC046-03 | Com Central HVAC (Small) - Fuel Sub - Cold ¦ SCG ¦ Cold | Com Central HVAC (Small) - Fuel Sub - Cold | 0.038925 | 0.814 | 0 | CBSA 2014, adjusted to reflect new efficiencies | 692.6988 | 2032 | 1 | SWHC046-03
COM-HVAC-FS-22.68 | Com ¦ Small Packaged Heat Pump (SEER 16) - Fuel Sub - Cold ¦ SCG ¦ Cold | Com ¦ Small Packaged Heat Pump (SEER 16) - Fuel Sub - Cold | SCG ¦ Cold | SCG | All | Electric & Gas | SEER16 Heat Pump, <65 kbtuh, NR | Efficient |  |  | 1 | Conventional | HVAC | Com - Refrig. Warehouse | Com | ROB Only | 1 | 1000 sqft2 of floor space | Cap-Tons | 15 | DEER:HVAC_Split-Package_HP | 0 | 0 | 0 | SWHC046-03 | 0 | 2021 | 0 | 2021 | 0 | -50.67 | SWHC046-03 | Com Central HVAC (Small) - Fuel Sub - Cold ¦ SCG ¦ Cold | Com Central HVAC (Small) - Fuel Sub - Cold | 0 | 0.814 | 0 | CBSA 2014, adjusted to reflect new efficiencies | 0 | 2032 | 1 | SWHC046-03
COM-HVAC-FS-22.69 | Com ¦ Small Packaged Heat Pump (SEER 16) - Fuel Sub - Cold ¦ SCG ¦ Cold | Com ¦ Small Packaged Heat Pump (SEER 16) - Fuel Sub - Cold | SCG ¦ Cold | SCG | All | Electric & Gas | SEER16 Heat Pump, <65 kbtuh, NR | Efficient |  |  | 1 | Conventional | HVAC | Com - Restaurant | Com | ROB Only | 1 | 1000 sqft2 of floor space | Cap-Tons | 15 | DEER:HVAC_Split-Package_HP | 484.6411 | 0 | -140.5022 | SWHC046-03 | 1402.6667 | 2021 | 679.11 | 2021 | 0 | -50.67 | SWHC046-03 | Com Central HVAC (Small) - Fuel Sub - Cold ¦ SCG ¦ Cold | Com Central HVAC (Small) - Fuel Sub - Cold | 0.039657 | 0.814 | 0 | CBSA 2014, adjusted to reflect new efficiencies | 96.9379 | 2032 | 1 | SWHC046-03
COM-HVAC-FS-22.70 | Com ¦ Small Packaged Heat Pump (SEER 16) - Fuel Sub - Cold ¦ SCG ¦ Cold | Com ¦ Small Packaged Heat Pump (SEER 16) - Fuel Sub - Cold | SCG ¦ Cold | SCG | All | Electric & Gas | SEER16 Heat Pump, <65 kbtuh, NR | Efficient |  |  | 1 | Conventional | HVAC | Com - Retail | Com | ROB Only | 1 | 1000 sqft2 of floor space | Cap-Tons | 15 | DEER:HVAC_Split-Package_HP | 410.9137 | 0 | -114.1883 | SWHC046-03 | 1402.6667 | 2021 | 679.11 | 2021 | 0 | -50.67 | SWHC046-03 | Com Central HVAC (Small) - Fuel Sub - Cold ¦ SCG ¦ Cold | Com Central HVAC (Small) - Fuel Sub - Cold | 0.016778 | 0.814 | 0 | CBSA 2014, adjusted to reflect new efficiencies | 419.8565 | 2032 | 1 | SWHC046-03
COM-HVAC-FS-22.71 | Com ¦ Small Packaged Heat Pump (SEER 16) - Fuel Sub - Cold ¦ SCG ¦ Cold | Com ¦ Small Packaged Heat Pump (SEER 16) - Fuel Sub - Cold | SCG ¦ Cold | SCG | All | Electric & Gas | SEER16 Heat Pump, <65 kbtuh, NR | Efficient |  |  | 1 | Conventional | HVAC | Com - School | Com | ROB Only | 1 | 1000 sqft2 of floor space | Cap-Tons | 15 | DEER:HVAC_Split-Package_HP | 494.5432 | 0 | -96.149 | SWHC046-03 | 1402.6667 | 2021 | 679.11 | 2021 | 0 | -50.67 | SWHC046-03 | Com Central HVAC (Small) - Fuel Sub - Cold ¦ SCG ¦ Cold | Com Central HVAC (Small) - Fuel Sub - Cold | 0.027322 | 0.814 | 0 | CBSA 2014, adjusted to reflect new efficiencies | 138.251 | 2032 | 1 | SWHC046-03
COM-HVAC-FS-22.72 | Com ¦ Small Packaged Heat Pump (SEER 16) - Fuel Sub - Cold ¦ SCG ¦ Cold | Com ¦ Small Packaged Heat Pump (SEER 16) - Fuel Sub - Cold | SCG ¦ Cold | SCG | All | Electric & Gas | SEER16 Heat Pump, <65 kbtuh, NR | Efficient |  |  | 1 | Conventional | HVAC | Com - Warehouse | Com | ROB Only | 1 | 1000 sqft2 of floor space | Cap-Tons | 15 | DEER:HVAC_Split-Package_HP | 827 | 0 | -152 | SWHC046-03 | 1402.6667 | 2021 | 679.11 | 2021 | 0 | -50.67 | SWHC046-03 | Com Central HVAC (Small) - Fuel Sub - Cold ¦ SCG ¦ Cold | Com Central HVAC (Small) - Fuel Sub - Cold | 0.0051386 | 0.814 | 0 | CBSA 2014, adjusted to reflect new efficiencies | 392.8804 | 2032 | 1 | SWHC046-03
COM-HVAC-FS-22.73 | Com ¦ Small Packaged Heat Pump (SEER 16) - Fuel Sub - Marine ¦ SDG&E ¦ Marine | Com ¦ Small Packaged Heat Pump (SEER 16) - Fuel Sub - Marine | SDG&E ¦ Marine | SDG&E | All | Electric & Gas | SEER16 Heat Pump, <65 kbtuh, NR | Efficient |  |  | 1 | Conventional | HVAC | Com - College | Com | ROB Only | 1 | 1000 sqft2 of floor space | Cap-Tons | 15 | DEER:HVAC_Split-Package_HP | -162.6608 | 0 | -12.4101 | SWHC046-03 | 1402.6667 | 2021 | 679.11 | 2021 | 0 | -50.67 | SWHC046-03 | Com Central HVAC (Small) - Fuel Sub - Marine ¦ SDG&E ¦ Marine | Com Central HVAC (Small) - Fuel Sub - Marine | 0.022234 | 0.814 | 0 | CBSA 2014, adjusted to reflect new efficiencies | 53.217 | 2032 | 1 | SWHC046-03
COM-HVAC-FS-22.74 | Com ¦ Small Packaged Heat Pump (SEER 16) - Fuel Sub - Marine ¦ SDG&E ¦ Marine | Com ¦ Small Packaged Heat Pump (SEER 16) - Fuel Sub - Marine | SDG&E ¦ Marine | SDG&E | All | Electric & Gas | SEER16 Heat Pump, <65 kbtuh, NR | Efficient |  |  | 1 | Conventional | HVAC | Com - Grocery | Com | ROB Only | 1 | 1000 sqft2 of floor space | Cap-Tons | 15 | DEER:HVAC_Split-Package_HP | -124.5 | 0 | -80.6 | SWHC046-03 | 1402.6667 | 2021 | 679.11 | 2021 | 0 | -50.67 | SWHC046-03 | Com Central HVAC (Small) - Fuel Sub - Marine ¦ SDG&E ¦ Marine | Com Central HVAC (Small) - Fuel Sub - Marine | 0.041033 | 0.814 | 0 | CBSA 2014, adjusted to reflect new efficiencies | 196.2672 | 2032 | 1 | SWHC046-03
COM-HVAC-FS-22.75 | Com ¦ Small Packaged Heat Pump (SEER 16) - Fuel Sub - Marine ¦ SDG&E ¦ Marine | Com ¦ Small Packaged Heat Pump (SEER 16) - Fuel Sub - Marine | SDG&E ¦ Marine | SDG&E | All | Electric & Gas | SEER16 Heat Pump, <65 kbtuh, NR | Efficient |  |  | 1 | Conventional | HVAC | Com - Health | Com | ROB Only | 1 | 1000 sqft2 of floor space | Cap-Tons | 15 | DEER:HVAC_Split-Package_HP | -373.4684 | 0 | -22.4855 | SWHC046-03 | 1402.6667 | 2021 | 679.11 | 2021 | 0 | -50.67 | SWHC046-03 | Com Central HVAC (Small) - Fuel Sub - Marine ¦ SDG&E ¦ Marine | Com Central HVAC (Small) - Fuel Sub - Marine | 0.031998 | 0.814 | 0 | CBSA 2014, adjusted to reflect new efficiencies | 87.9507 | 2032 | 1 | SWHC046-03
COM-HVAC-FS-22.76 | Com ¦ Small Packaged Heat Pump (SEER 16) - Fuel Sub - Marine ¦ SDG&E ¦ Marine | Com ¦ Small Packaged Heat Pump (SEER 16) - Fuel Sub - Marine | SDG&E ¦ Marine | SDG&E | All | Electric & Gas | SEER16 Heat Pump, <65 kbtuh, NR | Efficient |  |  | 1 | Conventional | HVAC | Com - Lodging | Com | ROB Only | 1 | 1000 sqft2 of floor space | Cap-Tons | 15 | DEER:HVAC_Split-Package_HP | -186.8129 | 0 | -41.9025 | SWHC046-03 | 1402.6667 | 2021 | 679.11 | 2021 | 0 | -50.67 | SWHC046-03 | Com Central HVAC (Small) - Fuel Sub - Marine ¦ SDG&E ¦ Marine | Com Central HVAC (Small) - Fuel Sub - Marine | 0.017903 | 0.814 | 0 | CBSA 2014, adjusted to reflect new efficiencies | 443.3849 | 2032 | 1 | SWHC046-03
COM-HVAC-FS-22.77 | Com ¦ Small Packaged Heat Pump (SEER 16) - Fuel Sub - Marine ¦ SDG&E ¦ Marine | Com ¦ Small Packaged Heat Pump (SEER 16) - Fuel Sub - Marine | SDG&E ¦ Marine | SDG&E | All | Electric & Gas | SEER16 Heat Pump, <65 kbtuh, NR | Efficient |  |  | 1 | Conventional | HVAC | Com - Office (Large) | Com | ROB Only | 1 | 1000 sqft2 of floor space | Cap-Tons | 15 | DEER:HVAC_Split-Package_HP | -189.5 | 0 | -0.948 | SWHC046-03 | 1402.6667 | 2021 | 679.11 | 2021 | 0 | -50.67 | SWHC046-03 | Com Central HVAC (Small) - Fuel Sub - Marine ¦ SDG&E ¦ Marine | Com Central HVAC (Small) - Fuel Sub - Marine | 0.023374 | 0.814 | 0 | CBSA 2014, adjusted to reflect new efficiencies | 23.1032 | 2032 | 1 | SWHC046-03
COM-HVAC-FS-22.78 | Com ¦ Small Packaged Heat Pump (SEER 16) - Fuel Sub - Marine ¦ SDG&E ¦ Marine | Com ¦ Small Packaged Heat Pump (SEER 16) - Fuel Sub - Marine | SDG&E ¦ Marine | SDG&E | All | Electric & Gas | SEER16 Heat Pump, <65 kbtuh, NR | Efficient |  |  | 1 | Conventional | HVAC | Com - Office (Small) | Com | ROB Only | 1 | 1000 sqft2 of floor space | Cap-Tons | 15 | DEER:HVAC_Split-Package_HP | -165 | 0 | -5.55 | SWHC046-03 | 1402.6667 | 2021 | 679.11 | 2021 | 0 | -50.67 | SWHC046-03 | Com Central HVAC (Small) - Fuel Sub - Marine ¦ SDG&E ¦ Marine | Com Central HVAC (Small) - Fuel Sub - Marine | 0.028381 | 0.814 | 0 | CBSA 2014, adjusted to reflect new efficiencies | 18.5521 | 2032 | 1 | SWHC046-03
COM-HVAC-FS-22.79 | Com ¦ Small Packaged Heat Pump (SEER 16) - Fuel Sub - Marine ¦ SDG&E ¦ Marine | Com ¦ Small Packaged Heat Pump (SEER 16) - Fuel Sub - Marine | SDG&E ¦ Marine | SDG&E | All | Electric & Gas | SEER16 Heat Pump, <65 kbtuh, NR | Efficient |  |  | 1 | Conventional | HVAC | Com - Other | Com | ROB Only | 1 | 1000 sqft2 of floor space | Cap-Tons | 15 | DEER:HVAC_Split-Package_HP | -130 | 0 | -25 | SWHC046-03 | 1402.6667 | 2021 | 679.11 | 2021 | 0 | -50.67 | SWHC046-03 | Com Central HVAC (Small) - Fuel Sub - Marine ¦ SDG&E ¦ Marine | Com Central HVAC (Small) - Fuel Sub - Marine | 0.03826 | 0.814 | 0 | CBSA 2014, adjusted to reflect new efficiencies | 127.6053 | 2032 | 1 | SWHC046-03
COM-HVAC-FS-22.80 | Com ¦ Small Packaged Heat Pump (SEER 16) - Fuel Sub - Marine ¦ SDG&E ¦ Marine | Com ¦ Small Packaged Heat Pump (SEER 16) - Fuel Sub - Marine | SDG&E ¦ Marine | SDG&E | All | Electric & Gas | SEER16 Heat Pump, <65 kbtuh, NR | Efficient |  |  | 1 | Conventional | HVAC | Com - Refrig. Warehouse | Com | ROB Only | 1 | 1000 sqft2 of floor space | Cap-Tons | 15 | DEER:HVAC_Split-Package_HP | 0 | 0 | 0 | SWHC046-03 | 0 | 2021 | 0 | 2021 | 0 | -50.67 | SWHC046-03 | Com Central HVAC (Small) - Fuel Sub - Marine ¦ SDG&E ¦ Marine | Com Central HVAC (Small) - Fuel Sub - Marine | 0 | 0.814 | 0 | CBSA 2014, adjusted to reflect new efficiencies | 0 | 2032 | 1 | SWHC046-03
COM-HVAC-FS-22.81 | Com ¦ Small Packaged Heat Pump (SEER 16) - Fuel Sub - Marine ¦ SDG&E ¦ Marine | Com ¦ Small Packaged Heat Pump (SEER 16) - Fuel Sub - Marine | SDG&E ¦ Marine | SDG&E | All | Electric & Gas | SEER16 Heat Pump, <65 kbtuh, NR | Efficient |  |  | 1 | Conventional | HVAC | Com - Restaurant | Com | ROB Only | 1 | 1000 sqft2 of floor space | Cap-Tons | 15 | DEER:HVAC_Split-Package_HP | -170.1253 | 0 | -11.7207 | SWHC046-03 | 1402.6667 | 2021 | 679.11 | 2021 | 0 | -50.67 | SWHC046-03 | Com Central HVAC (Small) - Fuel Sub - Marine ¦ SDG&E ¦ Marine | Com Central HVAC (Small) - Fuel Sub - Marine | 0.041427 | 0.814 | 0 | CBSA 2014, adjusted to reflect new efficiencies | 11.8284 | 2032 | 1 | SWHC046-03
COM-HVAC-FS-22.82 | Com ¦ Small Packaged Heat Pump (SEER 16) - Fuel Sub - Marine ¦ SDG&E ¦ Marine | Com ¦ Small Packaged Heat Pump (SEER 16) - Fuel Sub - Marine | SDG&E ¦ Marine | SDG&E | All | Electric & Gas | SEER16 Heat Pump, <65 kbtuh, NR | Efficient |  |  | 1 | Conventional | HVAC | Com - Retail | Com | ROB Only | 1 | 1000 sqft2 of floor space | Cap-Tons | 15 | DEER:HVAC_Split-Package_HP | -213.5296 | 0 | -11.8403 | SWHC046-03 | 1402.6667 | 2021 | 679.11 | 2021 | 0 | -50.67 | SWHC046-03 | Com Central HVAC (Small) - Fuel Sub - Marine ¦ SDG&E ¦ Marine | Com Central HVAC (Small) - Fuel Sub - Marine | 0.016794 | 0.814 | 0 | CBSA 2014, adjusted to reflect new efficiencies | 133.5211 | 2032 | 1 | SWHC046-03
COM-HVAC-FS-22.83 | Com ¦ Small Packaged Heat Pump (SEER 16) - Fuel Sub - Marine ¦ SDG&E ¦ Marine | Com ¦ Small Packaged Heat Pump (SEER 16) - Fuel Sub - Marine | SDG&E ¦ Marine | SDG&E | All | Electric & Gas | SEER16 Heat Pump, <65 kbtuh, NR | Efficient |  |  | 1 | Conventional | HVAC | Com - School | Com | ROB Only | 1 | 1000 sqft2 of floor space | Cap-Tons | 15 | DEER:HVAC_Split-Package_HP | -70.5949 | 0 | -12.1639 | SWHC046-03 | 1402.6667 | 2021 | 679.11 | 2021 | 0 | -50.67 | SWHC046-03 | Com Central HVAC (Small) - Fuel Sub - Marine ¦ SDG&E ¦ Marine | Com Central HVAC (Small) - Fuel Sub - Marine | 0.028241 | 0.814 | 0 | CBSA 2014, adjusted to reflect new efficiencies | 39.4146 | 2032 | 1 | SWHC046-03
COM-HVAC-FS-22.84 | Com ¦ Small Packaged Heat Pump (SEER 16) - Fuel Sub - Marine ¦ SDG&E ¦ Marine | Com ¦ Small Packaged Heat Pump (SEER 16) - Fuel Sub - Marine | SDG&E ¦ Marine | SDG&E | All | Electric & Gas | SEER16 Heat Pump, <65 kbtuh, NR | Efficient |  |  | 1 | Conventional | HVAC | Com - Warehouse | Com | ROB Only | 1 | 1000 sqft2 of floor space | Cap-Tons | 15 | DEER:HVAC_Split-Package_HP | -53.85 | 0 | -34.2 | SWHC046-03 | 1402.6667 | 2021 | 679.11 | 2021 | 0 | -50.67 | SWHC046-03 | Com Central HVAC (Small) - Fuel Sub - Marine ¦ SDG&E ¦ Marine | Com Central HVAC (Small) - Fuel Sub - Marine | 0.0051502 | 0.814 | 0 | CBSA 2014, adjusted to reflect new efficiencies | 160.3093 | 2032 | 1 | SWHC046-03
COM-HVAC-FS-22.85 | Com ¦ Small Packaged Heat Pump (SEER 16) - Fuel Sub - Hot-Dry ¦ SDG&E ¦ Hot-Dry | Com ¦ Small Packaged Heat Pump (SEER 16) - Fuel Sub - Hot-Dry | SDG&E ¦ Hot-Dry | SDG&E | All | Electric & Gas | SEER16 Heat Pump, <65 kbtuh, NR | Efficient |  |  | 1 | Conventional | HVAC | Com - College | Com | ROB Only | 1 | 1000 sqft2 of floor space | Cap-Tons | 15 | DEER:HVAC_Split-Package_HP | -150.9043 | 0 | -10.793 | SWHC046-03 | 1402.6667 | 2021 | 679.11 | 2021 | 0 | -50.67 | SWHC046-03 | Com Central HVAC (Small) - Fuel Sub - Hot-Dry ¦ SDG&E ¦ Hot-Dry | Com Central HVAC (Small) - Fuel Sub - Hot-Dry | 0.022234 | 0.814 | 0 | CBSA 2014, adjusted to reflect new efficiencies | 46.9954 | 2032 | 1 | SWHC046-03
COM-HVAC-FS-22.86 | Com ¦ Small Packaged Heat Pump (SEER 16) - Fuel Sub - Hot-Dry ¦ SDG&E ¦ Hot-Dry | Com ¦ Small Packaged Heat Pump (SEER 16) - Fuel Sub - Hot-Dry | SDG&E ¦ Hot-Dry | SDG&E | All | Electric & Gas | SEER16 Heat Pump, <65 kbtuh, NR | Efficient |  |  | 1 | Conventional | HVAC | Com - Grocery | Com | ROB Only | 1 | 1000 sqft2 of floor space | Cap-Tons | 15 | DEER:HVAC_Split-Package_HP | -131 | 0 | -79.1 | SWHC046-03 | 1402.6667 | 2021 | 679.11 | 2021 | 0 | -50.67 | SWHC046-03 | Com Central HVAC (Small) - Fuel Sub - Hot-Dry ¦ SDG&E ¦ Hot-Dry | Com Central HVAC (Small) - Fuel Sub - Hot-Dry | 0.041033 | 0.814 | 0 | CBSA 2014, adjusted to reflect new efficiencies | 193.1105 | 2032 | 1 | SWHC046-03
COM-HVAC-FS-22.87 | Com ¦ Small Packaged Heat Pump (SEER 16) - Fuel Sub - Hot-Dry ¦ SDG&E ¦ Hot-Dry | Com ¦ Small Packaged Heat Pump (SEER 16) - Fuel Sub - Hot-Dry | SDG&E ¦ Hot-Dry | SDG&E | All | Electric & Gas | SEER16 Heat Pump, <65 kbtuh, NR | Efficient |  |  | 1 | Conventional | HVAC | Com - Health | Com | ROB Only | 1 | 1000 sqft2 of floor space | Cap-Tons | 15 | DEER:HVAC_Split-Package_HP | -361.3677 | 0 | -17.1444 | SWHC046-03 | 1402.6667 | 2021 | 679.11 | 2021 | 0 | -50.67 | SWHC046-03 | Com Central HVAC (Small) - Fuel Sub - Hot-Dry ¦ SDG&E ¦ Hot-Dry | Com Central HVAC (Small) - Fuel Sub - Hot-Dry | 0.031998 | 0.814 | 0 | CBSA 2014, adjusted to reflect new efficiencies | 72.0725 | 2032 | 1 | SWHC046-03
COM-HVAC-FS-22.88 | Com ¦ Small Packaged Heat Pump (SEER 16) - Fuel Sub - Hot-Dry ¦ SDG&E ¦ Hot-Dry | Com ¦ Small Packaged Heat Pump (SEER 16) - Fuel Sub - Hot-Dry | SDG&E ¦ Hot-Dry | SDG&E | All | Electric & Gas | SEER16 Heat Pump, <65 kbtuh, NR | Efficient |  |  | 1 | Conventional | HVAC | Com - Lodging | Com | ROB Only | 1 | 1000 sqft2 of floor space | Cap-Tons | 15 | DEER:HVAC_Split-Package_HP | -206.6509 | 0 | -33.7874 | SWHC046-03 | 1402.6667 | 2021 | 679.11 | 2021 | 0 | -50.67 | SWHC046-03 | Com Central HVAC (Small) - Fuel Sub - Hot-Dry ¦ SDG&E ¦ Hot-Dry | Com Central HVAC (Small) - Fuel Sub - Hot-Dry | 0.017903 | 0.814 | 0 | CBSA 2014, adjusted to reflect new efficiencies | 366.3494 | 2032 | 1 | SWHC046-03
COM-HVAC-FS-22.89 | Com ¦ Small Packaged Heat Pump (SEER 16) - Fuel Sub - Hot-Dry ¦ SDG&E ¦ Hot-Dry | Com ¦ Small Packaged Heat Pump (SEER 16) - Fuel Sub - Hot-Dry | SDG&E ¦ Hot-Dry | SDG&E | All | Electric & Gas | SEER16 Heat Pump, <65 kbtuh, NR | Efficient |  |  | 1 | Conventional | HVAC | Com - Office (Large) | Com | ROB Only | 1 | 1000 sqft2 of floor space | Cap-Tons | 15 | DEER:HVAC_Split-Package_HP | -171.5 | 0 | -0.5795 | SWHC046-03 | 1402.6667 | 2021 | 679.11 | 2021 | 0 | -50.67 | SWHC046-03 | Com Central HVAC (Small) - Fuel Sub - Hot-Dry ¦ SDG&E ¦ Hot-Dry | Com Central HVAC (Small) - Fuel Sub - Hot-Dry | 0.023374 | 0.814 | 0 | CBSA 2014, adjusted to reflect new efficiencies | 19.6583 | 2032 | 1 | SWHC046-03
COM-HVAC-FS-22.90 | Com ¦ Small Packaged Heat Pump (SEER 16) - Fuel Sub - Hot-Dry ¦ SDG&E ¦ Hot-Dry | Com ¦ Small Packaged Heat Pump (SEER 16) - Fuel Sub - Hot-Dry | SDG&E ¦ Hot-Dry | SDG&E | All | Electric & Gas | SEER16 Heat Pump, <65 kbtuh, NR | Efficient |  |  | 1 | Conventional | HVAC | Com - Office (Small) | Com | ROB Only | 1 | 1000 sqft2 of floor space | Cap-Tons | 15 | DEER:HVAC_Split-Package_HP | -155.5 | 0 | -4.435 | SWHC046-03 | 1402.6667 | 2021 | 679.11 | 2021 | 0 | -50.67 | SWHC046-03 | Com Central HVAC (Small) - Fuel Sub - Hot-Dry ¦ SDG&E ¦ Hot-Dry | Com Central HVAC (Small) - Fuel Sub - Hot-Dry | 0.028381 | 0.814 | 0 | CBSA 2014, adjusted to reflect new efficiencies | 15.9092 | 2032 | 1 | SWHC046-03
COM-HVAC-FS-22.91 | Com ¦ Small Packaged Heat Pump (SEER 16) - Fuel Sub - Hot-Dry ¦ SDG&E ¦ Hot-Dry | Com ¦ Small Packaged Heat Pump (SEER 16) - Fuel Sub - Hot-Dry | SDG&E ¦ Hot-Dry | SDG&E | All | Electric & Gas | SEER16 Heat Pump, <65 kbtuh, NR | Efficient |  |  | 1 | Conventional | HVAC | Com - Other | Com | ROB Only | 1 | 1000 sqft2 of floor space | Cap-Tons | 15 | DEER:HVAC_Split-Package_HP | -123.5 | 0 | -21.8 | SWHC046-03 | 1402.6667 | 2021 | 679.11 | 2021 | 0 | -50.67 | SWHC046-03 | Com Central HVAC (Small) - Fuel Sub - Hot-Dry ¦ SDG&E ¦ Hot-Dry | Com Central HVAC (Small) - Fuel Sub - Hot-Dry | 0.03826 | 0.814 | 0 | CBSA 2014, adjusted to reflect new efficiencies | 112.3916 | 2032 | 1 | SWHC046-03
COM-HVAC-FS-22.92 | Com ¦ Small Packaged Heat Pump (SEER 16) - Fuel Sub - Hot-Dry ¦ SDG&E ¦ Hot-Dry | Com ¦ Small Packaged Heat Pump (SEER 16) - Fuel Sub - Hot-Dry | SDG&E ¦ Hot-Dry | SDG&E | All | Electric & Gas | SEER16 Heat Pump, <65 kbtuh, NR | Efficient |  |  | 1 | Conventional | HVAC | Com - Refrig. Warehouse | Com | ROB Only | 1 | 1000 sqft2 of floor space | Cap-Tons | 15 | DEER:HVAC_Split-Package_HP | 0 | 0 | 0 | SWHC046-03 | 0 | 2021 | 0 | 2021 | 0 | -50.67 | SWHC046-03 | Com Central HVAC (Small) - Fuel Sub - Hot-Dry ¦ SDG&E ¦ Hot-Dry | Com Central HVAC (Small) - Fuel Sub - Hot-Dry | 0 | 0.814 | 0 | CBSA 2014, adjusted to reflect new efficiencies | 0 | 2032 | 1 | SWHC046-03
COM-HVAC-FS-22.93 | Com ¦ Small Packaged Heat Pump (SEER 16) - Fuel Sub - Hot-Dry ¦ SDG&E ¦ Hot-Dry | Com ¦ Small Packaged Heat Pump (SEER 16) - Fuel Sub - Hot-Dry | SDG&E ¦ Hot-Dry | SDG&E | All | Electric & Gas | SEER16 Heat Pump, <65 kbtuh, NR | Efficient |  |  | 1 | Conventional | HVAC | Com - Restaurant | Com | ROB Only | 1 | 1000 sqft2 of floor space | Cap-Tons | 15 | DEER:HVAC_Split-Package_HP | -153.6264 | 0 | -8.0956 | SWHC046-03 | 1402.6667 | 2021 | 679.11 | 2021 | 0 | -50.67 | SWHC046-03 | Com Central HVAC (Small) - Fuel Sub - Hot-Dry ¦ SDG&E ¦ Hot-Dry | Com Central HVAC (Small) - Fuel Sub - Hot-Dry | 0.041427 | 0.814 | 0 | CBSA 2014, adjusted to reflect new efficiencies | 8.8118 | 2032 | 1 | SWHC046-03
COM-HVAC-FS-22.94 | Com ¦ Small Packaged Heat Pump (SEER 16) - Fuel Sub - Hot-Dry ¦ SDG&E ¦ Hot-Dry | Com ¦ Small Packaged Heat Pump (SEER 16) - Fuel Sub - Hot-Dry | SDG&E ¦ Hot-Dry | SDG&E | All | Electric & Gas | SEER16 Heat Pump, <65 kbtuh, NR | Efficient |  |  | 1 | Conventional | HVAC | Com - Retail | Com | ROB Only | 1 | 1000 sqft2 of floor space | Cap-Tons | 15 | DEER:HVAC_Split-Package_HP | -190.1401 | 0 | -9.8184 | SWHC046-03 | 1402.6667 | 2021 | 679.11 | 2021 | 0 | -50.67 | SWHC046-03 | Com Central HVAC (Small) - Fuel Sub - Hot-Dry ¦ SDG&E ¦ Hot-Dry | Com Central HVAC (Small) - Fuel Sub - Hot-Dry | 0.016794 | 0.814 | 0 | CBSA 2014, adjusted to reflect new efficiencies | 115.3134 | 2032 | 1 | SWHC046-03
COM-HVAC-FS-22.95 | Com ¦ Small Packaged Heat Pump (SEER 16) - Fuel Sub - Hot-Dry ¦ SDG&E ¦ Hot-Dry | Com ¦ Small Packaged Heat Pump (SEER 16) - Fuel Sub - Hot-Dry | SDG&E ¦ Hot-Dry | SDG&E | All | Electric & Gas | SEER16 Heat Pump, <65 kbtuh, NR | Efficient |  |  | 1 | Conventional | HVAC | Com - School | Com | ROB Only | 1 | 1000 sqft2 of floor space | Cap-Tons | 15 | DEER:HVAC_Split-Package_HP | -65.601 | 0 | -10.9429 | SWHC046-03 | 1402.6667 | 2021 | 679.11 | 2021 | 0 | -50.67 | SWHC046-03 | Com Central HVAC (Small) - Fuel Sub - Hot-Dry ¦ SDG&E ¦ Hot-Dry | Com Central HVAC (Small) - Fuel Sub - Hot-Dry | 0.028241 | 0.814 | 0 | CBSA 2014, adjusted to reflect new efficiencies | 35.8025 | 2032 | 1 | SWHC046-03
COM-HVAC-FS-22.96 | Com ¦ Small Packaged Heat Pump (SEER 16) - Fuel Sub - Hot-Dry ¦ SDG&E ¦ Hot-Dry | Com ¦ Small Packaged Heat Pump (SEER 16) - Fuel Sub - Hot-Dry | SDG&E ¦ Hot-Dry | SDG&E | All | Electric & Gas | SEER16 Heat Pump, <65 kbtuh, NR | Efficient |  |  | 1 | Conventional | HVAC | Com - Warehouse | Com | ROB Only | 1 | 1000 sqft2 of floor space | Cap-Tons | 15 | DEER:HVAC_Split-Package_HP | -66.55 | 0 | -31.9 | SWHC046-03 | 1402.6667 | 2021 | 679.11 | 2021 | 0 | -50.67 | SWHC046-03 | Com Central HVAC (Small) - Fuel Sub - Hot-Dry ¦ SDG&E ¦ Hot-Dry | Com Central HVAC (Small) - Fuel Sub - Hot-Dry | 0.0051502 | 0.814 | 0 | CBSA 2014, adjusted to reflect new efficiencies | 154.4202 | 2032 | 1 | SWHC046-03
COM-HVAC-FS-23.1 | Com ¦ Small Packaged Heat Pump (SEER 17) - Fuel Sub - Marine ¦ PG&E ¦ Marine | Com ¦ Small Packaged Heat Pump (SEER 17) - Fuel Sub - Marine | PG&E ¦ Marine | PG&E | All | Electric & Gas | SEER17 Heat Pump, <65 kbtuh, NR | Efficient |  |  | 1 | Conventional | HVAC | Com - College | Com | ROB Only | 1 | 1000 sqft2 of floor space | Cap-Tons | 15 | DEER:HVAC_Split-Package_HP | -44.9354 | 0 | -35.6808 | SWHC046-03 | 1778.1667 | 2021 | 679.11 | 2021 | 0 | -50.67 | SWHC046-03 | Com Central HVAC (Small) - Fuel Sub - Marine ¦ PG&E ¦ Marine | Com Central HVAC (Small) - Fuel Sub - Marine | 0.020331 | 0.814 | 0 | CBSA 2014, adjusted to reflect new efficiencies | 121.0911 | 2032 | 1 | SWHC046-03
COM-HVAC-FS-23.2 | Com ¦ Small Packaged Heat Pump (SEER 17) - Fuel Sub - Marine ¦ PG&E ¦ Marine | Com ¦ Small Packaged Heat Pump (SEER 17) - Fuel Sub - Marine | PG&E ¦ Marine | PG&E | All | Electric & Gas | SEER17 Heat Pump, <65 kbtuh, NR | Efficient |  |  | 1 | Conventional | HVAC | Com - Grocery | Com | ROB Only | 1 | 1000 sqft2 of floor space | Cap-Tons | 15 | DEER:HVAC_Split-Package_HP | 320 | 0 | -181 | SWHC046-03 | 1778.1667 | 2021 | 679.11 | 2021 | 0 | -50.67 | SWHC046-03 | Com Central HVAC (Small) - Fuel Sub - Marine ¦ PG&E ¦ Marine | Com Central HVAC (Small) - Fuel Sub - Marine | 0.033922 | 0.814 | 0 | CBSA 2014, adjusted to reflect new efficiencies | 407.0229 | 2032 | 1 | SWHC046-03
COM-HVAC-FS-23.3 | Com ¦ Small Packaged Heat Pump (SEER 17) - Fuel Sub - Marine ¦ PG&E ¦ Marine | Com ¦ Small Packaged Heat Pump (SEER 17) - Fuel Sub - Marine | PG&E ¦ Marine | PG&E | All | Electric & Gas | SEER17 Heat Pump, <65 kbtuh, NR | Efficient |  |  | 1 | Conventional | HVAC | Com - Health | Com | ROB Only | 1 | 1000 sqft2 of floor space | Cap-Tons | 15 | DEER:HVAC_Split-Package_HP | -241.5084 | 0 | -51.2293 | SWHC046-03 | 1778.1667 | 2021 | 679.11 | 2021 | 0 | -50.67 | SWHC046-03 | Com Central HVAC (Small) - Fuel Sub - Marine ¦ PG&E ¦ Marine | Com Central HVAC (Small) - Fuel Sub - Marine | 0.030022 | 0.814 | 0 | CBSA 2014, adjusted to reflect new efficiencies | 160.5049 | 2032 | 1 | SWHC046-03
COM-HVAC-FS-23.4 | Com ¦ Small Packaged Heat Pump (SEER 17) - Fuel Sub - Marine ¦ PG&E ¦ Marine | Com ¦ Small Packaged Heat Pump (SEER 17) - Fuel Sub - Marine | PG&E ¦ Marine | PG&E | All | Electric & Gas | SEER17 Heat Pump, <65 kbtuh, NR | Efficient |  |  | 1 | Conventional | HVAC | Com - Lodging | Com | ROB Only | 1 | 1000 sqft2 of floor space | Cap-Tons | 15 | DEER:HVAC_Split-Package_HP | 86.8329 | 0 | -101.4521 | SWHC046-03 | 1778.1667 | 2021 | 679.11 | 2021 | 0 | -50.67 | SWHC046-03 | Com Central HVAC (Small) - Fuel Sub - Marine ¦ PG&E ¦ Marine | Com Central HVAC (Small) - Fuel Sub - Marine | 0.016003 | 0.814 | 0 | CBSA 2014, adjusted to reflect new efficiencies | 988.4875 | 2032 | 1 | SWHC046-03
COM-HVAC-FS-23.5 | Com ¦ Small Packaged Heat Pump (SEER 17) - Fuel Sub - Marine ¦ PG&E ¦ Marine | Com ¦ Small Packaged Heat Pump (SEER 17) - Fuel Sub - Marine | PG&E ¦ Marine | PG&E | All | Electric & Gas | SEER17 Heat Pump, <65 kbtuh, NR | Efficient |  |  | 1 | Conventional | HVAC | Com - Office (Large) | Com | ROB Only | 1 | 1000 sqft2 of floor space | Cap-Tons | 15 | DEER:HVAC_Split-Package_HP | -147.5 | 0 | -4.64 | SWHC046-03 | 1778.1667 | 2021 | 679.11 | 2021 | 0 | -50.67 | SWHC046-03 | Com Central HVAC (Small) - Fuel Sub - Marine ¦ PG&E ¦ Marine | Com Central HVAC (Small) - Fuel Sub - Marine | 0.021319 | 0.814 | 0 | CBSA 2014, adjusted to reflect new efficiencies | 35.5059 | 2032 | 1 | SWHC046-03
COM-HVAC-FS-23.6 | Com ¦ Small Packaged Heat Pump (SEER 17) - Fuel Sub - Marine ¦ PG&E ¦ Marine | Com ¦ Small Packaged Heat Pump (SEER 17) - Fuel Sub - Marine | PG&E ¦ Marine | PG&E | All | Electric & Gas | SEER17 Heat Pump, <65 kbtuh, NR | Efficient |  |  | 1 | Conventional | HVAC | Com - Office (Small) | Com | ROB Only | 1 | 1000 sqft2 of floor space | Cap-Tons | 15 | DEER:HVAC_Split-Package_HP | -81.4 | 0 | -17.4 | SWHC046-03 | 1778.1667 | 2021 | 679.11 | 2021 | 0 | -50.67 | SWHC046-03 | Com Central HVAC (Small) - Fuel Sub - Marine ¦ PG&E ¦ Marine | Com Central HVAC (Small) - Fuel Sub - Marine | 0.024933 | 0.814 | 0 | CBSA 2014, adjusted to reflect new efficiencies | 38.1784 | 2032 | 1 | SWHC046-03
COM-HVAC-FS-23.7 | Com ¦ Small Packaged Heat Pump (SEER 17) - Fuel Sub - Marine ¦ PG&E ¦ Marine | Com ¦ Small Packaged Heat Pump (SEER 17) - Fuel Sub - Marine | PG&E ¦ Marine | PG&E | All | Electric & Gas | SEER17 Heat Pump, <65 kbtuh, NR | Efficient |  |  | 1 | Conventional | HVAC | Com - Other | Com | ROB Only | 1 | 1000 sqft2 of floor space | Cap-Tons | 15 | DEER:HVAC_Split-Package_HP | 56.95 | 0 | -66.4 | SWHC046-03 | 1778.1667 | 2021 | 679.11 | 2021 | 0 | -50.67 | SWHC046-03 | Com Central HVAC (Small) - Fuel Sub - Marine ¦ PG&E ¦ Marine | Com Central HVAC (Small) - Fuel Sub - Marine | 0.0353 | 0.814 | 0 | CBSA 2014, adjusted to reflect new efficiencies | 294.5038 | 2032 | 1 | SWHC046-03
COM-HVAC-FS-23.8 | Com ¦ Small Packaged Heat Pump (SEER 17) - Fuel Sub - Marine ¦ PG&E ¦ Marine | Com ¦ Small Packaged Heat Pump (SEER 17) - Fuel Sub - Marine | PG&E ¦ Marine | PG&E | All | Electric & Gas | SEER17 Heat Pump, <65 kbtuh, NR | Efficient |  |  | 1 | Conventional | HVAC | Com - Refrig. Warehouse | Com | ROB Only | 1 | 1000 sqft2 of floor space | Cap-Tons | 15 | DEER:HVAC_Split-Package_HP | 0 | 0 | 0 | SWHC046-03 | 0 | 2021 | 0 | 2021 | 0 | -50.67 | SWHC046-03 | Com Central HVAC (Small) - Fuel Sub - Marine ¦ PG&E ¦ Marine | Com Central HVAC (Small) - Fuel Sub - Marine | 0 | 0.814 | 0 | CBSA 2014, adjusted to reflect new efficiencies | 0 | 2032 | 1 | SWHC046-03
COM-HVAC-FS-23.9 | Com ¦ Small Packaged Heat Pump (SEER 17) - Fuel Sub - Marine ¦ PG&E ¦ Marine | Com ¦ Small Packaged Heat Pump (SEER 17) - Fuel Sub - Marine | PG&E ¦ Marine | PG&E | All | Electric & Gas | SEER17 Heat Pump, <65 kbtuh, NR | Efficient |  |  | 1 | Conventional | HVAC | Com - Restaurant | Com | ROB Only | 1 | 1000 sqft2 of floor space | Cap-Tons | 15 | DEER:HVAC_Split-Package_HP | -74.1365 | 0 | -40.0519 | SWHC046-03 | 1778.1667 | 2021 | 679.11 | 2021 | 0 | -50.67 | SWHC046-03 | Com Central HVAC (Small) - Fuel Sub - Marine ¦ PG&E ¦ Marine | Com Central HVAC (Small) - Fuel Sub - Marine | 0.036027 | 0.814 | 0 | CBSA 2014, adjusted to reflect new efficiencies | 31.406 | 2032 | 1 | SWHC046-03
COM-HVAC-FS-23.10 | Com ¦ Small Packaged Heat Pump (SEER 17) - Fuel Sub - Marine ¦ PG&E ¦ Marine | Com ¦ Small Packaged Heat Pump (SEER 17) - Fuel Sub - Marine | PG&E ¦ Marine | PG&E | All | Electric & Gas | SEER17 Heat Pump, <65 kbtuh, NR | Efficient |  |  | 1 | Conventional | HVAC | Com - Retail | Com | ROB Only | 1 | 1000 sqft2 of floor space | Cap-Tons | 15 | DEER:HVAC_Split-Package_HP | -98.2344 | 0 | -34.4464 | SWHC046-03 | 1778.1667 | 2021 | 679.11 | 2021 | 0 | -50.67 | SWHC046-03 | Com Central HVAC (Small) - Fuel Sub - Marine ¦ PG&E ¦ Marine | Com Central HVAC (Small) - Fuel Sub - Marine | 0.015015 | 0.814 | 0 | CBSA 2014, adjusted to reflect new efficiencies | 204.7152 | 2032 | 1 | SWHC046-03
COM-HVAC-FS-23.11 | Com ¦ Small Packaged Heat Pump (SEER 17) - Fuel Sub - Marine ¦ PG&E ¦ Marine | Com ¦ Small Packaged Heat Pump (SEER 17) - Fuel Sub - Marine | PG&E ¦ Marine | PG&E | All | Electric & Gas | SEER17 Heat Pump, <65 kbtuh, NR | Efficient |  |  | 1 | Conventional | HVAC | Com - School | Com | ROB Only | 1 | 1000 sqft2 of floor space | Cap-Tons | 15 | DEER:HVAC_Split-Package_HP | 34.8527 | 0 | -34.7585 | SWHC046-03 | 1778.1667 | 2021 | 679.11 | 2021 | 0 | -50.67 | SWHC046-03 | Com Central HVAC (Small) - Fuel Sub - Marine ¦ PG&E ¦ Marine | Com Central HVAC (Small) - Fuel Sub - Marine | 0.0228 | 0.814 | 0 | CBSA 2014, adjusted to reflect new efficiencies | 73.6759 | 2032 | 1 | SWHC046-03
COM-HVAC-FS-23.12 | Com ¦ Small Packaged Heat Pump (SEER 17) - Fuel Sub - Marine ¦ PG&E ¦ Marine | Com ¦ Small Packaged Heat Pump (SEER 17) - Fuel Sub - Marine | PG&E ¦ Marine | PG&E | All | Electric & Gas | SEER17 Heat Pump, <65 kbtuh, NR | Efficient |  |  | 1 | Conventional | HVAC | Com - Warehouse | Com | ROB Only | 1 | 1000 sqft2 of floor space | Cap-Tons | 15 | DEER:HVAC_Split-Package_HP | 132.5 | 0 | -71.4 | SWHC046-03 | 1778.1667 | 2021 | 679.11 | 2021 | 0 | -50.67 | SWHC046-03 | Com Central HVAC (Small) - Fuel Sub - Marine ¦ PG&E ¦ Marine | Com Central HVAC (Small) - Fuel Sub - Marine | 0.0046728 | 0.814 | 0 | CBSA 2014, adjusted to reflect new efficiencies | 261.2714 | 2032 | 1 | SWHC046-03
COM-HVAC-FS-23.13 | Com ¦ Small Packaged Heat Pump (SEER 17) - Fuel Sub - Hot-Dry ¦ PG&E ¦ Hot-Dry | Com ¦ Small Packaged Heat Pump (SEER 17) - Fuel Sub - Hot-Dry | PG&E ¦ Hot-Dry | PG&E | All | Electric & Gas | SEER17 Heat Pump, <65 kbtuh, NR | Efficient |  |  | 1 | Conventional | HVAC | Com - College | Com | ROB Only | 1 | 1000 sqft2 of floor space | Cap-Tons | 15 | DEER:HVAC_Split-Package_HP | -110.0957 | 0 | -36.4895 | SWHC046-03 | 1778.1667 | 2021 | 679.11 | 2021 | 0 | -50.67 | SWHC046-03 | Com Central HVAC (Small) - Fuel Sub - Hot-Dry ¦ PG&E ¦ Hot-Dry | Com Central HVAC (Small) - Fuel Sub - Hot-Dry | 0.020331 | 0.814 | 0 | CBSA 2014, adjusted to reflect new efficiencies | 128.6782 | 2032 | 1 | SWHC046-03
COM-HVAC-FS-23.14 | Com ¦ Small Packaged Heat Pump (SEER 17) - Fuel Sub - Hot-Dry ¦ PG&E ¦ Hot-Dry | Com ¦ Small Packaged Heat Pump (SEER 17) - Fuel Sub - Hot-Dry | PG&E ¦ Hot-Dry | PG&E | All | Electric & Gas | SEER17 Heat Pump, <65 kbtuh, NR | Efficient |  |  | 1 | Conventional | HVAC | Com - Grocery | Com | ROB Only | 1 | 1000 sqft2 of floor space | Cap-Tons | 15 | DEER:HVAC_Split-Package_HP | -10.665 | 0 | -107 | SWHC046-03 | 1778.1667 | 2021 | 679.11 | 2021 | 0 | -50.67 | SWHC046-03 | Com Central HVAC (Small) - Fuel Sub - Hot-Dry ¦ PG&E ¦ Hot-Dry | Com Central HVAC (Small) - Fuel Sub - Hot-Dry | 0.033922 | 0.814 | 0 | CBSA 2014, adjusted to reflect new efficiencies | 251.8563 | 2032 | 1 | SWHC046-03
COM-HVAC-FS-23.15 | Com ¦ Small Packaged Heat Pump (SEER 17) - Fuel Sub - Hot-Dry ¦ PG&E ¦ Hot-Dry | Com ¦ Small Packaged Heat Pump (SEER 17) - Fuel Sub - Hot-Dry | PG&E ¦ Hot-Dry | PG&E | All | Electric & Gas | SEER17 Heat Pump, <65 kbtuh, NR | Efficient |  |  | 1 | Conventional | HVAC | Com - Health | Com | ROB Only | 1 | 1000 sqft2 of floor space | Cap-Tons | 15 | DEER:HVAC_Split-Package_HP | -274.2422 | 0 | -56.9423 | SWHC046-03 | 1778.1667 | 2021 | 679.11 | 2021 | 0 | -50.67 | SWHC046-03 | Com Central HVAC (Small) - Fuel Sub - Hot-Dry ¦ PG&E ¦ Hot-Dry | Com Central HVAC (Small) - Fuel Sub - Hot-Dry | 0.030022 | 0.814 | 0 | CBSA 2014, adjusted to reflect new efficiencies | 178.7836 | 2032 | 1 | SWHC046-03
COM-HVAC-FS-23.16 | Com ¦ Small Packaged Heat Pump (SEER 17) - Fuel Sub - Hot-Dry ¦ PG&E ¦ Hot-Dry | Com ¦ Small Packaged Heat Pump (SEER 17) - Fuel Sub - Hot-Dry | PG&E ¦ Hot-Dry | PG&E | All | Electric & Gas | SEER17 Heat Pump, <65 kbtuh, NR | Efficient |  |  | 1 | Conventional | HVAC | Com - Lodging | Com | ROB Only | 1 | 1000 sqft2 of floor space | Cap-Tons | 15 | DEER:HVAC_Split-Package_HP | -25.1615 | 0 | -94.0446 | SWHC046-03 | 1778.1667 | 2021 | 679.11 | 2021 | 0 | -50.67 | SWHC046-03 | Com Central HVAC (Small) - Fuel Sub - Hot-Dry ¦ PG&E ¦ Hot-Dry | Com Central HVAC (Small) - Fuel Sub - Hot-Dry | 0.016003 | 0.814 | 0 | CBSA 2014, adjusted to reflect new efficiencies | 932.9732 | 2032 | 1 | SWHC046-03
COM-HVAC-FS-23.17 | Com ¦ Small Packaged Heat Pump (SEER 17) - Fuel Sub - Hot-Dry ¦ PG&E ¦ Hot-Dry | Com ¦ Small Packaged Heat Pump (SEER 17) - Fuel Sub - Hot-Dry | PG&E ¦ Hot-Dry | PG&E | All | Electric & Gas | SEER17 Heat Pump, <65 kbtuh, NR | Efficient |  |  | 1 | Conventional | HVAC | Com - Office (Large) | Com | ROB Only | 1 | 1000 sqft2 of floor space | Cap-Tons | 15 | DEER:HVAC_Split-Package_HP | -208 | 0 | -6.14 | SWHC046-03 | 1778.1667 | 2021 | 679.11 | 2021 | 0 | -50.67 | SWHC046-03 | Com Central HVAC (Small) - Fuel Sub - Hot-Dry ¦ PG&E ¦ Hot-Dry | Com Central HVAC (Small) - Fuel Sub - Hot-Dry | 0.021319 | 0.814 | 0 | CBSA 2014, adjusted to reflect new efficiencies | 48.2588 | 2032 | 1 | SWHC046-03
COM-HVAC-FS-23.18 | Com ¦ Small Packaged Heat Pump (SEER 17) - Fuel Sub - Hot-Dry ¦ PG&E ¦ Hot-Dry | Com ¦ Small Packaged Heat Pump (SEER 17) - Fuel Sub - Hot-Dry | PG&E ¦ Hot-Dry | PG&E | All | Electric & Gas | SEER17 Heat Pump, <65 kbtuh, NR | Efficient |  |  | 1 | Conventional | HVAC | Com - Office (Small) | Com | ROB Only | 1 | 1000 sqft2 of floor space | Cap-Tons | 15 | DEER:HVAC_Split-Package_HP | -143.5 | 0 | -17.2 | SWHC046-03 | 1778.1667 | 2021 | 679.11 | 2021 | 0 | -50.67 | SWHC046-03 | Com Central HVAC (Small) - Fuel Sub - Hot-Dry ¦ PG&E ¦ Hot-Dry | Com Central HVAC (Small) - Fuel Sub - Hot-Dry | 0.024933 | 0.814 | 0 | CBSA 2014, adjusted to reflect new efficiencies | 40.6296 | 2032 | 1 | SWHC046-03
COM-HVAC-FS-23.19 | Com ¦ Small Packaged Heat Pump (SEER 17) - Fuel Sub - Hot-Dry ¦ PG&E ¦ Hot-Dry | Com ¦ Small Packaged Heat Pump (SEER 17) - Fuel Sub - Hot-Dry | PG&E ¦ Hot-Dry | PG&E | All | Electric & Gas | SEER17 Heat Pump, <65 kbtuh, NR | Efficient |  |  | 1 | Conventional | HVAC | Com - Other | Com | ROB Only | 1 | 1000 sqft2 of floor space | Cap-Tons | 15 | DEER:HVAC_Split-Package_HP | -39.4 | 0 | -65.5 | SWHC046-03 | 1778.1667 | 2021 | 679.11 | 2021 | 0 | -50.67 | SWHC046-03 | Com Central HVAC (Small) - Fuel Sub - Hot-Dry ¦ PG&E ¦ Hot-Dry | Com Central HVAC (Small) - Fuel Sub - Hot-Dry | 0.0353 | 0.814 | 0 | CBSA 2014, adjusted to reflect new efficiencies | 301.0662 | 2032 | 1 | SWHC046-03
COM-HVAC-FS-23.20 | Com ¦ Small Packaged Heat Pump (SEER 17) - Fuel Sub - Hot-Dry ¦ PG&E ¦ Hot-Dry | Com ¦ Small Packaged Heat Pump (SEER 17) - Fuel Sub - Hot-Dry | PG&E ¦ Hot-Dry | PG&E | All | Electric & Gas | SEER17 Heat Pump, <65 kbtuh, NR | Efficient |  |  | 1 | Conventional | HVAC | Com - Refrig. Warehouse | Com | ROB Only | 1 | 1000 sqft2 of floor space | Cap-Tons | 15 | DEER:HVAC_Split-Package_HP | 0 | 0 | 0 | SWHC046-03 | 0 | 2021 | 0 | 2021 | 0 | -50.67 | SWHC046-03 | Com Central HVAC (Small) - Fuel Sub - Hot-Dry ¦ PG&E ¦ Hot-Dry | Com Central HVAC (Small) - Fuel Sub - Hot-Dry | 0 | 0.814 | 0 | CBSA 2014, adjusted to reflect new efficiencies | 0 | 2032 | 1 | SWHC046-03
COM-HVAC-FS-23.21 | Com ¦ Small Packaged Heat Pump (SEER 17) - Fuel Sub - Hot-Dry ¦ PG&E ¦ Hot-Dry | Com ¦ Small Packaged Heat Pump (SEER 17) - Fuel Sub - Hot-Dry | PG&E ¦ Hot-Dry | PG&E | All | Electric & Gas | SEER17 Heat Pump, <65 kbtuh, NR | Efficient |  |  | 1 | Conventional | HVAC | Com - Restaurant | Com | ROB Only | 1 | 1000 sqft2 of floor space | Cap-Tons | 15 | DEER:HVAC_Split-Package_HP | -173.6069 | 0 | -43.4766 | SWHC046-03 | 1778.1667 | 2021 | 679.11 | 2021 | 0 | -50.67 | SWHC046-03 | Com Central HVAC (Small) - Fuel Sub - Hot-Dry ¦ PG&E ¦ Hot-Dry | Com Central HVAC (Small) - Fuel Sub - Hot-Dry | 0.036027 | 0.814 | 0 | CBSA 2014, adjusted to reflect new efficiencies | 35.7464 | 2032 | 1 | SWHC046-03
COM-HVAC-FS-23.22 | Com ¦ Small Packaged Heat Pump (SEER 17) - Fuel Sub - Hot-Dry ¦ PG&E ¦ Hot-Dry | Com ¦ Small Packaged Heat Pump (SEER 17) - Fuel Sub - Hot-Dry | PG&E ¦ Hot-Dry | PG&E | All | Electric & Gas | SEER17 Heat Pump, <65 kbtuh, NR | Efficient |  |  | 1 | Conventional | HVAC | Com - Retail | Com | ROB Only | 1 | 1000 sqft2 of floor space | Cap-Tons | 15 | DEER:HVAC_Split-Package_HP | -232.9275 | 0 | -30.8133 | SWHC046-03 | 1778.1667 | 2021 | 679.11 | 2021 | 0 | -50.67 | SWHC046-03 | Com Central HVAC (Small) - Fuel Sub - Hot-Dry ¦ PG&E ¦ Hot-Dry | Com Central HVAC (Small) - Fuel Sub - Hot-Dry | 0.015015 | 0.814 | 0 | CBSA 2014, adjusted to reflect new efficiencies | 234.0834 | 2032 | 1 | SWHC046-03
COM-HVAC-FS-23.23 | Com ¦ Small Packaged Heat Pump (SEER 17) - Fuel Sub - Hot-Dry ¦ PG&E ¦ Hot-Dry | Com ¦ Small Packaged Heat Pump (SEER 17) - Fuel Sub - Hot-Dry | PG&E ¦ Hot-Dry | PG&E | All | Electric & Gas | SEER17 Heat Pump, <65 kbtuh, NR | Efficient |  |  | 1 | Conventional | HVAC | Com - School | Com | ROB Only | 1 | 1000 sqft2 of floor space | Cap-Tons | 15 | DEER:HVAC_Split-Package_HP | 16.2738 | 0 | -36.8542 | SWHC046-03 | 1778.1667 | 2021 | 679.11 | 2021 | 0 | -50.67 | SWHC046-03 | Com Central HVAC (Small) - Fuel Sub - Hot-Dry ¦ PG&E ¦ Hot-Dry | Com Central HVAC (Small) - Fuel Sub - Hot-Dry | 0.0228 | 0.814 | 0 | CBSA 2014, adjusted to reflect new efficiencies | 81.523 | 2032 | 1 | SWHC046-03
COM-HVAC-FS-23.24 | Com ¦ Small Packaged Heat Pump (SEER 17) - Fuel Sub - Hot-Dry ¦ PG&E ¦ Hot-Dry | Com ¦ Small Packaged Heat Pump (SEER 17) - Fuel Sub - Hot-Dry | PG&E ¦ Hot-Dry | PG&E | All | Electric & Gas | SEER17 Heat Pump, <65 kbtuh, NR | Efficient |  |  | 1 | Conventional | HVAC | Com - Warehouse | Com | ROB Only | 1 | 1000 sqft2 of floor space | Cap-Tons | 15 | DEER:HVAC_Split-Package_HP | 128 | 0 | -79.6 | SWHC046-03 | 1778.1667 | 2021 | 679.11 | 2021 | 0 | -50.67 | SWHC046-03 | Com Central HVAC (Small) - Fuel Sub - Hot-Dry ¦ PG&E ¦ Hot-Dry | Com Central HVAC (Small) - Fuel Sub - Hot-Dry | 0.0046728 | 0.814 | 0 | CBSA 2014, adjusted to reflect new efficiencies | 297.1871 | 2032 | 1 | SWHC046-03
COM-HVAC-FS-23.25 | Com ¦ Small Packaged Heat Pump (SEER 17) - Fuel Sub - Cold ¦ PG&E ¦ Cold | Com ¦ Small Packaged Heat Pump (SEER 17) - Fuel Sub - Cold | PG&E ¦ Cold | PG&E | All | Electric & Gas | SEER17 Heat Pump, <65 kbtuh, NR | Efficient |  |  | 1 | Conventional | HVAC | Com - College | Com | ROB Only | 1 | 1000 sqft2 of floor space | Cap-Tons | 15 | DEER:HVAC_Split-Package_HP | 341.5649 | 0 | -92.6695 | SWHC046-03 | 1778.1667 | 2021 | 679.11 | 2021 | 0 | -50.67 | SWHC046-03 | Com Central HVAC (Small) - Fuel Sub - Cold ¦ PG&E ¦ Cold | Com Central HVAC (Small) - Fuel Sub - Cold | 0.020331 | 0.814 | 0 | CBSA 2014, adjusted to reflect new efficiencies | 279.8969 | 2032 | 1 | SWHC046-03
COM-HVAC-FS-23.26 | Com ¦ Small Packaged Heat Pump (SEER 17) - Fuel Sub - Cold ¦ PG&E ¦ Cold | Com ¦ Small Packaged Heat Pump (SEER 17) - Fuel Sub - Cold | PG&E ¦ Cold | PG&E | All | Electric & Gas | SEER17 Heat Pump, <65 kbtuh, NR | Efficient |  |  | 1 | Conventional | HVAC | Com - Grocery | Com | ROB Only | 1 | 1000 sqft2 of floor space | Cap-Tons | 15 | DEER:HVAC_Split-Package_HP | 1395 | 0 | -331.5 | SWHC046-03 | 1778.1667 | 2021 | 679.11 | 2021 | 0 | -50.67 | SWHC046-03 | Com Central HVAC (Small) - Fuel Sub - Cold ¦ PG&E ¦ Cold | Com Central HVAC (Small) - Fuel Sub - Cold | 0.033922 | 0.814 | 0 | CBSA 2014, adjusted to reflect new efficiencies | 699.9582 | 2032 | 1 | SWHC046-03
COM-HVAC-FS-23.27 | Com ¦ Small Packaged Heat Pump (SEER 17) - Fuel Sub - Cold ¦ PG&E ¦ Cold | Com ¦ Small Packaged Heat Pump (SEER 17) - Fuel Sub - Cold | PG&E ¦ Cold | PG&E | All | Electric & Gas | SEER17 Heat Pump, <65 kbtuh, NR | Efficient |  |  | 1 | Conventional | HVAC | Com - Health | Com | ROB Only | 1 | 1000 sqft2 of floor space | Cap-Tons | 15 | DEER:HVAC_Split-Package_HP | 217.5098 | 0 | -128.9495 | SWHC046-03 | 1778.1667 | 2021 | 679.11 | 2021 | 0 | -50.67 | SWHC046-03 | Com Central HVAC (Small) - Fuel Sub - Cold ¦ PG&E ¦ Cold | Com Central HVAC (Small) - Fuel Sub - Cold | 0.030022 | 0.814 | 0 | CBSA 2014, adjusted to reflect new efficiencies | 349.9951 | 2032 | 1 | SWHC046-03
COM-HVAC-FS-23.28 | Com ¦ Small Packaged Heat Pump (SEER 17) - Fuel Sub - Cold ¦ PG&E ¦ Cold | Com ¦ Small Packaged Heat Pump (SEER 17) - Fuel Sub - Cold | PG&E ¦ Cold | PG&E | All | Electric & Gas | SEER17 Heat Pump, <65 kbtuh, NR | Efficient |  |  | 1 | Conventional | HVAC | Com - Lodging | Com | ROB Only | 1 | 1000 sqft2 of floor space | Cap-Tons | 15 | DEER:HVAC_Split-Package_HP | 938.7835 | 0 | -210.3596 | SWHC046-03 | 1778.1667 | 2021 | 679.11 | 2021 | 0 | -50.67 | SWHC046-03 | Com Central HVAC (Small) - Fuel Sub - Cold ¦ PG&E ¦ Cold | Com Central HVAC (Small) - Fuel Sub - Cold | 0.016003 | 0.814 | 0 | CBSA 2014, adjusted to reflect new efficiencies | 1929.9764 | 2032 | 1 | SWHC046-03
COM-HVAC-FS-23.29 | Com ¦ Small Packaged Heat Pump (SEER 17) - Fuel Sub - Cold ¦ PG&E ¦ Cold | Com ¦ Small Packaged Heat Pump (SEER 17) - Fuel Sub - Cold | PG&E ¦ Cold | PG&E | All | Electric & Gas | SEER17 Heat Pump, <65 kbtuh, NR | Efficient |  |  | 1 | Conventional | HVAC | Com - Office (Large) | Com | ROB Only | 1 | 1000 sqft2 of floor space | Cap-Tons | 15 | DEER:HVAC_Split-Package_HP | -52.6 | 0 | -24.4 | SWHC046-03 | 1778.1667 | 2021 | 679.11 | 2021 | 0 | -50.67 | SWHC046-03 | Com Central HVAC (Small) - Fuel Sub - Cold ¦ PG&E ¦ Cold | Com Central HVAC (Small) - Fuel Sub - Cold | 0.021319 | 0.814 | 0 | CBSA 2014, adjusted to reflect new efficiencies | 114.8041 | 2032 | 1 | SWHC046-03
COM-HVAC-FS-23.30 | Com ¦ Small Packaged Heat Pump (SEER 17) - Fuel Sub - Cold ¦ PG&E ¦ Cold | Com ¦ Small Packaged Heat Pump (SEER 17) - Fuel Sub - Cold | PG&E ¦ Cold | PG&E | All | Electric & Gas | SEER17 Heat Pump, <65 kbtuh, NR | Efficient |  |  | 1 | Conventional | HVAC | Com - Office (Small) | Com | ROB Only | 1 | 1000 sqft2 of floor space | Cap-Tons | 15 | DEER:HVAC_Split-Package_HP | 135.5 | 0 | -49.4 | SWHC046-03 | 1778.1667 | 2021 | 679.11 | 2021 | 0 | -50.67 | SWHC046-03 | Com Central HVAC (Small) - Fuel Sub - Cold ¦ PG&E ¦ Cold | Com Central HVAC (Small) - Fuel Sub - Cold | 0.024933 | 0.814 | 0 | CBSA 2014, adjusted to reflect new efficiencies | 91.5836 | 2032 | 1 | SWHC046-03
COM-HVAC-FS-23.31 | Com ¦ Small Packaged Heat Pump (SEER 17) - Fuel Sub - Cold ¦ PG&E ¦ Cold | Com ¦ Small Packaged Heat Pump (SEER 17) - Fuel Sub - Cold | PG&E ¦ Cold | PG&E | All | Electric & Gas | SEER17 Heat Pump, <65 kbtuh, NR | Efficient |  |  | 1 | Conventional | HVAC | Com - Other | Com | ROB Only | 1 | 1000 sqft2 of floor space | Cap-Tons | 15 | DEER:HVAC_Split-Package_HP | 721 | 0 | -172 | SWHC046-03 | 1778.1667 | 2021 | 679.11 | 2021 | 0 | -50.67 | SWHC046-03 | Com Central HVAC (Small) - Fuel Sub - Cold ¦ PG&E ¦ Cold | Com Central HVAC (Small) - Fuel Sub - Cold | 0.0353 | 0.814 | 0 | CBSA 2014, adjusted to reflect new efficiencies | 699.5451 | 2032 | 1 | SWHC046-03
COM-HVAC-FS-23.32 | Com ¦ Small Packaged Heat Pump (SEER 17) - Fuel Sub - Cold ¦ PG&E ¦ Cold | Com ¦ Small Packaged Heat Pump (SEER 17) - Fuel Sub - Cold | PG&E ¦ Cold | PG&E | All | Electric & Gas | SEER17 Heat Pump, <65 kbtuh, NR | Efficient |  |  | 1 | Conventional | HVAC | Com - Refrig. Warehouse | Com | ROB Only | 1 | 1000 sqft2 of floor space | Cap-Tons | 15 | DEER:HVAC_Split-Package_HP | 0 | 0 | 0 | SWHC046-03 | 0 | 2021 | 0 | 2021 | 0 | -50.67 | SWHC046-03 | Com Central HVAC (Small) - Fuel Sub - Cold ¦ PG&E ¦ Cold | Com Central HVAC (Small) - Fuel Sub - Cold | 0 | 0.814 | 0 | CBSA 2014, adjusted to reflect new efficiencies | 0 | 2032 | 1 | SWHC046-03
COM-HVAC-FS-23.33 | Com ¦ Small Packaged Heat Pump (SEER 17) - Fuel Sub - Cold ¦ PG&E ¦ Cold | Com ¦ Small Packaged Heat Pump (SEER 17) - Fuel Sub - Cold | PG&E ¦ Cold | PG&E | All | Electric & Gas | SEER17 Heat Pump, <65 kbtuh, NR | Efficient |  |  | 1 | Conventional | HVAC | Com - Restaurant | Com | ROB Only | 1 | 1000 sqft2 of floor space | Cap-Tons | 15 | DEER:HVAC_Split-Package_HP | 430.5153 | 0 | -140.5022 | SWHC046-03 | 1778.1667 | 2021 | 679.11 | 2021 | 0 | -50.67 | SWHC046-03 | Com Central HVAC (Small) - Fuel Sub - Cold ¦ PG&E ¦ Cold | Com Central HVAC (Small) - Fuel Sub - Cold | 0.036027 | 0.814 | 0 | CBSA 2014, adjusted to reflect new efficiencies | 97.8998 | 2032 | 1 | SWHC046-03
COM-HVAC-FS-23.34 | Com ¦ Small Packaged Heat Pump (SEER 17) - Fuel Sub - Cold ¦ PG&E ¦ Cold | Com ¦ Small Packaged Heat Pump (SEER 17) - Fuel Sub - Cold | PG&E ¦ Cold | PG&E | All | Electric & Gas | SEER17 Heat Pump, <65 kbtuh, NR | Efficient |  |  | 1 | Conventional | HVAC | Com - Retail | Com | ROB Only | 1 | 1000 sqft2 of floor space | Cap-Tons | 15 | DEER:HVAC_Split-Package_HP | 356.9859 | 0 | -114.1883 | SWHC046-03 | 1778.1667 | 2021 | 679.11 | 2021 | 0 | -50.67 | SWHC046-03 | Com Central HVAC (Small) - Fuel Sub - Cold ¦ PG&E ¦ Cold | Com Central HVAC (Small) - Fuel Sub - Cold | 0.015015 | 0.814 | 0 | CBSA 2014, adjusted to reflect new efficiencies | 438.8023 | 2032 | 1 | SWHC046-03
COM-HVAC-FS-23.35 | Com ¦ Small Packaged Heat Pump (SEER 17) - Fuel Sub - Cold ¦ PG&E ¦ Cold | Com ¦ Small Packaged Heat Pump (SEER 17) - Fuel Sub - Cold | PG&E ¦ Cold | PG&E | All | Electric & Gas | SEER17 Heat Pump, <65 kbtuh, NR | Efficient |  |  | 1 | Conventional | HVAC | Com - School | Com | ROB Only | 1 | 1000 sqft2 of floor space | Cap-Tons | 15 | DEER:HVAC_Split-Package_HP | 460.34 | 0 | -96.149 | SWHC046-03 | 1778.1667 | 2021 | 679.11 | 2021 | 0 | -50.67 | SWHC046-03 | Com Central HVAC (Small) - Fuel Sub - Cold ¦ PG&E ¦ Cold | Com Central HVAC (Small) - Fuel Sub - Cold | 0.0228 | 0.814 | 0 | CBSA 2014, adjusted to reflect new efficiencies | 143.8824 | 2032 | 1 | SWHC046-03
COM-HVAC-FS-23.36 | Com ¦ Small Packaged Heat Pump (SEER 17) - Fuel Sub - Cold ¦ PG&E ¦ Cold | Com ¦ Small Packaged Heat Pump (SEER 17) - Fuel Sub - Cold | PG&E ¦ Cold | PG&E | All | Electric & Gas | SEER17 Heat Pump, <65 kbtuh, NR | Efficient |  |  | 1 | Conventional | HVAC | Com - Warehouse | Com | ROB Only | 1 | 1000 sqft2 of floor space | Cap-Tons | 15 | DEER:HVAC_Split-Package_HP | 776 | 0 | -152 | SWHC046-03 | 1778.1667 | 2021 | 679.11 | 2021 | 0 | -50.67 | SWHC046-03 | Com Central HVAC (Small) - Fuel Sub - Cold ¦ PG&E ¦ Cold | Com Central HVAC (Small) - Fuel Sub - Cold | 0.0046728 | 0.814 | 0 | CBSA 2014, adjusted to reflect new efficiencies | 408.1663 | 2032 | 1 | SWHC046-03
COM-HVAC-FS-23.37 | Com ¦ Small Packaged Heat Pump (SEER 17) - Fuel Sub - Marine ¦ SCG ¦ Marine | Com ¦ Small Packaged Heat Pump (SEER 17) - Fuel Sub - Marine | SCG ¦ Marine | SCG | All | Electric & Gas | SEER17 Heat Pump, <65 kbtuh, NR | Efficient |  |  | 1 | Conventional | HVAC | Com - College | Com | ROB Only | 1 | 1000 sqft2 of floor space | Cap-Tons | 15 | DEER:HVAC_Split-Package_HP | -197.8217 | 0 | -12.4101 | SWHC046-03 | 1778.1667 | 2021 | 679.11 | 2021 | 0 | -50.67 | SWHC046-03 | Com Central HVAC (Small) - Fuel Sub - Marine ¦ SCG ¦ Marine | Com Central HVAC (Small) - Fuel Sub - Marine | 0.022689 | 0.814 | 0 | CBSA 2014, adjusted to reflect new efficiencies | 55.8716 | 2032 | 1 | SWHC046-03
COM-HVAC-FS-23.38 | Com ¦ Small Packaged Heat Pump (SEER 17) - Fuel Sub - Marine ¦ SCG ¦ Marine | Com ¦ Small Packaged Heat Pump (SEER 17) - Fuel Sub - Marine | SCG ¦ Marine | SCG | All | Electric & Gas | SEER17 Heat Pump, <65 kbtuh, NR | Efficient |  |  | 1 | Conventional | HVAC | Com - Grocery | Com | ROB Only | 1 | 1000 sqft2 of floor space | Cap-Tons | 15 | DEER:HVAC_Split-Package_HP | -169.5 | 0 | -80.6 | SWHC046-03 | 1778.1667 | 2021 | 679.11 | 2021 | 0 | -50.67 | SWHC046-03 | Com Central HVAC (Small) - Fuel Sub - Marine ¦ SCG ¦ Marine | Com Central HVAC (Small) - Fuel Sub - Marine | 0.040359 | 0.814 | 0 | CBSA 2014, adjusted to reflect new efficiencies | 198.7984 | 2032 | 1 | SWHC046-03
COM-HVAC-FS-23.39 | Com ¦ Small Packaged Heat Pump (SEER 17) - Fuel Sub - Marine ¦ SCG ¦ Marine | Com ¦ Small Packaged Heat Pump (SEER 17) - Fuel Sub - Marine | SCG ¦ Marine | SCG | All | Electric & Gas | SEER17 Heat Pump, <65 kbtuh, NR | Efficient |  |  | 1 | Conventional | HVAC | Com - Health | Com | ROB Only | 1 | 1000 sqft2 of floor space | Cap-Tons | 15 | DEER:HVAC_Split-Package_HP | -409.5151 | 0 | -22.4855 | SWHC046-03 | 1778.1667 | 2021 | 679.11 | 2021 | 0 | -50.67 | SWHC046-03 | Com Central HVAC (Small) - Fuel Sub - Marine ¦ SCG ¦ Marine | Com Central HVAC (Small) - Fuel Sub - Marine | 0.032178 | 0.814 | 0 | CBSA 2014, adjusted to reflect new efficiencies | 90.3095 | 2032 | 1 | SWHC046-03
COM-HVAC-FS-23.40 | Com ¦ Small Packaged Heat Pump (SEER 17) - Fuel Sub - Marine ¦ SCG ¦ Marine | Com ¦ Small Packaged Heat Pump (SEER 17) - Fuel Sub - Marine | SCG ¦ Marine | SCG | All | Electric & Gas | SEER17 Heat Pump, <65 kbtuh, NR | Efficient |  |  | 1 | Conventional | HVAC | Com - Lodging | Com | ROB Only | 1 | 1000 sqft2 of floor space | Cap-Tons | 15 | DEER:HVAC_Split-Package_HP | -232.5812 | 0 | -41.9025 | SWHC046-03 | 1778.1667 | 2021 | 679.11 | 2021 | 0 | -50.67 | SWHC046-03 | Com Central HVAC (Small) - Fuel Sub - Marine ¦ SCG ¦ Marine | Com Central HVAC (Small) - Fuel Sub - Marine | 0.018069 | 0.814 | 0 | CBSA 2014, adjusted to reflect new efficiencies | 450.6017 | 2032 | 1 | SWHC046-03
COM-HVAC-FS-23.41 | Com ¦ Small Packaged Heat Pump (SEER 17) - Fuel Sub - Marine ¦ SCG ¦ Marine | Com ¦ Small Packaged Heat Pump (SEER 17) - Fuel Sub - Marine | SCG ¦ Marine | SCG | All | Electric & Gas | SEER17 Heat Pump, <65 kbtuh, NR | Efficient |  |  | 1 | Conventional | HVAC | Com - Office (Large) | Com | ROB Only | 1 | 1000 sqft2 of floor space | Cap-Tons | 15 | DEER:HVAC_Split-Package_HP | -221.5 | 0 | -0.948 | SWHC046-03 | 1778.1667 | 2021 | 679.11 | 2021 | 0 | -50.67 | SWHC046-03 | Com Central HVAC (Small) - Fuel Sub - Marine ¦ SCG ¦ Marine | Com Central HVAC (Small) - Fuel Sub - Marine | 0.023953 | 0.814 | 0 | CBSA 2014, adjusted to reflect new efficiencies | 26.2857 | 2032 | 1 | SWHC046-03
COM-HVAC-FS-23.42 | Com ¦ Small Packaged Heat Pump (SEER 17) - Fuel Sub - Marine ¦ SCG ¦ Marine | Com ¦ Small Packaged Heat Pump (SEER 17) - Fuel Sub - Marine | SCG ¦ Marine | SCG | All | Electric & Gas | SEER17 Heat Pump, <65 kbtuh, NR | Efficient |  |  | 1 | Conventional | HVAC | Com - Office (Small) | Com | ROB Only | 1 | 1000 sqft2 of floor space | Cap-Tons | 15 | DEER:HVAC_Split-Package_HP | -194 | 0 | -5.55 | SWHC046-03 | 1778.1667 | 2021 | 679.11 | 2021 | 0 | -50.67 | SWHC046-03 | Com Central HVAC (Small) - Fuel Sub - Marine ¦ SCG ¦ Marine | Com Central HVAC (Small) - Fuel Sub - Marine | 0.027176 | 0.814 | 0 | CBSA 2014, adjusted to reflect new efficiencies | 19.8817 | 2032 | 1 | SWHC046-03
COM-HVAC-FS-23.43 | Com ¦ Small Packaged Heat Pump (SEER 17) - Fuel Sub - Marine ¦ SCG ¦ Marine | Com ¦ Small Packaged Heat Pump (SEER 17) - Fuel Sub - Marine | SCG ¦ Marine | SCG | All | Electric & Gas | SEER17 Heat Pump, <65 kbtuh, NR | Efficient |  |  | 1 | Conventional | HVAC | Com - Other | Com | ROB Only | 1 | 1000 sqft2 of floor space | Cap-Tons | 15 | DEER:HVAC_Split-Package_HP | -170.5 | 0 | -25 | SWHC046-03 | 1778.1667 | 2021 | 679.11 | 2021 | 0 | -50.67 | SWHC046-03 | Com Central HVAC (Small) - Fuel Sub - Marine ¦ SCG ¦ Marine | Com Central HVAC (Small) - Fuel Sub - Marine | 0.038925 | 0.814 | 0 | CBSA 2014, adjusted to reflect new efficiencies | 132.0775 | 2032 | 1 | SWHC046-03
COM-HVAC-FS-23.44 | Com ¦ Small Packaged Heat Pump (SEER 17) - Fuel Sub - Marine ¦ SCG ¦ Marine | Com ¦ Small Packaged Heat Pump (SEER 17) - Fuel Sub - Marine | SCG ¦ Marine | SCG | All | Electric & Gas | SEER17 Heat Pump, <65 kbtuh, NR | Efficient |  |  | 1 | Conventional | HVAC | Com - Refrig. Warehouse | Com | ROB Only | 1 | 1000 sqft2 of floor space | Cap-Tons | 15 | DEER:HVAC_Split-Package_HP | 0 | 0 | 0 | SWHC046-03 | 0 | 2021 | 0 | 2021 | 0 | -50.67 | SWHC046-03 | Com Central HVAC (Small) - Fuel Sub - Marine ¦ SCG ¦ Marine | Com Central HVAC (Small) - Fuel Sub - Marine | 0 | 0.814 | 0 | CBSA 2014, adjusted to reflect new efficiencies | 0 | 2032 | 1 | SWHC046-03
COM-HVAC-FS-23.45 | Com ¦ Small Packaged Heat Pump (SEER 17) - Fuel Sub - Marine ¦ SCG ¦ Marine | Com ¦ Small Packaged Heat Pump (SEER 17) - Fuel Sub - Marine | SCG ¦ Marine | SCG | All | Electric & Gas | SEER17 Heat Pump, <65 kbtuh, NR | Efficient |  |  | 1 | Conventional | HVAC | Com - Restaurant | Com | ROB Only | 1 | 1000 sqft2 of floor space | Cap-Tons | 15 | DEER:HVAC_Split-Package_HP | -219.6253 | 0 | -11.7207 | SWHC046-03 | 1778.1667 | 2021 | 679.11 | 2021 | 0 | -50.67 | SWHC046-03 | Com Central HVAC (Small) - Fuel Sub - Marine ¦ SCG ¦ Marine | Com Central HVAC (Small) - Fuel Sub - Marine | 0.039657 | 0.814 | 0 | CBSA 2014, adjusted to reflect new efficiencies | 12.708 | 2032 | 1 | SWHC046-03
COM-HVAC-FS-23.46 | Com ¦ Small Packaged Heat Pump (SEER 17) - Fuel Sub - Marine ¦ SCG ¦ Marine | Com ¦ Small Packaged Heat Pump (SEER 17) - Fuel Sub - Marine | SCG ¦ Marine | SCG | All | Electric & Gas | SEER17 Heat Pump, <65 kbtuh, NR | Efficient |  |  | 1 | Conventional | HVAC | Com - Retail | Com | ROB Only | 1 | 1000 sqft2 of floor space | Cap-Tons | 15 | DEER:HVAC_Split-Package_HP | -270.1704 | 0 | -11.8403 | SWHC046-03 | 1778.1667 | 2021 | 679.11 | 2021 | 0 | -50.67 | SWHC046-03 | Com Central HVAC (Small) - Fuel Sub - Marine ¦ SCG ¦ Marine | Com Central HVAC (Small) - Fuel Sub - Marine | 0.016778 | 0.814 | 0 | CBSA 2014, adjusted to reflect new efficiencies | 153.42 | 2032 | 1 | SWHC046-03
COM-HVAC-FS-23.47 | Com ¦ Small Packaged Heat Pump (SEER 17) - Fuel Sub - Marine ¦ SCG ¦ Marine | Com ¦ Small Packaged Heat Pump (SEER 17) - Fuel Sub - Marine | SCG ¦ Marine | SCG | All | Electric & Gas | SEER17 Heat Pump, <65 kbtuh, NR | Efficient |  |  | 1 | Conventional | HVAC | Com - School | Com | ROB Only | 1 | 1000 sqft2 of floor space | Cap-Tons | 15 | DEER:HVAC_Split-Package_HP | -93.2677 | 0 | -12.1639 | SWHC046-03 | 1778.1667 | 2021 | 679.11 | 2021 | 0 | -50.67 | SWHC046-03 | Com Central HVAC (Small) - Fuel Sub - Marine ¦ SCG ¦ Marine | Com Central HVAC (Small) - Fuel Sub - Marine | 0.027322 | 0.814 | 0 | CBSA 2014, adjusted to reflect new efficiencies | 43.1475 | 2032 | 1 | SWHC046-03
COM-HVAC-FS-23.48 | Com ¦ Small Packaged Heat Pump (SEER 17) - Fuel Sub - Marine ¦ SCG ¦ Marine | Com ¦ Small Packaged Heat Pump (SEER 17) - Fuel Sub - Marine | SCG ¦ Marine | SCG | All | Electric & Gas | SEER17 Heat Pump, <65 kbtuh, NR | Efficient |  |  | 1 | Conventional | HVAC | Com - Warehouse | Com | ROB Only | 1 | 1000 sqft2 of floor space | Cap-Tons | 15 | DEER:HVAC_Split-Package_HP | -71.8 | 0 | -34.2 | SWHC046-03 | 1778.1667 | 2021 | 679.11 | 2021 | 0 | -50.67 | SWHC046-03 | Com Central HVAC (Small) - Fuel Sub - Marine ¦ SCG ¦ Marine | Com Central HVAC (Small) - Fuel Sub - Marine | 0.0051386 | 0.814 | 0 | CBSA 2014, adjusted to reflect new efficiencies | 165.6894 | 2032 | 1 | SWHC046-03
COM-HVAC-FS-23.49 | Com ¦ Small Packaged Heat Pump (SEER 17) - Fuel Sub - Hot-Dry ¦ SCG ¦ Hot-Dry | Com ¦ Small Packaged Heat Pump (SEER 17) - Fuel Sub - Hot-Dry | SCG ¦ Hot-Dry | SCG | All | Electric & Gas | SEER17 Heat Pump, <65 kbtuh, NR | Efficient |  |  | 1 | Conventional | HVAC | Com - College | Com | ROB Only | 1 | 1000 sqft2 of floor space | Cap-Tons | 15 | DEER:HVAC_Split-Package_HP | -231.9695 | 0 | -13.1859 | SWHC046-03 | 1778.1667 | 2021 | 679.11 | 2021 | 0 | -50.67 | SWHC046-03 | Com Central HVAC (Small) - Fuel Sub - Hot-Dry ¦ SCG ¦ Hot-Dry | Com Central HVAC (Small) - Fuel Sub - Hot-Dry | 0.022689 | 0.814 | 0 | CBSA 2014, adjusted to reflect new efficiencies | 61.0089 | 2032 | 1 | SWHC046-03
COM-HVAC-FS-23.50 | Com ¦ Small Packaged Heat Pump (SEER 17) - Fuel Sub - Hot-Dry ¦ SCG ¦ Hot-Dry | Com ¦ Small Packaged Heat Pump (SEER 17) - Fuel Sub - Hot-Dry | SCG ¦ Hot-Dry | SCG | All | Electric & Gas | SEER17 Heat Pump, <65 kbtuh, NR | Efficient |  |  | 1 | Conventional | HVAC | Com - Grocery | Com | ROB Only | 1 | 1000 sqft2 of floor space | Cap-Tons | 15 | DEER:HVAC_Split-Package_HP | -257.5 | 0 | -84.8 | SWHC046-03 | 1778.1667 | 2021 | 679.11 | 2021 | 0 | -50.67 | SWHC046-03 | Com Central HVAC (Small) - Fuel Sub - Hot-Dry ¦ SCG ¦ Hot-Dry | Com Central HVAC (Small) - Fuel Sub - Hot-Dry | 0.040359 | 0.814 | 0 | CBSA 2014, adjusted to reflect new efficiencies | 213.6107 | 2032 | 1 | SWHC046-03
COM-HVAC-FS-23.51 | Com ¦ Small Packaged Heat Pump (SEER 17) - Fuel Sub - Hot-Dry ¦ SCG ¦ Hot-Dry | Com ¦ Small Packaged Heat Pump (SEER 17) - Fuel Sub - Hot-Dry | SCG ¦ Hot-Dry | SCG | All | Electric & Gas | SEER17 Heat Pump, <65 kbtuh, NR | Efficient |  |  | 1 | Conventional | HVAC | Com - Health | Com | ROB Only | 1 | 1000 sqft2 of floor space | Cap-Tons | 15 | DEER:HVAC_Split-Package_HP | -426.8281 | 0 | -25.6229 | SWHC046-03 | 1778.1667 | 2021 | 679.11 | 2021 | 0 | -50.67 | SWHC046-03 | Com Central HVAC (Small) - Fuel Sub - Hot-Dry ¦ SCG ¦ Hot-Dry | Com Central HVAC (Small) - Fuel Sub - Hot-Dry | 0.032178 | 0.814 | 0 | CBSA 2014, adjusted to reflect new efficiencies | 100.3042 | 2032 | 1 | SWHC046-03
COM-HVAC-FS-23.52 | Com ¦ Small Packaged Heat Pump (SEER 17) - Fuel Sub - Hot-Dry ¦ SCG ¦ Hot-Dry | Com ¦ Small Packaged Heat Pump (SEER 17) - Fuel Sub - Hot-Dry | SCG ¦ Hot-Dry | SCG | All | Electric & Gas | SEER17 Heat Pump, <65 kbtuh, NR | Efficient |  |  | 1 | Conventional | HVAC | Com - Lodging | Com | ROB Only | 1 | 1000 sqft2 of floor space | Cap-Tons | 15 | DEER:HVAC_Split-Package_HP | -295.9136 | 0 | -40.2704 | SWHC046-03 | 1778.1667 | 2021 | 679.11 | 2021 | 0 | -50.67 | SWHC046-03 | Com Central HVAC (Small) - Fuel Sub - Hot-Dry ¦ SCG ¦ Hot-Dry | Com Central HVAC (Small) - Fuel Sub - Hot-Dry | 0.018069 | 0.814 | 0 | CBSA 2014, adjusted to reflect new efficiencies | 444.4657 | 2032 | 1 | SWHC046-03
COM-HVAC-FS-23.53 | Com ¦ Small Packaged Heat Pump (SEER 17) - Fuel Sub - Hot-Dry ¦ SCG ¦ Hot-Dry | Com ¦ Small Packaged Heat Pump (SEER 17) - Fuel Sub - Hot-Dry | SCG ¦ Hot-Dry | SCG | All | Electric & Gas | SEER17 Heat Pump, <65 kbtuh, NR | Efficient |  |  | 1 | Conventional | HVAC | Com - Office (Large) | Com | ROB Only | 1 | 1000 sqft2 of floor space | Cap-Tons | 15 | DEER:HVAC_Split-Package_HP | -246 | 0 | -1.48 | SWHC046-03 | 1778.1667 | 2021 | 679.11 | 2021 | 0 | -50.67 | SWHC046-03 | Com Central HVAC (Small) - Fuel Sub - Hot-Dry ¦ SCG ¦ Hot-Dry | Com Central HVAC (Small) - Fuel Sub - Hot-Dry | 0.023953 | 0.814 | 0 | CBSA 2014, adjusted to reflect new efficiencies | 31.1113 | 2032 | 1 | SWHC046-03
COM-HVAC-FS-23.54 | Com ¦ Small Packaged Heat Pump (SEER 17) - Fuel Sub - Hot-Dry ¦ SCG ¦ Hot-Dry | Com ¦ Small Packaged Heat Pump (SEER 17) - Fuel Sub - Hot-Dry | SCG ¦ Hot-Dry | SCG | All | Electric & Gas | SEER17 Heat Pump, <65 kbtuh, NR | Efficient |  |  | 1 | Conventional | HVAC | Com - Office (Small) | Com | ROB Only | 1 | 1000 sqft2 of floor space | Cap-Tons | 15 | DEER:HVAC_Split-Package_HP | -219 | 0 | -6.68 | SWHC046-03 | 1778.1667 | 2021 | 679.11 | 2021 | 0 | -50.67 | SWHC046-03 | Com Central HVAC (Small) - Fuel Sub - Hot-Dry ¦ SCG ¦ Hot-Dry | Com Central HVAC (Small) - Fuel Sub - Hot-Dry | 0.027176 | 0.814 | 0 | CBSA 2014, adjusted to reflect new efficiencies | 23.265 | 2032 | 1 | SWHC046-03
COM-HVAC-FS-23.55 | Com ¦ Small Packaged Heat Pump (SEER 17) - Fuel Sub - Hot-Dry ¦ SCG ¦ Hot-Dry | Com ¦ Small Packaged Heat Pump (SEER 17) - Fuel Sub - Hot-Dry | SCG ¦ Hot-Dry | SCG | All | Electric & Gas | SEER17 Heat Pump, <65 kbtuh, NR | Efficient |  |  | 1 | Conventional | HVAC | Com - Other | Com | ROB Only | 1 | 1000 sqft2 of floor space | Cap-Tons | 15 | DEER:HVAC_Split-Package_HP | -225.5 | 0 | -24.5 | SWHC046-03 | 1778.1667 | 2021 | 679.11 | 2021 | 0 | -50.67 | SWHC046-03 | Com Central HVAC (Small) - Fuel Sub - Hot-Dry ¦ SCG ¦ Hot-Dry | Com Central HVAC (Small) - Fuel Sub - Hot-Dry | 0.038925 | 0.814 | 0 | CBSA 2014, adjusted to reflect new efficiencies | 135.8859 | 2032 | 1 | SWHC046-03
COM-HVAC-FS-23.56 | Com ¦ Small Packaged Heat Pump (SEER 17) - Fuel Sub - Hot-Dry ¦ SCG ¦ Hot-Dry | Com ¦ Small Packaged Heat Pump (SEER 17) - Fuel Sub - Hot-Dry | SCG ¦ Hot-Dry | SCG | All | Electric & Gas | SEER17 Heat Pump, <65 kbtuh, NR | Efficient |  |  | 1 | Conventional | HVAC | Com - Refrig. Warehouse | Com | ROB Only | 1 | 1000 sqft2 of floor space | Cap-Tons | 15 | DEER:HVAC_Split-Package_HP | 0 | 0 | 0 | SWHC046-03 | 0 | 2021 | 0 | 2021 | 0 | -50.67 | SWHC046-03 | Com Central HVAC (Small) - Fuel Sub - Hot-Dry ¦ SCG ¦ Hot-Dry | Com Central HVAC (Small) - Fuel Sub - Hot-Dry | 0 | 0.814 | 0 | CBSA 2014, adjusted to reflect new efficiencies | 0 | 2032 | 1 | SWHC046-03
COM-HVAC-FS-23.57 | Com ¦ Small Packaged Heat Pump (SEER 17) - Fuel Sub - Hot-Dry ¦ SCG ¦ Hot-Dry | Com ¦ Small Packaged Heat Pump (SEER 17) - Fuel Sub - Hot-Dry | SCG ¦ Hot-Dry | SCG | All | Electric & Gas | SEER17 Heat Pump, <65 kbtuh, NR | Efficient |  |  | 1 | Conventional | HVAC | Com - Restaurant | Com | ROB Only | 1 | 1000 sqft2 of floor space | Cap-Tons | 15 | DEER:HVAC_Split-Package_HP | -289.7498 | 0 | -12.6233 | SWHC046-03 | 1778.1667 | 2021 | 679.11 | 2021 | 0 | -50.67 | SWHC046-03 | Com Central HVAC (Small) - Fuel Sub - Hot-Dry ¦ SCG ¦ Hot-Dry | Com Central HVAC (Small) - Fuel Sub - Hot-Dry | 0.039657 | 0.814 | 0 | CBSA 2014, adjusted to reflect new efficiencies | 14.6322 | 2032 | 1 | SWHC046-03
COM-HVAC-FS-23.58 | Com ¦ Small Packaged Heat Pump (SEER 17) - Fuel Sub - Hot-Dry ¦ SCG ¦ Hot-Dry | Com ¦ Small Packaged Heat Pump (SEER 17) - Fuel Sub - Hot-Dry | SCG ¦ Hot-Dry | SCG | All | Electric & Gas | SEER17 Heat Pump, <65 kbtuh, NR | Efficient |  |  | 1 | Conventional | HVAC | Com - Retail | Com | ROB Only | 1 | 1000 sqft2 of floor space | Cap-Tons | 15 | DEER:HVAC_Split-Package_HP | -333.9812 | 0 | -10.1827 | SWHC046-03 | 1778.1667 | 2021 | 679.11 | 2021 | 0 | -50.67 | SWHC046-03 | Com Central HVAC (Small) - Fuel Sub - Hot-Dry ¦ SCG ¦ Hot-Dry | Com Central HVAC (Small) - Fuel Sub - Hot-Dry | 0.016778 | 0.814 | 0 | CBSA 2014, adjusted to reflect new efficiencies | 167.6474 | 2032 | 1 | SWHC046-03
COM-HVAC-FS-23.59 | Com ¦ Small Packaged Heat Pump (SEER 17) - Fuel Sub - Hot-Dry ¦ SCG ¦ Hot-Dry | Com ¦ Small Packaged Heat Pump (SEER 17) - Fuel Sub - Hot-Dry | SCG ¦ Hot-Dry | SCG | All | Electric & Gas | SEER17 Heat Pump, <65 kbtuh, NR | Efficient |  |  | 1 | Conventional | HVAC | Com - School | Com | ROB Only | 1 | 1000 sqft2 of floor space | Cap-Tons | 15 | DEER:HVAC_Split-Package_HP | -120.568 | 0 | -12.0107 | SWHC046-03 | 1778.1667 | 2021 | 679.11 | 2021 | 0 | -50.67 | SWHC046-03 | Com Central HVAC (Small) - Fuel Sub - Hot-Dry ¦ SCG ¦ Hot-Dry | Com Central HVAC (Small) - Fuel Sub - Hot-Dry | 0.027322 | 0.814 | 0 | CBSA 2014, adjusted to reflect new efficiencies | 47.2925 | 2032 | 1 | SWHC046-03
COM-HVAC-FS-23.60 | Com ¦ Small Packaged Heat Pump (SEER 17) - Fuel Sub - Hot-Dry ¦ SCG ¦ Hot-Dry | Com ¦ Small Packaged Heat Pump (SEER 17) - Fuel Sub - Hot-Dry | SCG ¦ Hot-Dry | SCG | All | Electric & Gas | SEER17 Heat Pump, <65 kbtuh, NR | Efficient |  |  | 1 | Conventional | HVAC | Com - Warehouse | Com | ROB Only | 1 | 1000 sqft2 of floor space | Cap-Tons | 15 | DEER:HVAC_Split-Package_HP | -139 | 0 | -33.6 | SWHC046-03 | 1778.1667 | 2021 | 679.11 | 2021 | 0 | -50.67 | SWHC046-03 | Com Central HVAC (Small) - Fuel Sub - Hot-Dry ¦ SCG ¦ Hot-Dry | Com Central HVAC (Small) - Fuel Sub - Hot-Dry | 0.0051386 | 0.814 | 0 | CBSA 2014, adjusted to reflect new efficiencies | 183.3015 | 2032 | 1 | SWHC046-03
COM-HVAC-FS-23.61 | Com ¦ Small Packaged Heat Pump (SEER 17) - Fuel Sub - Cold ¦ SCG ¦ Cold | Com ¦ Small Packaged Heat Pump (SEER 17) - Fuel Sub - Cold | SCG ¦ Cold | SCG | All | Electric & Gas | SEER17 Heat Pump, <65 kbtuh, NR | Efficient |  |  | 1 | Conventional | HVAC | Com - College | Com | ROB Only | 1 | 1000 sqft2 of floor space | Cap-Tons | 15 | DEER:HVAC_Split-Package_HP | 341.5649 | 0 | -92.6695 | SWHC046-03 | 1778.1667 | 2021 | 679.11 | 2021 | 0 | -50.67 | SWHC046-03 | Com Central HVAC (Small) - Fuel Sub - Cold ¦ SCG ¦ Cold | Com Central HVAC (Small) - Fuel Sub - Cold | 0.022689 | 0.814 | 0 | CBSA 2014, adjusted to reflect new efficiencies | 279.8969 | 2032 | 1 | SWHC046-03
COM-HVAC-FS-23.62 | Com ¦ Small Packaged Heat Pump (SEER 17) - Fuel Sub - Cold ¦ SCG ¦ Cold | Com ¦ Small Packaged Heat Pump (SEER 17) - Fuel Sub - Cold | SCG ¦ Cold | SCG | All | Electric & Gas | SEER17 Heat Pump, <65 kbtuh, NR | Efficient |  |  | 1 | Conventional | HVAC | Com - Grocery | Com | ROB Only | 1 | 1000 sqft2 of floor space | Cap-Tons | 15 | DEER:HVAC_Split-Package_HP | 1395 | 0 | -331.5 | SWHC046-03 | 1778.1667 | 2021 | 679.11 | 2021 | 0 | -50.67 | SWHC046-03 | Com Central HVAC (Small) - Fuel Sub - Cold ¦ SCG ¦ Cold | Com Central HVAC (Small) - Fuel Sub - Cold | 0.040359 | 0.814 | 0 | CBSA 2014, adjusted to reflect new efficiencies | 699.9582 | 2032 | 1 | SWHC046-03
COM-HVAC-FS-23.63 | Com ¦ Small Packaged Heat Pump (SEER 17) - Fuel Sub - Cold ¦ SCG ¦ Cold | Com ¦ Small Packaged Heat Pump (SEER 17) - Fuel Sub - Cold | SCG ¦ Cold | SCG | All | Electric & Gas | SEER17 Heat Pump, <65 kbtuh, NR | Efficient |  |  | 1 | Conventional | HVAC | Com - Health | Com | ROB Only | 1 | 1000 sqft2 of floor space | Cap-Tons | 15 | DEER:HVAC_Split-Package_HP | 217.5098 | 0 | -128.9495 | SWHC046-03 | 1778.1667 | 2021 | 679.11 | 2021 | 0 | -50.67 | SWHC046-03 | Com Central HVAC (Small) - Fuel Sub - Cold ¦ SCG ¦ Cold | Com Central HVAC (Small) - Fuel Sub - Cold | 0.032178 | 0.814 | 0 | CBSA 2014, adjusted to reflect new efficiencies | 349.9951 | 2032 | 1 | SWHC046-03
COM-HVAC-FS-23.64 | Com ¦ Small Packaged Heat Pump (SEER 17) - Fuel Sub - Cold ¦ SCG ¦ Cold | Com ¦ Small Packaged Heat Pump (SEER 17) - Fuel Sub - Cold | SCG ¦ Cold | SCG | All | Electric & Gas | SEER17 Heat Pump, <65 kbtuh, NR | Efficient |  |  | 1 | Conventional | HVAC | Com - Lodging | Com | ROB Only | 1 | 1000 sqft2 of floor space | Cap-Tons | 15 | DEER:HVAC_Split-Package_HP | 938.7835 | 0 | -210.3596 | SWHC046-03 | 1778.1667 | 2021 | 679.11 | 2021 | 0 | -50.67 | SWHC046-03 | Com Central HVAC (Small) - Fuel Sub - Cold ¦ SCG ¦ Cold | Com Central HVAC (Small) - Fuel Sub - Cold | 0.018069 | 0.814 | 0 | CBSA 2014, adjusted to reflect new efficiencies | 1929.9764 | 2032 | 1 | SWHC046-03
COM-HVAC-FS-23.65 | Com ¦ Small Packaged Heat Pump (SEER 17) - Fuel Sub - Cold ¦ SCG ¦ Cold | Com ¦ Small Packaged Heat Pump (SEER 17) - Fuel Sub - Cold | SCG ¦ Cold | SCG | All | Electric & Gas | SEER17 Heat Pump, <65 kbtuh, NR | Efficient |  |  | 1 | Conventional | HVAC | Com - Office (Large) | Com | ROB Only | 1 | 1000 sqft2 of floor space | Cap-Tons | 15 | DEER:HVAC_Split-Package_HP | -52.6 | 0 | -24.4 | SWHC046-03 | 1778.1667 | 2021 | 679.11 | 2021 | 0 | -50.67 | SWHC046-03 | Com Central HVAC (Small) - Fuel Sub - Cold ¦ SCG ¦ Cold | Com Central HVAC (Small) - Fuel Sub - Cold | 0.023953 | 0.814 | 0 | CBSA 2014, adjusted to reflect new efficiencies | 114.8041 | 2032 | 1 | SWHC046-03
COM-HVAC-FS-23.66 | Com ¦ Small Packaged Heat Pump (SEER 17) - Fuel Sub - Cold ¦ SCG ¦ Cold | Com ¦ Small Packaged Heat Pump (SEER 17) - Fuel Sub - Cold | SCG ¦ Cold | SCG | All | Electric & Gas | SEER17 Heat Pump, <65 kbtuh, NR | Efficient |  |  | 1 | Conventional | HVAC | Com - Office (Small) | Com | ROB Only | 1 | 1000 sqft2 of floor space | Cap-Tons | 15 | DEER:HVAC_Split-Package_HP | 135.5 | 0 | -49.4 | SWHC046-03 | 1778.1667 | 2021 | 679.11 | 2021 | 0 | -50.67 | SWHC046-03 | Com Central HVAC (Small) - Fuel Sub - Cold ¦ SCG ¦ Cold | Com Central HVAC (Small) - Fuel Sub - Cold | 0.027176 | 0.814 | 0 | CBSA 2014, adjusted to reflect new efficiencies | 91.5836 | 2032 | 1 | SWHC046-03
COM-HVAC-FS-23.67 | Com ¦ Small Packaged Heat Pump (SEER 17) - Fuel Sub - Cold ¦ SCG ¦ Cold | Com ¦ Small Packaged Heat Pump (SEER 17) - Fuel Sub - Cold | SCG ¦ Cold | SCG | All | Electric & Gas | SEER17 Heat Pump, <65 kbtuh, NR | Efficient |  |  | 1 | Conventional | HVAC | Com - Other | Com | ROB Only | 1 | 1000 sqft2 of floor space | Cap-Tons | 15 | DEER:HVAC_Split-Package_HP | 721 | 0 | -172 | SWHC046-03 | 1778.1667 | 2021 | 679.11 | 2021 | 0 | -50.67 | SWHC046-03 | Com Central HVAC (Small) - Fuel Sub - Cold ¦ SCG ¦ Cold | Com Central HVAC (Small) - Fuel Sub - Cold | 0.038925 | 0.814 | 0 | CBSA 2014, adjusted to reflect new efficiencies | 699.5451 | 2032 | 1 | SWHC046-03
COM-HVAC-FS-23.68 | Com ¦ Small Packaged Heat Pump (SEER 17) - Fuel Sub - Cold ¦ SCG ¦ Cold | Com ¦ Small Packaged Heat Pump (SEER 17) - Fuel Sub - Cold | SCG ¦ Cold | SCG | All | Electric & Gas | SEER17 Heat Pump, <65 kbtuh, NR | Efficient |  |  | 1 | Conventional | HVAC | Com - Refrig. Warehouse | Com | ROB Only | 1 | 1000 sqft2 of floor space | Cap-Tons | 15 | DEER:HVAC_Split-Package_HP | 0 | 0 | 0 | SWHC046-03 | 0 | 2021 | 0 | 2021 | 0 | -50.67 | SWHC046-03 | Com Central HVAC (Small) - Fuel Sub - Cold ¦ SCG ¦ Cold | Com Central HVAC (Small) - Fuel Sub - Cold | 0 | 0.814 | 0 | CBSA 2014, adjusted to reflect new efficiencies | 0 | 2032 | 1 | SWHC046-03
COM-HVAC-FS-23.69 | Com ¦ Small Packaged Heat Pump (SEER 17) - Fuel Sub - Cold ¦ SCG ¦ Cold | Com ¦ Small Packaged Heat Pump (SEER 17) - Fuel Sub - Cold | SCG ¦ Cold | SCG | All | Electric & Gas | SEER17 Heat Pump, <65 kbtuh, NR | Efficient |  |  | 1 | Conventional | HVAC | Com - Restaurant | Com | ROB Only | 1 | 1000 sqft2 of floor space | Cap-Tons | 15 | DEER:HVAC_Split-Package_HP | 430.5153 | 0 | -140.5022 | SWHC046-03 | 1778.1667 | 2021 | 679.11 | 2021 | 0 | -50.67 | SWHC046-03 | Com Central HVAC (Small) - Fuel Sub - Cold ¦ SCG ¦ Cold | Com Central HVAC (Small) - Fuel Sub - Cold | 0.039657 | 0.814 | 0 | CBSA 2014, adjusted to reflect new efficiencies | 97.8998 | 2032 | 1 | SWHC046-03
COM-HVAC-FS-23.70 | Com ¦ Small Packaged Heat Pump (SEER 17) - Fuel Sub - Cold ¦ SCG ¦ Cold | Com ¦ Small Packaged Heat Pump (SEER 17) - Fuel Sub - Cold | SCG ¦ Cold | SCG | All | Electric & Gas | SEER17 Heat Pump, <65 kbtuh, NR | Efficient |  |  | 1 | Conventional | HVAC | Com - Retail | Com | ROB Only | 1 | 1000 sqft2 of floor space | Cap-Tons | 15 | DEER:HVAC_Split-Package_HP | 356.9859 | 0 | -114.1883 | SWHC046-03 | 1778.1667 | 2021 | 679.11 | 2021 | 0 | -50.67 | SWHC046-03 | Com Central HVAC (Small) - Fuel Sub - Cold ¦ SCG ¦ Cold | Com Central HVAC (Small) - Fuel Sub - Cold | 0.016778 | 0.814 | 0 | CBSA 2014, adjusted to reflect new efficiencies | 438.8023 | 2032 | 1 | SWHC046-03
COM-HVAC-FS-23.71 | Com ¦ Small Packaged Heat Pump (SEER 17) - Fuel Sub - Cold ¦ SCG ¦ Cold | Com ¦ Small Packaged Heat Pump (SEER 17) - Fuel Sub - Cold | SCG ¦ Cold | SCG | All | Electric & Gas | SEER17 Heat Pump, <65 kbtuh, NR | Efficient |  |  | 1 | Conventional | HVAC | Com - School | Com | ROB Only | 1 | 1000 sqft2 of floor space | Cap-Tons | 15 | DEER:HVAC_Split-Package_HP | 460.34 | 0 | -96.149 | SWHC046-03 | 1778.1667 | 2021 | 679.11 | 2021 | 0 | -50.67 | SWHC046-03 | Com Central HVAC (Small) - Fuel Sub - Cold ¦ SCG ¦ Cold | Com Central HVAC (Small) - Fuel Sub - Cold | 0.027322 | 0.814 | 0 | CBSA 2014, adjusted to reflect new efficiencies | 143.8824 | 2032 | 1 | SWHC046-03
COM-HVAC-FS-23.72 | Com ¦ Small Packaged Heat Pump (SEER 17) - Fuel Sub - Cold ¦ SCG ¦ Cold | Com ¦ Small Packaged Heat Pump (SEER 17) - Fuel Sub - Cold | SCG ¦ Cold | SCG | All | Electric & Gas | SEER17 Heat Pump, <65 kbtuh, NR | Efficient |  |  | 1 | Conventional | HVAC | Com - Warehouse | Com | ROB Only | 1 | 1000 sqft2 of floor space | Cap-Tons | 15 | DEER:HVAC_Split-Package_HP | 776 | 0 | -152 | SWHC046-03 | 1778.1667 | 2021 | 679.11 | 2021 | 0 | -50.67 | SWHC046-03 | Com Central HVAC (Small) - Fuel Sub - Cold ¦ SCG ¦ Cold | Com Central HVAC (Small) - Fuel Sub - Cold | 0.0051386 | 0.814 | 0 | CBSA 2014, adjusted to reflect new efficiencies | 408.1663 | 2032 | 1 | SWHC046-03
COM-HVAC-FS-23.73 | Com ¦ Small Packaged Heat Pump (SEER 17) - Fuel Sub - Marine ¦ SDG&E ¦ Marine | Com ¦ Small Packaged Heat Pump (SEER 17) - Fuel Sub - Marine | SDG&E ¦ Marine | SDG&E | All | Electric & Gas | SEER17 Heat Pump, <65 kbtuh, NR | Efficient |  |  | 1 | Conventional | HVAC | Com - College | Com | ROB Only | 1 | 1000 sqft2 of floor space | Cap-Tons | 15 | DEER:HVAC_Split-Package_HP | -197.8217 | 0 | -12.4101 | SWHC046-03 | 1778.1667 | 2021 | 679.11 | 2021 | 0 | -50.67 | SWHC046-03 | Com Central HVAC (Small) - Fuel Sub - Marine ¦ SDG&E ¦ Marine | Com Central HVAC (Small) - Fuel Sub - Marine | 0.022234 | 0.814 | 0 | CBSA 2014, adjusted to reflect new efficiencies | 55.8716 | 2032 | 1 | SWHC046-03
COM-HVAC-FS-23.74 | Com ¦ Small Packaged Heat Pump (SEER 17) - Fuel Sub - Marine ¦ SDG&E ¦ Marine | Com ¦ Small Packaged Heat Pump (SEER 17) - Fuel Sub - Marine | SDG&E ¦ Marine | SDG&E | All | Electric & Gas | SEER17 Heat Pump, <65 kbtuh, NR | Efficient |  |  | 1 | Conventional | HVAC | Com - Grocery | Com | ROB Only | 1 | 1000 sqft2 of floor space | Cap-Tons | 15 | DEER:HVAC_Split-Package_HP | -169.5 | 0 | -80.6 | SWHC046-03 | 1778.1667 | 2021 | 679.11 | 2021 | 0 | -50.67 | SWHC046-03 | Com Central HVAC (Small) - Fuel Sub - Marine ¦ SDG&E ¦ Marine | Com Central HVAC (Small) - Fuel Sub - Marine | 0.041033 | 0.814 | 0 | CBSA 2014, adjusted to reflect new efficiencies | 198.7984 | 2032 | 1 | SWHC046-03
COM-HVAC-FS-23.75 | Com ¦ Small Packaged Heat Pump (SEER 17) - Fuel Sub - Marine ¦ SDG&E ¦ Marine | Com ¦ Small Packaged Heat Pump (SEER 17) - Fuel Sub - Marine | SDG&E ¦ Marine | SDG&E | All | Electric & Gas | SEER17 Heat Pump, <65 kbtuh, NR | Efficient |  |  | 1 | Conventional | HVAC | Com - Health | Com | ROB Only | 1 | 1000 sqft2 of floor space | Cap-Tons | 15 | DEER:HVAC_Split-Package_HP | -409.5151 | 0 | -22.4855 | SWHC046-03 | 1778.1667 | 2021 | 679.11 | 2021 | 0 | -50.67 | SWHC046-03 | Com Central HVAC (Small) - Fuel Sub - Marine ¦ SDG&E ¦ Marine | Com Central HVAC (Small) - Fuel Sub - Marine | 0.031998 | 0.814 | 0 | CBSA 2014, adjusted to reflect new efficiencies | 90.3095 | 2032 | 1 | SWHC046-03
COM-HVAC-FS-23.76 | Com ¦ Small Packaged Heat Pump (SEER 17) - Fuel Sub - Marine ¦ SDG&E ¦ Marine | Com ¦ Small Packaged Heat Pump (SEER 17) - Fuel Sub - Marine | SDG&E ¦ Marine | SDG&E | All | Electric & Gas | SEER17 Heat Pump, <65 kbtuh, NR | Efficient |  |  | 1 | Conventional | HVAC | Com - Lodging | Com | ROB Only | 1 | 1000 sqft2 of floor space | Cap-Tons | 15 | DEER:HVAC_Split-Package_HP | -232.5812 | 0 | -41.9025 | SWHC046-03 | 1778.1667 | 2021 | 679.11 | 2021 | 0 | -50.67 | SWHC046-03 | Com Central HVAC (Small) - Fuel Sub - Marine ¦ SDG&E ¦ Marine | Com Central HVAC (Small) - Fuel Sub - Marine | 0.017903 | 0.814 | 0 | CBSA 2014, adjusted to reflect new efficiencies | 450.6017 | 2032 | 1 | SWHC046-03
COM-HVAC-FS-23.77 | Com ¦ Small Packaged Heat Pump (SEER 17) - Fuel Sub - Marine ¦ SDG&E ¦ Marine | Com ¦ Small Packaged Heat Pump (SEER 17) - Fuel Sub - Marine | SDG&E ¦ Marine | SDG&E | All | Electric & Gas | SEER17 Heat Pump, <65 kbtuh, NR | Efficient |  |  | 1 | Conventional | HVAC | Com - Office (Large) | Com | ROB Only | 1 | 1000 sqft2 of floor space | Cap-Tons | 15 | DEER:HVAC_Split-Package_HP | -221.5 | 0 | -0.948 | SWHC046-03 | 1778.1667 | 2021 | 679.11 | 2021 | 0 | -50.67 | SWHC046-03 | Com Central HVAC (Small) - Fuel Sub - Marine ¦ SDG&E ¦ Marine | Com Central HVAC (Small) - Fuel Sub - Marine | 0.023374 | 0.814 | 0 | CBSA 2014, adjusted to reflect new efficiencies | 26.2857 | 2032 | 1 | SWHC046-03
COM-HVAC-FS-23.78 | Com ¦ Small Packaged Heat Pump (SEER 17) - Fuel Sub - Marine ¦ SDG&E ¦ Marine | Com ¦ Small Packaged Heat Pump (SEER 17) - Fuel Sub - Marine | SDG&E ¦ Marine | SDG&E | All | Electric & Gas | SEER17 Heat Pump, <65 kbtuh, NR | Efficient |  |  | 1 | Conventional | HVAC | Com - Office (Small) | Com | ROB Only | 1 | 1000 sqft2 of floor space | Cap-Tons | 15 | DEER:HVAC_Split-Package_HP | -194 | 0 | -5.55 | SWHC046-03 | 1778.1667 | 2021 | 679.11 | 2021 | 0 | -50.67 | SWHC046-03 | Com Central HVAC (Small) - Fuel Sub - Marine ¦ SDG&E ¦ Marine | Com Central HVAC (Small) - Fuel Sub - Marine | 0.028381 | 0.814 | 0 | CBSA 2014, adjusted to reflect new efficiencies | 19.8817 | 2032 | 1 | SWHC046-03
COM-HVAC-FS-23.79 | Com ¦ Small Packaged Heat Pump (SEER 17) - Fuel Sub - Marine ¦ SDG&E ¦ Marine | Com ¦ Small Packaged Heat Pump (SEER 17) - Fuel Sub - Marine | SDG&E ¦ Marine | SDG&E | All | Electric & Gas | SEER17 Heat Pump, <65 kbtuh, NR | Efficient |  |  | 1 | Conventional | HVAC | Com - Other | Com | ROB Only | 1 | 1000 sqft2 of floor space | Cap-Tons | 15 | DEER:HVAC_Split-Package_HP | -170.5 | 0 | -25 | SWHC046-03 | 1778.1667 | 2021 | 679.11 | 2021 | 0 | -50.67 | SWHC046-03 | Com Central HVAC (Small) - Fuel Sub - Marine ¦ SDG&E ¦ Marine | Com Central HVAC (Small) - Fuel Sub - Marine | 0.03826 | 0.814 | 0 | CBSA 2014, adjusted to reflect new efficiencies | 132.0775 | 2032 | 1 | SWHC046-03
COM-HVAC-FS-23.80 | Com ¦ Small Packaged Heat Pump (SEER 17) - Fuel Sub - Marine ¦ SDG&E ¦ Marine | Com ¦ Small Packaged Heat Pump (SEER 17) - Fuel Sub - Marine | SDG&E ¦ Marine | SDG&E | All | Electric & Gas | SEER17 Heat Pump, <65 kbtuh, NR | Efficient |  |  | 1 | Conventional | HVAC | Com - Refrig. Warehouse | Com | ROB Only | 1 | 1000 sqft2 of floor space | Cap-Tons | 15 | DEER:HVAC_Split-Package_HP | 0 | 0 | 0 | SWHC046-03 | 0 | 2021 | 0 | 2021 | 0 | -50.67 | SWHC046-03 | Com Central HVAC (Small) - Fuel Sub - Marine ¦ SDG&E ¦ Marine | Com Central HVAC (Small) - Fuel Sub - Marine | 0 | 0.814 | 0 | CBSA 2014, adjusted to reflect new efficiencies | 0 | 2032 | 1 | SWHC046-03
COM-HVAC-FS-23.81 | Com ¦ Small Packaged Heat Pump (SEER 17) - Fuel Sub - Marine ¦ SDG&E ¦ Marine | Com ¦ Small Packaged Heat Pump (SEER 17) - Fuel Sub - Marine | SDG&E ¦ Marine | SDG&E | All | Electric & Gas | SEER17 Heat Pump, <65 kbtuh, NR | Efficient |  |  | 1 | Conventional | HVAC | Com - Restaurant | Com | ROB Only | 1 | 1000 sqft2 of floor space | Cap-Tons | 15 | DEER:HVAC_Split-Package_HP | -219.6253 | 0 | -11.7207 | SWHC046-03 | 1778.1667 | 2021 | 679.11 | 2021 | 0 | -50.67 | SWHC046-03 | Com Central HVAC (Small) - Fuel Sub - Marine ¦ SDG&E ¦ Marine | Com Central HVAC (Small) - Fuel Sub - Marine | 0.041427 | 0.814 | 0 | CBSA 2014, adjusted to reflect new efficiencies | 12.708 | 2032 | 1 | SWHC046-03
COM-HVAC-FS-23.82 | Com ¦ Small Packaged Heat Pump (SEER 17) - Fuel Sub - Marine ¦ SDG&E ¦ Marine | Com ¦ Small Packaged Heat Pump (SEER 17) - Fuel Sub - Marine | SDG&E ¦ Marine | SDG&E | All | Electric & Gas | SEER17 Heat Pump, <65 kbtuh, NR | Efficient |  |  | 1 | Conventional | HVAC | Com - Retail | Com | ROB Only | 1 | 1000 sqft2 of floor space | Cap-Tons | 15 | DEER:HVAC_Split-Package_HP | -270.1704 | 0 | -11.8403 | SWHC046-03 | 1778.1667 | 2021 | 679.11 | 2021 | 0 | -50.67 | SWHC046-03 | Com Central HVAC (Small) - Fuel Sub - Marine ¦ SDG&E ¦ Marine | Com Central HVAC (Small) - Fuel Sub - Marine | 0.016794 | 0.814 | 0 | CBSA 2014, adjusted to reflect new efficiencies | 153.42 | 2032 | 1 | SWHC046-03
COM-HVAC-FS-23.83 | Com ¦ Small Packaged Heat Pump (SEER 17) - Fuel Sub - Marine ¦ SDG&E ¦ Marine | Com ¦ Small Packaged Heat Pump (SEER 17) - Fuel Sub - Marine | SDG&E ¦ Marine | SDG&E | All | Electric & Gas | SEER17 Heat Pump, <65 kbtuh, NR | Efficient |  |  | 1 | Conventional | HVAC | Com - School | Com | ROB Only | 1 | 1000 sqft2 of floor space | Cap-Tons | 15 | DEER:HVAC_Split-Package_HP | -93.2677 | 0 | -12.1639 | SWHC046-03 | 1778.1667 | 2021 | 679.11 | 2021 | 0 | -50.67 | SWHC046-03 | Com Central HVAC (Small) - Fuel Sub - Marine ¦ SDG&E ¦ Marine | Com Central HVAC (Small) - Fuel Sub - Marine | 0.028241 | 0.814 | 0 | CBSA 2014, adjusted to reflect new efficiencies | 43.1475 | 2032 | 1 | SWHC046-03
COM-HVAC-FS-23.84 | Com ¦ Small Packaged Heat Pump (SEER 17) - Fuel Sub - Marine ¦ SDG&E ¦ Marine | Com ¦ Small Packaged Heat Pump (SEER 17) - Fuel Sub - Marine | SDG&E ¦ Marine | SDG&E | All | Electric & Gas | SEER17 Heat Pump, <65 kbtuh, NR | Efficient |  |  | 1 | Conventional | HVAC | Com - Warehouse | Com | ROB Only | 1 | 1000 sqft2 of floor space | Cap-Tons | 15 | DEER:HVAC_Split-Package_HP | -71.8 | 0 | -34.2 | SWHC046-03 | 1778.1667 | 2021 | 679.11 | 2021 | 0 | -50.67 | SWHC046-03 | Com Central HVAC (Small) - Fuel Sub - Marine ¦ SDG&E ¦ Marine | Com Central HVAC (Small) - Fuel Sub - Marine | 0.0051502 | 0.814 | 0 | CBSA 2014, adjusted to reflect new efficiencies | 165.6894 | 2032 | 1 | SWHC046-03
COM-HVAC-FS-23.85 | Com ¦ Small Packaged Heat Pump (SEER 17) - Fuel Sub - Hot-Dry ¦ SDG&E ¦ Hot-Dry | Com ¦ Small Packaged Heat Pump (SEER 17) - Fuel Sub - Hot-Dry | SDG&E ¦ Hot-Dry | SDG&E | All | Electric & Gas | SEER17 Heat Pump, <65 kbtuh, NR | Efficient |  |  | 1 | Conventional | HVAC | Com - College | Com | ROB Only | 1 | 1000 sqft2 of floor space | Cap-Tons | 15 | DEER:HVAC_Split-Package_HP | -179.5521 | 0 | -10.793 | SWHC046-03 | 1778.1667 | 2021 | 679.11 | 2021 | 0 | -50.67 | SWHC046-03 | Com Central HVAC (Small) - Fuel Sub - Hot-Dry ¦ SDG&E ¦ Hot-Dry | Com Central HVAC (Small) - Fuel Sub - Hot-Dry | 0.022234 | 0.814 | 0 | CBSA 2014, adjusted to reflect new efficiencies | 49.1582 | 2032 | 1 | SWHC046-03
COM-HVAC-FS-23.86 | Com ¦ Small Packaged Heat Pump (SEER 17) - Fuel Sub - Hot-Dry ¦ SDG&E ¦ Hot-Dry | Com ¦ Small Packaged Heat Pump (SEER 17) - Fuel Sub - Hot-Dry | SDG&E ¦ Hot-Dry | SDG&E | All | Electric & Gas | SEER17 Heat Pump, <65 kbtuh, NR | Efficient |  |  | 1 | Conventional | HVAC | Com - Grocery | Com | ROB Only | 1 | 1000 sqft2 of floor space | Cap-Tons | 15 | DEER:HVAC_Split-Package_HP | -171.5 | 0 | -79.1 | SWHC046-03 | 1778.1667 | 2021 | 679.11 | 2021 | 0 | -50.67 | SWHC046-03 | Com Central HVAC (Small) - Fuel Sub - Hot-Dry ¦ SDG&E ¦ Hot-Dry | Com Central HVAC (Small) - Fuel Sub - Hot-Dry | 0.041033 | 0.814 | 0 | CBSA 2014, adjusted to reflect new efficiencies | 195.3886 | 2032 | 1 | SWHC046-03
COM-HVAC-FS-23.87 | Com ¦ Small Packaged Heat Pump (SEER 17) - Fuel Sub - Hot-Dry ¦ SDG&E ¦ Hot-Dry | Com ¦ Small Packaged Heat Pump (SEER 17) - Fuel Sub - Hot-Dry | SDG&E ¦ Hot-Dry | SDG&E | All | Electric & Gas | SEER17 Heat Pump, <65 kbtuh, NR | Efficient |  |  | 1 | Conventional | HVAC | Com - Health | Com | ROB Only | 1 | 1000 sqft2 of floor space | Cap-Tons | 15 | DEER:HVAC_Split-Package_HP | -391.0943 | 0 | -17.1444 | SWHC046-03 | 1778.1667 | 2021 | 679.11 | 2021 | 0 | -50.67 | SWHC046-03 | Com Central HVAC (Small) - Fuel Sub - Hot-Dry ¦ SDG&E ¦ Hot-Dry | Com Central HVAC (Small) - Fuel Sub - Hot-Dry | 0.031998 | 0.814 | 0 | CBSA 2014, adjusted to reflect new efficiencies | 74.0177 | 2032 | 1 | SWHC046-03
COM-HVAC-FS-23.88 | Com ¦ Small Packaged Heat Pump (SEER 17) - Fuel Sub - Hot-Dry ¦ SDG&E ¦ Hot-Dry | Com ¦ Small Packaged Heat Pump (SEER 17) - Fuel Sub - Hot-Dry | SDG&E ¦ Hot-Dry | SDG&E | All | Electric & Gas | SEER17 Heat Pump, <65 kbtuh, NR | Efficient |  |  | 1 | Conventional | HVAC | Com - Lodging | Com | ROB Only | 1 | 1000 sqft2 of floor space | Cap-Tons | 15 | DEER:HVAC_Split-Package_HP | -244.4579 | 0 | -33.7874 | SWHC046-03 | 1778.1667 | 2021 | 679.11 | 2021 | 0 | -50.67 | SWHC046-03 | Com Central HVAC (Small) - Fuel Sub - Hot-Dry ¦ SDG&E ¦ Hot-Dry | Com Central HVAC (Small) - Fuel Sub - Hot-Dry | 0.017903 | 0.814 | 0 | CBSA 2014, adjusted to reflect new efficiencies | 372.3109 | 2032 | 1 | SWHC046-03
COM-HVAC-FS-23.89 | Com ¦ Small Packaged Heat Pump (SEER 17) - Fuel Sub - Hot-Dry ¦ SDG&E ¦ Hot-Dry | Com ¦ Small Packaged Heat Pump (SEER 17) - Fuel Sub - Hot-Dry | SDG&E ¦ Hot-Dry | SDG&E | All | Electric & Gas | SEER17 Heat Pump, <65 kbtuh, NR | Efficient |  |  | 1 | Conventional | HVAC | Com - Office (Large) | Com | ROB Only | 1 | 1000 sqft2 of floor space | Cap-Tons | 15 | DEER:HVAC_Split-Package_HP | -197.5 | 0 | -0.5795 | SWHC046-03 | 1778.1667 | 2021 | 679.11 | 2021 | 0 | -50.67 | SWHC046-03 | Com Central HVAC (Small) - Fuel Sub - Hot-Dry ¦ SDG&E ¦ Hot-Dry | Com Central HVAC (Small) - Fuel Sub - Hot-Dry | 0.023374 | 0.814 | 0 | CBSA 2014, adjusted to reflect new efficiencies | 22.244 | 2032 | 1 | SWHC046-03
COM-HVAC-FS-23.90 | Com ¦ Small Packaged Heat Pump (SEER 17) - Fuel Sub - Hot-Dry ¦ SDG&E ¦ Hot-Dry | Com ¦ Small Packaged Heat Pump (SEER 17) - Fuel Sub - Hot-Dry | SDG&E ¦ Hot-Dry | SDG&E | All | Electric & Gas | SEER17 Heat Pump, <65 kbtuh, NR | Efficient |  |  | 1 | Conventional | HVAC | Com - Office (Small) | Com | ROB Only | 1 | 1000 sqft2 of floor space | Cap-Tons | 15 | DEER:HVAC_Split-Package_HP | -179.5 | 0 | -4.435 | SWHC046-03 | 1778.1667 | 2021 | 679.11 | 2021 | 0 | -50.67 | SWHC046-03 | Com Central HVAC (Small) - Fuel Sub - Hot-Dry ¦ SDG&E ¦ Hot-Dry | Com Central HVAC (Small) - Fuel Sub - Hot-Dry | 0.028381 | 0.814 | 0 | CBSA 2014, adjusted to reflect new efficiencies | 17.0096 | 2032 | 1 | SWHC046-03
COM-HVAC-FS-23.91 | Com ¦ Small Packaged Heat Pump (SEER 17) - Fuel Sub - Hot-Dry ¦ SDG&E ¦ Hot-Dry | Com ¦ Small Packaged Heat Pump (SEER 17) - Fuel Sub - Hot-Dry | SDG&E ¦ Hot-Dry | SDG&E | All | Electric & Gas | SEER17 Heat Pump, <65 kbtuh, NR | Efficient |  |  | 1 | Conventional | HVAC | Com - Other | Com | ROB Only | 1 | 1000 sqft2 of floor space | Cap-Tons | 15 | DEER:HVAC_Split-Package_HP | -158 | 0 | -21.8 | SWHC046-03 | 1778.1667 | 2021 | 679.11 | 2021 | 0 | -50.67 | SWHC046-03 | Com Central HVAC (Small) - Fuel Sub - Hot-Dry ¦ SDG&E ¦ Hot-Dry | Com Central HVAC (Small) - Fuel Sub - Hot-Dry | 0.03826 | 0.814 | 0 | CBSA 2014, adjusted to reflect new efficiencies | 116.2012 | 2032 | 1 | SWHC046-03
COM-HVAC-FS-23.92 | Com ¦ Small Packaged Heat Pump (SEER 17) - Fuel Sub - Hot-Dry ¦ SDG&E ¦ Hot-Dry | Com ¦ Small Packaged Heat Pump (SEER 17) - Fuel Sub - Hot-Dry | SDG&E ¦ Hot-Dry | SDG&E | All | Electric & Gas | SEER17 Heat Pump, <65 kbtuh, NR | Efficient |  |  | 1 | Conventional | HVAC | Com - Refrig. Warehouse | Com | ROB Only | 1 | 1000 sqft2 of floor space | Cap-Tons | 15 | DEER:HVAC_Split-Package_HP | 0 | 0 | 0 | SWHC046-03 | 0 | 2021 | 0 | 2021 | 0 | -50.67 | SWHC046-03 | Com Central HVAC (Small) - Fuel Sub - Hot-Dry ¦ SDG&E ¦ Hot-Dry | Com Central HVAC (Small) - Fuel Sub - Hot-Dry | 0 | 0.814 | 0 | CBSA 2014, adjusted to reflect new efficiencies | 0 | 2032 | 1 | SWHC046-03
COM-HVAC-FS-23.93 | Com ¦ Small Packaged Heat Pump (SEER 17) - Fuel Sub - Hot-Dry ¦ SDG&E ¦ Hot-Dry | Com ¦ Small Packaged Heat Pump (SEER 17) - Fuel Sub - Hot-Dry | SDG&E ¦ Hot-Dry | SDG&E | All | Electric & Gas | SEER17 Heat Pump, <65 kbtuh, NR | Efficient |  |  | 1 | Conventional | HVAC | Com - Restaurant | Com | ROB Only | 1 | 1000 sqft2 of floor space | Cap-Tons | 15 | DEER:HVAC_Split-Package_HP | -197.1263 | 0 | -8.0956 | SWHC046-03 | 1778.1667 | 2021 | 679.11 | 2021 | 0 | -50.67 | SWHC046-03 | Com Central HVAC (Small) - Fuel Sub - Hot-Dry ¦ SDG&E ¦ Hot-Dry | Com Central HVAC (Small) - Fuel Sub - Hot-Dry | 0.041427 | 0.814 | 0 | CBSA 2014, adjusted to reflect new efficiencies | 9.5849 | 2032 | 1 | SWHC046-03
COM-HVAC-FS-23.94 | Com ¦ Small Packaged Heat Pump (SEER 17) - Fuel Sub - Hot-Dry ¦ SDG&E ¦ Hot-Dry | Com ¦ Small Packaged Heat Pump (SEER 17) - Fuel Sub - Hot-Dry | SDG&E ¦ Hot-Dry | SDG&E | All | Electric & Gas | SEER17 Heat Pump, <65 kbtuh, NR | Efficient |  |  | 1 | Conventional | HVAC | Com - Retail | Com | ROB Only | 1 | 1000 sqft2 of floor space | Cap-Tons | 15 | DEER:HVAC_Split-Package_HP | -240.3501 | 0 | -9.8184 | SWHC046-03 | 1778.1667 | 2021 | 679.11 | 2021 | 0 | -50.67 | SWHC046-03 | Com Central HVAC (Small) - Fuel Sub - Hot-Dry ¦ SDG&E ¦ Hot-Dry | Com Central HVAC (Small) - Fuel Sub - Hot-Dry | 0.016794 | 0.814 | 0 | CBSA 2014, adjusted to reflect new efficiencies | 132.953 | 2032 | 1 | SWHC046-03
COM-HVAC-FS-23.95 | Com ¦ Small Packaged Heat Pump (SEER 17) - Fuel Sub - Hot-Dry ¦ SDG&E ¦ Hot-Dry | Com ¦ Small Packaged Heat Pump (SEER 17) - Fuel Sub - Hot-Dry | SDG&E ¦ Hot-Dry | SDG&E | All | Electric & Gas | SEER17 Heat Pump, <65 kbtuh, NR | Efficient |  |  | 1 | Conventional | HVAC | Com - School | Com | ROB Only | 1 | 1000 sqft2 of floor space | Cap-Tons | 15 | DEER:HVAC_Split-Package_HP | -84.2097 | 0 | -10.9429 | SWHC046-03 | 1778.1667 | 2021 | 679.11 | 2021 | 0 | -50.67 | SWHC046-03 | Com Central HVAC (Small) - Fuel Sub - Hot-Dry ¦ SDG&E ¦ Hot-Dry | Com Central HVAC (Small) - Fuel Sub - Hot-Dry | 0.028241 | 0.814 | 0 | CBSA 2014, adjusted to reflect new efficiencies | 38.8664 | 2032 | 1 | SWHC046-03
COM-HVAC-FS-23.96 | Com ¦ Small Packaged Heat Pump (SEER 17) - Fuel Sub - Hot-Dry ¦ SDG&E ¦ Hot-Dry | Com ¦ Small Packaged Heat Pump (SEER 17) - Fuel Sub - Hot-Dry | SDG&E ¦ Hot-Dry | SDG&E | All | Electric & Gas | SEER17 Heat Pump, <65 kbtuh, NR | Efficient |  |  | 1 | Conventional | HVAC | Com - Warehouse | Com | ROB Only | 1 | 1000 sqft2 of floor space | Cap-Tons | 15 | DEER:HVAC_Split-Package_HP | -81.75 | 0 | -31.9 | SWHC046-03 | 1778.1667 | 2021 | 679.11 | 2021 | 0 | -50.67 | SWHC046-03 | Com Central HVAC (Small) - Fuel Sub - Hot-Dry ¦ SDG&E ¦ Hot-Dry | Com Central HVAC (Small) - Fuel Sub - Hot-Dry | 0.0051502 | 0.814 | 0 | CBSA 2014, adjusted to reflect new efficiencies | 158.976 | 2032 | 1 | SWHC046-03
COM-HVAC-FS-24.1 | Com ¦ Small Packaged Heat Pump (SEER 18) - Fuel Sub - Marine ¦ PG&E ¦ Marine | Com ¦ Small Packaged Heat Pump (SEER 18) - Fuel Sub - Marine | PG&E ¦ Marine | PG&E | All | Electric & Gas | SEER18 Heat Pump, <65 kbtuh, NR | Efficient |  |  | 1 | Conventional | HVAC | Com - College | Com | ROB Only | 1 | 1000 sqft2 of floor space | Cap-Tons | 15 | DEER:HVAC_Split-Package_HP | -62.6166 | 0 | -35.6808 | SWHC046-03 | 1964.6667 | 2021 | 679.11 | 2021 | 0 | -50.67 | SWHC046-03 | Com Central HVAC (Small) - Fuel Sub - Marine ¦ PG&E ¦ Marine | Com Central HVAC (Small) - Fuel Sub - Marine | 0.020331 | 0.814 | 0 | CBSA 2014, adjusted to reflect new efficiencies | 122.426 | 2032 | 1 | SWHC046-03
COM-HVAC-FS-24.2 | Com ¦ Small Packaged Heat Pump (SEER 18) - Fuel Sub - Marine ¦ PG&E ¦ Marine | Com ¦ Small Packaged Heat Pump (SEER 18) - Fuel Sub - Marine | PG&E ¦ Marine | PG&E | All | Electric & Gas | SEER18 Heat Pump, <65 kbtuh, NR | Efficient |  |  | 1 | Conventional | HVAC | Com - Grocery | Com | ROB Only | 1 | 1000 sqft2 of floor space | Cap-Tons | 15 | DEER:HVAC_Split-Package_HP | 270 | 0 | -181 | SWHC046-03 | 1964.6667 | 2021 | 679.11 | 2021 | 0 | -50.67 | SWHC046-03 | Com Central HVAC (Small) - Fuel Sub - Marine ¦ PG&E ¦ Marine | Com Central HVAC (Small) - Fuel Sub - Marine | 0.033922 | 0.814 | 0 | CBSA 2014, adjusted to reflect new efficiencies | 409.8354 | 2032 | 1 | SWHC046-03
COM-HVAC-FS-24.3 | Com ¦ Small Packaged Heat Pump (SEER 18) - Fuel Sub - Marine ¦ PG&E ¦ Marine | Com ¦ Small Packaged Heat Pump (SEER 18) - Fuel Sub - Marine | PG&E ¦ Marine | PG&E | All | Electric & Gas | SEER18 Heat Pump, <65 kbtuh, NR | Efficient |  |  | 1 | Conventional | HVAC | Com - Health | Com | ROB Only | 1 | 1000 sqft2 of floor space | Cap-Tons | 15 | DEER:HVAC_Split-Package_HP | -259.9292 | 0 | -51.2293 | SWHC046-03 | 1964.6667 | 2021 | 679.11 | 2021 | 0 | -50.67 | SWHC046-03 | Com Central HVAC (Small) - Fuel Sub - Marine ¦ PG&E ¦ Marine | Com Central HVAC (Small) - Fuel Sub - Marine | 0.030022 | 0.814 | 0 | CBSA 2014, adjusted to reflect new efficiencies | 161.7103 | 2032 | 1 | SWHC046-03
COM-HVAC-FS-24.4 | Com ¦ Small Packaged Heat Pump (SEER 18) - Fuel Sub - Marine ¦ PG&E ¦ Marine | Com ¦ Small Packaged Heat Pump (SEER 18) - Fuel Sub - Marine | PG&E ¦ Marine | PG&E | All | Electric & Gas | SEER18 Heat Pump, <65 kbtuh, NR | Efficient |  |  | 1 | Conventional | HVAC | Com - Lodging | Com | ROB Only | 1 | 1000 sqft2 of floor space | Cap-Tons | 15 | DEER:HVAC_Split-Package_HP | 53.2915 | 0 | -101.4521 | SWHC046-03 | 1964.6667 | 2021 | 679.11 | 2021 | 0 | -50.67 | SWHC046-03 | Com Central HVAC (Small) - Fuel Sub - Marine ¦ PG&E ¦ Marine | Com Central HVAC (Small) - Fuel Sub - Marine | 0.016003 | 0.814 | 0 | CBSA 2014, adjusted to reflect new efficiencies | 993.7764 | 2032 | 1 | SWHC046-03
COM-HVAC-FS-24.5 | Com ¦ Small Packaged Heat Pump (SEER 18) - Fuel Sub - Marine ¦ PG&E ¦ Marine | Com ¦ Small Packaged Heat Pump (SEER 18) - Fuel Sub - Marine | PG&E ¦ Marine | PG&E | All | Electric & Gas | SEER18 Heat Pump, <65 kbtuh, NR | Efficient |  |  | 1 | Conventional | HVAC | Com - Office (Large) | Com | ROB Only | 1 | 1000 sqft2 of floor space | Cap-Tons | 15 | DEER:HVAC_Split-Package_HP | -159 | 0 | -4.64 | SWHC046-03 | 1964.6667 | 2021 | 679.11 | 2021 | 0 | -50.67 | SWHC046-03 | Com Central HVAC (Small) - Fuel Sub - Marine ¦ PG&E ¦ Marine | Com Central HVAC (Small) - Fuel Sub - Marine | 0.021319 | 0.814 | 0 | CBSA 2014, adjusted to reflect new efficiencies | 36.6496 | 2032 | 1 | SWHC046-03
COM-HVAC-FS-24.6 | Com ¦ Small Packaged Heat Pump (SEER 18) - Fuel Sub - Marine ¦ PG&E ¦ Marine | Com ¦ Small Packaged Heat Pump (SEER 18) - Fuel Sub - Marine | PG&E ¦ Marine | PG&E | All | Electric & Gas | SEER18 Heat Pump, <65 kbtuh, NR | Efficient |  |  | 1 | Conventional | HVAC | Com - Office (Small) | Com | ROB Only | 1 | 1000 sqft2 of floor space | Cap-Tons | 15 | DEER:HVAC_Split-Package_HP | -94.8 | 0 | -17.4 | SWHC046-03 | 1964.6667 | 2021 | 679.11 | 2021 | 0 | -50.67 | SWHC046-03 | Com Central HVAC (Small) - Fuel Sub - Marine ¦ PG&E ¦ Marine | Com Central HVAC (Small) - Fuel Sub - Marine | 0.024933 | 0.814 | 0 | CBSA 2014, adjusted to reflect new efficiencies | 38.7927 | 2032 | 1 | SWHC046-03
COM-HVAC-FS-24.7 | Com ¦ Small Packaged Heat Pump (SEER 18) - Fuel Sub - Marine ¦ PG&E ¦ Marine | Com ¦ Small Packaged Heat Pump (SEER 18) - Fuel Sub - Marine | PG&E ¦ Marine | PG&E | All | Electric & Gas | SEER18 Heat Pump, <65 kbtuh, NR | Efficient |  |  | 1 | Conventional | HVAC | Com - Other | Com | ROB Only | 1 | 1000 sqft2 of floor space | Cap-Tons | 15 | DEER:HVAC_Split-Package_HP | 31.1 | 0 | -66.4 | SWHC046-03 | 1964.6667 | 2021 | 679.11 | 2021 | 0 | -50.67 | SWHC046-03 | Com Central HVAC (Small) - Fuel Sub - Marine ¦ PG&E ¦ Marine | Com Central HVAC (Small) - Fuel Sub - Marine | 0.0353 | 0.814 | 0 | CBSA 2014, adjusted to reflect new efficiencies | 297.3582 | 2032 | 1 | SWHC046-03
COM-HVAC-FS-24.8 | Com ¦ Small Packaged Heat Pump (SEER 18) - Fuel Sub - Marine ¦ PG&E ¦ Marine | Com ¦ Small Packaged Heat Pump (SEER 18) - Fuel Sub - Marine | PG&E ¦ Marine | PG&E | All | Electric & Gas | SEER18 Heat Pump, <65 kbtuh, NR | Efficient |  |  | 1 | Conventional | HVAC | Com - Refrig. Warehouse | Com | ROB Only | 1 | 1000 sqft2 of floor space | Cap-Tons | 15 | DEER:HVAC_Split-Package_HP | 0 | 0 | 0 | SWHC046-03 | 0 | 2021 | 0 | 2021 | 0 | -50.67 | SWHC046-03 | Com Central HVAC (Small) - Fuel Sub - Marine ¦ PG&E ¦ Marine | Com Central HVAC (Small) - Fuel Sub - Marine | 0 | 0.814 | 0 | CBSA 2014, adjusted to reflect new efficiencies | 0 | 2032 | 1 | SWHC046-03
COM-HVAC-FS-24.9 | Com ¦ Small Packaged Heat Pump (SEER 18) - Fuel Sub - Marine ¦ PG&E ¦ Marine | Com ¦ Small Packaged Heat Pump (SEER 18) - Fuel Sub - Marine | PG&E ¦ Marine | PG&E | All | Electric & Gas | SEER18 Heat Pump, <65 kbtuh, NR | Efficient |  |  | 1 | Conventional | HVAC | Com - Restaurant | Com | ROB Only | 1 | 1000 sqft2 of floor space | Cap-Tons | 15 | DEER:HVAC_Split-Package_HP | -97.1955 | 0 | -40.0519 | SWHC046-03 | 1964.6667 | 2021 | 679.11 | 2021 | 0 | -50.67 | SWHC046-03 | Com Central HVAC (Small) - Fuel Sub - Marine ¦ PG&E ¦ Marine | Com Central HVAC (Small) - Fuel Sub - Marine | 0.036027 | 0.814 | 0 | CBSA 2014, adjusted to reflect new efficiencies | 31.8158 | 2032 | 1 | SWHC046-03
COM-HVAC-FS-24.10 | Com ¦ Small Packaged Heat Pump (SEER 18) - Fuel Sub - Marine ¦ PG&E ¦ Marine | Com ¦ Small Packaged Heat Pump (SEER 18) - Fuel Sub - Marine | PG&E ¦ Marine | PG&E | All | Electric & Gas | SEER18 Heat Pump, <65 kbtuh, NR | Efficient |  |  | 1 | Conventional | HVAC | Com - Retail | Com | ROB Only | 1 | 1000 sqft2 of floor space | Cap-Tons | 15 | DEER:HVAC_Split-Package_HP | -125.4709 | 0 | -34.4464 | SWHC046-03 | 1964.6667 | 2021 | 679.11 | 2021 | 0 | -50.67 | SWHC046-03 | Com Central HVAC (Small) - Fuel Sub - Marine ¦ PG&E ¦ Marine | Com Central HVAC (Small) - Fuel Sub - Marine | 0.015015 | 0.814 | 0 | CBSA 2014, adjusted to reflect new efficiencies | 214.2838 | 2032 | 1 | SWHC046-03
COM-HVAC-FS-24.11 | Com ¦ Small Packaged Heat Pump (SEER 18) - Fuel Sub - Marine ¦ PG&E ¦ Marine | Com ¦ Small Packaged Heat Pump (SEER 18) - Fuel Sub - Marine | PG&E ¦ Marine | PG&E | All | Electric & Gas | SEER18 Heat Pump, <65 kbtuh, NR | Efficient |  |  | 1 | Conventional | HVAC | Com - School | Com | ROB Only | 1 | 1000 sqft2 of floor space | Cap-Tons | 15 | DEER:HVAC_Split-Package_HP | 20.82 | 0 | -34.7585 | SWHC046-03 | 1964.6667 | 2021 | 679.11 | 2021 | 0 | -50.67 | SWHC046-03 | Com Central HVAC (Small) - Fuel Sub - Marine ¦ PG&E ¦ Marine | Com Central HVAC (Small) - Fuel Sub - Marine | 0.0228 | 0.814 | 0 | CBSA 2014, adjusted to reflect new efficiencies | 75.9864 | 2032 | 1 | SWHC046-03
COM-HVAC-FS-24.12 | Com ¦ Small Packaged Heat Pump (SEER 18) - Fuel Sub - Marine ¦ PG&E ¦ Marine | Com ¦ Small Packaged Heat Pump (SEER 18) - Fuel Sub - Marine | PG&E ¦ Marine | PG&E | All | Electric & Gas | SEER18 Heat Pump, <65 kbtuh, NR | Efficient |  |  | 1 | Conventional | HVAC | Com - Warehouse | Com | ROB Only | 1 | 1000 sqft2 of floor space | Cap-Tons | 15 | DEER:HVAC_Split-Package_HP | 112 | 0 | -71.4 | SWHC046-03 | 1964.6667 | 2021 | 679.11 | 2021 | 0 | -50.67 | SWHC046-03 | Com Central HVAC (Small) - Fuel Sub - Marine ¦ PG&E ¦ Marine | Com Central HVAC (Small) - Fuel Sub - Marine | 0.0046728 | 0.814 | 0 | CBSA 2014, adjusted to reflect new efficiencies | 267.4158 | 2032 | 1 | SWHC046-03
COM-HVAC-FS-24.13 | Com ¦ Small Packaged Heat Pump (SEER 18) - Fuel Sub - Hot-Dry ¦ PG&E ¦ Hot-Dry | Com ¦ Small Packaged Heat Pump (SEER 18) - Fuel Sub - Hot-Dry | PG&E ¦ Hot-Dry | PG&E | All | Electric & Gas | SEER18 Heat Pump, <65 kbtuh, NR | Efficient |  |  | 1 | Conventional | HVAC | Com - College | Com | ROB Only | 1 | 1000 sqft2 of floor space | Cap-Tons | 15 | DEER:HVAC_Split-Package_HP | -148.513 | 0 | -36.4895 | SWHC046-03 | 1964.6667 | 2021 | 679.11 | 2021 | 0 | -50.67 | SWHC046-03 | Com Central HVAC (Small) - Fuel Sub - Hot-Dry ¦ PG&E ¦ Hot-Dry | Com Central HVAC (Small) - Fuel Sub - Hot-Dry | 0.020331 | 0.814 | 0 | CBSA 2014, adjusted to reflect new efficiencies | 131.5787 | 2032 | 1 | SWHC046-03
COM-HVAC-FS-24.14 | Com ¦ Small Packaged Heat Pump (SEER 18) - Fuel Sub - Hot-Dry ¦ PG&E ¦ Hot-Dry | Com ¦ Small Packaged Heat Pump (SEER 18) - Fuel Sub - Hot-Dry | PG&E ¦ Hot-Dry | PG&E | All | Electric & Gas | SEER18 Heat Pump, <65 kbtuh, NR | Efficient |  |  | 1 | Conventional | HVAC | Com - Grocery | Com | ROB Only | 1 | 1000 sqft2 of floor space | Cap-Tons | 15 | DEER:HVAC_Split-Package_HP | -64.8 | 0 | -107 | SWHC046-03 | 1964.6667 | 2021 | 679.11 | 2021 | 0 | -50.67 | SWHC046-03 | Com Central HVAC (Small) - Fuel Sub - Hot-Dry ¦ PG&E ¦ Hot-Dry | Com Central HVAC (Small) - Fuel Sub - Hot-Dry | 0.033922 | 0.814 | 0 | CBSA 2014, adjusted to reflect new efficiencies | 254.9014 | 2032 | 1 | SWHC046-03
COM-HVAC-FS-24.15 | Com ¦ Small Packaged Heat Pump (SEER 18) - Fuel Sub - Hot-Dry ¦ PG&E ¦ Hot-Dry | Com ¦ Small Packaged Heat Pump (SEER 18) - Fuel Sub - Hot-Dry | PG&E ¦ Hot-Dry | PG&E | All | Electric & Gas | SEER18 Heat Pump, <65 kbtuh, NR | Efficient |  |  | 1 | Conventional | HVAC | Com - Health | Com | ROB Only | 1 | 1000 sqft2 of floor space | Cap-Tons | 15 | DEER:HVAC_Split-Package_HP | -311.5695 | 0 | -56.9423 | SWHC046-03 | 1964.6667 | 2021 | 679.11 | 2021 | 0 | -50.67 | SWHC046-03 | Com Central HVAC (Small) - Fuel Sub - Hot-Dry ¦ PG&E ¦ Hot-Dry | Com Central HVAC (Small) - Fuel Sub - Hot-Dry | 0.030022 | 0.814 | 0 | CBSA 2014, adjusted to reflect new efficiencies | 181.2262 | 2032 | 1 | SWHC046-03
COM-HVAC-FS-24.16 | Com ¦ Small Packaged Heat Pump (SEER 18) - Fuel Sub - Hot-Dry ¦ PG&E ¦ Hot-Dry | Com ¦ Small Packaged Heat Pump (SEER 18) - Fuel Sub - Hot-Dry | PG&E ¦ Hot-Dry | PG&E | All | Electric & Gas | SEER18 Heat Pump, <65 kbtuh, NR | Efficient |  |  | 1 | Conventional | HVAC | Com - Lodging | Com | ROB Only | 1 | 1000 sqft2 of floor space | Cap-Tons | 15 | DEER:HVAC_Split-Package_HP | -82.6142 | 0 | -94.0446 | SWHC046-03 | 1964.6667 | 2021 | 679.11 | 2021 | 0 | -50.67 | SWHC046-03 | Com Central HVAC (Small) - Fuel Sub - Hot-Dry ¦ PG&E ¦ Hot-Dry | Com Central HVAC (Small) - Fuel Sub - Hot-Dry | 0.016003 | 0.814 | 0 | CBSA 2014, adjusted to reflect new efficiencies | 942.0324 | 2032 | 1 | SWHC046-03
COM-HVAC-FS-24.17 | Com ¦ Small Packaged Heat Pump (SEER 18) - Fuel Sub - Hot-Dry ¦ PG&E ¦ Hot-Dry | Com ¦ Small Packaged Heat Pump (SEER 18) - Fuel Sub - Hot-Dry | PG&E ¦ Hot-Dry | PG&E | All | Electric & Gas | SEER18 Heat Pump, <65 kbtuh, NR | Efficient |  |  | 1 | Conventional | HVAC | Com - Office (Large) | Com | ROB Only | 1 | 1000 sqft2 of floor space | Cap-Tons | 15 | DEER:HVAC_Split-Package_HP | -237 | 0 | -6.14 | SWHC046-03 | 1964.6667 | 2021 | 679.11 | 2021 | 0 | -50.67 | SWHC046-03 | Com Central HVAC (Small) - Fuel Sub - Hot-Dry ¦ PG&E ¦ Hot-Dry | Com Central HVAC (Small) - Fuel Sub - Hot-Dry | 0.021319 | 0.814 | 0 | CBSA 2014, adjusted to reflect new efficiencies | 51.1429 | 2032 | 1 | SWHC046-03
COM-HVAC-FS-24.18 | Com ¦ Small Packaged Heat Pump (SEER 18) - Fuel Sub - Hot-Dry ¦ PG&E ¦ Hot-Dry | Com ¦ Small Packaged Heat Pump (SEER 18) - Fuel Sub - Hot-Dry | PG&E ¦ Hot-Dry | PG&E | All | Electric & Gas | SEER18 Heat Pump, <65 kbtuh, NR | Efficient |  |  | 1 | Conventional | HVAC | Com - Office (Small) | Com | ROB Only | 1 | 1000 sqft2 of floor space | Cap-Tons | 15 | DEER:HVAC_Split-Package_HP | -172 | 0 | -17.2 | SWHC046-03 | 1964.6667 | 2021 | 679.11 | 2021 | 0 | -50.67 | SWHC046-03 | Com Central HVAC (Small) - Fuel Sub - Hot-Dry ¦ PG&E ¦ Hot-Dry | Com Central HVAC (Small) - Fuel Sub - Hot-Dry | 0.024933 | 0.814 | 0 | CBSA 2014, adjusted to reflect new efficiencies | 41.9363 | 2032 | 1 | SWHC046-03
COM-HVAC-FS-24.19 | Com ¦ Small Packaged Heat Pump (SEER 18) - Fuel Sub - Hot-Dry ¦ PG&E ¦ Hot-Dry | Com ¦ Small Packaged Heat Pump (SEER 18) - Fuel Sub - Hot-Dry | PG&E ¦ Hot-Dry | PG&E | All | Electric & Gas | SEER18 Heat Pump, <65 kbtuh, NR | Efficient |  |  | 1 | Conventional | HVAC | Com - Other | Com | ROB Only | 1 | 1000 sqft2 of floor space | Cap-Tons | 15 | DEER:HVAC_Split-Package_HP | -87.6 | 0 | -65.5 | SWHC046-03 | 1964.6667 | 2021 | 679.11 | 2021 | 0 | -50.67 | SWHC046-03 | Com Central HVAC (Small) - Fuel Sub - Hot-Dry ¦ PG&E ¦ Hot-Dry | Com Central HVAC (Small) - Fuel Sub - Hot-Dry | 0.0353 | 0.814 | 0 | CBSA 2014, adjusted to reflect new efficiencies | 306.3886 | 2032 | 1 | SWHC046-03
COM-HVAC-FS-24.20 | Com ¦ Small Packaged Heat Pump (SEER 18) - Fuel Sub - Hot-Dry ¦ PG&E ¦ Hot-Dry | Com ¦ Small Packaged Heat Pump (SEER 18) - Fuel Sub - Hot-Dry | PG&E ¦ Hot-Dry | PG&E | All | Electric & Gas | SEER18 Heat Pump, <65 kbtuh, NR | Efficient |  |  | 1 | Conventional | HVAC | Com - Refrig. Warehouse | Com | ROB Only | 1 | 1000 sqft2 of floor space | Cap-Tons | 15 | DEER:HVAC_Split-Package_HP | 0 | 0 | 0 | SWHC046-03 | 0 | 2021 | 0 | 2021 | 0 | -50.67 | SWHC046-03 | Com Central HVAC (Small) - Fuel Sub - Hot-Dry ¦ PG&E ¦ Hot-Dry | Com Central HVAC (Small) - Fuel Sub - Hot-Dry | 0 | 0.814 | 0 | CBSA 2014, adjusted to reflect new efficiencies | 0 | 2032 | 1 | SWHC046-03
COM-HVAC-FS-24.21 | Com ¦ Small Packaged Heat Pump (SEER 18) - Fuel Sub - Hot-Dry ¦ PG&E ¦ Hot-Dry | Com ¦ Small Packaged Heat Pump (SEER 18) - Fuel Sub - Hot-Dry | PG&E ¦ Hot-Dry | PG&E | All | Electric & Gas | SEER18 Heat Pump, <65 kbtuh, NR | Efficient |  |  | 1 | Conventional | HVAC | Com - Restaurant | Com | ROB Only | 1 | 1000 sqft2 of floor space | Cap-Tons | 15 | DEER:HVAC_Split-Package_HP | -221.4949 | 0 | -43.4766 | SWHC046-03 | 1964.6667 | 2021 | 679.11 | 2021 | 0 | -50.67 | SWHC046-03 | Com Central HVAC (Small) - Fuel Sub - Hot-Dry ¦ PG&E ¦ Hot-Dry | Com Central HVAC (Small) - Fuel Sub - Hot-Dry | 0.036027 | 0.814 | 0 | CBSA 2014, adjusted to reflect new efficiencies | 36.5974 | 2032 | 1 | SWHC046-03
COM-HVAC-FS-24.22 | Com ¦ Small Packaged Heat Pump (SEER 18) - Fuel Sub - Hot-Dry ¦ PG&E ¦ Hot-Dry | Com ¦ Small Packaged Heat Pump (SEER 18) - Fuel Sub - Hot-Dry | PG&E ¦ Hot-Dry | PG&E | All | Electric & Gas | SEER18 Heat Pump, <65 kbtuh, NR | Efficient |  |  | 1 | Conventional | HVAC | Com - Retail | Com | ROB Only | 1 | 1000 sqft2 of floor space | Cap-Tons | 15 | DEER:HVAC_Split-Package_HP | -277.1699 | 0 | -30.8133 | SWHC046-03 | 1964.6667 | 2021 | 679.11 | 2021 | 0 | -50.67 | SWHC046-03 | Com Central HVAC (Small) - Fuel Sub - Hot-Dry ¦ PG&E ¦ Hot-Dry | Com Central HVAC (Small) - Fuel Sub - Hot-Dry | 0.015015 | 0.814 | 0 | CBSA 2014, adjusted to reflect new efficiencies | 249.6265 | 2032 | 1 | SWHC046-03
COM-HVAC-FS-24.23 | Com ¦ Small Packaged Heat Pump (SEER 18) - Fuel Sub - Hot-Dry ¦ PG&E ¦ Hot-Dry | Com ¦ Small Packaged Heat Pump (SEER 18) - Fuel Sub - Hot-Dry | PG&E ¦ Hot-Dry | PG&E | All | Electric & Gas | SEER18 Heat Pump, <65 kbtuh, NR | Efficient |  |  | 1 | Conventional | HVAC | Com - School | Com | ROB Only | 1 | 1000 sqft2 of floor space | Cap-Tons | 15 | DEER:HVAC_Split-Package_HP | -9.6537 | 0 | -36.8542 | SWHC046-03 | 1964.6667 | 2021 | 679.11 | 2021 | 0 | -50.67 | SWHC046-03 | Com Central HVAC (Small) - Fuel Sub - Hot-Dry ¦ PG&E ¦ Hot-Dry | Com Central HVAC (Small) - Fuel Sub - Hot-Dry | 0.0228 | 0.814 | 0 | CBSA 2014, adjusted to reflect new efficiencies | 85.7918 | 2032 | 1 | SWHC046-03
COM-HVAC-FS-24.24 | Com ¦ Small Packaged Heat Pump (SEER 18) - Fuel Sub - Hot-Dry ¦ PG&E ¦ Hot-Dry | Com ¦ Small Packaged Heat Pump (SEER 18) - Fuel Sub - Hot-Dry | PG&E ¦ Hot-Dry | PG&E | All | Electric & Gas | SEER18 Heat Pump, <65 kbtuh, NR | Efficient |  |  | 1 | Conventional | HVAC | Com - Warehouse | Com | ROB Only | 1 | 1000 sqft2 of floor space | Cap-Tons | 15 | DEER:HVAC_Split-Package_HP | 91.8 | 0 | -79.6 | SWHC046-03 | 1964.6667 | 2021 | 679.11 | 2021 | 0 | -50.67 | SWHC046-03 | Com Central HVAC (Small) - Fuel Sub - Hot-Dry ¦ PG&E ¦ Hot-Dry | Com Central HVAC (Small) - Fuel Sub - Hot-Dry | 0.0046728 | 0.814 | 0 | CBSA 2014, adjusted to reflect new efficiencies | 308.0371 | 2032 | 1 | SWHC046-03
COM-HVAC-FS-24.25 | Com ¦ Small Packaged Heat Pump (SEER 18) - Fuel Sub - Cold ¦ PG&E ¦ Cold | Com ¦ Small Packaged Heat Pump (SEER 18) - Fuel Sub - Cold | PG&E ¦ Cold | PG&E | All | Electric & Gas | SEER18 Heat Pump, <65 kbtuh, NR | Efficient |  |  | 1 | Conventional | HVAC | Com - College | Com | ROB Only | 1 | 1000 sqft2 of floor space | Cap-Tons | 15 | DEER:HVAC_Split-Package_HP | 305.9041 | 0 | -92.6695 | SWHC046-03 | 1964.6667 | 2021 | 679.11 | 2021 | 0 | -50.67 | SWHC046-03 | Com Central HVAC (Small) - Fuel Sub - Cold ¦ PG&E ¦ Cold | Com Central HVAC (Small) - Fuel Sub - Cold | 0.020331 | 0.814 | 0 | CBSA 2014, adjusted to reflect new efficiencies | 282.5893 | 2032 | 1 | SWHC046-03
COM-HVAC-FS-24.26 | Com ¦ Small Packaged Heat Pump (SEER 18) - Fuel Sub - Cold ¦ PG&E ¦ Cold | Com ¦ Small Packaged Heat Pump (SEER 18) - Fuel Sub - Cold | PG&E ¦ Cold | PG&E | All | Electric & Gas | SEER18 Heat Pump, <65 kbtuh, NR | Efficient |  |  | 1 | Conventional | HVAC | Com - Grocery | Com | ROB Only | 1 | 1000 sqft2 of floor space | Cap-Tons | 15 | DEER:HVAC_Split-Package_HP | 1300 | 0 | -332 | SWHC046-03 | 1964.6667 | 2021 | 679.11 | 2021 | 0 | -50.67 | SWHC046-03 | Com Central HVAC (Small) - Fuel Sub - Cold ¦ PG&E ¦ Cold | Com Central HVAC (Small) - Fuel Sub - Cold | 0.033922 | 0.814 | 0 | CBSA 2014, adjusted to reflect new efficiencies | 706.4759 | 2032 | 1 | SWHC046-03
COM-HVAC-FS-24.27 | Com ¦ Small Packaged Heat Pump (SEER 18) - Fuel Sub - Cold ¦ PG&E ¦ Cold | Com ¦ Small Packaged Heat Pump (SEER 18) - Fuel Sub - Cold | PG&E ¦ Cold | PG&E | All | Electric & Gas | SEER18 Heat Pump, <65 kbtuh, NR | Efficient |  |  | 1 | Conventional | HVAC | Com - Health | Com | ROB Only | 1 | 1000 sqft2 of floor space | Cap-Tons | 15 | DEER:HVAC_Split-Package_HP | 175.1343 | 0 | -128.9495 | SWHC046-03 | 1964.6667 | 2021 | 679.11 | 2021 | 0 | -50.67 | SWHC046-03 | Com Central HVAC (Small) - Fuel Sub - Cold ¦ PG&E ¦ Cold | Com Central HVAC (Small) - Fuel Sub - Cold | 0.030022 | 0.814 | 0 | CBSA 2014, adjusted to reflect new efficiencies | 352.768 | 2032 | 1 | SWHC046-03
COM-HVAC-FS-24.28 | Com ¦ Small Packaged Heat Pump (SEER 18) - Fuel Sub - Cold ¦ PG&E ¦ Cold | Com ¦ Small Packaged Heat Pump (SEER 18) - Fuel Sub - Cold | PG&E ¦ Cold | PG&E | All | Electric & Gas | SEER18 Heat Pump, <65 kbtuh, NR | Efficient |  |  | 1 | Conventional | HVAC | Com - Lodging | Com | ROB Only | 1 | 1000 sqft2 of floor space | Cap-Tons | 15 | DEER:HVAC_Split-Package_HP | 868.3606 | 0 | -210.3596 | SWHC046-03 | 1964.6667 | 2021 | 679.11 | 2021 | 0 | -50.67 | SWHC046-03 | Com Central HVAC (Small) - Fuel Sub - Cold ¦ PG&E ¦ Cold | Com Central HVAC (Small) - Fuel Sub - Cold | 0.016003 | 0.814 | 0 | CBSA 2014, adjusted to reflect new efficiencies | 1941.0809 | 2032 | 1 | SWHC046-03
COM-HVAC-FS-24.29 | Com ¦ Small Packaged Heat Pump (SEER 18) - Fuel Sub - Cold ¦ PG&E ¦ Cold | Com ¦ Small Packaged Heat Pump (SEER 18) - Fuel Sub - Cold | PG&E ¦ Cold | PG&E | All | Electric & Gas | SEER18 Heat Pump, <65 kbtuh, NR | Efficient |  |  | 1 | Conventional | HVAC | Com - Office (Large) | Com | ROB Only | 1 | 1000 sqft2 of floor space | Cap-Tons | 15 | DEER:HVAC_Split-Package_HP | -71.3 | 0 | -24.4 | SWHC046-03 | 1964.6667 | 2021 | 679.11 | 2021 | 0 | -50.67 | SWHC046-03 | Com Central HVAC (Small) - Fuel Sub - Cold ¦ PG&E ¦ Cold | Com Central HVAC (Small) - Fuel Sub - Cold | 0.021319 | 0.814 | 0 | CBSA 2014, adjusted to reflect new efficiencies | 116.6638 | 2032 | 1 | SWHC046-03
COM-HVAC-FS-24.30 | Com ¦ Small Packaged Heat Pump (SEER 18) - Fuel Sub - Cold ¦ PG&E ¦ Cold | Com ¦ Small Packaged Heat Pump (SEER 18) - Fuel Sub - Cold | PG&E ¦ Cold | PG&E | All | Electric & Gas | SEER18 Heat Pump, <65 kbtuh, NR | Efficient |  |  | 1 | Conventional | HVAC | Com - Office (Small) | Com | ROB Only | 1 | 1000 sqft2 of floor space | Cap-Tons | 15 | DEER:HVAC_Split-Package_HP | 110 | 0 | -49.4 | SWHC046-03 | 1964.6667 | 2021 | 679.11 | 2021 | 0 | -50.67 | SWHC046-03 | Com Central HVAC (Small) - Fuel Sub - Cold ¦ PG&E ¦ Cold | Com Central HVAC (Small) - Fuel Sub - Cold | 0.024933 | 0.814 | 0 | CBSA 2014, adjusted to reflect new efficiencies | 92.7527 | 2032 | 1 | SWHC046-03
COM-HVAC-FS-24.31 | Com ¦ Small Packaged Heat Pump (SEER 18) - Fuel Sub - Cold ¦ PG&E ¦ Cold | Com ¦ Small Packaged Heat Pump (SEER 18) - Fuel Sub - Cold | PG&E ¦ Cold | PG&E | All | Electric & Gas | SEER18 Heat Pump, <65 kbtuh, NR | Efficient |  |  | 1 | Conventional | HVAC | Com - Other | Com | ROB Only | 1 | 1000 sqft2 of floor space | Cap-Tons | 15 | DEER:HVAC_Split-Package_HP | 662 | 0 | -172 | SWHC046-03 | 1964.6667 | 2021 | 679.11 | 2021 | 0 | -50.67 | SWHC046-03 | Com Central HVAC (Small) - Fuel Sub - Cold ¦ PG&E ¦ Cold | Com Central HVAC (Small) - Fuel Sub - Cold | 0.0353 | 0.814 | 0 | CBSA 2014, adjusted to reflect new efficiencies | 706.0601 | 2032 | 1 | SWHC046-03
COM-HVAC-FS-24.32 | Com ¦ Small Packaged Heat Pump (SEER 18) - Fuel Sub - Cold ¦ PG&E ¦ Cold | Com ¦ Small Packaged Heat Pump (SEER 18) - Fuel Sub - Cold | PG&E ¦ Cold | PG&E | All | Electric & Gas | SEER18 Heat Pump, <65 kbtuh, NR | Efficient |  |  | 1 | Conventional | HVAC | Com - Refrig. Warehouse | Com | ROB Only | 1 | 1000 sqft2 of floor space | Cap-Tons | 15 | DEER:HVAC_Split-Package_HP | 0 | 0 | 0 | SWHC046-03 | 0 | 2021 | 0 | 2021 | 0 | -50.67 | SWHC046-03 | Com Central HVAC (Small) - Fuel Sub - Cold ¦ PG&E ¦ Cold | Com Central HVAC (Small) - Fuel Sub - Cold | 0 | 0.814 | 0 | CBSA 2014, adjusted to reflect new efficiencies | 0 | 2032 | 1 | SWHC046-03
COM-HVAC-FS-24.33 | Com ¦ Small Packaged Heat Pump (SEER 18) - Fuel Sub - Cold ¦ PG&E ¦ Cold | Com ¦ Small Packaged Heat Pump (SEER 18) - Fuel Sub - Cold | PG&E ¦ Cold | PG&E | All | Electric & Gas | SEER18 Heat Pump, <65 kbtuh, NR | Efficient |  |  | 1 | Conventional | HVAC | Com - Restaurant | Com | ROB Only | 1 | 1000 sqft2 of floor space | Cap-Tons | 15 | DEER:HVAC_Split-Package_HP | 381.2646 | 0 | -140.5022 | SWHC046-03 | 1964.6667 | 2021 | 679.11 | 2021 | 0 | -50.67 | SWHC046-03 | Com Central HVAC (Small) - Fuel Sub - Cold ¦ PG&E ¦ Cold | Com Central HVAC (Small) - Fuel Sub - Cold | 0.036027 | 0.814 | 0 | CBSA 2014, adjusted to reflect new efficiencies | 98.775 | 2032 | 1 | SWHC046-03
COM-HVAC-FS-24.34 | Com ¦ Small Packaged Heat Pump (SEER 18) - Fuel Sub - Cold ¦ PG&E ¦ Cold | Com ¦ Small Packaged Heat Pump (SEER 18) - Fuel Sub - Cold | PG&E ¦ Cold | PG&E | All | Electric & Gas | SEER18 Heat Pump, <65 kbtuh, NR | Efficient |  |  | 1 | Conventional | HVAC | Com - Retail | Com | ROB Only | 1 | 1000 sqft2 of floor space | Cap-Tons | 15 | DEER:HVAC_Split-Package_HP | 307.8367 | 0 | -114.1883 | SWHC046-03 | 1964.6667 | 2021 | 679.11 | 2021 | 0 | -50.67 | SWHC046-03 | Com Central HVAC (Small) - Fuel Sub - Cold ¦ PG&E ¦ Cold | Com Central HVAC (Small) - Fuel Sub - Cold | 0.015015 | 0.814 | 0 | CBSA 2014, adjusted to reflect new efficiencies | 456.0692 | 2032 | 1 | SWHC046-03
COM-HVAC-FS-24.35 | Com ¦ Small Packaged Heat Pump (SEER 18) - Fuel Sub - Cold ¦ PG&E ¦ Cold | Com ¦ Small Packaged Heat Pump (SEER 18) - Fuel Sub - Cold | PG&E ¦ Cold | PG&E | All | Electric & Gas | SEER18 Heat Pump, <65 kbtuh, NR | Efficient |  |  | 1 | Conventional | HVAC | Com - School | Com | ROB Only | 1 | 1000 sqft2 of floor space | Cap-Tons | 15 | DEER:HVAC_Split-Package_HP | 428.0987 | 0 | -96.149 | SWHC046-03 | 1964.6667 | 2021 | 679.11 | 2021 | 0 | -50.67 | SWHC046-03 | Com Central HVAC (Small) - Fuel Sub - Cold ¦ PG&E ¦ Cold | Com Central HVAC (Small) - Fuel Sub - Cold | 0.0228 | 0.814 | 0 | CBSA 2014, adjusted to reflect new efficiencies | 149.1908 | 2032 | 1 | SWHC046-03
COM-HVAC-FS-24.36 | Com ¦ Small Packaged Heat Pump (SEER 18) - Fuel Sub - Cold ¦ PG&E ¦ Cold | Com ¦ Small Packaged Heat Pump (SEER 18) - Fuel Sub - Cold | PG&E ¦ Cold | PG&E | All | Electric & Gas | SEER18 Heat Pump, <65 kbtuh, NR | Efficient |  |  | 1 | Conventional | HVAC | Com - Warehouse | Com | ROB Only | 1 | 1000 sqft2 of floor space | Cap-Tons | 15 | DEER:HVAC_Split-Package_HP | 726 | 0 | -152 | SWHC046-03 | 1964.6667 | 2021 | 679.11 | 2021 | 0 | -50.67 | SWHC046-03 | Com Central HVAC (Small) - Fuel Sub - Cold ¦ PG&E ¦ Cold | Com Central HVAC (Small) - Fuel Sub - Cold | 0.0046728 | 0.814 | 0 | CBSA 2014, adjusted to reflect new efficiencies | 423.1525 | 2032 | 1 | SWHC046-03
COM-HVAC-FS-24.37 | Com ¦ Small Packaged Heat Pump (SEER 18) - Fuel Sub - Marine ¦ SCG ¦ Marine | Com ¦ Small Packaged Heat Pump (SEER 18) - Fuel Sub - Marine | SCG ¦ Marine | SCG | All | Electric & Gas | SEER18 Heat Pump, <65 kbtuh, NR | Efficient |  |  | 1 | Conventional | HVAC | Com - College | Com | ROB Only | 1 | 1000 sqft2 of floor space | Cap-Tons | 15 | DEER:HVAC_Split-Package_HP | -226.3478 | 0 | -12.4101 | SWHC046-03 | 1964.6667 | 2021 | 679.11 | 2021 | 0 | -50.67 | SWHC046-03 | Com Central HVAC (Small) - Fuel Sub - Marine ¦ SCG ¦ Marine | Com Central HVAC (Small) - Fuel Sub - Marine | 0.022689 | 0.814 | 0 | CBSA 2014, adjusted to reflect new efficiencies | 58.0253 | 2032 | 1 | SWHC046-03
COM-HVAC-FS-24.38 | Com ¦ Small Packaged Heat Pump (SEER 18) - Fuel Sub - Marine ¦ SCG ¦ Marine | Com ¦ Small Packaged Heat Pump (SEER 18) - Fuel Sub - Marine | SCG ¦ Marine | SCG | All | Electric & Gas | SEER18 Heat Pump, <65 kbtuh, NR | Efficient |  |  | 1 | Conventional | HVAC | Com - Grocery | Com | ROB Only | 1 | 1000 sqft2 of floor space | Cap-Tons | 15 | DEER:HVAC_Split-Package_HP | -208 | 0 | -80.6 | SWHC046-03 | 1964.6667 | 2021 | 679.11 | 2021 | 0 | -50.67 | SWHC046-03 | Com Central HVAC (Small) - Fuel Sub - Marine ¦ SCG ¦ Marine | Com Central HVAC (Small) - Fuel Sub - Marine | 0.040359 | 0.814 | 0 | CBSA 2014, adjusted to reflect new efficiencies | 200.9639 | 2032 | 1 | SWHC046-03
COM-HVAC-FS-24.39 | Com ¦ Small Packaged Heat Pump (SEER 18) - Fuel Sub - Marine ¦ SCG ¦ Marine | Com ¦ Small Packaged Heat Pump (SEER 18) - Fuel Sub - Marine | SCG ¦ Marine | SCG | All | Electric & Gas | SEER18 Heat Pump, <65 kbtuh, NR | Efficient |  |  | 1 | Conventional | HVAC | Com - Health | Com | ROB Only | 1 | 1000 sqft2 of floor space | Cap-Tons | 15 | DEER:HVAC_Split-Package_HP | -439.1087 | 0 | -22.4855 | SWHC046-03 | 1964.6667 | 2021 | 679.11 | 2021 | 0 | -50.67 | SWHC046-03 | Com Central HVAC (Small) - Fuel Sub - Marine ¦ SCG ¦ Marine | Com Central HVAC (Small) - Fuel Sub - Marine | 0.032178 | 0.814 | 0 | CBSA 2014, adjusted to reflect new efficiencies | 92.246 | 2032 | 1 | SWHC046-03
COM-HVAC-FS-24.40 | Com ¦ Small Packaged Heat Pump (SEER 18) - Fuel Sub - Marine ¦ SCG ¦ Marine | Com ¦ Small Packaged Heat Pump (SEER 18) - Fuel Sub - Marine | SCG ¦ Marine | SCG | All | Electric & Gas | SEER18 Heat Pump, <65 kbtuh, NR | Efficient |  |  | 1 | Conventional | HVAC | Com - Lodging | Com | ROB Only | 1 | 1000 sqft2 of floor space | Cap-Tons | 15 | DEER:HVAC_Split-Package_HP | -271.2338 | 0 | -41.9064 | SWHC046-03 | 1964.6667 | 2021 | 679.11 | 2021 | 0 | -50.67 | SWHC046-03 | Com Central HVAC (Small) - Fuel Sub - Marine ¦ SCG ¦ Marine | Com Central HVAC (Small) - Fuel Sub - Marine | 0.018069 | 0.814 | 0 | CBSA 2014, adjusted to reflect new efficiencies | 456.7347 | 2032 | 1 | SWHC046-03
COM-HVAC-FS-24.41 | Com ¦ Small Packaged Heat Pump (SEER 18) - Fuel Sub - Marine ¦ SCG ¦ Marine | Com ¦ Small Packaged Heat Pump (SEER 18) - Fuel Sub - Marine | SCG ¦ Marine | SCG | All | Electric & Gas | SEER18 Heat Pump, <65 kbtuh, NR | Efficient |  |  | 1 | Conventional | HVAC | Com - Office (Large) | Com | ROB Only | 1 | 1000 sqft2 of floor space | Cap-Tons | 15 | DEER:HVAC_Split-Package_HP | -247 | 0 | -0.948 | SWHC046-03 | 1964.6667 | 2021 | 679.11 | 2021 | 0 | -50.67 | SWHC046-03 | Com Central HVAC (Small) - Fuel Sub - Marine ¦ SCG ¦ Marine | Com Central HVAC (Small) - Fuel Sub - Marine | 0.023953 | 0.814 | 0 | CBSA 2014, adjusted to reflect new efficiencies | 28.8217 | 2032 | 1 | SWHC046-03
COM-HVAC-FS-24.42 | Com ¦ Small Packaged Heat Pump (SEER 18) - Fuel Sub - Marine ¦ SCG ¦ Marine | Com ¦ Small Packaged Heat Pump (SEER 18) - Fuel Sub - Marine | SCG ¦ Marine | SCG | All | Electric & Gas | SEER18 Heat Pump, <65 kbtuh, NR | Efficient |  |  | 1 | Conventional | HVAC | Com - Office (Small) | Com | ROB Only | 1 | 1000 sqft2 of floor space | Cap-Tons | 15 | DEER:HVAC_Split-Package_HP | -217 | 0 | -5.55 | SWHC046-03 | 1964.6667 | 2021 | 679.11 | 2021 | 0 | -50.67 | SWHC046-03 | Com Central HVAC (Small) - Fuel Sub - Marine ¦ SCG ¦ Marine | Com Central HVAC (Small) - Fuel Sub - Marine | 0.027176 | 0.814 | 0 | CBSA 2014, adjusted to reflect new efficiencies | 20.9362 | 2032 | 1 | SWHC046-03
COM-HVAC-FS-24.43 | Com ¦ Small Packaged Heat Pump (SEER 18) - Fuel Sub - Marine ¦ SCG ¦ Marine | Com ¦ Small Packaged Heat Pump (SEER 18) - Fuel Sub - Marine | SCG ¦ Marine | SCG | All | Electric & Gas | SEER18 Heat Pump, <65 kbtuh, NR | Efficient |  |  | 1 | Conventional | HVAC | Com - Other | Com | ROB Only | 1 | 1000 sqft2 of floor space | Cap-Tons | 15 | DEER:HVAC_Split-Package_HP | -205 | 0 | -25 | SWHC046-03 | 1964.6667 | 2021 | 679.11 | 2021 | 0 | -50.67 | SWHC046-03 | Com Central HVAC (Small) - Fuel Sub - Marine ¦ SCG ¦ Marine | Com Central HVAC (Small) - Fuel Sub - Marine | 0.038925 | 0.814 | 0 | CBSA 2014, adjusted to reflect new efficiencies | 135.8872 | 2032 | 1 | SWHC046-03
COM-HVAC-FS-24.44 | Com ¦ Small Packaged Heat Pump (SEER 18) - Fuel Sub - Marine ¦ SCG ¦ Marine | Com ¦ Small Packaged Heat Pump (SEER 18) - Fuel Sub - Marine | SCG ¦ Marine | SCG | All | Electric & Gas | SEER18 Heat Pump, <65 kbtuh, NR | Efficient |  |  | 1 | Conventional | HVAC | Com - Refrig. Warehouse | Com | ROB Only | 1 | 1000 sqft2 of floor space | Cap-Tons | 15 | DEER:HVAC_Split-Package_HP | 0 | 0 | 0 | SWHC046-03 | 0 | 2021 | 0 | 2021 | 0 | -50.67 | SWHC046-03 | Com Central HVAC (Small) - Fuel Sub - Marine ¦ SCG ¦ Marine | Com Central HVAC (Small) - Fuel Sub - Marine | 0 | 0.814 | 0 | CBSA 2014, adjusted to reflect new efficiencies | 0 | 2032 | 1 | SWHC046-03
COM-HVAC-FS-24.45 | Com ¦ Small Packaged Heat Pump (SEER 18) - Fuel Sub - Marine ¦ SCG ¦ Marine | Com ¦ Small Packaged Heat Pump (SEER 18) - Fuel Sub - Marine | SCG ¦ Marine | SCG | All | Electric & Gas | SEER18 Heat Pump, <65 kbtuh, NR | Efficient |  |  | 1 | Conventional | HVAC | Com - Restaurant | Com | ROB Only | 1 | 1000 sqft2 of floor space | Cap-Tons | 15 | DEER:HVAC_Split-Package_HP | -261.2502 | 0 | -11.7207 | SWHC046-03 | 1964.6667 | 2021 | 679.11 | 2021 | 0 | -50.67 | SWHC046-03 | Com Central HVAC (Small) - Fuel Sub - Marine ¦ SCG ¦ Marine | Com Central HVAC (Small) - Fuel Sub - Marine | 0.039657 | 0.814 | 0 | CBSA 2014, adjusted to reflect new efficiencies | 13.4477 | 2032 | 1 | SWHC046-03
COM-HVAC-FS-24.46 | Com ¦ Small Packaged Heat Pump (SEER 18) - Fuel Sub - Marine ¦ SCG ¦ Marine | Com ¦ Small Packaged Heat Pump (SEER 18) - Fuel Sub - Marine | SCG ¦ Marine | SCG | All | Electric & Gas | SEER18 Heat Pump, <65 kbtuh, NR | Efficient |  |  | 1 | Conventional | HVAC | Com - Retail | Com | ROB Only | 1 | 1000 sqft2 of floor space | Cap-Tons | 15 | DEER:HVAC_Split-Package_HP | -318.6752 | 0 | -11.8403 | SWHC046-03 | 1964.6667 | 2021 | 679.11 | 2021 | 0 | -50.67 | SWHC046-03 | Com Central HVAC (Small) - Fuel Sub - Marine ¦ SCG ¦ Marine | Com Central HVAC (Small) - Fuel Sub - Marine | 0.016778 | 0.814 | 0 | CBSA 2014, adjusted to reflect new efficiencies | 170.4605 | 2032 | 1 | SWHC046-03
COM-HVAC-FS-24.47 | Com ¦ Small Packaged Heat Pump (SEER 18) - Fuel Sub - Marine ¦ SCG ¦ Marine | Com ¦ Small Packaged Heat Pump (SEER 18) - Fuel Sub - Marine | SCG ¦ Marine | SCG | All | Electric & Gas | SEER18 Heat Pump, <65 kbtuh, NR | Efficient |  |  | 1 | Conventional | HVAC | Com - School | Com | ROB Only | 1 | 1000 sqft2 of floor space | Cap-Tons | 15 | DEER:HVAC_Split-Package_HP | -112.5677 | 0 | -12.1639 | SWHC046-03 | 1964.6667 | 2021 | 679.11 | 2021 | 0 | -50.67 | SWHC046-03 | Com Central HVAC (Small) - Fuel Sub - Marine ¦ SCG ¦ Marine | Com Central HVAC (Small) - Fuel Sub - Marine | 0.027322 | 0.814 | 0 | CBSA 2014, adjusted to reflect new efficiencies | 46.3252 | 2032 | 1 | SWHC046-03
COM-HVAC-FS-24.48 | Com ¦ Small Packaged Heat Pump (SEER 18) - Fuel Sub - Marine ¦ SCG ¦ Marine | Com ¦ Small Packaged Heat Pump (SEER 18) - Fuel Sub - Marine | SCG ¦ Marine | SCG | All | Electric & Gas | SEER18 Heat Pump, <65 kbtuh, NR | Efficient |  |  | 1 | Conventional | HVAC | Com - Warehouse | Com | ROB Only | 1 | 1000 sqft2 of floor space | Cap-Tons | 15 | DEER:HVAC_Split-Package_HP | -87.7 | 0 | -34.2 | SWHC046-03 | 1964.6667 | 2021 | 679.11 | 2021 | 0 | -50.67 | SWHC046-03 | Com Central HVAC (Small) - Fuel Sub - Marine ¦ SCG ¦ Marine | Com Central HVAC (Small) - Fuel Sub - Marine | 0.0051386 | 0.814 | 0 | CBSA 2014, adjusted to reflect new efficiencies | 170.455 | 2032 | 1 | SWHC046-03
COM-HVAC-FS-24.49 | Com ¦ Small Packaged Heat Pump (SEER 18) - Fuel Sub - Hot-Dry ¦ SCG ¦ Hot-Dry | Com ¦ Small Packaged Heat Pump (SEER 18) - Fuel Sub - Hot-Dry | SCG ¦ Hot-Dry | SCG | All | Electric & Gas | SEER18 Heat Pump, <65 kbtuh, NR | Efficient |  |  | 1 | Conventional | HVAC | Com - College | Com | ROB Only | 1 | 1000 sqft2 of floor space | Cap-Tons | 15 | DEER:HVAC_Split-Package_HP | -263.3738 | 0 | -13.1859 | SWHC046-03 | 1964.6667 | 2021 | 679.11 | 2021 | 0 | -50.67 | SWHC046-03 | Com Central HVAC (Small) - Fuel Sub - Hot-Dry ¦ SCG ¦ Hot-Dry | Com Central HVAC (Small) - Fuel Sub - Hot-Dry | 0.022689 | 0.814 | 0 | CBSA 2014, adjusted to reflect new efficiencies | 63.3798 | 2032 | 1 | SWHC046-03
COM-HVAC-FS-24.50 | Com ¦ Small Packaged Heat Pump (SEER 18) - Fuel Sub - Hot-Dry ¦ SCG ¦ Hot-Dry | Com ¦ Small Packaged Heat Pump (SEER 18) - Fuel Sub - Hot-Dry | SCG ¦ Hot-Dry | SCG | All | Electric & Gas | SEER18 Heat Pump, <65 kbtuh, NR | Efficient |  |  | 1 | Conventional | HVAC | Com - Grocery | Com | ROB Only | 1 | 1000 sqft2 of floor space | Cap-Tons | 15 | DEER:HVAC_Split-Package_HP | -313 | 0 | -84.7 | SWHC046-03 | 1964.6667 | 2021 | 679.11 | 2021 | 0 | -50.67 | SWHC046-03 | Com Central HVAC (Small) - Fuel Sub - Hot-Dry ¦ SCG ¦ Hot-Dry | Com Central HVAC (Small) - Fuel Sub - Hot-Dry | 0.040359 | 0.814 | 0 | CBSA 2014, adjusted to reflect new efficiencies | 216.4977 | 2032 | 1 | SWHC046-03
COM-HVAC-FS-24.51 | Com ¦ Small Packaged Heat Pump (SEER 18) - Fuel Sub - Hot-Dry ¦ SCG ¦ Hot-Dry | Com ¦ Small Packaged Heat Pump (SEER 18) - Fuel Sub - Hot-Dry | SCG ¦ Hot-Dry | SCG | All | Electric & Gas | SEER18 Heat Pump, <65 kbtuh, NR | Efficient |  |  | 1 | Conventional | HVAC | Com - Health | Com | ROB Only | 1 | 1000 sqft2 of floor space | Cap-Tons | 15 | DEER:HVAC_Split-Package_HP | -461.4684 | 0 | -25.6229 | SWHC046-03 | 1964.6667 | 2021 | 679.11 | 2021 | 0 | -50.67 | SWHC046-03 | Com Central HVAC (Small) - Fuel Sub - Hot-Dry ¦ SCG ¦ Hot-Dry | Com Central HVAC (Small) - Fuel Sub - Hot-Dry | 0.032178 | 0.814 | 0 | CBSA 2014, adjusted to reflect new efficiencies | 102.571 | 2032 | 1 | SWHC046-03
COM-HVAC-FS-24.52 | Com ¦ Small Packaged Heat Pump (SEER 18) - Fuel Sub - Hot-Dry ¦ SCG ¦ Hot-Dry | Com ¦ Small Packaged Heat Pump (SEER 18) - Fuel Sub - Hot-Dry | SCG ¦ Hot-Dry | SCG | All | Electric & Gas | SEER18 Heat Pump, <65 kbtuh, NR | Efficient |  |  | 1 | Conventional | HVAC | Com - Lodging | Com | ROB Only | 1 | 1000 sqft2 of floor space | Cap-Tons | 15 | DEER:HVAC_Split-Package_HP | -340.8364 | 0 | -40.2704 | SWHC046-03 | 1964.6667 | 2021 | 679.11 | 2021 | 0 | -50.67 | SWHC046-03 | Com Central HVAC (Small) - Fuel Sub - Hot-Dry ¦ SCG ¦ Hot-Dry | Com Central HVAC (Small) - Fuel Sub - Hot-Dry | 0.018069 | 0.814 | 0 | CBSA 2014, adjusted to reflect new efficiencies | 451.5492 | 2032 | 1 | SWHC046-03
COM-HVAC-FS-24.53 | Com ¦ Small Packaged Heat Pump (SEER 18) - Fuel Sub - Hot-Dry ¦ SCG ¦ Hot-Dry | Com ¦ Small Packaged Heat Pump (SEER 18) - Fuel Sub - Hot-Dry | SCG ¦ Hot-Dry | SCG | All | Electric & Gas | SEER18 Heat Pump, <65 kbtuh, NR | Efficient |  |  | 1 | Conventional | HVAC | Com - Office (Large) | Com | ROB Only | 1 | 1000 sqft2 of floor space | Cap-Tons | 15 | DEER:HVAC_Split-Package_HP | -274 | 0 | -1.48 | SWHC046-03 | 1964.6667 | 2021 | 679.11 | 2021 | 0 | -50.67 | SWHC046-03 | Com Central HVAC (Small) - Fuel Sub - Hot-Dry ¦ SCG ¦ Hot-Dry | Com Central HVAC (Small) - Fuel Sub - Hot-Dry | 0.023953 | 0.814 | 0 | CBSA 2014, adjusted to reflect new efficiencies | 33.8959 | 2032 | 1 | SWHC046-03
COM-HVAC-FS-24.54 | Com ¦ Small Packaged Heat Pump (SEER 18) - Fuel Sub - Hot-Dry ¦ SCG ¦ Hot-Dry | Com ¦ Small Packaged Heat Pump (SEER 18) - Fuel Sub - Hot-Dry | SCG ¦ Hot-Dry | SCG | All | Electric & Gas | SEER18 Heat Pump, <65 kbtuh, NR | Efficient |  |  | 1 | Conventional | HVAC | Com - Office (Small) | Com | ROB Only | 1 | 1000 sqft2 of floor space | Cap-Tons | 15 | DEER:HVAC_Split-Package_HP | -245 | 0 | -6.68 | SWHC046-03 | 1964.6667 | 2021 | 679.11 | 2021 | 0 | -50.67 | SWHC046-03 | Com Central HVAC (Small) - Fuel Sub - Hot-Dry ¦ SCG ¦ Hot-Dry | Com Central HVAC (Small) - Fuel Sub - Hot-Dry | 0.027176 | 0.814 | 0 | CBSA 2014, adjusted to reflect new efficiencies | 24.457 | 2032 | 1 | SWHC046-03
COM-HVAC-FS-24.55 | Com ¦ Small Packaged Heat Pump (SEER 18) - Fuel Sub - Hot-Dry ¦ SCG ¦ Hot-Dry | Com ¦ Small Packaged Heat Pump (SEER 18) - Fuel Sub - Hot-Dry | SCG ¦ Hot-Dry | SCG | All | Electric & Gas | SEER18 Heat Pump, <65 kbtuh, NR | Efficient |  |  | 1 | Conventional | HVAC | Com - Other | Com | ROB Only | 1 | 1000 sqft2 of floor space | Cap-Tons | 15 | DEER:HVAC_Split-Package_HP | -264 | 0 | -24.5 | SWHC046-03 | 1964.6667 | 2021 | 679.11 | 2021 | 0 | -50.67 | SWHC046-03 | Com Central HVAC (Small) - Fuel Sub - Hot-Dry ¦ SCG ¦ Hot-Dry | Com Central HVAC (Small) - Fuel Sub - Hot-Dry | 0.038925 | 0.814 | 0 | CBSA 2014, adjusted to reflect new efficiencies | 140.1372 | 2032 | 1 | SWHC046-03
COM-HVAC-FS-24.56 | Com ¦ Small Packaged Heat Pump (SEER 18) - Fuel Sub - Hot-Dry ¦ SCG ¦ Hot-Dry | Com ¦ Small Packaged Heat Pump (SEER 18) - Fuel Sub - Hot-Dry | SCG ¦ Hot-Dry | SCG | All | Electric & Gas | SEER18 Heat Pump, <65 kbtuh, NR | Efficient |  |  | 1 | Conventional | HVAC | Com - Refrig. Warehouse | Com | ROB Only | 1 | 1000 sqft2 of floor space | Cap-Tons | 15 | DEER:HVAC_Split-Package_HP | 0 | 0 | 0 | SWHC046-03 | 0 | 2021 | 0 | 2021 | 0 | -50.67 | SWHC046-03 | Com Central HVAC (Small) - Fuel Sub - Hot-Dry ¦ SCG ¦ Hot-Dry | Com Central HVAC (Small) - Fuel Sub - Hot-Dry | 0 | 0.814 | 0 | CBSA 2014, adjusted to reflect new efficiencies | 0 | 2032 | 1 | SWHC046-03
COM-HVAC-FS-24.57 | Com ¦ Small Packaged Heat Pump (SEER 18) - Fuel Sub - Hot-Dry ¦ SCG ¦ Hot-Dry | Com ¦ Small Packaged Heat Pump (SEER 18) - Fuel Sub - Hot-Dry | SCG ¦ Hot-Dry | SCG | All | Electric & Gas | SEER18 Heat Pump, <65 kbtuh, NR | Efficient |  |  | 1 | Conventional | HVAC | Com - Restaurant | Com | ROB Only | 1 | 1000 sqft2 of floor space | Cap-Tons | 15 | DEER:HVAC_Split-Package_HP | -331.5001 | 0 | -12.6233 | SWHC046-03 | 1964.6667 | 2021 | 679.11 | 2021 | 0 | -50.67 | SWHC046-03 | Com Central HVAC (Small) - Fuel Sub - Hot-Dry ¦ SCG ¦ Hot-Dry | Com Central HVAC (Small) - Fuel Sub - Hot-Dry | 0.039657 | 0.814 | 0 | CBSA 2014, adjusted to reflect new efficiencies | 15.3742 | 2032 | 1 | SWHC046-03
COM-HVAC-FS-24.58 | Com ¦ Small Packaged Heat Pump (SEER 18) - Fuel Sub - Hot-Dry ¦ SCG ¦ Hot-Dry | Com ¦ Small Packaged Heat Pump (SEER 18) - Fuel Sub - Hot-Dry | SCG ¦ Hot-Dry | SCG | All | Electric & Gas | SEER18 Heat Pump, <65 kbtuh, NR | Efficient |  |  | 1 | Conventional | HVAC | Com - Retail | Com | ROB Only | 1 | 1000 sqft2 of floor space | Cap-Tons | 15 | DEER:HVAC_Split-Package_HP | -373.5844 | 0 | -10.1827 | SWHC046-03 | 1964.6667 | 2021 | 679.11 | 2021 | 0 | -50.67 | SWHC046-03 | Com Central HVAC (Small) - Fuel Sub - Hot-Dry ¦ SCG ¦ Hot-Dry | Com Central HVAC (Small) - Fuel Sub - Hot-Dry | 0.016778 | 0.814 | 0 | CBSA 2014, adjusted to reflect new efficiencies | 181.5607 | 2032 | 1 | SWHC046-03
COM-HVAC-FS-24.59 | Com ¦ Small Packaged Heat Pump (SEER 18) - Fuel Sub - Hot-Dry ¦ SCG ¦ Hot-Dry | Com ¦ Small Packaged Heat Pump (SEER 18) - Fuel Sub - Hot-Dry | SCG ¦ Hot-Dry | SCG | All | Electric & Gas | SEER18 Heat Pump, <65 kbtuh, NR | Efficient |  |  | 1 | Conventional | HVAC | Com - School | Com | ROB Only | 1 | 1000 sqft2 of floor space | Cap-Tons | 15 | DEER:HVAC_Split-Package_HP | -140.1614 | 0 | -12.0107 | SWHC046-03 | 1964.6667 | 2021 | 679.11 | 2021 | 0 | -50.67 | SWHC046-03 | Com Central HVAC (Small) - Fuel Sub - Hot-Dry ¦ SCG ¦ Hot-Dry | Com Central HVAC (Small) - Fuel Sub - Hot-Dry | 0.027322 | 0.814 | 0 | CBSA 2014, adjusted to reflect new efficiencies | 50.5184 | 2032 | 1 | SWHC046-03
COM-HVAC-FS-24.60 | Com ¦ Small Packaged Heat Pump (SEER 18) - Fuel Sub - Hot-Dry ¦ SCG ¦ Hot-Dry | Com ¦ Small Packaged Heat Pump (SEER 18) - Fuel Sub - Hot-Dry | SCG ¦ Hot-Dry | SCG | All | Electric & Gas | SEER18 Heat Pump, <65 kbtuh, NR | Efficient |  |  | 1 | Conventional | HVAC | Com - Warehouse | Com | ROB Only | 1 | 1000 sqft2 of floor space | Cap-Tons | 15 | DEER:HVAC_Split-Package_HP | -162 | 0 | -33.6 | SWHC046-03 | 1964.6667 | 2021 | 679.11 | 2021 | 0 | -50.67 | SWHC046-03 | Com Central HVAC (Small) - Fuel Sub - Hot-Dry ¦ SCG ¦ Hot-Dry | Com Central HVAC (Small) - Fuel Sub - Hot-Dry | 0.0051386 | 0.814 | 0 | CBSA 2014, adjusted to reflect new efficiencies | 190.1952 | 2032 | 1 | SWHC046-03
COM-HVAC-FS-24.61 | Com ¦ Small Packaged Heat Pump (SEER 18) - Fuel Sub - Cold ¦ SCG ¦ Cold | Com ¦ Small Packaged Heat Pump (SEER 18) - Fuel Sub - Cold | SCG ¦ Cold | SCG | All | Electric & Gas | SEER18 Heat Pump, <65 kbtuh, NR | Efficient |  |  | 1 | Conventional | HVAC | Com - College | Com | ROB Only | 1 | 1000 sqft2 of floor space | Cap-Tons | 15 | DEER:HVAC_Split-Package_HP | 305.9041 | 0 | -92.6695 | SWHC046-03 | 1964.6667 | 2021 | 679.11 | 2021 | 0 | -50.67 | SWHC046-03 | Com Central HVAC (Small) - Fuel Sub - Cold ¦ SCG ¦ Cold | Com Central HVAC (Small) - Fuel Sub - Cold | 0.022689 | 0.814 | 0 | CBSA 2014, adjusted to reflect new efficiencies | 282.5893 | 2032 | 1 | SWHC046-03
COM-HVAC-FS-24.62 | Com ¦ Small Packaged Heat Pump (SEER 18) - Fuel Sub - Cold ¦ SCG ¦ Cold | Com ¦ Small Packaged Heat Pump (SEER 18) - Fuel Sub - Cold | SCG ¦ Cold | SCG | All | Electric & Gas | SEER18 Heat Pump, <65 kbtuh, NR | Efficient |  |  | 1 | Conventional | HVAC | Com - Grocery | Com | ROB Only | 1 | 1000 sqft2 of floor space | Cap-Tons | 15 | DEER:HVAC_Split-Package_HP | 1300 | 0 | -332 | SWHC046-03 | 1964.6667 | 2021 | 679.11 | 2021 | 0 | -50.67 | SWHC046-03 | Com Central HVAC (Small) - Fuel Sub - Cold ¦ SCG ¦ Cold | Com Central HVAC (Small) - Fuel Sub - Cold | 0.040359 | 0.814 | 0 | CBSA 2014, adjusted to reflect new efficiencies | 706.4759 | 2032 | 1 | SWHC046-03
COM-HVAC-FS-24.63 | Com ¦ Small Packaged Heat Pump (SEER 18) - Fuel Sub - Cold ¦ SCG ¦ Cold | Com ¦ Small Packaged Heat Pump (SEER 18) - Fuel Sub - Cold | SCG ¦ Cold | SCG | All | Electric & Gas | SEER18 Heat Pump, <65 kbtuh, NR | Efficient |  |  | 1 | Conventional | HVAC | Com - Health | Com | ROB Only | 1 | 1000 sqft2 of floor space | Cap-Tons | 15 | DEER:HVAC_Split-Package_HP | 175.1343 | 0 | -128.9495 | SWHC046-03 | 1964.6667 | 2021 | 679.11 | 2021 | 0 | -50.67 | SWHC046-03 | Com Central HVAC (Small) - Fuel Sub - Cold ¦ SCG ¦ Cold | Com Central HVAC (Small) - Fuel Sub - Cold | 0.032178 | 0.814 | 0 | CBSA 2014, adjusted to reflect new efficiencies | 352.768 | 2032 | 1 | SWHC046-03
COM-HVAC-FS-24.64 | Com ¦ Small Packaged Heat Pump (SEER 18) - Fuel Sub - Cold ¦ SCG ¦ Cold | Com ¦ Small Packaged Heat Pump (SEER 18) - Fuel Sub - Cold | SCG ¦ Cold | SCG | All | Electric & Gas | SEER18 Heat Pump, <65 kbtuh, NR | Efficient |  |  | 1 | Conventional | HVAC | Com - Lodging | Com | ROB Only | 1 | 1000 sqft2 of floor space | Cap-Tons | 15 | DEER:HVAC_Split-Package_HP | 868.3606 | 0 | -210.3596 | SWHC046-03 | 1964.6667 | 2021 | 679.11 | 2021 | 0 | -50.67 | SWHC046-03 | Com Central HVAC (Small) - Fuel Sub - Cold ¦ SCG ¦ Cold | Com Central HVAC (Small) - Fuel Sub - Cold | 0.018069 | 0.814 | 0 | CBSA 2014, adjusted to reflect new efficiencies | 1941.0809 | 2032 | 1 | SWHC046-03
COM-HVAC-FS-24.65 | Com ¦ Small Packaged Heat Pump (SEER 18) - Fuel Sub - Cold ¦ SCG ¦ Cold | Com ¦ Small Packaged Heat Pump (SEER 18) - Fuel Sub - Cold | SCG ¦ Cold | SCG | All | Electric & Gas | SEER18 Heat Pump, <65 kbtuh, NR | Efficient |  |  | 1 | Conventional | HVAC | Com - Office (Large) | Com | ROB Only | 1 | 1000 sqft2 of floor space | Cap-Tons | 15 | DEER:HVAC_Split-Package_HP | -71.3 | 0 | -24.4 | SWHC046-03 | 1964.6667 | 2021 | 679.11 | 2021 | 0 | -50.67 | SWHC046-03 | Com Central HVAC (Small) - Fuel Sub - Cold ¦ SCG ¦ Cold | Com Central HVAC (Small) - Fuel Sub - Cold | 0.023953 | 0.814 | 0 | CBSA 2014, adjusted to reflect new efficiencies | 116.6638 | 2032 | 1 | SWHC046-03
COM-HVAC-FS-24.66 | Com ¦ Small Packaged Heat Pump (SEER 18) - Fuel Sub - Cold ¦ SCG ¦ Cold | Com ¦ Small Packaged Heat Pump (SEER 18) - Fuel Sub - Cold | SCG ¦ Cold | SCG | All | Electric & Gas | SEER18 Heat Pump, <65 kbtuh, NR | Efficient |  |  | 1 | Conventional | HVAC | Com - Office (Small) | Com | ROB Only | 1 | 1000 sqft2 of floor space | Cap-Tons | 15 | DEER:HVAC_Split-Package_HP | 110 | 0 | -49.4 | SWHC046-03 | 1964.6667 | 2021 | 679.11 | 2021 | 0 | -50.67 | SWHC046-03 | Com Central HVAC (Small) - Fuel Sub - Cold ¦ SCG ¦ Cold | Com Central HVAC (Small) - Fuel Sub - Cold | 0.027176 | 0.814 | 0 | CBSA 2014, adjusted to reflect new efficiencies | 92.7527 | 2032 | 1 | SWHC046-03
COM-HVAC-FS-24.67 | Com ¦ Small Packaged Heat Pump (SEER 18) - Fuel Sub - Cold ¦ SCG ¦ Cold | Com ¦ Small Packaged Heat Pump (SEER 18) - Fuel Sub - Cold | SCG ¦ Cold | SCG | All | Electric & Gas | SEER18 Heat Pump, <65 kbtuh, NR | Efficient |  |  | 1 | Conventional | HVAC | Com - Other | Com | ROB Only | 1 | 1000 sqft2 of floor space | Cap-Tons | 15 | DEER:HVAC_Split-Package_HP | 662 | 0 | -172 | SWHC046-03 | 1964.6667 | 2021 | 679.11 | 2021 | 0 | -50.67 | SWHC046-03 | Com Central HVAC (Small) - Fuel Sub - Cold ¦ SCG ¦ Cold | Com Central HVAC (Small) - Fuel Sub - Cold | 0.038925 | 0.814 | 0 | CBSA 2014, adjusted to reflect new efficiencies | 706.0601 | 2032 | 1 | SWHC046-03
COM-HVAC-FS-24.68 | Com ¦ Small Packaged Heat Pump (SEER 18) - Fuel Sub - Cold ¦ SCG ¦ Cold | Com ¦ Small Packaged Heat Pump (SEER 18) - Fuel Sub - Cold | SCG ¦ Cold | SCG | All | Electric & Gas | SEER18 Heat Pump, <65 kbtuh, NR | Efficient |  |  | 1 | Conventional | HVAC | Com - Refrig. Warehouse | Com | ROB Only | 1 | 1000 sqft2 of floor space | Cap-Tons | 15 | DEER:HVAC_Split-Package_HP | 0 | 0 | 0 | SWHC046-03 | 0 | 2021 | 0 | 2021 | 0 | -50.67 | SWHC046-03 | Com Central HVAC (Small) - Fuel Sub - Cold ¦ SCG ¦ Cold | Com Central HVAC (Small) - Fuel Sub - Cold | 0 | 0.814 | 0 | CBSA 2014, adjusted to reflect new efficiencies | 0 | 2032 | 1 | SWHC046-03
COM-HVAC-FS-24.69 | Com ¦ Small Packaged Heat Pump (SEER 18) - Fuel Sub - Cold ¦ SCG ¦ Cold | Com ¦ Small Packaged Heat Pump (SEER 18) - Fuel Sub - Cold | SCG ¦ Cold | SCG | All | Electric & Gas | SEER18 Heat Pump, <65 kbtuh, NR | Efficient |  |  | 1 | Conventional | HVAC | Com - Restaurant | Com | ROB Only | 1 | 1000 sqft2 of floor space | Cap-Tons | 15 | DEER:HVAC_Split-Package_HP | 381.2646 | 0 | -140.5022 | SWHC046-03 | 1964.6667 | 2021 | 679.11 | 2021 | 0 | -50.67 | SWHC046-03 | Com Central HVAC (Small) - Fuel Sub - Cold ¦ SCG ¦ Cold | Com Central HVAC (Small) - Fuel Sub - Cold | 0.039657 | 0.814 | 0 | CBSA 2014, adjusted to reflect new efficiencies | 98.775 | 2032 | 1 | SWHC046-03
COM-HVAC-FS-24.70 | Com ¦ Small Packaged Heat Pump (SEER 18) - Fuel Sub - Cold ¦ SCG ¦ Cold | Com ¦ Small Packaged Heat Pump (SEER 18) - Fuel Sub - Cold | SCG ¦ Cold | SCG | All | Electric & Gas | SEER18 Heat Pump, <65 kbtuh, NR | Efficient |  |  | 1 | Conventional | HVAC | Com - Retail | Com | ROB Only | 1 | 1000 sqft2 of floor space | Cap-Tons | 15 | DEER:HVAC_Split-Package_HP | 307.8367 | 0 | -114.1883 | SWHC046-03 | 1964.6667 | 2021 | 679.11 | 2021 | 0 | -50.67 | SWHC046-03 | Com Central HVAC (Small) - Fuel Sub - Cold ¦ SCG ¦ Cold | Com Central HVAC (Small) - Fuel Sub - Cold | 0.016778 | 0.814 | 0 | CBSA 2014, adjusted to reflect new efficiencies | 456.0692 | 2032 | 1 | SWHC046-03
COM-HVAC-FS-24.71 | Com ¦ Small Packaged Heat Pump (SEER 18) - Fuel Sub - Cold ¦ SCG ¦ Cold | Com ¦ Small Packaged Heat Pump (SEER 18) - Fuel Sub - Cold | SCG ¦ Cold | SCG | All | Electric & Gas | SEER18 Heat Pump, <65 kbtuh, NR | Efficient |  |  | 1 | Conventional | HVAC | Com - School | Com | ROB Only | 1 | 1000 sqft2 of floor space | Cap-Tons | 15 | DEER:HVAC_Split-Package_HP | 428.0987 | 0 | -96.149 | SWHC046-03 | 1964.6667 | 2021 | 679.11 | 2021 | 0 | -50.67 | SWHC046-03 | Com Central HVAC (Small) - Fuel Sub - Cold ¦ SCG ¦ Cold | Com Central HVAC (Small) - Fuel Sub - Cold | 0.027322 | 0.814 | 0 | CBSA 2014, adjusted to reflect new efficiencies | 149.1908 | 2032 | 1 | SWHC046-03
COM-HVAC-FS-24.72 | Com ¦ Small Packaged Heat Pump (SEER 18) - Fuel Sub - Cold ¦ SCG ¦ Cold | Com ¦ Small Packaged Heat Pump (SEER 18) - Fuel Sub - Cold | SCG ¦ Cold | SCG | All | Electric & Gas | SEER18 Heat Pump, <65 kbtuh, NR | Efficient |  |  | 1 | Conventional | HVAC | Com - Warehouse | Com | ROB Only | 1 | 1000 sqft2 of floor space | Cap-Tons | 15 | DEER:HVAC_Split-Package_HP | 726 | 0 | -152 | SWHC046-03 | 1964.6667 | 2021 | 679.11 | 2021 | 0 | -50.67 | SWHC046-03 | Com Central HVAC (Small) - Fuel Sub - Cold ¦ SCG ¦ Cold | Com Central HVAC (Small) - Fuel Sub - Cold | 0.0051386 | 0.814 | 0 | CBSA 2014, adjusted to reflect new efficiencies | 423.1525 | 2032 | 1 | SWHC046-03
COM-HVAC-FS-24.73 | Com ¦ Small Packaged Heat Pump (SEER 18) - Fuel Sub - Marine ¦ SDG&E ¦ Marine | Com ¦ Small Packaged Heat Pump (SEER 18) - Fuel Sub - Marine | SDG&E ¦ Marine | SDG&E | All | Electric & Gas | SEER18 Heat Pump, <65 kbtuh, NR | Efficient |  |  | 1 | Conventional | HVAC | Com - College | Com | ROB Only | 1 | 1000 sqft2 of floor space | Cap-Tons | 15 | DEER:HVAC_Split-Package_HP | -226.3478 | 0 | -12.4101 | SWHC046-03 | 1964.6667 | 2021 | 679.11 | 2021 | 0 | -50.67 | SWHC046-03 | Com Central HVAC (Small) - Fuel Sub - Marine ¦ SDG&E ¦ Marine | Com Central HVAC (Small) - Fuel Sub - Marine | 0.022234 | 0.814 | 0 | CBSA 2014, adjusted to reflect new efficiencies | 58.0253 | 2032 | 1 | SWHC046-03
COM-HVAC-FS-24.74 | Com ¦ Small Packaged Heat Pump (SEER 18) - Fuel Sub - Marine ¦ SDG&E ¦ Marine | Com ¦ Small Packaged Heat Pump (SEER 18) - Fuel Sub - Marine | SDG&E ¦ Marine | SDG&E | All | Electric & Gas | SEER18 Heat Pump, <65 kbtuh, NR | Efficient |  |  | 1 | Conventional | HVAC | Com - Grocery | Com | ROB Only | 1 | 1000 sqft2 of floor space | Cap-Tons | 15 | DEER:HVAC_Split-Package_HP | -208 | 0 | -80.6 | SWHC046-03 | 1964.6667 | 2021 | 679.11 | 2021 | 0 | -50.67 | SWHC046-03 | Com Central HVAC (Small) - Fuel Sub - Marine ¦ SDG&E ¦ Marine | Com Central HVAC (Small) - Fuel Sub - Marine | 0.041033 | 0.814 | 0 | CBSA 2014, adjusted to reflect new efficiencies | 200.9639 | 2032 | 1 | SWHC046-03
COM-HVAC-FS-24.75 | Com ¦ Small Packaged Heat Pump (SEER 18) - Fuel Sub - Marine ¦ SDG&E ¦ Marine | Com ¦ Small Packaged Heat Pump (SEER 18) - Fuel Sub - Marine | SDG&E ¦ Marine | SDG&E | All | Electric & Gas | SEER18 Heat Pump, <65 kbtuh, NR | Efficient |  |  | 1 | Conventional | HVAC | Com - Health | Com | ROB Only | 1 | 1000 sqft2 of floor space | Cap-Tons | 15 | DEER:HVAC_Split-Package_HP | -439.1087 | 0 | -22.4855 | SWHC046-03 | 1964.6667 | 2021 | 679.11 | 2021 | 0 | -50.67 | SWHC046-03 | Com Central HVAC (Small) - Fuel Sub - Marine ¦ SDG&E ¦ Marine | Com Central HVAC (Small) - Fuel Sub - Marine | 0.031998 | 0.814 | 0 | CBSA 2014, adjusted to reflect new efficiencies | 92.246 | 2032 | 1 | SWHC046-03
COM-HVAC-FS-24.76 | Com ¦ Small Packaged Heat Pump (SEER 18) - Fuel Sub - Marine ¦ SDG&E ¦ Marine | Com ¦ Small Packaged Heat Pump (SEER 18) - Fuel Sub - Marine | SDG&E ¦ Marine | SDG&E | All | Electric & Gas | SEER18 Heat Pump, <65 kbtuh, NR | Efficient |  |  | 1 | Conventional | HVAC | Com - Lodging | Com | ROB Only | 1 | 1000 sqft2 of floor space | Cap-Tons | 15 | DEER:HVAC_Split-Package_HP | -271.2338 | 0 | -41.9064 | SWHC046-03 | 1964.6667 | 2021 | 679.11 | 2021 | 0 | -50.67 | SWHC046-03 | Com Central HVAC (Small) - Fuel Sub - Marine ¦ SDG&E ¦ Marine | Com Central HVAC (Small) - Fuel Sub - Marine | 0.017903 | 0.814 | 0 | CBSA 2014, adjusted to reflect new efficiencies | 456.7347 | 2032 | 1 | SWHC046-03
COM-HVAC-FS-24.77 | Com ¦ Small Packaged Heat Pump (SEER 18) - Fuel Sub - Marine ¦ SDG&E ¦ Marine | Com ¦ Small Packaged Heat Pump (SEER 18) - Fuel Sub - Marine | SDG&E ¦ Marine | SDG&E | All | Electric & Gas | SEER18 Heat Pump, <65 kbtuh, NR | Efficient |  |  | 1 | Conventional | HVAC | Com - Office (Large) | Com | ROB Only | 1 | 1000 sqft2 of floor space | Cap-Tons | 15 | DEER:HVAC_Split-Package_HP | -247 | 0 | -0.948 | SWHC046-03 | 1964.6667 | 2021 | 679.11 | 2021 | 0 | -50.67 | SWHC046-03 | Com Central HVAC (Small) - Fuel Sub - Marine ¦ SDG&E ¦ Marine | Com Central HVAC (Small) - Fuel Sub - Marine | 0.023374 | 0.814 | 0 | CBSA 2014, adjusted to reflect new efficiencies | 28.8217 | 2032 | 1 | SWHC046-03
COM-HVAC-FS-24.78 | Com ¦ Small Packaged Heat Pump (SEER 18) - Fuel Sub - Marine ¦ SDG&E ¦ Marine | Com ¦ Small Packaged Heat Pump (SEER 18) - Fuel Sub - Marine | SDG&E ¦ Marine | SDG&E | All | Electric & Gas | SEER18 Heat Pump, <65 kbtuh, NR | Efficient |  |  | 1 | Conventional | HVAC | Com - Office (Small) | Com | ROB Only | 1 | 1000 sqft2 of floor space | Cap-Tons | 15 | DEER:HVAC_Split-Package_HP | -217 | 0 | -5.55 | SWHC046-03 | 1964.6667 | 2021 | 679.11 | 2021 | 0 | -50.67 | SWHC046-03 | Com Central HVAC (Small) - Fuel Sub - Marine ¦ SDG&E ¦ Marine | Com Central HVAC (Small) - Fuel Sub - Marine | 0.028381 | 0.814 | 0 | CBSA 2014, adjusted to reflect new efficiencies | 20.9362 | 2032 | 1 | SWHC046-03
COM-HVAC-FS-24.79 | Com ¦ Small Packaged Heat Pump (SEER 18) - Fuel Sub - Marine ¦ SDG&E ¦ Marine | Com ¦ Small Packaged Heat Pump (SEER 18) - Fuel Sub - Marine | SDG&E ¦ Marine | SDG&E | All | Electric & Gas | SEER18 Heat Pump, <65 kbtuh, NR | Efficient |  |  | 1 | Conventional | HVAC | Com - Other | Com | ROB Only | 1 | 1000 sqft2 of floor space | Cap-Tons | 15 | DEER:HVAC_Split-Package_HP | -205 | 0 | -25 | SWHC046-03 | 1964.6667 | 2021 | 679.11 | 2021 | 0 | -50.67 | SWHC046-03 | Com Central HVAC (Small) - Fuel Sub - Marine ¦ SDG&E ¦ Marine | Com Central HVAC (Small) - Fuel Sub - Marine | 0.03826 | 0.814 | 0 | CBSA 2014, adjusted to reflect new efficiencies | 135.8872 | 2032 | 1 | SWHC046-03
COM-HVAC-FS-24.80 | Com ¦ Small Packaged Heat Pump (SEER 18) - Fuel Sub - Marine ¦ SDG&E ¦ Marine | Com ¦ Small Packaged Heat Pump (SEER 18) - Fuel Sub - Marine | SDG&E ¦ Marine | SDG&E | All | Electric & Gas | SEER18 Heat Pump, <65 kbtuh, NR | Efficient |  |  | 1 | Conventional | HVAC | Com - Refrig. Warehouse | Com | ROB Only | 1 | 1000 sqft2 of floor space | Cap-Tons | 15 | DEER:HVAC_Split-Package_HP | 0 | 0 | 0 | SWHC046-03 | 0 | 2021 | 0 | 2021 | 0 | -50.67 | SWHC046-03 | Com Central HVAC (Small) - Fuel Sub - Marine ¦ SDG&E ¦ Marine | Com Central HVAC (Small) - Fuel Sub - Marine | 0 | 0.814 | 0 | CBSA 2014, adjusted to reflect new efficiencies | 0 | 2032 | 1 | SWHC046-03
COM-HVAC-FS-24.81 | Com ¦ Small Packaged Heat Pump (SEER 18) - Fuel Sub - Marine ¦ SDG&E ¦ Marine | Com ¦ Small Packaged Heat Pump (SEER 18) - Fuel Sub - Marine | SDG&E ¦ Marine | SDG&E | All | Electric & Gas | SEER18 Heat Pump, <65 kbtuh, NR | Efficient |  |  | 1 | Conventional | HVAC | Com - Restaurant | Com | ROB Only | 1 | 1000 sqft2 of floor space | Cap-Tons | 15 | DEER:HVAC_Split-Package_HP | -261.2502 | 0 | -11.7207 | SWHC046-03 | 1964.6667 | 2021 | 679.11 | 2021 | 0 | -50.67 | SWHC046-03 | Com Central HVAC (Small) - Fuel Sub - Marine ¦ SDG&E ¦ Marine | Com Central HVAC (Small) - Fuel Sub - Marine | 0.041427 | 0.814 | 0 | CBSA 2014, adjusted to reflect new efficiencies | 13.4477 | 2032 | 1 | SWHC046-03
COM-HVAC-FS-24.82 | Com ¦ Small Packaged Heat Pump (SEER 18) - Fuel Sub - Marine ¦ SDG&E ¦ Marine | Com ¦ Small Packaged Heat Pump (SEER 18) - Fuel Sub - Marine | SDG&E ¦ Marine | SDG&E | All | Electric & Gas | SEER18 Heat Pump, <65 kbtuh, NR | Efficient |  |  | 1 | Conventional | HVAC | Com - Retail | Com | ROB Only | 1 | 1000 sqft2 of floor space | Cap-Tons | 15 | DEER:HVAC_Split-Package_HP | -318.6752 | 0 | -11.8403 | SWHC046-03 | 1964.6667 | 2021 | 679.11 | 2021 | 0 | -50.67 | SWHC046-03 | Com Central HVAC (Small) - Fuel Sub - Marine ¦ SDG&E ¦ Marine | Com Central HVAC (Small) - Fuel Sub - Marine | 0.016794 | 0.814 | 0 | CBSA 2014, adjusted to reflect new efficiencies | 170.4605 | 2032 | 1 | SWHC046-03
COM-HVAC-FS-24.83 | Com ¦ Small Packaged Heat Pump (SEER 18) - Fuel Sub - Marine ¦ SDG&E ¦ Marine | Com ¦ Small Packaged Heat Pump (SEER 18) - Fuel Sub - Marine | SDG&E ¦ Marine | SDG&E | All | Electric & Gas | SEER18 Heat Pump, <65 kbtuh, NR | Efficient |  |  | 1 | Conventional | HVAC | Com - School | Com | ROB Only | 1 | 1000 sqft2 of floor space | Cap-Tons | 15 | DEER:HVAC_Split-Package_HP | -112.5677 | 0 | -12.1639 | SWHC046-03 | 1964.6667 | 2021 | 679.11 | 2021 | 0 | -50.67 | SWHC046-03 | Com Central HVAC (Small) - Fuel Sub - Marine ¦ SDG&E ¦ Marine | Com Central HVAC (Small) - Fuel Sub - Marine | 0.028241 | 0.814 | 0 | CBSA 2014, adjusted to reflect new efficiencies | 46.3252 | 2032 | 1 | SWHC046-03
COM-HVAC-FS-24.84 | Com ¦ Small Packaged Heat Pump (SEER 18) - Fuel Sub - Marine ¦ SDG&E ¦ Marine | Com ¦ Small Packaged Heat Pump (SEER 18) - Fuel Sub - Marine | SDG&E ¦ Marine | SDG&E | All | Electric & Gas | SEER18 Heat Pump, <65 kbtuh, NR | Efficient |  |  | 1 | Conventional | HVAC | Com - Warehouse | Com | ROB Only | 1 | 1000 sqft2 of floor space | Cap-Tons | 15 | DEER:HVAC_Split-Package_HP | -87.7 | 0 | -34.2 | SWHC046-03 | 1964.6667 | 2021 | 679.11 | 2021 | 0 | -50.67 | SWHC046-03 | Com Central HVAC (Small) - Fuel Sub - Marine ¦ SDG&E ¦ Marine | Com Central HVAC (Small) - Fuel Sub - Marine | 0.0051502 | 0.814 | 0 | CBSA 2014, adjusted to reflect new efficiencies | 170.455 | 2032 | 1 | SWHC046-03
COM-HVAC-FS-24.85 | Com ¦ Small Packaged Heat Pump (SEER 18) - Fuel Sub - Hot-Dry ¦ SDG&E ¦ Hot-Dry | Com ¦ Small Packaged Heat Pump (SEER 18) - Fuel Sub - Hot-Dry | SDG&E ¦ Hot-Dry | SDG&E | All | Electric & Gas | SEER18 Heat Pump, <65 kbtuh, NR | Efficient |  |  | 1 | Conventional | HVAC | Com - College | Com | ROB Only | 1 | 1000 sqft2 of floor space | Cap-Tons | 15 | DEER:HVAC_Split-Package_HP | -203.0782 | 0 | -10.793 | SWHC046-03 | 1964.6667 | 2021 | 679.11 | 2021 | 0 | -50.67 | SWHC046-03 | Com Central HVAC (Small) - Fuel Sub - Hot-Dry ¦ SDG&E ¦ Hot-Dry | Com Central HVAC (Small) - Fuel Sub - Hot-Dry | 0.022234 | 0.814 | 0 | CBSA 2014, adjusted to reflect new efficiencies | 50.9344 | 2032 | 1 | SWHC046-03
COM-HVAC-FS-24.86 | Com ¦ Small Packaged Heat Pump (SEER 18) - Fuel Sub - Hot-Dry ¦ SDG&E ¦ Hot-Dry | Com ¦ Small Packaged Heat Pump (SEER 18) - Fuel Sub - Hot-Dry | SDG&E ¦ Hot-Dry | SDG&E | All | Electric & Gas | SEER18 Heat Pump, <65 kbtuh, NR | Efficient |  |  | 1 | Conventional | HVAC | Com - Grocery | Com | ROB Only | 1 | 1000 sqft2 of floor space | Cap-Tons | 15 | DEER:HVAC_Split-Package_HP | -206 | 0 | -79.1 | SWHC046-03 | 1964.6667 | 2021 | 679.11 | 2021 | 0 | -50.67 | SWHC046-03 | Com Central HVAC (Small) - Fuel Sub - Hot-Dry ¦ SDG&E ¦ Hot-Dry | Com Central HVAC (Small) - Fuel Sub - Hot-Dry | 0.041033 | 0.814 | 0 | CBSA 2014, adjusted to reflect new efficiencies | 197.3292 | 2032 | 1 | SWHC046-03
COM-HVAC-FS-24.87 | Com ¦ Small Packaged Heat Pump (SEER 18) - Fuel Sub - Hot-Dry ¦ SDG&E ¦ Hot-Dry | Com ¦ Small Packaged Heat Pump (SEER 18) - Fuel Sub - Hot-Dry | SDG&E ¦ Hot-Dry | SDG&E | All | Electric & Gas | SEER18 Heat Pump, <65 kbtuh, NR | Efficient |  |  | 1 | Conventional | HVAC | Com - Health | Com | ROB Only | 1 | 1000 sqft2 of floor space | Cap-Tons | 15 | DEER:HVAC_Split-Package_HP | -415.1878 | 0 | -17.1467 | SWHC046-03 | 1964.6667 | 2021 | 679.11 | 2021 | 0 | -50.67 | SWHC046-03 | Com Central HVAC (Small) - Fuel Sub - Hot-Dry ¦ SDG&E ¦ Hot-Dry | Com Central HVAC (Small) - Fuel Sub - Hot-Dry | 0.031998 | 0.814 | 0 | CBSA 2014, adjusted to reflect new efficiencies | 75.6007 | 2032 | 1 | SWHC046-03
COM-HVAC-FS-24.88 | Com ¦ Small Packaged Heat Pump (SEER 18) - Fuel Sub - Hot-Dry ¦ SDG&E ¦ Hot-Dry | Com ¦ Small Packaged Heat Pump (SEER 18) - Fuel Sub - Hot-Dry | SDG&E ¦ Hot-Dry | SDG&E | All | Electric & Gas | SEER18 Heat Pump, <65 kbtuh, NR | Efficient |  |  | 1 | Conventional | HVAC | Com - Lodging | Com | ROB Only | 1 | 1000 sqft2 of floor space | Cap-Tons | 15 | DEER:HVAC_Split-Package_HP | -275.3034 | 0 | -33.7874 | SWHC046-03 | 1964.6667 | 2021 | 679.11 | 2021 | 0 | -50.67 | SWHC046-03 | Com Central HVAC (Small) - Fuel Sub - Hot-Dry ¦ SDG&E ¦ Hot-Dry | Com Central HVAC (Small) - Fuel Sub - Hot-Dry | 0.017903 | 0.814 | 0 | CBSA 2014, adjusted to reflect new efficiencies | 377.1747 | 2032 | 1 | SWHC046-03
COM-HVAC-FS-24.89 | Com ¦ Small Packaged Heat Pump (SEER 18) - Fuel Sub - Hot-Dry ¦ SDG&E ¦ Hot-Dry | Com ¦ Small Packaged Heat Pump (SEER 18) - Fuel Sub - Hot-Dry | SDG&E ¦ Hot-Dry | SDG&E | All | Electric & Gas | SEER18 Heat Pump, <65 kbtuh, NR | Efficient |  |  | 1 | Conventional | HVAC | Com - Office (Large) | Com | ROB Only | 1 | 1000 sqft2 of floor space | Cap-Tons | 15 | DEER:HVAC_Split-Package_HP | -219 | 0 | -0.58 | SWHC046-03 | 1964.6667 | 2021 | 679.11 | 2021 | 0 | -50.67 | SWHC046-03 | Com Central HVAC (Small) - Fuel Sub - Hot-Dry ¦ SDG&E ¦ Hot-Dry | Com Central HVAC (Small) - Fuel Sub - Hot-Dry | 0.023374 | 0.814 | 0 | CBSA 2014, adjusted to reflect new efficiencies | 24.3845 | 2032 | 1 | SWHC046-03
COM-HVAC-FS-24.90 | Com ¦ Small Packaged Heat Pump (SEER 18) - Fuel Sub - Hot-Dry ¦ SDG&E ¦ Hot-Dry | Com ¦ Small Packaged Heat Pump (SEER 18) - Fuel Sub - Hot-Dry | SDG&E ¦ Hot-Dry | SDG&E | All | Electric & Gas | SEER18 Heat Pump, <65 kbtuh, NR | Efficient |  |  | 1 | Conventional | HVAC | Com - Office (Small) | Com | ROB Only | 1 | 1000 sqft2 of floor space | Cap-Tons | 15 | DEER:HVAC_Split-Package_HP | -199 | 0 | -4.44 | SWHC046-03 | 1964.6667 | 2021 | 679.11 | 2021 | 0 | -50.67 | SWHC046-03 | Com Central HVAC (Small) - Fuel Sub - Hot-Dry ¦ SDG&E ¦ Hot-Dry | Com Central HVAC (Small) - Fuel Sub - Hot-Dry | 0.028381 | 0.814 | 0 | CBSA 2014, adjusted to reflect new efficiencies | 17.9135 | 2032 | 1 | SWHC046-03
COM-HVAC-FS-24.91 | Com ¦ Small Packaged Heat Pump (SEER 18) - Fuel Sub - Hot-Dry ¦ SDG&E ¦ Hot-Dry | Com ¦ Small Packaged Heat Pump (SEER 18) - Fuel Sub - Hot-Dry | SDG&E ¦ Hot-Dry | SDG&E | All | Electric & Gas | SEER18 Heat Pump, <65 kbtuh, NR | Efficient |  |  | 1 | Conventional | HVAC | Com - Other | Com | ROB Only | 1 | 1000 sqft2 of floor space | Cap-Tons | 15 | DEER:HVAC_Split-Package_HP | -186 | 0 | -21.8 | SWHC046-03 | 1964.6667 | 2021 | 679.11 | 2021 | 0 | -50.67 | SWHC046-03 | Com Central HVAC (Small) - Fuel Sub - Hot-Dry ¦ SDG&E ¦ Hot-Dry | Com Central HVAC (Small) - Fuel Sub - Hot-Dry | 0.03826 | 0.814 | 0 | CBSA 2014, adjusted to reflect new efficiencies | 119.2931 | 2032 | 1 | SWHC046-03
COM-HVAC-FS-24.92 | Com ¦ Small Packaged Heat Pump (SEER 18) - Fuel Sub - Hot-Dry ¦ SDG&E ¦ Hot-Dry | Com ¦ Small Packaged Heat Pump (SEER 18) - Fuel Sub - Hot-Dry | SDG&E ¦ Hot-Dry | SDG&E | All | Electric & Gas | SEER18 Heat Pump, <65 kbtuh, NR | Efficient |  |  | 1 | Conventional | HVAC | Com - Refrig. Warehouse | Com | ROB Only | 1 | 1000 sqft2 of floor space | Cap-Tons | 15 | DEER:HVAC_Split-Package_HP | 0 | 0 | 0 | SWHC046-03 | 0 | 2021 | 0 | 2021 | 0 | -50.67 | SWHC046-03 | Com Central HVAC (Small) - Fuel Sub - Hot-Dry ¦ SDG&E ¦ Hot-Dry | Com Central HVAC (Small) - Fuel Sub - Hot-Dry | 0 | 0.814 | 0 | CBSA 2014, adjusted to reflect new efficiencies | 0 | 2032 | 1 | SWHC046-03
COM-HVAC-FS-24.93 | Com ¦ Small Packaged Heat Pump (SEER 18) - Fuel Sub - Hot-Dry ¦ SDG&E ¦ Hot-Dry | Com ¦ Small Packaged Heat Pump (SEER 18) - Fuel Sub - Hot-Dry | SDG&E ¦ Hot-Dry | SDG&E | All | Electric & Gas | SEER18 Heat Pump, <65 kbtuh, NR | Efficient |  |  | 1 | Conventional | HVAC | Com - Restaurant | Com | ROB Only | 1 | 1000 sqft2 of floor space | Cap-Tons | 15 | DEER:HVAC_Split-Package_HP | -233.7513 | 0 | -8.0956 | SWHC046-03 | 1964.6667 | 2021 | 679.11 | 2021 | 0 | -50.67 | SWHC046-03 | Com Central HVAC (Small) - Fuel Sub - Hot-Dry ¦ SDG&E ¦ Hot-Dry | Com Central HVAC (Small) - Fuel Sub - Hot-Dry | 0.041427 | 0.814 | 0 | CBSA 2014, adjusted to reflect new efficiencies | 10.2357 | 2032 | 1 | SWHC046-03
COM-HVAC-FS-24.94 | Com ¦ Small Packaged Heat Pump (SEER 18) - Fuel Sub - Hot-Dry ¦ SDG&E ¦ Hot-Dry | Com ¦ Small Packaged Heat Pump (SEER 18) - Fuel Sub - Hot-Dry | SDG&E ¦ Hot-Dry | SDG&E | All | Electric & Gas | SEER18 Heat Pump, <65 kbtuh, NR | Efficient |  |  | 1 | Conventional | HVAC | Com - Retail | Com | ROB Only | 1 | 1000 sqft2 of floor space | Cap-Tons | 15 | DEER:HVAC_Split-Package_HP | -282.8757 | 0 | -9.8185 | SWHC046-03 | 1964.6667 | 2021 | 679.11 | 2021 | 0 | -50.67 | SWHC046-03 | Com Central HVAC (Small) - Fuel Sub - Hot-Dry ¦ SDG&E ¦ Hot-Dry | Com Central HVAC (Small) - Fuel Sub - Hot-Dry | 0.016794 | 0.814 | 0 | CBSA 2014, adjusted to reflect new efficiencies | 147.8935 | 2032 | 1 | SWHC046-03
COM-HVAC-FS-24.95 | Com ¦ Small Packaged Heat Pump (SEER 18) - Fuel Sub - Hot-Dry ¦ SDG&E ¦ Hot-Dry | Com ¦ Small Packaged Heat Pump (SEER 18) - Fuel Sub - Hot-Dry | SDG&E ¦ Hot-Dry | SDG&E | All | Electric & Gas | SEER18 Heat Pump, <65 kbtuh, NR | Efficient |  |  | 1 | Conventional | HVAC | Com - School | Com | ROB Only | 1 | 1000 sqft2 of floor space | Cap-Tons | 15 | DEER:HVAC_Split-Package_HP | -99.5748 | 0 | -10.9429 | SWHC046-03 | 1964.6667 | 2021 | 679.11 | 2021 | 0 | -50.67 | SWHC046-03 | Com Central HVAC (Small) - Fuel Sub - Hot-Dry ¦ SDG&E ¦ Hot-Dry | Com Central HVAC (Small) - Fuel Sub - Hot-Dry | 0.028241 | 0.814 | 0 | CBSA 2014, adjusted to reflect new efficiencies | 41.3962 | 2032 | 1 | SWHC046-03
COM-HVAC-FS-24.96 | Com ¦ Small Packaged Heat Pump (SEER 18) - Fuel Sub - Hot-Dry ¦ SDG&E ¦ Hot-Dry | Com ¦ Small Packaged Heat Pump (SEER 18) - Fuel Sub - Hot-Dry | SDG&E ¦ Hot-Dry | SDG&E | All | Electric & Gas | SEER18 Heat Pump, <65 kbtuh, NR | Efficient |  |  | 1 | Conventional | HVAC | Com - Warehouse | Com | ROB Only | 1 | 1000 sqft2 of floor space | Cap-Tons | 15 | DEER:HVAC_Split-Package_HP | -95.5 | 0 | -31.9 | SWHC046-03 | 1964.6667 | 2021 | 679.11 | 2021 | 0 | -50.67 | SWHC046-03 | Com Central HVAC (Small) - Fuel Sub - Hot-Dry ¦ SDG&E ¦ Hot-Dry | Com Central HVAC (Small) - Fuel Sub - Hot-Dry | 0.0051502 | 0.814 | 0 | CBSA 2014, adjusted to reflect new efficiencies | 163.0973 | 2032 | 1 | SWHC046-03
COM-HVAC-FS-PU-20.1 | Com ¦ Small Code HVAC System Integrated Furnace and AC - Panel Upgrade - Marine ¦ PG&E ¦ Marine | Com ¦ Small Code HVAC System Integrated Furnace and AC - Panel Upgrade - Marine | PG&E ¦ Marine | PG&E | All | Electric & Gas | Code AC with gas furnace, <65 kbtuh | Average Existing and Code |  | 2029 | 1 | Conventional | HVAC | Com - College | Com | ROB Only | 0 | 1000 sqft2 of floor space | Cap-Tons | 15 | DEER:HVAC_Split-Package_HP | 0 | 0 | 0 | SWHC046-03 | 1093.6667 | 2021 | 569.55 | 2021 | 0 | 0 | SWHC046-03 | Com Central HVAC (Small) - Fuel Sub - Panel Upgrade - Marine ¦ PG&E ¦ Marine | Com Central HVAC (Small) - Fuel Sub - Panel Upgrade - Marine | 0.020331 | 0.186 | 1 | CBSA 2014, adjusted to reflect new efficiencies | 0 | 2012 | 1 | SWHC046-03
COM-HVAC-FS-PU-20.2 | Com ¦ Small Code HVAC System Integrated Furnace and AC - Panel Upgrade - Marine ¦ PG&E ¦ Marine | Com ¦ Small Code HVAC System Integrated Furnace and AC - Panel Upgrade - Marine | PG&E ¦ Marine | PG&E | All | Electric & Gas | Code AC with gas furnace, <65 kbtuh | Average Existing and Code |  | 2029 | 1 | Conventional | HVAC | Com - Grocery | Com | ROB Only | 0 | 1000 sqft2 of floor space | Cap-Tons | 15 | DEER:HVAC_Split-Package_HP | 0 | 0 | 0 | SWHC046-03 | 1093.6667 | 2021 | 569.55 | 2021 | 0 | 0 | SWHC046-03 | Com Central HVAC (Small) - Fuel Sub - Panel Upgrade - Marine ¦ PG&E ¦ Marine | Com Central HVAC (Small) - Fuel Sub - Panel Upgrade - Marine | 0.033922 | 0.186 | 1 | CBSA 2014, adjusted to reflect new efficiencies | 0 | 2012 | 1 | SWHC046-03
COM-HVAC-FS-PU-20.3 | Com ¦ Small Code HVAC System Integrated Furnace and AC - Panel Upgrade - Marine ¦ PG&E ¦ Marine | Com ¦ Small Code HVAC System Integrated Furnace and AC - Panel Upgrade - Marine | PG&E ¦ Marine | PG&E | All | Electric & Gas | Code AC with gas furnace, <65 kbtuh | Average Existing and Code |  | 2029 | 1 | Conventional | HVAC | Com - Health | Com | ROB Only | 0 | 1000 sqft2 of floor space | Cap-Tons | 15 | DEER:HVAC_Split-Package_HP | 0 | 0 | 0 | SWHC046-03 | 1093.6667 | 2021 | 569.55 | 2021 | 0 | 0 | SWHC046-03 | Com Central HVAC (Small) - Fuel Sub - Panel Upgrade - Marine ¦ PG&E ¦ Marine | Com Central HVAC (Small) - Fuel Sub - Panel Upgrade - Marine | 0.030022 | 0.186 | 1 | CBSA 2014, adjusted to reflect new efficiencies | 0 | 2012 | 1 | SWHC046-03
COM-HVAC-FS-PU-20.4 | Com ¦ Small Code HVAC System Integrated Furnace and AC - Panel Upgrade - Marine ¦ PG&E ¦ Marine | Com ¦ Small Code HVAC System Integrated Furnace and AC - Panel Upgrade - Marine | PG&E ¦ Marine | PG&E | All | Electric & Gas | Code AC with gas furnace, <65 kbtuh | Average Existing and Code |  | 2029 | 1 | Conventional | HVAC | Com - Lodging | Com | ROB Only | 0 | 1000 sqft2 of floor space | Cap-Tons | 15 | DEER:HVAC_Split-Package_HP | 0 | 0 | 0 | SWHC046-03 | 1093.6667 | 2021 | 569.55 | 2021 | 0 | 0 | SWHC046-03 | Com Central HVAC (Small) - Fuel Sub - Panel Upgrade - Marine ¦ PG&E ¦ Marine | Com Central HVAC (Small) - Fuel Sub - Panel Upgrade - Marine | 0.016003 | 0.186 | 1 | CBSA 2014, adjusted to reflect new efficiencies | 0 | 2012 | 1 | SWHC046-03
COM-HVAC-FS-PU-20.5 | Com ¦ Small Code HVAC System Integrated Furnace and AC - Panel Upgrade - Marine ¦ PG&E ¦ Marine | Com ¦ Small Code HVAC System Integrated Furnace and AC - Panel Upgrade - Marine | PG&E ¦ Marine | PG&E | All | Electric & Gas | Code AC with gas furnace, <65 kbtuh | Average Existing and Code |  | 2029 | 1 | Conventional | HVAC | Com - Office (Large) | Com | ROB Only | 0 | 1000 sqft2 of floor space | Cap-Tons | 15 | DEER:HVAC_Split-Package_HP | 0 | 0 | 0 | SWHC046-03 | 1093.6667 | 2021 | 569.55 | 2021 | 0 | 0 | SWHC046-03 | Com Central HVAC (Small) - Fuel Sub - Panel Upgrade - Marine ¦ PG&E ¦ Marine | Com Central HVAC (Small) - Fuel Sub - Panel Upgrade - Marine | 0.021319 | 0.186 | 1 | CBSA 2014, adjusted to reflect new efficiencies | 0 | 2012 | 1 | SWHC046-03
COM-HVAC-FS-PU-20.6 | Com ¦ Small Code HVAC System Integrated Furnace and AC - Panel Upgrade - Marine ¦ PG&E ¦ Marine | Com ¦ Small Code HVAC System Integrated Furnace and AC - Panel Upgrade - Marine | PG&E ¦ Marine | PG&E | All | Electric & Gas | Code AC with gas furnace, <65 kbtuh | Average Existing and Code |  | 2029 | 1 | Conventional | HVAC | Com - Office (Small) | Com | ROB Only | 0 | 1000 sqft2 of floor space | Cap-Tons | 15 | DEER:HVAC_Split-Package_HP | 0 | 0 | 0 | SWHC046-03 | 1093.6667 | 2021 | 569.55 | 2021 | 0 | 0 | SWHC046-03 | Com Central HVAC (Small) - Fuel Sub - Panel Upgrade - Marine ¦ PG&E ¦ Marine | Com Central HVAC (Small) - Fuel Sub - Panel Upgrade - Marine | 0.024933 | 0.186 | 1 | CBSA 2014, adjusted to reflect new efficiencies | 0 | 2012 | 1 | SWHC046-03
COM-HVAC-FS-PU-20.7 | Com ¦ Small Code HVAC System Integrated Furnace and AC - Panel Upgrade - Marine ¦ PG&E ¦ Marine | Com ¦ Small Code HVAC System Integrated Furnace and AC - Panel Upgrade - Marine | PG&E ¦ Marine | PG&E | All | Electric & Gas | Code AC with gas furnace, <65 kbtuh | Average Existing and Code |  | 2029 | 1 | Conventional | HVAC | Com - Other | Com | ROB Only | 0 | 1000 sqft2 of floor space | Cap-Tons | 15 | DEER:HVAC_Split-Package_HP | 0 | 0 | 0 | SWHC046-03 | 1093.6667 | 2021 | 569.55 | 2021 | 0 | 0 | SWHC046-03 | Com Central HVAC (Small) - Fuel Sub - Panel Upgrade - Marine ¦ PG&E ¦ Marine | Com Central HVAC (Small) - Fuel Sub - Panel Upgrade - Marine | 0.0353 | 0.186 | 1 | CBSA 2014, adjusted to reflect new efficiencies | 0 | 2012 | 1 | SWHC046-03
COM-HVAC-FS-PU-20.8 | Com ¦ Small Code HVAC System Integrated Furnace and AC - Panel Upgrade - Marine ¦ PG&E ¦ Marine | Com ¦ Small Code HVAC System Integrated Furnace and AC - Panel Upgrade - Marine | PG&E ¦ Marine | PG&E | All | Electric & Gas | Code AC with gas furnace, <65 kbtuh | Average Existing and Code |  | 2029 | 1 | Conventional | HVAC | Com - Refrig. Warehouse | Com | ROB Only | 0 | 1000 sqft2 of floor space | Cap-Tons | 15 | DEER:HVAC_Split-Package_HP | 0 | 0 | 0 | SWHC046-03 | 0 | 2021 | 0 | 2021 | 0 | 0 | SWHC046-03 | Com Central HVAC (Small) - Fuel Sub - Panel Upgrade - Marine ¦ PG&E ¦ Marine | Com Central HVAC (Small) - Fuel Sub - Panel Upgrade - Marine | 0 | 0.186 | 1 | CBSA 2014, adjusted to reflect new efficiencies | 0 | 2012 | 1 | SWHC046-03
COM-HVAC-FS-PU-20.9 | Com ¦ Small Code HVAC System Integrated Furnace and AC - Panel Upgrade - Marine ¦ PG&E ¦ Marine | Com ¦ Small Code HVAC System Integrated Furnace and AC - Panel Upgrade - Marine | PG&E ¦ Marine | PG&E | All | Electric & Gas | Code AC with gas furnace, <65 kbtuh | Average Existing and Code |  | 2029 | 1 | Conventional | HVAC | Com - Restaurant | Com | ROB Only | 0 | 1000 sqft2 of floor space | Cap-Tons | 15 | DEER:HVAC_Split-Package_HP | 0 | 0 | 0 | SWHC046-03 | 1093.6667 | 2021 | 569.55 | 2021 | 0 | 0 | SWHC046-03 | Com Central HVAC (Small) - Fuel Sub - Panel Upgrade - Marine ¦ PG&E ¦ Marine | Com Central HVAC (Small) - Fuel Sub - Panel Upgrade - Marine | 0.036027 | 0.186 | 1 | CBSA 2014, adjusted to reflect new efficiencies | 0 | 2012 | 1 | SWHC046-03
COM-HVAC-FS-PU-20.10 | Com ¦ Small Code HVAC System Integrated Furnace and AC - Panel Upgrade - Marine ¦ PG&E ¦ Marine | Com ¦ Small Code HVAC System Integrated Furnace and AC - Panel Upgrade - Marine | PG&E ¦ Marine | PG&E | All | Electric & Gas | Code AC with gas furnace, <65 kbtuh | Average Existing and Code |  | 2029 | 1 | Conventional | HVAC | Com - Retail | Com | ROB Only | 0 | 1000 sqft2 of floor space | Cap-Tons | 15 | DEER:HVAC_Split-Package_HP | 0 | 0 | 0 | SWHC046-03 | 1093.6667 | 2021 | 569.55 | 2021 | 0 | 0 | SWHC046-03 | Com Central HVAC (Small) - Fuel Sub - Panel Upgrade - Marine ¦ PG&E ¦ Marine | Com Central HVAC (Small) - Fuel Sub - Panel Upgrade - Marine | 0.015015 | 0.186 | 1 | CBSA 2014, adjusted to reflect new efficiencies | 0 | 2012 | 1 | SWHC046-03
COM-HVAC-FS-PU-20.11 | Com ¦ Small Code HVAC System Integrated Furnace and AC - Panel Upgrade - Marine ¦ PG&E ¦ Marine | Com ¦ Small Code HVAC System Integrated Furnace and AC - Panel Upgrade - Marine | PG&E ¦ Marine | PG&E | All | Electric & Gas | Code AC with gas furnace, <65 kbtuh | Average Existing and Code |  | 2029 | 1 | Conventional | HVAC | Com - School | Com | ROB Only | 0 | 1000 sqft2 of floor space | Cap-Tons | 15 | DEER:HVAC_Split-Package_HP | 0 | 0 | 0 | SWHC046-03 | 1093.6667 | 2021 | 569.55 | 2021 | 0 | 0 | SWHC046-03 | Com Central HVAC (Small) - Fuel Sub - Panel Upgrade - Marine ¦ PG&E ¦ Marine | Com Central HVAC (Small) - Fuel Sub - Panel Upgrade - Marine | 0.0228 | 0.186 | 1 | CBSA 2014, adjusted to reflect new efficiencies | 0 | 2012 | 1 | SWHC046-03
COM-HVAC-FS-PU-20.12 | Com ¦ Small Code HVAC System Integrated Furnace and AC - Panel Upgrade - Marine ¦ PG&E ¦ Marine | Com ¦ Small Code HVAC System Integrated Furnace and AC - Panel Upgrade - Marine | PG&E ¦ Marine | PG&E | All | Electric & Gas | Code AC with gas furnace, <65 kbtuh | Average Existing and Code |  | 2029 | 1 | Conventional | HVAC | Com - Warehouse | Com | ROB Only | 0 | 1000 sqft2 of floor space | Cap-Tons | 15 | DEER:HVAC_Split-Package_HP | 0 | 0 | 0 | SWHC046-03 | 1093.6667 | 2021 | 569.55 | 2021 | 0 | 0 | SWHC046-03 | Com Central HVAC (Small) - Fuel Sub - Panel Upgrade - Marine ¦ PG&E ¦ Marine | Com Central HVAC (Small) - Fuel Sub - Panel Upgrade - Marine | 0.0046728 | 0.186 | 1 | CBSA 2014, adjusted to reflect new efficiencies | 0 | 2012 | 1 | SWHC046-03
COM-HVAC-FS-PU-20.13 | Com ¦ Small Code HVAC System Integrated Furnace and AC - Panel Upgrade - Hot-Dry ¦ PG&E ¦ Hot-Dry | Com ¦ Small Code HVAC System Integrated Furnace and AC - Panel Upgrade - Hot-Dry | PG&E ¦ Hot-Dry | PG&E | All | Electric & Gas | Code AC with gas furnace, <65 kbtuh | Average Existing and Code |  | 2029 | 1 | Conventional | HVAC | Com - College | Com | ROB Only | 0 | 1000 sqft2 of floor space | Cap-Tons | 15 | DEER:HVAC_Split-Package_HP | 0 | 0 | 0 | SWHC046-03 | 1093.6667 | 2021 | 569.55 | 2021 | 0 | 0 | SWHC046-03 | Com Central HVAC (Small) - Fuel Sub - Panel Upgrade - Hot-Dry ¦ PG&E ¦ Hot-Dry | Com Central HVAC (Small) - Fuel Sub - Panel Upgrade - Hot-Dry | 0.020331 | 0.186 | 1 | CBSA 2014, adjusted to reflect new efficiencies | 0 | 2012 | 1 | SWHC046-03
COM-HVAC-FS-PU-20.14 | Com ¦ Small Code HVAC System Integrated Furnace and AC - Panel Upgrade - Hot-Dry ¦ PG&E ¦ Hot-Dry | Com ¦ Small Code HVAC System Integrated Furnace and AC - Panel Upgrade - Hot-Dry | PG&E ¦ Hot-Dry | PG&E | All | Electric & Gas | Code AC with gas furnace, <65 kbtuh | Average Existing and Code |  | 2029 | 1 | Conventional | HVAC | Com - Grocery | Com | ROB Only | 0 | 1000 sqft2 of floor space | Cap-Tons | 15 | DEER:HVAC_Split-Package_HP | 0 | 0 | 0 | SWHC046-03 | 1093.6667 | 2021 | 569.55 | 2021 | 0 | 0 | SWHC046-03 | Com Central HVAC (Small) - Fuel Sub - Panel Upgrade - Hot-Dry ¦ PG&E ¦ Hot-Dry | Com Central HVAC (Small) - Fuel Sub - Panel Upgrade - Hot-Dry | 0.033922 | 0.186 | 1 | CBSA 2014, adjusted to reflect new efficiencies | 0 | 2012 | 1 | SWHC046-03
COM-HVAC-FS-PU-20.15 | Com ¦ Small Code HVAC System Integrated Furnace and AC - Panel Upgrade - Hot-Dry ¦ PG&E ¦ Hot-Dry | Com ¦ Small Code HVAC System Integrated Furnace and AC - Panel Upgrade - Hot-Dry | PG&E ¦ Hot-Dry | PG&E | All | Electric & Gas | Code AC with gas furnace, <65 kbtuh | Average Existing and Code |  | 2029 | 1 | Conventional | HVAC | Com - Health | Com | ROB Only | 0 | 1000 sqft2 of floor space | Cap-Tons | 15 | DEER:HVAC_Split-Package_HP | 0 | 0 | 0 | SWHC046-03 | 1093.6667 | 2021 | 569.55 | 2021 | 0 | 0 | SWHC046-03 | Com Central HVAC (Small) - Fuel Sub - Panel Upgrade - Hot-Dry ¦ PG&E ¦ Hot-Dry | Com Central HVAC (Small) - Fuel Sub - Panel Upgrade - Hot-Dry | 0.030022 | 0.186 | 1 | CBSA 2014, adjusted to reflect new efficiencies | 0 | 2012 | 1 | SWHC046-03
COM-HVAC-FS-PU-20.16 | Com ¦ Small Code HVAC System Integrated Furnace and AC - Panel Upgrade - Hot-Dry ¦ PG&E ¦ Hot-Dry | Com ¦ Small Code HVAC System Integrated Furnace and AC - Panel Upgrade - Hot-Dry | PG&E ¦ Hot-Dry | PG&E | All | Electric & Gas | Code AC with gas furnace, <65 kbtuh | Average Existing and Code |  | 2029 | 1 | Conventional | HVAC | Com - Lodging | Com | ROB Only | 0 | 1000 sqft2 of floor space | Cap-Tons | 15 | DEER:HVAC_Split-Package_HP | 0 | 0 | 0 | SWHC046-03 | 1093.6667 | 2021 | 569.55 | 2021 | 0 | 0 | SWHC046-03 | Com Central HVAC (Small) - Fuel Sub - Panel Upgrade - Hot-Dry ¦ PG&E ¦ Hot-Dry | Com Central HVAC (Small) - Fuel Sub - Panel Upgrade - Hot-Dry | 0.016003 | 0.186 | 1 | CBSA 2014, adjusted to reflect new efficiencies | 0 | 2012 | 1 | SWHC046-03
COM-HVAC-FS-PU-20.17 | Com ¦ Small Code HVAC System Integrated Furnace and AC - Panel Upgrade - Hot-Dry ¦ PG&E ¦ Hot-Dry | Com ¦ Small Code HVAC System Integrated Furnace and AC - Panel Upgrade - Hot-Dry | PG&E ¦ Hot-Dry | PG&E | All | Electric & Gas | Code AC with gas furnace, <65 kbtuh | Average Existing and Code |  | 2029 | 1 | Conventional | HVAC | Com - Office (Large) | Com | ROB Only | 0 | 1000 sqft2 of floor space | Cap-Tons | 15 | DEER:HVAC_Split-Package_HP | 0 | 0 | 0 | SWHC046-03 | 1093.6667 | 2021 | 569.55 | 2021 | 0 | 0 | SWHC046-03 | Com Central HVAC (Small) - Fuel Sub - Panel Upgrade - Hot-Dry ¦ PG&E ¦ Hot-Dry | Com Central HVAC (Small) - Fuel Sub - Panel Upgrade - Hot-Dry | 0.021319 | 0.186 | 1 | CBSA 2014, adjusted to reflect new efficiencies | 0 | 2012 | 1 | SWHC046-03
COM-HVAC-FS-PU-20.18 | Com ¦ Small Code HVAC System Integrated Furnace and AC - Panel Upgrade - Hot-Dry ¦ PG&E ¦ Hot-Dry | Com ¦ Small Code HVAC System Integrated Furnace and AC - Panel Upgrade - Hot-Dry | PG&E ¦ Hot-Dry | PG&E | All | Electric & Gas | Code AC with gas furnace, <65 kbtuh | Average Existing and Code |  | 2029 | 1 | Conventional | HVAC | Com - Office (Small) | Com | ROB Only | 0 | 1000 sqft2 of floor space | Cap-Tons | 15 | DEER:HVAC_Split-Package_HP | 0 | 0 | 0 | SWHC046-03 | 1093.6667 | 2021 | 569.55 | 2021 | 0 | 0 | SWHC046-03 | Com Central HVAC (Small) - Fuel Sub - Panel Upgrade - Hot-Dry ¦ PG&E ¦ Hot-Dry | Com Central HVAC (Small) - Fuel Sub - Panel Upgrade - Hot-Dry | 0.024933 | 0.186 | 1 | CBSA 2014, adjusted to reflect new efficiencies | 0 | 2012 | 1 | SWHC046-03
COM-HVAC-FS-PU-20.19 | Com ¦ Small Code HVAC System Integrated Furnace and AC - Panel Upgrade - Hot-Dry ¦ PG&E ¦ Hot-Dry | Com ¦ Small Code HVAC System Integrated Furnace and AC - Panel Upgrade - Hot-Dry | PG&E ¦ Hot-Dry | PG&E | All | Electric & Gas | Code AC with gas furnace, <65 kbtuh | Average Existing and Code |  | 2029 | 1 | Conventional | HVAC | Com - Other | Com | ROB Only | 0 | 1000 sqft2 of floor space | Cap-Tons | 15 | DEER:HVAC_Split-Package_HP | 0 | 0 | 0 | SWHC046-03 | 1093.6667 | 2021 | 569.55 | 2021 | 0 | 0 | SWHC046-03 | Com Central HVAC (Small) - Fuel Sub - Panel Upgrade - Hot-Dry ¦ PG&E ¦ Hot-Dry | Com Central HVAC (Small) - Fuel Sub - Panel Upgrade - Hot-Dry | 0.0353 | 0.186 | 1 | CBSA 2014, adjusted to reflect new efficiencies | 0 | 2012 | 1 | SWHC046-03
COM-HVAC-FS-PU-20.20 | Com ¦ Small Code HVAC System Integrated Furnace and AC - Panel Upgrade - Hot-Dry ¦ PG&E ¦ Hot-Dry | Com ¦ Small Code HVAC System Integrated Furnace and AC - Panel Upgrade - Hot-Dry | PG&E ¦ Hot-Dry | PG&E | All | Electric & Gas | Code AC with gas furnace, <65 kbtuh | Average Existing and Code |  | 2029 | 1 | Conventional | HVAC | Com - Refrig. Warehouse | Com | ROB Only | 0 | 1000 sqft2 of floor space | Cap-Tons | 15 | DEER:HVAC_Split-Package_HP | 0 | 0 | 0 | SWHC046-03 | 0 | 2021 | 0 | 2021 | 0 | 0 | SWHC046-03 | Com Central HVAC (Small) - Fuel Sub - Panel Upgrade - Hot-Dry ¦ PG&E ¦ Hot-Dry | Com Central HVAC (Small) - Fuel Sub - Panel Upgrade - Hot-Dry | 0 | 0.186 | 1 | CBSA 2014, adjusted to reflect new efficiencies | 0 | 2012 | 1 | SWHC046-03
COM-HVAC-FS-PU-20.21 | Com ¦ Small Code HVAC System Integrated Furnace and AC - Panel Upgrade - Hot-Dry ¦ PG&E ¦ Hot-Dry | Com ¦ Small Code HVAC System Integrated Furnace and AC - Panel Upgrade - Hot-Dry | PG&E ¦ Hot-Dry | PG&E | All | Electric & Gas | Code AC with gas furnace, <65 kbtuh | Average Existing and Code |  | 2029 | 1 | Conventional | HVAC | Com - Restaurant | Com | ROB Only | 0 | 1000 sqft2 of floor space | Cap-Tons | 15 | DEER:HVAC_Split-Package_HP | 0 | 0 | 0 | SWHC046-03 | 1093.6667 | 2021 | 569.55 | 2021 | 0 | 0 | SWHC046-03 | Com Central HVAC (Small) - Fuel Sub - Panel Upgrade - Hot-Dry ¦ PG&E ¦ Hot-Dry | Com Central HVAC (Small) - Fuel Sub - Panel Upgrade - Hot-Dry | 0.036027 | 0.186 | 1 | CBSA 2014, adjusted to reflect new efficiencies | 0 | 2012 | 1 | SWHC046-03
COM-HVAC-FS-PU-20.22 | Com ¦ Small Code HVAC System Integrated Furnace and AC - Panel Upgrade - Hot-Dry ¦ PG&E ¦ Hot-Dry | Com ¦ Small Code HVAC System Integrated Furnace and AC - Panel Upgrade - Hot-Dry | PG&E ¦ Hot-Dry | PG&E | All | Electric & Gas | Code AC with gas furnace, <65 kbtuh | Average Existing and Code |  | 2029 | 1 | Conventional | HVAC | Com - Retail | Com | ROB Only | 0 | 1000 sqft2 of floor space | Cap-Tons | 15 | DEER:HVAC_Split-Package_HP | 0 | 0 | 0 | SWHC046-03 | 1093.6667 | 2021 | 569.55 | 2021 | 0 | 0 | SWHC046-03 | Com Central HVAC (Small) - Fuel Sub - Panel Upgrade - Hot-Dry ¦ PG&E ¦ Hot-Dry | Com Central HVAC (Small) - Fuel Sub - Panel Upgrade - Hot-Dry | 0.015015 | 0.186 | 1 | CBSA 2014, adjusted to reflect new efficiencies | 0 | 2012 | 1 | SWHC046-03
COM-HVAC-FS-PU-20.23 | Com ¦ Small Code HVAC System Integrated Furnace and AC - Panel Upgrade - Hot-Dry ¦ PG&E ¦ Hot-Dry | Com ¦ Small Code HVAC System Integrated Furnace and AC - Panel Upgrade - Hot-Dry | PG&E ¦ Hot-Dry | PG&E | All | Electric & Gas | Code AC with gas furnace, <65 kbtuh | Average Existing and Code |  | 2029 | 1 | Conventional | HVAC | Com - School | Com | ROB Only | 0 | 1000 sqft2 of floor space | Cap-Tons | 15 | DEER:HVAC_Split-Package_HP | 0 | 0 | 0 | SWHC046-03 | 1093.6667 | 2021 | 569.55 | 2021 | 0 | 0 | SWHC046-03 | Com Central HVAC (Small) - Fuel Sub - Panel Upgrade - Hot-Dry ¦ PG&E ¦ Hot-Dry | Com Central HVAC (Small) - Fuel Sub - Panel Upgrade - Hot-Dry | 0.0228 | 0.186 | 1 | CBSA 2014, adjusted to reflect new efficiencies | 0 | 2012 | 1 | SWHC046-03
COM-HVAC-FS-PU-20.24 | Com ¦ Small Code HVAC System Integrated Furnace and AC - Panel Upgrade - Hot-Dry ¦ PG&E ¦ Hot-Dry | Com ¦ Small Code HVAC System Integrated Furnace and AC - Panel Upgrade - Hot-Dry | PG&E ¦ Hot-Dry | PG&E | All | Electric & Gas | Code AC with gas furnace, <65 kbtuh | Average Existing and Code |  | 2029 | 1 | Conventional | HVAC | Com - Warehouse | Com | ROB Only | 0 | 1000 sqft2 of floor space | Cap-Tons | 15 | DEER:HVAC_Split-Package_HP | 0 | 0 | 0 | SWHC046-03 | 1093.6667 | 2021 | 569.55 | 2021 | 0 | 0 | SWHC046-03 | Com Central HVAC (Small) - Fuel Sub - Panel Upgrade - Hot-Dry ¦ PG&E ¦ Hot-Dry | Com Central HVAC (Small) - Fuel Sub - Panel Upgrade - Hot-Dry | 0.0046728 | 0.186 | 1 | CBSA 2014, adjusted to reflect new efficiencies | 0 | 2012 | 1 | SWHC046-03
COM-HVAC-FS-PU-20.25 | Com ¦ Small Code HVAC System Integrated Furnace and AC - Panel Upgrade - Cold ¦ PG&E ¦ Cold | Com ¦ Small Code HVAC System Integrated Furnace and AC - Panel Upgrade - Cold | PG&E ¦ Cold | PG&E | All | Electric & Gas | Code AC with gas furnace, <65 kbtuh | Average Existing and Code |  | 2029 | 1 | Conventional | HVAC | Com - College | Com | ROB Only | 0 | 1000 sqft2 of floor space | Cap-Tons | 15 | DEER:HVAC_Split-Package_HP | 0 | 0 | 0 | SWHC046-03 | 1093.6667 | 2021 | 569.55 | 2021 | 0 | 0 | SWHC046-03 | Com Central HVAC (Small) - Fuel Sub - Panel Upgrade - Cold ¦ PG&E ¦ Cold | Com Central HVAC (Small) - Fuel Sub - Panel Upgrade - Cold | 0.020331 | 0.186 | 1 | CBSA 2014, adjusted to reflect new efficiencies | 0 | 2012 | 1 | SWHC046-03
COM-HVAC-FS-PU-20.26 | Com ¦ Small Code HVAC System Integrated Furnace and AC - Panel Upgrade - Cold ¦ PG&E ¦ Cold | Com ¦ Small Code HVAC System Integrated Furnace and AC - Panel Upgrade - Cold | PG&E ¦ Cold | PG&E | All | Electric & Gas | Code AC with gas furnace, <65 kbtuh | Average Existing and Code |  | 2029 | 1 | Conventional | HVAC | Com - Grocery | Com | ROB Only | 0 | 1000 sqft2 of floor space | Cap-Tons | 15 | DEER:HVAC_Split-Package_HP | 0 | 0 | 0 | SWHC046-03 | 1093.6667 | 2021 | 569.55 | 2021 | 0 | 0 | SWHC046-03 | Com Central HVAC (Small) - Fuel Sub - Panel Upgrade - Cold ¦ PG&E ¦ Cold | Com Central HVAC (Small) - Fuel Sub - Panel Upgrade - Cold | 0.033922 | 0.186 | 1 | CBSA 2014, adjusted to reflect new efficiencies | 0 | 2012 | 1 | SWHC046-03
COM-HVAC-FS-PU-20.27 | Com ¦ Small Code HVAC System Integrated Furnace and AC - Panel Upgrade - Cold ¦ PG&E ¦ Cold | Com ¦ Small Code HVAC System Integrated Furnace and AC - Panel Upgrade - Cold | PG&E ¦ Cold | PG&E | All | Electric & Gas | Code AC with gas furnace, <65 kbtuh | Average Existing and Code |  | 2029 | 1 | Conventional | HVAC | Com - Health | Com | ROB Only | 0 | 1000 sqft2 of floor space | Cap-Tons | 15 | DEER:HVAC_Split-Package_HP | 0 | 0 | 0 | SWHC046-03 | 1093.6667 | 2021 | 569.55 | 2021 | 0 | 0 | SWHC046-03 | Com Central HVAC (Small) - Fuel Sub - Panel Upgrade - Cold ¦ PG&E ¦ Cold | Com Central HVAC (Small) - Fuel Sub - Panel Upgrade - Cold | 0.030022 | 0.186 | 1 | CBSA 2014, adjusted to reflect new efficiencies | 0 | 2012 | 1 | SWHC046-03
COM-HVAC-FS-PU-20.28 | Com ¦ Small Code HVAC System Integrated Furnace and AC - Panel Upgrade - Cold ¦ PG&E ¦ Cold | Com ¦ Small Code HVAC System Integrated Furnace and AC - Panel Upgrade - Cold | PG&E ¦ Cold | PG&E | All | Electric & Gas | Code AC with gas furnace, <65 kbtuh | Average Existing and Code |  | 2029 | 1 | Conventional | HVAC | Com - Lodging | Com | ROB Only | 0 | 1000 sqft2 of floor space | Cap-Tons | 15 | DEER:HVAC_Split-Package_HP | 0 | 0 | 0 | SWHC046-03 | 1093.6667 | 2021 | 569.55 | 2021 | 0 | 0 | SWHC046-03 | Com Central HVAC (Small) - Fuel Sub - Panel Upgrade - Cold ¦ PG&E ¦ Cold | Com Central HVAC (Small) - Fuel Sub - Panel Upgrade - Cold | 0.016003 | 0.186 | 1 | CBSA 2014, adjusted to reflect new efficiencies | 0 | 2012 | 1 | SWHC046-03
COM-HVAC-FS-PU-20.29 | Com ¦ Small Code HVAC System Integrated Furnace and AC - Panel Upgrade - Cold ¦ PG&E ¦ Cold | Com ¦ Small Code HVAC System Integrated Furnace and AC - Panel Upgrade - Cold | PG&E ¦ Cold | PG&E | All | Electric & Gas | Code AC with gas furnace, <65 kbtuh | Average Existing and Code |  | 2029 | 1 | Conventional | HVAC | Com - Office (Large) | Com | ROB Only | 0 | 1000 sqft2 of floor space | Cap-Tons | 15 | DEER:HVAC_Split-Package_HP | 0 | 0 | 0 | SWHC046-03 | 1093.6667 | 2021 | 569.55 | 2021 | 0 | 0 | SWHC046-03 | Com Central HVAC (Small) - Fuel Sub - Panel Upgrade - Cold ¦ PG&E ¦ Cold | Com Central HVAC (Small) - Fuel Sub - Panel Upgrade - Cold | 0.021319 | 0.186 | 1 | CBSA 2014, adjusted to reflect new efficiencies | 0 | 2012 | 1 | SWHC046-03
COM-HVAC-FS-PU-20.30 | Com ¦ Small Code HVAC System Integrated Furnace and AC - Panel Upgrade - Cold ¦ PG&E ¦ Cold | Com ¦ Small Code HVAC System Integrated Furnace and AC - Panel Upgrade - Cold | PG&E ¦ Cold | PG&E | All | Electric & Gas | Code AC with gas furnace, <65 kbtuh | Average Existing and Code |  | 2029 | 1 | Conventional | HVAC | Com - Office (Small) | Com | ROB Only | 0 | 1000 sqft2 of floor space | Cap-Tons | 15 | DEER:HVAC_Split-Package_HP | 0 | 0 | 0 | SWHC046-03 | 1093.6667 | 2021 | 569.55 | 2021 | 0 | 0 | SWHC046-03 | Com Central HVAC (Small) - Fuel Sub - Panel Upgrade - Cold ¦ PG&E ¦ Cold | Com Central HVAC (Small) - Fuel Sub - Panel Upgrade - Cold | 0.024933 | 0.186 | 1 | CBSA 2014, adjusted to reflect new efficiencies | 0 | 2012 | 1 | SWHC046-03
COM-HVAC-FS-PU-20.31 | Com ¦ Small Code HVAC System Integrated Furnace and AC - Panel Upgrade - Cold ¦ PG&E ¦ Cold | Com ¦ Small Code HVAC System Integrated Furnace and AC - Panel Upgrade - Cold | PG&E ¦ Cold | PG&E | All | Electric & Gas | Code AC with gas furnace, <65 kbtuh | Average Existing and Code |  | 2029 | 1 | Conventional | HVAC | Com - Other | Com | ROB Only | 0 | 1000 sqft2 of floor space | Cap-Tons | 15 | DEER:HVAC_Split-Package_HP | 0 | 0 | 0 | SWHC046-03 | 1093.6667 | 2021 | 569.55 | 2021 | 0 | 0 | SWHC046-03 | Com Central HVAC (Small) - Fuel Sub - Panel Upgrade - Cold ¦ PG&E ¦ Cold | Com Central HVAC (Small) - Fuel Sub - Panel Upgrade - Cold | 0.0353 | 0.186 | 1 | CBSA 2014, adjusted to reflect new efficiencies | 0 | 2012 | 1 | SWHC046-03
COM-HVAC-FS-PU-20.32 | Com ¦ Small Code HVAC System Integrated Furnace and AC - Panel Upgrade - Cold ¦ PG&E ¦ Cold | Com ¦ Small Code HVAC System Integrated Furnace and AC - Panel Upgrade - Cold | PG&E ¦ Cold | PG&E | All | Electric & Gas | Code AC with gas furnace, <65 kbtuh | Average Existing and Code |  | 2029 | 1 | Conventional | HVAC | Com - Refrig. Warehouse | Com | ROB Only | 0 | 1000 sqft2 of floor space | Cap-Tons | 15 | DEER:HVAC_Split-Package_HP | 0 | 0 | 0 | SWHC046-03 | 0 | 2021 | 0 | 2021 | 0 | 0 | SWHC046-03 | Com Central HVAC (Small) - Fuel Sub - Panel Upgrade - Cold ¦ PG&E ¦ Cold | Com Central HVAC (Small) - Fuel Sub - Panel Upgrade - Cold | 0 | 0.186 | 1 | CBSA 2014, adjusted to reflect new efficiencies | 0 | 2012 | 1 | SWHC046-03
COM-HVAC-FS-PU-20.33 | Com ¦ Small Code HVAC System Integrated Furnace and AC - Panel Upgrade - Cold ¦ PG&E ¦ Cold | Com ¦ Small Code HVAC System Integrated Furnace and AC - Panel Upgrade - Cold | PG&E ¦ Cold | PG&E | All | Electric & Gas | Code AC with gas furnace, <65 kbtuh | Average Existing and Code |  | 2029 | 1 | Conventional | HVAC | Com - Restaurant | Com | ROB Only | 0 | 1000 sqft2 of floor space | Cap-Tons | 15 | DEER:HVAC_Split-Package_HP | 0 | 0 | 0 | SWHC046-03 | 1093.6667 | 2021 | 569.55 | 2021 | 0 | 0 | SWHC046-03 | Com Central HVAC (Small) - Fuel Sub - Panel Upgrade - Cold ¦ PG&E ¦ Cold | Com Central HVAC (Small) - Fuel Sub - Panel Upgrade - Cold | 0.036027 | 0.186 | 1 | CBSA 2014, adjusted to reflect new efficiencies | 0 | 2012 | 1 | SWHC046-03
COM-HVAC-FS-PU-20.34 | Com ¦ Small Code HVAC System Integrated Furnace and AC - Panel Upgrade - Cold ¦ PG&E ¦ Cold | Com ¦ Small Code HVAC System Integrated Furnace and AC - Panel Upgrade - Cold | PG&E ¦ Cold | PG&E | All | Electric & Gas | Code AC with gas furnace, <65 kbtuh | Average Existing and Code |  | 2029 | 1 | Conventional | HVAC | Com - Retail | Com | ROB Only | 0 | 1000 sqft2 of floor space | Cap-Tons | 15 | DEER:HVAC_Split-Package_HP | 0 | 0 | 0 | SWHC046-03 | 1093.6667 | 2021 | 569.55 | 2021 | 0 | 0 | SWHC046-03 | Com Central HVAC (Small) - Fuel Sub - Panel Upgrade - Cold ¦ PG&E ¦ Cold | Com Central HVAC (Small) - Fuel Sub - Panel Upgrade - Cold | 0.015015 | 0.186 | 1 | CBSA 2014, adjusted to reflect new efficiencies | 0 | 2012 | 1 | SWHC046-03
COM-HVAC-FS-PU-20.35 | Com ¦ Small Code HVAC System Integrated Furnace and AC - Panel Upgrade - Cold ¦ PG&E ¦ Cold | Com ¦ Small Code HVAC System Integrated Furnace and AC - Panel Upgrade - Cold | PG&E ¦ Cold | PG&E | All | Electric & Gas | Code AC with gas furnace, <65 kbtuh | Average Existing and Code |  | 2029 | 1 | Conventional | HVAC | Com - School | Com | ROB Only | 0 | 1000 sqft2 of floor space | Cap-Tons | 15 | DEER:HVAC_Split-Package_HP | 0 | 0 | 0 | SWHC046-03 | 1093.6667 | 2021 | 569.55 | 2021 | 0 | 0 | SWHC046-03 | Com Central HVAC (Small) - Fuel Sub - Panel Upgrade - Cold ¦ PG&E ¦ Cold | Com Central HVAC (Small) - Fuel Sub - Panel Upgrade - Cold | 0.0228 | 0.186 | 1 | CBSA 2014, adjusted to reflect new efficiencies | 0 | 2012 | 1 | SWHC046-03
COM-HVAC-FS-PU-20.36 | Com ¦ Small Code HVAC System Integrated Furnace and AC - Panel Upgrade - Cold ¦ PG&E ¦ Cold | Com ¦ Small Code HVAC System Integrated Furnace and AC - Panel Upgrade - Cold | PG&E ¦ Cold | PG&E | All | Electric & Gas | Code AC with gas furnace, <65 kbtuh | Average Existing and Code |  | 2029 | 1 | Conventional | HVAC | Com - Warehouse | Com | ROB Only | 0 | 1000 sqft2 of floor space | Cap-Tons | 15 | DEER:HVAC_Split-Package_HP | 0 | 0 | 0 | SWHC046-03 | 1093.6667 | 2021 | 569.55 | 2021 | 0 | 0 | SWHC046-03 | Com Central HVAC (Small) - Fuel Sub - Panel Upgrade - Cold ¦ PG&E ¦ Cold | Com Central HVAC (Small) - Fuel Sub - Panel Upgrade - Cold | 0.0046728 | 0.186 | 1 | CBSA 2014, adjusted to reflect new efficiencies | 0 | 2012 | 1 | SWHC046-03
COM-HVAC-FS-PU-20.37 | Com ¦ Small Code HVAC System Integrated Furnace and AC - Panel Upgrade - Marine ¦ SCG ¦ Marine | Com ¦ Small Code HVAC System Integrated Furnace and AC - Panel Upgrade - Marine | SCG ¦ Marine | SCG | All | Electric & Gas | Code AC with gas furnace, <65 kbtuh | Average Existing and Code |  | 2029 | 1 | Conventional | HVAC | Com - College | Com | ROB Only | 0 | 1000 sqft2 of floor space | Cap-Tons | 15 | DEER:HVAC_Split-Package_HP | 0 | 0 | 0 | SWHC046-03 | 1093.6667 | 2021 | 569.55 | 2021 | 0 | 0 | SWHC046-03 | Com Central HVAC (Small) - Fuel Sub - Panel Upgrade - Marine ¦ SCG ¦ Marine | Com Central HVAC (Small) - Fuel Sub - Panel Upgrade - Marine | 0.022689 | 0.186 | 1 | CBSA 2014, adjusted to reflect new efficiencies | 0 | 2012 | 1 | SWHC046-03
COM-HVAC-FS-PU-20.38 | Com ¦ Small Code HVAC System Integrated Furnace and AC - Panel Upgrade - Marine ¦ SCG ¦ Marine | Com ¦ Small Code HVAC System Integrated Furnace and AC - Panel Upgrade - Marine | SCG ¦ Marine | SCG | All | Electric & Gas | Code AC with gas furnace, <65 kbtuh | Average Existing and Code |  | 2029 | 1 | Conventional | HVAC | Com - Grocery | Com | ROB Only | 0 | 1000 sqft2 of floor space | Cap-Tons | 15 | DEER:HVAC_Split-Package_HP | 0 | 0 | 0 | SWHC046-03 | 1093.6667 | 2021 | 569.55 | 2021 | 0 | 0 | SWHC046-03 | Com Central HVAC (Small) - Fuel Sub - Panel Upgrade - Marine ¦ SCG ¦ Marine | Com Central HVAC (Small) - Fuel Sub - Panel Upgrade - Marine | 0.040359 | 0.186 | 1 | CBSA 2014, adjusted to reflect new efficiencies | 0 | 2012 | 1 | SWHC046-03
COM-HVAC-FS-PU-20.39 | Com ¦ Small Code HVAC System Integrated Furnace and AC - Panel Upgrade - Marine ¦ SCG ¦ Marine | Com ¦ Small Code HVAC System Integrated Furnace and AC - Panel Upgrade - Marine | SCG ¦ Marine | SCG | All | Electric & Gas | Code AC with gas furnace, <65 kbtuh | Average Existing and Code |  | 2029 | 1 | Conventional | HVAC | Com - Health | Com | ROB Only | 0 | 1000 sqft2 of floor space | Cap-Tons | 15 | DEER:HVAC_Split-Package_HP | 0 | 0 | 0 | SWHC046-03 | 1093.6667 | 2021 | 569.55 | 2021 | 0 | 0 | SWHC046-03 | Com Central HVAC (Small) - Fuel Sub - Panel Upgrade - Marine ¦ SCG ¦ Marine | Com Central HVAC (Small) - Fuel Sub - Panel Upgrade - Marine | 0.032178 | 0.186 | 1 | CBSA 2014, adjusted to reflect new efficiencies | 0 | 2012 | 1 | SWHC046-03
COM-HVAC-FS-PU-20.40 | Com ¦ Small Code HVAC System Integrated Furnace and AC - Panel Upgrade - Marine ¦ SCG ¦ Marine | Com ¦ Small Code HVAC System Integrated Furnace and AC - Panel Upgrade - Marine | SCG ¦ Marine | SCG | All | Electric & Gas | Code AC with gas furnace, <65 kbtuh | Average Existing and Code |  | 2029 | 1 | Conventional | HVAC | Com - Lodging | Com | ROB Only | 0 | 1000 sqft2 of floor space | Cap-Tons | 15 | DEER:HVAC_Split-Package_HP | 0 | 0 | 0 | SWHC046-03 | 1093.6667 | 2021 | 569.55 | 2021 | 0 | 0 | SWHC046-03 | Com Central HVAC (Small) - Fuel Sub - Panel Upgrade - Marine ¦ SCG ¦ Marine | Com Central HVAC (Small) - Fuel Sub - Panel Upgrade - Marine | 0.018069 | 0.186 | 1 | CBSA 2014, adjusted to reflect new efficiencies | 0 | 2012 | 1 | SWHC046-03
COM-HVAC-FS-PU-20.41 | Com ¦ Small Code HVAC System Integrated Furnace and AC - Panel Upgrade - Marine ¦ SCG ¦ Marine | Com ¦ Small Code HVAC System Integrated Furnace and AC - Panel Upgrade - Marine | SCG ¦ Marine | SCG | All | Electric & Gas | Code AC with gas furnace, <65 kbtuh | Average Existing and Code |  | 2029 | 1 | Conventional | HVAC | Com - Office (Large) | Com | ROB Only | 0 | 1000 sqft2 of floor space | Cap-Tons | 15 | DEER:HVAC_Split-Package_HP | 0 | 0 | 0 | SWHC046-03 | 1093.6667 | 2021 | 569.55 | 2021 | 0 | 0 | SWHC046-03 | Com Central HVAC (Small) - Fuel Sub - Panel Upgrade - Marine ¦ SCG ¦ Marine | Com Central HVAC (Small) - Fuel Sub - Panel Upgrade - Marine | 0.023953 | 0.186 | 1 | CBSA 2014, adjusted to reflect new efficiencies | 0 | 2012 | 1 | SWHC046-03
COM-HVAC-FS-PU-20.42 | Com ¦ Small Code HVAC System Integrated Furnace and AC - Panel Upgrade - Marine ¦ SCG ¦ Marine | Com ¦ Small Code HVAC System Integrated Furnace and AC - Panel Upgrade - Marine | SCG ¦ Marine | SCG | All | Electric & Gas | Code AC with gas furnace, <65 kbtuh | Average Existing and Code |  | 2029 | 1 | Conventional | HVAC | Com - Office (Small) | Com | ROB Only | 0 | 1000 sqft2 of floor space | Cap-Tons | 15 | DEER:HVAC_Split-Package_HP | 0 | 0 | 0 | SWHC046-03 | 1093.6667 | 2021 | 569.55 | 2021 | 0 | 0 | SWHC046-03 | Com Central HVAC (Small) - Fuel Sub - Panel Upgrade - Marine ¦ SCG ¦ Marine | Com Central HVAC (Small) - Fuel Sub - Panel Upgrade - Marine | 0.027176 | 0.186 | 1 | CBSA 2014, adjusted to reflect new efficiencies | 0 | 2012 | 1 | SWHC046-03
COM-HVAC-FS-PU-20.43 | Com ¦ Small Code HVAC System Integrated Furnace and AC - Panel Upgrade - Marine ¦ SCG ¦ Marine | Com ¦ Small Code HVAC System Integrated Furnace and AC - Panel Upgrade - Marine | SCG ¦ Marine | SCG | All | Electric & Gas | Code AC with gas furnace, <65 kbtuh | Average Existing and Code |  | 2029 | 1 | Conventional | HVAC | Com - Other | Com | ROB Only | 0 | 1000 sqft2 of floor space | Cap-Tons | 15 | DEER:HVAC_Split-Package_HP | 0 | 0 | 0 | SWHC046-03 | 1093.6667 | 2021 | 569.55 | 2021 | 0 | 0 | SWHC046-03 | Com Central HVAC (Small) - Fuel Sub - Panel Upgrade - Marine ¦ SCG ¦ Marine | Com Central HVAC (Small) - Fuel Sub - Panel Upgrade - Marine | 0.038925 | 0.186 | 1 | CBSA 2014, adjusted to reflect new efficiencies | 0 | 2012 | 1 | SWHC046-03
COM-HVAC-FS-PU-20.44 | Com ¦ Small Code HVAC System Integrated Furnace and AC - Panel Upgrade - Marine ¦ SCG ¦ Marine | Com ¦ Small Code HVAC System Integrated Furnace and AC - Panel Upgrade - Marine | SCG ¦ Marine | SCG | All | Electric & Gas | Code AC with gas furnace, <65 kbtuh | Average Existing and Code |  | 2029 | 1 | Conventional | HVAC | Com - Refrig. Warehouse | Com | ROB Only | 0 | 1000 sqft2 of floor space | Cap-Tons | 15 | DEER:HVAC_Split-Package_HP | 0 | 0 | 0 | SWHC046-03 | 0 | 2021 | 0 | 2021 | 0 | 0 | SWHC046-03 | Com Central HVAC (Small) - Fuel Sub - Panel Upgrade - Marine ¦ SCG ¦ Marine | Com Central HVAC (Small) - Fuel Sub - Panel Upgrade - Marine | 0 | 0.186 | 1 | CBSA 2014, adjusted to reflect new efficiencies | 0 | 2012 | 1 | SWHC046-03
COM-HVAC-FS-PU-20.45 | Com ¦ Small Code HVAC System Integrated Furnace and AC - Panel Upgrade - Marine ¦ SCG ¦ Marine | Com ¦ Small Code HVAC System Integrated Furnace and AC - Panel Upgrade - Marine | SCG ¦ Marine | SCG | All | Electric & Gas | Code AC with gas furnace, <65 kbtuh | Average Existing and Code |  | 2029 | 1 | Conventional | HVAC | Com - Restaurant | Com | ROB Only | 0 | 1000 sqft2 of floor space | Cap-Tons | 15 | DEER:HVAC_Split-Package_HP | 0 | 0 | 0 | SWHC046-03 | 1093.6667 | 2021 | 569.55 | 2021 | 0 | 0 | SWHC046-03 | Com Central HVAC (Small) - Fuel Sub - Panel Upgrade - Marine ¦ SCG ¦ Marine | Com Central HVAC (Small) - Fuel Sub - Panel Upgrade - Marine | 0.039657 | 0.186 | 1 | CBSA 2014, adjusted to reflect new efficiencies | 0 | 2012 | 1 | SWHC046-03
COM-HVAC-FS-PU-20.46 | Com ¦ Small Code HVAC System Integrated Furnace and AC - Panel Upgrade - Marine ¦ SCG ¦ Marine | Com ¦ Small Code HVAC System Integrated Furnace and AC - Panel Upgrade - Marine | SCG ¦ Marine | SCG | All | Electric & Gas | Code AC with gas furnace, <65 kbtuh | Average Existing and Code |  | 2029 | 1 | Conventional | HVAC | Com - Retail | Com | ROB Only | 0 | 1000 sqft2 of floor space | Cap-Tons | 15 | DEER:HVAC_Split-Package_HP | 0 | 0 | 0 | SWHC046-03 | 1093.6667 | 2021 | 569.55 | 2021 | 0 | 0 | SWHC046-03 | Com Central HVAC (Small) - Fuel Sub - Panel Upgrade - Marine ¦ SCG ¦ Marine | Com Central HVAC (Small) - Fuel Sub - Panel Upgrade - Marine | 0.016778 | 0.186 | 1 | CBSA 2014, adjusted to reflect new efficiencies | 0 | 2012 | 1 | SWHC046-03
COM-HVAC-FS-PU-20.47 | Com ¦ Small Code HVAC System Integrated Furnace and AC - Panel Upgrade - Marine ¦ SCG ¦ Marine | Com ¦ Small Code HVAC System Integrated Furnace and AC - Panel Upgrade - Marine | SCG ¦ Marine | SCG | All | Electric & Gas | Code AC with gas furnace, <65 kbtuh | Average Existing and Code |  | 2029 | 1 | Conventional | HVAC | Com - School | Com | ROB Only | 0 | 1000 sqft2 of floor space | Cap-Tons | 15 | DEER:HVAC_Split-Package_HP | 0 | 0 | 0 | SWHC046-03 | 1093.6667 | 2021 | 569.55 | 2021 | 0 | 0 | SWHC046-03 | Com Central HVAC (Small) - Fuel Sub - Panel Upgrade - Marine ¦ SCG ¦ Marine | Com Central HVAC (Small) - Fuel Sub - Panel Upgrade - Marine | 0.027322 | 0.186 | 1 | CBSA 2014, adjusted to reflect new efficiencies | 0 | 2012 | 1 | SWHC046-03
COM-HVAC-FS-PU-20.48 | Com ¦ Small Code HVAC System Integrated Furnace and AC - Panel Upgrade - Marine ¦ SCG ¦ Marine | Com ¦ Small Code HVAC System Integrated Furnace and AC - Panel Upgrade - Marine | SCG ¦ Marine | SCG | All | Electric & Gas | Code AC with gas furnace, <65 kbtuh | Average Existing and Code |  | 2029 | 1 | Conventional | HVAC | Com - Warehouse | Com | ROB Only | 0 | 1000 sqft2 of floor space | Cap-Tons | 15 | DEER:HVAC_Split-Package_HP | 0 | 0 | 0 | SWHC046-03 | 1093.6667 | 2021 | 569.55 | 2021 | 0 | 0 | SWHC046-03 | Com Central HVAC (Small) - Fuel Sub - Panel Upgrade - Marine ¦ SCG ¦ Marine | Com Central HVAC (Small) - Fuel Sub - Panel Upgrade - Marine | 0.0051386 | 0.186 | 1 | CBSA 2014, adjusted to reflect new efficiencies | 0 | 2012 | 1 | SWHC046-03
COM-HVAC-FS-PU-20.49 | Com ¦ Small Code HVAC System Integrated Furnace and AC - Panel Upgrade - Hot-Dry ¦ SCG ¦ Hot-Dry | Com ¦ Small Code HVAC System Integrated Furnace and AC - Panel Upgrade - Hot-Dry | SCG ¦ Hot-Dry | SCG | All | Electric & Gas | Code AC with gas furnace, <65 kbtuh | Average Existing and Code |  | 2029 | 1 | Conventional | HVAC | Com - College | Com | ROB Only | 0 | 1000 sqft2 of floor space | Cap-Tons | 15 | DEER:HVAC_Split-Package_HP | 0 | 0 | 0 | SWHC046-03 | 1093.6667 | 2021 | 569.55 | 2021 | 0 | 0 | SWHC046-03 | Com Central HVAC (Small) - Fuel Sub - Panel Upgrade - Hot-Dry ¦ SCG ¦ Hot-Dry | Com Central HVAC (Small) - Fuel Sub - Panel Upgrade - Hot-Dry | 0.022689 | 0.186 | 1 | CBSA 2014, adjusted to reflect new efficiencies | 0 | 2012 | 1 | SWHC046-03
COM-HVAC-FS-PU-20.50 | Com ¦ Small Code HVAC System Integrated Furnace and AC - Panel Upgrade - Hot-Dry ¦ SCG ¦ Hot-Dry | Com ¦ Small Code HVAC System Integrated Furnace and AC - Panel Upgrade - Hot-Dry | SCG ¦ Hot-Dry | SCG | All | Electric & Gas | Code AC with gas furnace, <65 kbtuh | Average Existing and Code |  | 2029 | 1 | Conventional | HVAC | Com - Grocery | Com | ROB Only | 0 | 1000 sqft2 of floor space | Cap-Tons | 15 | DEER:HVAC_Split-Package_HP | 0 | 0 | 0 | SWHC046-03 | 1093.6667 | 2021 | 569.55 | 2021 | 0 | 0 | SWHC046-03 | Com Central HVAC (Small) - Fuel Sub - Panel Upgrade - Hot-Dry ¦ SCG ¦ Hot-Dry | Com Central HVAC (Small) - Fuel Sub - Panel Upgrade - Hot-Dry | 0.040359 | 0.186 | 1 | CBSA 2014, adjusted to reflect new efficiencies | 0 | 2012 | 1 | SWHC046-03
COM-HVAC-FS-PU-20.51 | Com ¦ Small Code HVAC System Integrated Furnace and AC - Panel Upgrade - Hot-Dry ¦ SCG ¦ Hot-Dry | Com ¦ Small Code HVAC System Integrated Furnace and AC - Panel Upgrade - Hot-Dry | SCG ¦ Hot-Dry | SCG | All | Electric & Gas | Code AC with gas furnace, <65 kbtuh | Average Existing and Code |  | 2029 | 1 | Conventional | HVAC | Com - Health | Com | ROB Only | 0 | 1000 sqft2 of floor space | Cap-Tons | 15 | DEER:HVAC_Split-Package_HP | 0 | 0 | 0 | SWHC046-03 | 1093.6667 | 2021 | 569.55 | 2021 | 0 | 0 | SWHC046-03 | Com Central HVAC (Small) - Fuel Sub - Panel Upgrade - Hot-Dry ¦ SCG ¦ Hot-Dry | Com Central HVAC (Small) - Fuel Sub - Panel Upgrade - Hot-Dry | 0.032178 | 0.186 | 1 | CBSA 2014, adjusted to reflect new efficiencies | 0 | 2012 | 1 | SWHC046-03
COM-HVAC-FS-PU-20.52 | Com ¦ Small Code HVAC System Integrated Furnace and AC - Panel Upgrade - Hot-Dry ¦ SCG ¦ Hot-Dry | Com ¦ Small Code HVAC System Integrated Furnace and AC - Panel Upgrade - Hot-Dry | SCG ¦ Hot-Dry | SCG | All | Electric & Gas | Code AC with gas furnace, <65 kbtuh | Average Existing and Code |  | 2029 | 1 | Conventional | HVAC | Com - Lodging | Com | ROB Only | 0 | 1000 sqft2 of floor space | Cap-Tons | 15 | DEER:HVAC_Split-Package_HP | 0 | 0 | 0 | SWHC046-03 | 1093.6667 | 2021 | 569.55 | 2021 | 0 | 0 | SWHC046-03 | Com Central HVAC (Small) - Fuel Sub - Panel Upgrade - Hot-Dry ¦ SCG ¦ Hot-Dry | Com Central HVAC (Small) - Fuel Sub - Panel Upgrade - Hot-Dry | 0.018069 | 0.186 | 1 | CBSA 2014, adjusted to reflect new efficiencies | 0 | 2012 | 1 | SWHC046-03
COM-HVAC-FS-PU-20.53 | Com ¦ Small Code HVAC System Integrated Furnace and AC - Panel Upgrade - Hot-Dry ¦ SCG ¦ Hot-Dry | Com ¦ Small Code HVAC System Integrated Furnace and AC - Panel Upgrade - Hot-Dry | SCG ¦ Hot-Dry | SCG | All | Electric & Gas | Code AC with gas furnace, <65 kbtuh | Average Existing and Code |  | 2029 | 1 | Conventional | HVAC | Com - Office (Large) | Com | ROB Only | 0 | 1000 sqft2 of floor space | Cap-Tons | 15 | DEER:HVAC_Split-Package_HP | 0 | 0 | 0 | SWHC046-03 | 1093.6667 | 2021 | 569.55 | 2021 | 0 | 0 | SWHC046-03 | Com Central HVAC (Small) - Fuel Sub - Panel Upgrade - Hot-Dry ¦ SCG ¦ Hot-Dry | Com Central HVAC (Small) - Fuel Sub - Panel Upgrade - Hot-Dry | 0.023953 | 0.186 | 1 | CBSA 2014, adjusted to reflect new efficiencies | 0 | 2012 | 1 | SWHC046-03
COM-HVAC-FS-PU-20.54 | Com ¦ Small Code HVAC System Integrated Furnace and AC - Panel Upgrade - Hot-Dry ¦ SCG ¦ Hot-Dry | Com ¦ Small Code HVAC System Integrated Furnace and AC - Panel Upgrade - Hot-Dry | SCG ¦ Hot-Dry | SCG | All | Electric & Gas | Code AC with gas furnace, <65 kbtuh | Average Existing and Code |  | 2029 | 1 | Conventional | HVAC | Com - Office (Small) | Com | ROB Only | 0 | 1000 sqft2 of floor space | Cap-Tons | 15 | DEER:HVAC_Split-Package_HP | 0 | 0 | 0 | SWHC046-03 | 1093.6667 | 2021 | 569.55 | 2021 | 0 | 0 | SWHC046-03 | Com Central HVAC (Small) - Fuel Sub - Panel Upgrade - Hot-Dry ¦ SCG ¦ Hot-Dry | Com Central HVAC (Small) - Fuel Sub - Panel Upgrade - Hot-Dry | 0.027176 | 0.186 | 1 | CBSA 2014, adjusted to reflect new efficiencies | 0 | 2012 | 1 | SWHC046-03
COM-HVAC-FS-PU-20.55 | Com ¦ Small Code HVAC System Integrated Furnace and AC - Panel Upgrade - Hot-Dry ¦ SCG ¦ Hot-Dry | Com ¦ Small Code HVAC System Integrated Furnace and AC - Panel Upgrade - Hot-Dry | SCG ¦ Hot-Dry | SCG | All | Electric & Gas | Code AC with gas furnace, <65 kbtuh | Average Existing and Code |  | 2029 | 1 | Conventional | HVAC | Com - Other | Com | ROB Only | 0 | 1000 sqft2 of floor space | Cap-Tons | 15 | DEER:HVAC_Split-Package_HP | 0 | 0 | 0 | SWHC046-03 | 1093.6667 | 2021 | 569.55 | 2021 | 0 | 0 | SWHC046-03 | Com Central HVAC (Small) - Fuel Sub - Panel Upgrade - Hot-Dry ¦ SCG ¦ Hot-Dry | Com Central HVAC (Small) - Fuel Sub - Panel Upgrade - Hot-Dry | 0.038925 | 0.186 | 1 | CBSA 2014, adjusted to reflect new efficiencies | 0 | 2012 | 1 | SWHC046-03
COM-HVAC-FS-PU-20.56 | Com ¦ Small Code HVAC System Integrated Furnace and AC - Panel Upgrade - Hot-Dry ¦ SCG ¦ Hot-Dry | Com ¦ Small Code HVAC System Integrated Furnace and AC - Panel Upgrade - Hot-Dry | SCG ¦ Hot-Dry | SCG | All | Electric & Gas | Code AC with gas furnace, <65 kbtuh | Average Existing and Code |  | 2029 | 1 | Conventional | HVAC | Com - Refrig. Warehouse | Com | ROB Only | 0 | 1000 sqft2 of floor space | Cap-Tons | 15 | DEER:HVAC_Split-Package_HP | 0 | 0 | 0 | SWHC046-03 | 0 | 2021 | 0 | 2021 | 0 | 0 | SWHC046-03 | Com Central HVAC (Small) - Fuel Sub - Panel Upgrade - Hot-Dry ¦ SCG ¦ Hot-Dry | Com Central HVAC (Small) - Fuel Sub - Panel Upgrade - Hot-Dry | 0 | 0.186 | 1 | CBSA 2014, adjusted to reflect new efficiencies | 0 | 2012 | 1 | SWHC046-03
COM-HVAC-FS-PU-20.57 | Com ¦ Small Code HVAC System Integrated Furnace and AC - Panel Upgrade - Hot-Dry ¦ SCG ¦ Hot-Dry | Com ¦ Small Code HVAC System Integrated Furnace and AC - Panel Upgrade - Hot-Dry | SCG ¦ Hot-Dry | SCG | All | Electric & Gas | Code AC with gas furnace, <65 kbtuh | Average Existing and Code |  | 2029 | 1 | Conventional | HVAC | Com - Restaurant | Com | ROB Only | 0 | 1000 sqft2 of floor space | Cap-Tons | 15 | DEER:HVAC_Split-Package_HP | 0 | 0 | 0 | SWHC046-03 | 1093.6667 | 2021 | 569.55 | 2021 | 0 | 0 | SWHC046-03 | Com Central HVAC (Small) - Fuel Sub - Panel Upgrade - Hot-Dry ¦ SCG ¦ Hot-Dry | Com Central HVAC (Small) - Fuel Sub - Panel Upgrade - Hot-Dry | 0.039657 | 0.186 | 1 | CBSA 2014, adjusted to reflect new efficiencies | 0 | 2012 | 1 | SWHC046-03
COM-HVAC-FS-PU-20.58 | Com ¦ Small Code HVAC System Integrated Furnace and AC - Panel Upgrade - Hot-Dry ¦ SCG ¦ Hot-Dry | Com ¦ Small Code HVAC System Integrated Furnace and AC - Panel Upgrade - Hot-Dry | SCG ¦ Hot-Dry | SCG | All | Electric & Gas | Code AC with gas furnace, <65 kbtuh | Average Existing and Code |  | 2029 | 1 | Conventional | HVAC | Com - Retail | Com | ROB Only | 0 | 1000 sqft2 of floor space | Cap-Tons | 15 | DEER:HVAC_Split-Package_HP | 0 | 0 | 0 | SWHC046-03 | 1093.6667 | 2021 | 569.55 | 2021 | 0 | 0 | SWHC046-03 | Com Central HVAC (Small) - Fuel Sub - Panel Upgrade - Hot-Dry ¦ SCG ¦ Hot-Dry | Com Central HVAC (Small) - Fuel Sub - Panel Upgrade - Hot-Dry | 0.016778 | 0.186 | 1 | CBSA 2014, adjusted to reflect new efficiencies | 0 | 2012 | 1 | SWHC046-03
COM-HVAC-FS-PU-20.59 | Com ¦ Small Code HVAC System Integrated Furnace and AC - Panel Upgrade - Hot-Dry ¦ SCG ¦ Hot-Dry | Com ¦ Small Code HVAC System Integrated Furnace and AC - Panel Upgrade - Hot-Dry | SCG ¦ Hot-Dry | SCG | All | Electric & Gas | Code AC with gas furnace, <65 kbtuh | Average Existing and Code |  | 2029 | 1 | Conventional | HVAC | Com - School | Com | ROB Only | 0 | 1000 sqft2 of floor space | Cap-Tons | 15 | DEER:HVAC_Split-Package_HP | 0 | 0 | 0 | SWHC046-03 | 1093.6667 | 2021 | 569.55 | 2021 | 0 | 0 | SWHC046-03 | Com Central HVAC (Small) - Fuel Sub - Panel Upgrade - Hot-Dry ¦ SCG ¦ Hot-Dry | Com Central HVAC (Small) - Fuel Sub - Panel Upgrade - Hot-Dry | 0.027322 | 0.186 | 1 | CBSA 2014, adjusted to reflect new efficiencies | 0 | 2012 | 1 | SWHC046-03
COM-HVAC-FS-PU-20.60 | Com ¦ Small Code HVAC System Integrated Furnace and AC - Panel Upgrade - Hot-Dry ¦ SCG ¦ Hot-Dry | Com ¦ Small Code HVAC System Integrated Furnace and AC - Panel Upgrade - Hot-Dry | SCG ¦ Hot-Dry | SCG | All | Electric & Gas | Code AC with gas furnace, <65 kbtuh | Average Existing and Code |  | 2029 | 1 | Conventional | HVAC | Com - Warehouse | Com | ROB Only | 0 | 1000 sqft2 of floor space | Cap-Tons | 15 | DEER:HVAC_Split-Package_HP | 0 | 0 | 0 | SWHC046-03 | 1093.6667 | 2021 | 569.55 | 2021 | 0 | 0 | SWHC046-03 | Com Central HVAC (Small) - Fuel Sub - Panel Upgrade - Hot-Dry ¦ SCG ¦ Hot-Dry | Com Central HVAC (Small) - Fuel Sub - Panel Upgrade - Hot-Dry | 0.0051386 | 0.186 | 1 | CBSA 2014, adjusted to reflect new efficiencies | 0 | 2012 | 1 | SWHC046-03
COM-HVAC-FS-PU-20.61 | Com ¦ Small Code HVAC System Integrated Furnace and AC - Panel Upgrade - Cold ¦ SCG ¦ Cold | Com ¦ Small Code HVAC System Integrated Furnace and AC - Panel Upgrade - Cold | SCG ¦ Cold | SCG | All | Electric & Gas | Code AC with gas furnace, <65 kbtuh | Average Existing and Code |  | 2029 | 1 | Conventional | HVAC | Com - College | Com | ROB Only | 0 | 1000 sqft2 of floor space | Cap-Tons | 15 | DEER:HVAC_Split-Package_HP | 0 | 0 | 0 | SWHC046-03 | 1093.6667 | 2021 | 569.55 | 2021 | 0 | 0 | SWHC046-03 | Com Central HVAC (Small) - Fuel Sub - Panel Upgrade - Cold ¦ SCG ¦ Cold | Com Central HVAC (Small) - Fuel Sub - Panel Upgrade - Cold | 0.022689 | 0.186 | 1 | CBSA 2014, adjusted to reflect new efficiencies | 0 | 2012 | 1 | SWHC046-03
COM-HVAC-FS-PU-20.62 | Com ¦ Small Code HVAC System Integrated Furnace and AC - Panel Upgrade - Cold ¦ SCG ¦ Cold | Com ¦ Small Code HVAC System Integrated Furnace and AC - Panel Upgrade - Cold | SCG ¦ Cold | SCG | All | Electric & Gas | Code AC with gas furnace, <65 kbtuh | Average Existing and Code |  | 2029 | 1 | Conventional | HVAC | Com - Grocery | Com | ROB Only | 0 | 1000 sqft2 of floor space | Cap-Tons | 15 | DEER:HVAC_Split-Package_HP | 0 | 0 | 0 | SWHC046-03 | 1093.6667 | 2021 | 569.55 | 2021 | 0 | 0 | SWHC046-03 | Com Central HVAC (Small) - Fuel Sub - Panel Upgrade - Cold ¦ SCG ¦ Cold | Com Central HVAC (Small) - Fuel Sub - Panel Upgrade - Cold | 0.040359 | 0.186 | 1 | CBSA 2014, adjusted to reflect new efficiencies | 0 | 2012 | 1 | SWHC046-03
COM-HVAC-FS-PU-20.63 | Com ¦ Small Code HVAC System Integrated Furnace and AC - Panel Upgrade - Cold ¦ SCG ¦ Cold | Com ¦ Small Code HVAC System Integrated Furnace and AC - Panel Upgrade - Cold | SCG ¦ Cold | SCG | All | Electric & Gas | Code AC with gas furnace, <65 kbtuh | Average Existing and Code |  | 2029 | 1 | Conventional | HVAC | Com - Health | Com | ROB Only | 0 | 1000 sqft2 of floor space | Cap-Tons | 15 | DEER:HVAC_Split-Package_HP | 0 | 0 | 0 | SWHC046-03 | 1093.6667 | 2021 | 569.55 | 2021 | 0 | 0 | SWHC046-03 | Com Central HVAC (Small) - Fuel Sub - Panel Upgrade - Cold ¦ SCG ¦ Cold | Com Central HVAC (Small) - Fuel Sub - Panel Upgrade - Cold | 0.032178 | 0.186 | 1 | CBSA 2014, adjusted to reflect new efficiencies | 0 | 2012 | 1 | SWHC046-03
COM-HVAC-FS-PU-20.64 | Com ¦ Small Code HVAC System Integrated Furnace and AC - Panel Upgrade - Cold ¦ SCG ¦ Cold | Com ¦ Small Code HVAC System Integrated Furnace and AC - Panel Upgrade - Cold | SCG ¦ Cold | SCG | All | Electric & Gas | Code AC with gas furnace, <65 kbtuh | Average Existing and Code |  | 2029 | 1 | Conventional | HVAC | Com - Lodging | Com | ROB Only | 0 | 1000 sqft2 of floor space | Cap-Tons | 15 | DEER:HVAC_Split-Package_HP | 0 | 0 | 0 | SWHC046-03 | 1093.6667 | 2021 | 569.55 | 2021 | 0 | 0 | SWHC046-03 | Com Central HVAC (Small) - Fuel Sub - Panel Upgrade - Cold ¦ SCG ¦ Cold | Com Central HVAC (Small) - Fuel Sub - Panel Upgrade - Cold | 0.018069 | 0.186 | 1 | CBSA 2014, adjusted to reflect new efficiencies | 0 | 2012 | 1 | SWHC046-03
COM-HVAC-FS-PU-20.65 | Com ¦ Small Code HVAC System Integrated Furnace and AC - Panel Upgrade - Cold ¦ SCG ¦ Cold | Com ¦ Small Code HVAC System Integrated Furnace and AC - Panel Upgrade - Cold | SCG ¦ Cold | SCG | All | Electric & Gas | Code AC with gas furnace, <65 kbtuh | Average Existing and Code |  | 2029 | 1 | Conventional | HVAC | Com - Office (Large) | Com | ROB Only | 0 | 1000 sqft2 of floor space | Cap-Tons | 15 | DEER:HVAC_Split-Package_HP | 0 | 0 | 0 | SWHC046-03 | 1093.6667 | 2021 | 569.55 | 2021 | 0 | 0 | SWHC046-03 | Com Central HVAC (Small) - Fuel Sub - Panel Upgrade - Cold ¦ SCG ¦ Cold | Com Central HVAC (Small) - Fuel Sub - Panel Upgrade - Cold | 0.023953 | 0.186 | 1 | CBSA 2014, adjusted to reflect new efficiencies | 0 | 2012 | 1 | SWHC046-03
COM-HVAC-FS-PU-20.66 | Com ¦ Small Code HVAC System Integrated Furnace and AC - Panel Upgrade - Cold ¦ SCG ¦ Cold | Com ¦ Small Code HVAC System Integrated Furnace and AC - Panel Upgrade - Cold | SCG ¦ Cold | SCG | All | Electric & Gas | Code AC with gas furnace, <65 kbtuh | Average Existing and Code |  | 2029 | 1 | Conventional | HVAC | Com - Office (Small) | Com | ROB Only | 0 | 1000 sqft2 of floor space | Cap-Tons | 15 | DEER:HVAC_Split-Package_HP | 0 | 0 | 0 | SWHC046-03 | 1093.6667 | 2021 | 569.55 | 2021 | 0 | 0 | SWHC046-03 | Com Central HVAC (Small) - Fuel Sub - Panel Upgrade - Cold ¦ SCG ¦ Cold | Com Central HVAC (Small) - Fuel Sub - Panel Upgrade - Cold | 0.027176 | 0.186 | 1 | CBSA 2014, adjusted to reflect new efficiencies | 0 | 2012 | 1 | SWHC046-03
COM-HVAC-FS-PU-20.67 | Com ¦ Small Code HVAC System Integrated Furnace and AC - Panel Upgrade - Cold ¦ SCG ¦ Cold | Com ¦ Small Code HVAC System Integrated Furnace and AC - Panel Upgrade - Cold | SCG ¦ Cold | SCG | All | Electric & Gas | Code AC with gas furnace, <65 kbtuh | Average Existing and Code |  | 2029 | 1 | Conventional | HVAC | Com - Other | Com | ROB Only | 0 | 1000 sqft2 of floor space | Cap-Tons | 15 | DEER:HVAC_Split-Package_HP | 0 | 0 | 0 | SWHC046-03 | 1093.6667 | 2021 | 569.55 | 2021 | 0 | 0 | SWHC046-03 | Com Central HVAC (Small) - Fuel Sub - Panel Upgrade - Cold ¦ SCG ¦ Cold | Com Central HVAC (Small) - Fuel Sub - Panel Upgrade - Cold | 0.038925 | 0.186 | 1 | CBSA 2014, adjusted to reflect new efficiencies | 0 | 2012 | 1 | SWHC046-03
COM-HVAC-FS-PU-20.68 | Com ¦ Small Code HVAC System Integrated Furnace and AC - Panel Upgrade - Cold ¦ SCG ¦ Cold | Com ¦ Small Code HVAC System Integrated Furnace and AC - Panel Upgrade - Cold | SCG ¦ Cold | SCG | All | Electric & Gas | Code AC with gas furnace, <65 kbtuh | Average Existing and Code |  | 2029 | 1 | Conventional | HVAC | Com - Refrig. Warehouse | Com | ROB Only | 0 | 1000 sqft2 of floor space | Cap-Tons | 15 | DEER:HVAC_Split-Package_HP | 0 | 0 | 0 | SWHC046-03 | 0 | 2021 | 0 | 2021 | 0 | 0 | SWHC046-03 | Com Central HVAC (Small) - Fuel Sub - Panel Upgrade - Cold ¦ SCG ¦ Cold | Com Central HVAC (Small) - Fuel Sub - Panel Upgrade - Cold | 0 | 0.186 | 1 | CBSA 2014, adjusted to reflect new efficiencies | 0 | 2012 | 1 | SWHC046-03
COM-HVAC-FS-PU-20.69 | Com ¦ Small Code HVAC System Integrated Furnace and AC - Panel Upgrade - Cold ¦ SCG ¦ Cold | Com ¦ Small Code HVAC System Integrated Furnace and AC - Panel Upgrade - Cold | SCG ¦ Cold | SCG | All | Electric & Gas | Code AC with gas furnace, <65 kbtuh | Average Existing and Code |  | 2029 | 1 | Conventional | HVAC | Com - Restaurant | Com | ROB Only | 0 | 1000 sqft2 of floor space | Cap-Tons | 15 | DEER:HVAC_Split-Package_HP | 0 | 0 | 0 | SWHC046-03 | 1093.6667 | 2021 | 569.55 | 2021 | 0 | 0 | SWHC046-03 | Com Central HVAC (Small) - Fuel Sub - Panel Upgrade - Cold ¦ SCG ¦ Cold | Com Central HVAC (Small) - Fuel Sub - Panel Upgrade - Cold | 0.039657 | 0.186 | 1 | CBSA 2014, adjusted to reflect new efficiencies | 0 | 2012 | 1 | SWHC046-03
COM-HVAC-FS-PU-20.70 | Com ¦ Small Code HVAC System Integrated Furnace and AC - Panel Upgrade - Cold ¦ SCG ¦ Cold | Com ¦ Small Code HVAC System Integrated Furnace and AC - Panel Upgrade - Cold | SCG ¦ Cold | SCG | All | Electric & Gas | Code AC with gas furnace, <65 kbtuh | Average Existing and Code |  | 2029 | 1 | Conventional | HVAC | Com - Retail | Com | ROB Only | 0 | 1000 sqft2 of floor space | Cap-Tons | 15 | DEER:HVAC_Split-Package_HP | 0 | 0 | 0 | SWHC046-03 | 1093.6667 | 2021 | 569.55 | 2021 | 0 | 0 | SWHC046-03 | Com Central HVAC (Small) - Fuel Sub - Panel Upgrade - Cold ¦ SCG ¦ Cold | Com Central HVAC (Small) - Fuel Sub - Panel Upgrade - Cold | 0.016778 | 0.186 | 1 | CBSA 2014, adjusted to reflect new efficiencies | 0 | 2012 | 1 | SWHC046-03
COM-HVAC-FS-PU-20.71 | Com ¦ Small Code HVAC System Integrated Furnace and AC - Panel Upgrade - Cold ¦ SCG ¦ Cold | Com ¦ Small Code HVAC System Integrated Furnace and AC - Panel Upgrade - Cold | SCG ¦ Cold | SCG | All | Electric & Gas | Code AC with gas furnace, <65 kbtuh | Average Existing and Code |  | 2029 | 1 | Conventional | HVAC | Com - School | Com | ROB Only | 0 | 1000 sqft2 of floor space | Cap-Tons | 15 | DEER:HVAC_Split-Package_HP | 0 | 0 | 0 | SWHC046-03 | 1093.6667 | 2021 | 569.55 | 2021 | 0 | 0 | SWHC046-03 | Com Central HVAC (Small) - Fuel Sub - Panel Upgrade - Cold ¦ SCG ¦ Cold | Com Central HVAC (Small) - Fuel Sub - Panel Upgrade - Cold | 0.027322 | 0.186 | 1 | CBSA 2014, adjusted to reflect new efficiencies | 0 | 2012 | 1 | SWHC046-03
COM-HVAC-FS-PU-20.72 | Com ¦ Small Code HVAC System Integrated Furnace and AC - Panel Upgrade - Cold ¦ SCG ¦ Cold | Com ¦ Small Code HVAC System Integrated Furnace and AC - Panel Upgrade - Cold | SCG ¦ Cold | SCG | All | Electric & Gas | Code AC with gas furnace, <65 kbtuh | Average Existing and Code |  | 2029 | 1 | Conventional | HVAC | Com - Warehouse | Com | ROB Only | 0 | 1000 sqft2 of floor space | Cap-Tons | 15 | DEER:HVAC_Split-Package_HP | 0 | 0 | 0 | SWHC046-03 | 1093.6667 | 2021 | 569.55 | 2021 | 0 | 0 | SWHC046-03 | Com Central HVAC (Small) - Fuel Sub - Panel Upgrade - Cold ¦ SCG ¦ Cold | Com Central HVAC (Small) - Fuel Sub - Panel Upgrade - Cold | 0.0051386 | 0.186 | 1 | CBSA 2014, adjusted to reflect new efficiencies | 0 | 2012 | 1 | SWHC046-03
COM-HVAC-FS-PU-20.73 | Com ¦ Small Code HVAC System Integrated Furnace and AC - Panel Upgrade - Marine ¦ SDG&E ¦ Marine | Com ¦ Small Code HVAC System Integrated Furnace and AC - Panel Upgrade - Marine | SDG&E ¦ Marine | SDG&E | All | Electric & Gas | Code AC with gas furnace, <65 kbtuh | Average Existing and Code |  | 2029 | 1 | Conventional | HVAC | Com - College | Com | ROB Only | 0 | 1000 sqft2 of floor space | Cap-Tons | 15 | DEER:HVAC_Split-Package_HP | 0 | 0 | 0 | SWHC046-03 | 1093.6667 | 2021 | 569.55 | 2021 | 0 | 0 | SWHC046-03 | Com Central HVAC (Small) - Fuel Sub - Panel Upgrade - Marine ¦ SDG&E ¦ Marine | Com Central HVAC (Small) - Fuel Sub - Panel Upgrade - Marine | 0.022234 | 0.186 | 1 | CBSA 2014, adjusted to reflect new efficiencies | 0 | 2012 | 1 | SWHC046-03
COM-HVAC-FS-PU-20.74 | Com ¦ Small Code HVAC System Integrated Furnace and AC - Panel Upgrade - Marine ¦ SDG&E ¦ Marine | Com ¦ Small Code HVAC System Integrated Furnace and AC - Panel Upgrade - Marine | SDG&E ¦ Marine | SDG&E | All | Electric & Gas | Code AC with gas furnace, <65 kbtuh | Average Existing and Code |  | 2029 | 1 | Conventional | HVAC | Com - Grocery | Com | ROB Only | 0 | 1000 sqft2 of floor space | Cap-Tons | 15 | DEER:HVAC_Split-Package_HP | 0 | 0 | 0 | SWHC046-03 | 1093.6667 | 2021 | 569.55 | 2021 | 0 | 0 | SWHC046-03 | Com Central HVAC (Small) - Fuel Sub - Panel Upgrade - Marine ¦ SDG&E ¦ Marine | Com Central HVAC (Small) - Fuel Sub - Panel Upgrade - Marine | 0.041033 | 0.186 | 1 | CBSA 2014, adjusted to reflect new efficiencies | 0 | 2012 | 1 | SWHC046-03
COM-HVAC-FS-PU-20.75 | Com ¦ Small Code HVAC System Integrated Furnace and AC - Panel Upgrade - Marine ¦ SDG&E ¦ Marine | Com ¦ Small Code HVAC System Integrated Furnace and AC - Panel Upgrade - Marine | SDG&E ¦ Marine | SDG&E | All | Electric & Gas | Code AC with gas furnace, <65 kbtuh | Average Existing and Code |  | 2029 | 1 | Conventional | HVAC | Com - Health | Com | ROB Only | 0 | 1000 sqft2 of floor space | Cap-Tons | 15 | DEER:HVAC_Split-Package_HP | 0 | 0 | 0 | SWHC046-03 | 1093.6667 | 2021 | 569.55 | 2021 | 0 | 0 | SWHC046-03 | Com Central HVAC (Small) - Fuel Sub - Panel Upgrade - Marine ¦ SDG&E ¦ Marine | Com Central HVAC (Small) - Fuel Sub - Panel Upgrade - Marine | 0.031998 | 0.186 | 1 | CBSA 2014, adjusted to reflect new efficiencies | 0 | 2012 | 1 | SWHC046-03
COM-HVAC-FS-PU-20.76 | Com ¦ Small Code HVAC System Integrated Furnace and AC - Panel Upgrade - Marine ¦ SDG&E ¦ Marine | Com ¦ Small Code HVAC System Integrated Furnace and AC - Panel Upgrade - Marine | SDG&E ¦ Marine | SDG&E | All | Electric & Gas | Code AC with gas furnace, <65 kbtuh | Average Existing and Code |  | 2029 | 1 | Conventional | HVAC | Com - Lodging | Com | ROB Only | 0 | 1000 sqft2 of floor space | Cap-Tons | 15 | DEER:HVAC_Split-Package_HP | 0 | 0 | 0 | SWHC046-03 | 1093.6667 | 2021 | 569.55 | 2021 | 0 | 0 | SWHC046-03 | Com Central HVAC (Small) - Fuel Sub - Panel Upgrade - Marine ¦ SDG&E ¦ Marine | Com Central HVAC (Small) - Fuel Sub - Panel Upgrade - Marine | 0.017903 | 0.186 | 1 | CBSA 2014, adjusted to reflect new efficiencies | 0 | 2012 | 1 | SWHC046-03
COM-HVAC-FS-PU-20.77 | Com ¦ Small Code HVAC System Integrated Furnace and AC - Panel Upgrade - Marine ¦ SDG&E ¦ Marine | Com ¦ Small Code HVAC System Integrated Furnace and AC - Panel Upgrade - Marine | SDG&E ¦ Marine | SDG&E | All | Electric & Gas | Code AC with gas furnace, <65 kbtuh | Average Existing and Code |  | 2029 | 1 | Conventional | HVAC | Com - Office (Large) | Com | ROB Only | 0 | 1000 sqft2 of floor space | Cap-Tons | 15 | DEER:HVAC_Split-Package_HP | 0 | 0 | 0 | SWHC046-03 | 1093.6667 | 2021 | 569.55 | 2021 | 0 | 0 | SWHC046-03 | Com Central HVAC (Small) - Fuel Sub - Panel Upgrade - Marine ¦ SDG&E ¦ Marine | Com Central HVAC (Small) - Fuel Sub - Panel Upgrade - Marine | 0.023374 | 0.186 | 1 | CBSA 2014, adjusted to reflect new efficiencies | 0 | 2012 | 1 | SWHC046-03
COM-HVAC-FS-PU-20.78 | Com ¦ Small Code HVAC System Integrated Furnace and AC - Panel Upgrade - Marine ¦ SDG&E ¦ Marine | Com ¦ Small Code HVAC System Integrated Furnace and AC - Panel Upgrade - Marine | SDG&E ¦ Marine | SDG&E | All | Electric & Gas | Code AC with gas furnace, <65 kbtuh | Average Existing and Code |  | 2029 | 1 | Conventional | HVAC | Com - Office (Small) | Com | ROB Only | 0 | 1000 sqft2 of floor space | Cap-Tons | 15 | DEER:HVAC_Split-Package_HP | 0 | 0 | 0 | SWHC046-03 | 1093.6667 | 2021 | 569.55 | 2021 | 0 | 0 | SWHC046-03 | Com Central HVAC (Small) - Fuel Sub - Panel Upgrade - Marine ¦ SDG&E ¦ Marine | Com Central HVAC (Small) - Fuel Sub - Panel Upgrade - Marine | 0.028381 | 0.186 | 1 | CBSA 2014, adjusted to reflect new efficiencies | 0 | 2012 | 1 | SWHC046-03
COM-HVAC-FS-PU-20.79 | Com ¦ Small Code HVAC System Integrated Furnace and AC - Panel Upgrade - Marine ¦ SDG&E ¦ Marine | Com ¦ Small Code HVAC System Integrated Furnace and AC - Panel Upgrade - Marine | SDG&E ¦ Marine | SDG&E | All | Electric & Gas | Code AC with gas furnace, <65 kbtuh | Average Existing and Code |  | 2029 | 1 | Conventional | HVAC | Com - Other | Com | ROB Only | 0 | 1000 sqft2 of floor space | Cap-Tons | 15 | DEER:HVAC_Split-Package_HP | 0 | 0 | 0 | SWHC046-03 | 1093.6667 | 2021 | 569.55 | 2021 | 0 | 0 | SWHC046-03 | Com Central HVAC (Small) - Fuel Sub - Panel Upgrade - Marine ¦ SDG&E ¦ Marine | Com Central HVAC (Small) - Fuel Sub - Panel Upgrade - Marine | 0.03826 | 0.186 | 1 | CBSA 2014, adjusted to reflect new efficiencies | 0 | 2012 | 1 | SWHC046-03
COM-HVAC-FS-PU-20.80 | Com ¦ Small Code HVAC System Integrated Furnace and AC - Panel Upgrade - Marine ¦ SDG&E ¦ Marine | Com ¦ Small Code HVAC System Integrated Furnace and AC - Panel Upgrade - Marine | SDG&E ¦ Marine | SDG&E | All | Electric & Gas | Code AC with gas furnace, <65 kbtuh | Average Existing and Code |  | 2029 | 1 | Conventional | HVAC | Com - Refrig. Warehouse | Com | ROB Only | 0 | 1000 sqft2 of floor space | Cap-Tons | 15 | DEER:HVAC_Split-Package_HP | 0 | 0 | 0 | SWHC046-03 | 0 | 2021 | 0 | 2021 | 0 | 0 | SWHC046-03 | Com Central HVAC (Small) - Fuel Sub - Panel Upgrade - Marine ¦ SDG&E ¦ Marine | Com Central HVAC (Small) - Fuel Sub - Panel Upgrade - Marine | 0 | 0.186 | 1 | CBSA 2014, adjusted to reflect new efficiencies | 0 | 2012 | 1 | SWHC046-03
COM-HVAC-FS-PU-20.81 | Com ¦ Small Code HVAC System Integrated Furnace and AC - Panel Upgrade - Marine ¦ SDG&E ¦ Marine | Com ¦ Small Code HVAC System Integrated Furnace and AC - Panel Upgrade - Marine | SDG&E ¦ Marine | SDG&E | All | Electric & Gas | Code AC with gas furnace, <65 kbtuh | Average Existing and Code |  | 2029 | 1 | Conventional | HVAC | Com - Restaurant | Com | ROB Only | 0 | 1000 sqft2 of floor space | Cap-Tons | 15 | DEER:HVAC_Split-Package_HP | 0 | 0 | 0 | SWHC046-03 | 1093.6667 | 2021 | 569.55 | 2021 | 0 | 0 | SWHC046-03 | Com Central HVAC (Small) - Fuel Sub - Panel Upgrade - Marine ¦ SDG&E ¦ Marine | Com Central HVAC (Small) - Fuel Sub - Panel Upgrade - Marine | 0.041427 | 0.186 | 1 | CBSA 2014, adjusted to reflect new efficiencies | 0 | 2012 | 1 | SWHC046-03
COM-HVAC-FS-PU-20.82 | Com ¦ Small Code HVAC System Integrated Furnace and AC - Panel Upgrade - Marine ¦ SDG&E ¦ Marine | Com ¦ Small Code HVAC System Integrated Furnace and AC - Panel Upgrade - Marine | SDG&E ¦ Marine | SDG&E | All | Electric & Gas | Code AC with gas furnace, <65 kbtuh | Average Existing and Code |  | 2029 | 1 | Conventional | HVAC | Com - Retail | Com | ROB Only | 0 | 1000 sqft2 of floor space | Cap-Tons | 15 | DEER:HVAC_Split-Package_HP | 0 | 0 | 0 | SWHC046-03 | 1093.6667 | 2021 | 569.55 | 2021 | 0 | 0 | SWHC046-03 | Com Central HVAC (Small) - Fuel Sub - Panel Upgrade - Marine ¦ SDG&E ¦ Marine | Com Central HVAC (Small) - Fuel Sub - Panel Upgrade - Marine | 0.016794 | 0.186 | 1 | CBSA 2014, adjusted to reflect new efficiencies | 0 | 2012 | 1 | SWHC046-03
COM-HVAC-FS-PU-20.83 | Com ¦ Small Code HVAC System Integrated Furnace and AC - Panel Upgrade - Marine ¦ SDG&E ¦ Marine | Com ¦ Small Code HVAC System Integrated Furnace and AC - Panel Upgrade - Marine | SDG&E ¦ Marine | SDG&E | All | Electric & Gas | Code AC with gas furnace, <65 kbtuh | Average Existing and Code |  | 2029 | 1 | Conventional | HVAC | Com - School | Com | ROB Only | 0 | 1000 sqft2 of floor space | Cap-Tons | 15 | DEER:HVAC_Split-Package_HP | 0 | 0 | 0 | SWHC046-03 | 1093.6667 | 2021 | 569.55 | 2021 | 0 | 0 | SWHC046-03 | Com Central HVAC (Small) - Fuel Sub - Panel Upgrade - Marine ¦ SDG&E ¦ Marine | Com Central HVAC (Small) - Fuel Sub - Panel Upgrade - Marine | 0.028241 | 0.186 | 1 | CBSA 2014, adjusted to reflect new efficiencies | 0 | 2012 | 1 | SWHC046-03
COM-HVAC-FS-PU-20.84 | Com ¦ Small Code HVAC System Integrated Furnace and AC - Panel Upgrade - Marine ¦ SDG&E ¦ Marine | Com ¦ Small Code HVAC System Integrated Furnace and AC - Panel Upgrade - Marine | SDG&E ¦ Marine | SDG&E | All | Electric & Gas | Code AC with gas furnace, <65 kbtuh | Average Existing and Code |  | 2029 | 1 | Conventional | HVAC | Com - Warehouse | Com | ROB Only | 0 | 1000 sqft2 of floor space | Cap-Tons | 15 | DEER:HVAC_Split-Package_HP | 0 | 0 | 0 | SWHC046-03 | 1093.6667 | 2021 | 569.55 | 2021 | 0 | 0 | SWHC046-03 | Com Central HVAC (Small) - Fuel Sub - Panel Upgrade - Marine ¦ SDG&E ¦ Marine | Com Central HVAC (Small) - Fuel Sub - Panel Upgrade - Marine | 0.0051502 | 0.186 | 1 | CBSA 2014, adjusted to reflect new efficiencies | 0 | 2012 | 1 | SWHC046-03
COM-HVAC-FS-PU-20.85 | Com ¦ Small Code HVAC System Integrated Furnace and AC - Panel Upgrade - Hot-Dry ¦ SDG&E ¦ Hot-Dry | Com ¦ Small Code HVAC System Integrated Furnace and AC - Panel Upgrade - Hot-Dry | SDG&E ¦ Hot-Dry | SDG&E | All | Electric & Gas | Code AC with gas furnace, <65 kbtuh | Average Existing and Code |  | 2029 | 1 | Conventional | HVAC | Com - College | Com | ROB Only | 0 | 1000 sqft2 of floor space | Cap-Tons | 15 | DEER:HVAC_Split-Package_HP | 0 | 0 | 0 | SWHC046-03 | 1093.6667 | 2021 | 569.55 | 2021 | 0 | 0 | SWHC046-03 | Com Central HVAC (Small) - Fuel Sub - Panel Upgrade - Hot-Dry ¦ SDG&E ¦ Hot-Dry | Com Central HVAC (Small) - Fuel Sub - Panel Upgrade - Hot-Dry | 0.022234 | 0.186 | 1 | CBSA 2014, adjusted to reflect new efficiencies | 0 | 2012 | 1 | SWHC046-03
COM-HVAC-FS-PU-20.86 | Com ¦ Small Code HVAC System Integrated Furnace and AC - Panel Upgrade - Hot-Dry ¦ SDG&E ¦ Hot-Dry | Com ¦ Small Code HVAC System Integrated Furnace and AC - Panel Upgrade - Hot-Dry | SDG&E ¦ Hot-Dry | SDG&E | All | Electric & Gas | Code AC with gas furnace, <65 kbtuh | Average Existing and Code |  | 2029 | 1 | Conventional | HVAC | Com - Grocery | Com | ROB Only | 0 | 1000 sqft2 of floor space | Cap-Tons | 15 | DEER:HVAC_Split-Package_HP | 0 | 0 | 0 | SWHC046-03 | 1093.6667 | 2021 | 569.55 | 2021 | 0 | 0 | SWHC046-03 | Com Central HVAC (Small) - Fuel Sub - Panel Upgrade - Hot-Dry ¦ SDG&E ¦ Hot-Dry | Com Central HVAC (Small) - Fuel Sub - Panel Upgrade - Hot-Dry | 0.041033 | 0.186 | 1 | CBSA 2014, adjusted to reflect new efficiencies | 0 | 2012 | 1 | SWHC046-03
COM-HVAC-FS-PU-20.87 | Com ¦ Small Code HVAC System Integrated Furnace and AC - Panel Upgrade - Hot-Dry ¦ SDG&E ¦ Hot-Dry | Com ¦ Small Code HVAC System Integrated Furnace and AC - Panel Upgrade - Hot-Dry | SDG&E ¦ Hot-Dry | SDG&E | All | Electric & Gas | Code AC with gas furnace, <65 kbtuh | Average Existing and Code |  | 2029 | 1 | Conventional | HVAC | Com - Health | Com | ROB Only | 0 | 1000 sqft2 of floor space | Cap-Tons | 15 | DEER:HVAC_Split-Package_HP | 0 | 0 | 0 | SWHC046-03 | 1093.6667 | 2021 | 569.55 | 2021 | 0 | 0 | SWHC046-03 | Com Central HVAC (Small) - Fuel Sub - Panel Upgrade - Hot-Dry ¦ SDG&E ¦ Hot-Dry | Com Central HVAC (Small) - Fuel Sub - Panel Upgrade - Hot-Dry | 0.031998 | 0.186 | 1 | CBSA 2014, adjusted to reflect new efficiencies | 0 | 2012 | 1 | SWHC046-03
COM-HVAC-FS-PU-20.88 | Com ¦ Small Code HVAC System Integrated Furnace and AC - Panel Upgrade - Hot-Dry ¦ SDG&E ¦ Hot-Dry | Com ¦ Small Code HVAC System Integrated Furnace and AC - Panel Upgrade - Hot-Dry | SDG&E ¦ Hot-Dry | SDG&E | All | Electric & Gas | Code AC with gas furnace, <65 kbtuh | Average Existing and Code |  | 2029 | 1 | Conventional | HVAC | Com - Lodging | Com | ROB Only | 0 | 1000 sqft2 of floor space | Cap-Tons | 15 | DEER:HVAC_Split-Package_HP | 0 | 0 | 0 | SWHC046-03 | 1093.6667 | 2021 | 569.55 | 2021 | 0 | 0 | SWHC046-03 | Com Central HVAC (Small) - Fuel Sub - Panel Upgrade - Hot-Dry ¦ SDG&E ¦ Hot-Dry | Com Central HVAC (Small) - Fuel Sub - Panel Upgrade - Hot-Dry | 0.017903 | 0.186 | 1 | CBSA 2014, adjusted to reflect new efficiencies | 0 | 2012 | 1 | SWHC046-03
COM-HVAC-FS-PU-20.89 | Com ¦ Small Code HVAC System Integrated Furnace and AC - Panel Upgrade - Hot-Dry ¦ SDG&E ¦ Hot-Dry | Com ¦ Small Code HVAC System Integrated Furnace and AC - Panel Upgrade - Hot-Dry | SDG&E ¦ Hot-Dry | SDG&E | All | Electric & Gas | Code AC with gas furnace, <65 kbtuh | Average Existing and Code |  | 2029 | 1 | Conventional | HVAC | Com - Office (Large) | Com | ROB Only | 0 | 1000 sqft2 of floor space | Cap-Tons | 15 | DEER:HVAC_Split-Package_HP | 0 | 0 | 0 | SWHC046-03 | 1093.6667 | 2021 | 569.55 | 2021 | 0 | 0 | SWHC046-03 | Com Central HVAC (Small) - Fuel Sub - Panel Upgrade - Hot-Dry ¦ SDG&E ¦ Hot-Dry | Com Central HVAC (Small) - Fuel Sub - Panel Upgrade - Hot-Dry | 0.023374 | 0.186 | 1 | CBSA 2014, adjusted to reflect new efficiencies | 0 | 2012 | 1 | SWHC046-03
COM-HVAC-FS-PU-20.90 | Com ¦ Small Code HVAC System Integrated Furnace and AC - Panel Upgrade - Hot-Dry ¦ SDG&E ¦ Hot-Dry | Com ¦ Small Code HVAC System Integrated Furnace and AC - Panel Upgrade - Hot-Dry | SDG&E ¦ Hot-Dry | SDG&E | All | Electric & Gas | Code AC with gas furnace, <65 kbtuh | Average Existing and Code |  | 2029 | 1 | Conventional | HVAC | Com - Office (Small) | Com | ROB Only | 0 | 1000 sqft2 of floor space | Cap-Tons | 15 | DEER:HVAC_Split-Package_HP | 0 | 0 | 0 | SWHC046-03 | 1093.6667 | 2021 | 569.55 | 2021 | 0 | 0 | SWHC046-03 | Com Central HVAC (Small) - Fuel Sub - Panel Upgrade - Hot-Dry ¦ SDG&E ¦ Hot-Dry | Com Central HVAC (Small) - Fuel Sub - Panel Upgrade - Hot-Dry | 0.028381 | 0.186 | 1 | CBSA 2014, adjusted to reflect new efficiencies | 0 | 2012 | 1 | SWHC046-03
COM-HVAC-FS-PU-20.91 | Com ¦ Small Code HVAC System Integrated Furnace and AC - Panel Upgrade - Hot-Dry ¦ SDG&E ¦ Hot-Dry | Com ¦ Small Code HVAC System Integrated Furnace and AC - Panel Upgrade - Hot-Dry | SDG&E ¦ Hot-Dry | SDG&E | All | Electric & Gas | Code AC with gas furnace, <65 kbtuh | Average Existing and Code |  | 2029 | 1 | Conventional | HVAC | Com - Other | Com | ROB Only | 0 | 1000 sqft2 of floor space | Cap-Tons | 15 | DEER:HVAC_Split-Package_HP | 0 | 0 | 0 | SWHC046-03 | 1093.6667 | 2021 | 569.55 | 2021 | 0 | 0 | SWHC046-03 | Com Central HVAC (Small) - Fuel Sub - Panel Upgrade - Hot-Dry ¦ SDG&E ¦ Hot-Dry | Com Central HVAC (Small) - Fuel Sub - Panel Upgrade - Hot-Dry | 0.03826 | 0.186 | 1 | CBSA 2014, adjusted to reflect new efficiencies | 0 | 2012 | 1 | SWHC046-03
COM-HVAC-FS-PU-20.92 | Com ¦ Small Code HVAC System Integrated Furnace and AC - Panel Upgrade - Hot-Dry ¦ SDG&E ¦ Hot-Dry | Com ¦ Small Code HVAC System Integrated Furnace and AC - Panel Upgrade - Hot-Dry | SDG&E ¦ Hot-Dry | SDG&E | All | Electric & Gas | Code AC with gas furnace, <65 kbtuh | Average Existing and Code |  | 2029 | 1 | Conventional | HVAC | Com - Refrig. Warehouse | Com | ROB Only | 0 | 1000 sqft2 of floor space | Cap-Tons | 15 | DEER:HVAC_Split-Package_HP | 0 | 0 | 0 | SWHC046-03 | 0 | 2021 | 0 | 2021 | 0 | 0 | SWHC046-03 | Com Central HVAC (Small) - Fuel Sub - Panel Upgrade - Hot-Dry ¦ SDG&E ¦ Hot-Dry | Com Central HVAC (Small) - Fuel Sub - Panel Upgrade - Hot-Dry | 0 | 0.186 | 1 | CBSA 2014, adjusted to reflect new efficiencies | 0 | 2012 | 1 | SWHC046-03
COM-HVAC-FS-PU-20.93 | Com ¦ Small Code HVAC System Integrated Furnace and AC - Panel Upgrade - Hot-Dry ¦ SDG&E ¦ Hot-Dry | Com ¦ Small Code HVAC System Integrated Furnace and AC - Panel Upgrade - Hot-Dry | SDG&E ¦ Hot-Dry | SDG&E | All | Electric & Gas | Code AC with gas furnace, <65 kbtuh | Average Existing and Code |  | 2029 | 1 | Conventional | HVAC | Com - Restaurant | Com | ROB Only | 0 | 1000 sqft2 of floor space | Cap-Tons | 15 | DEER:HVAC_Split-Package_HP | 0 | 0 | 0 | SWHC046-03 | 1093.6667 | 2021 | 569.55 | 2021 | 0 | 0 | SWHC046-03 | Com Central HVAC (Small) - Fuel Sub - Panel Upgrade - Hot-Dry ¦ SDG&E ¦ Hot-Dry | Com Central HVAC (Small) - Fuel Sub - Panel Upgrade - Hot-Dry | 0.041427 | 0.186 | 1 | CBSA 2014, adjusted to reflect new efficiencies | 0 | 2012 | 1 | SWHC046-03
COM-HVAC-FS-PU-20.94 | Com ¦ Small Code HVAC System Integrated Furnace and AC - Panel Upgrade - Hot-Dry ¦ SDG&E ¦ Hot-Dry | Com ¦ Small Code HVAC System Integrated Furnace and AC - Panel Upgrade - Hot-Dry | SDG&E ¦ Hot-Dry | SDG&E | All | Electric & Gas | Code AC with gas furnace, <65 kbtuh | Average Existing and Code |  | 2029 | 1 | Conventional | HVAC | Com - Retail | Com | ROB Only | 0 | 1000 sqft2 of floor space | Cap-Tons | 15 | DEER:HVAC_Split-Package_HP | 0 | 0 | 0 | SWHC046-03 | 1093.6667 | 2021 | 569.55 | 2021 | 0 | 0 | SWHC046-03 | Com Central HVAC (Small) - Fuel Sub - Panel Upgrade - Hot-Dry ¦ SDG&E ¦ Hot-Dry | Com Central HVAC (Small) - Fuel Sub - Panel Upgrade - Hot-Dry | 0.016794 | 0.186 | 1 | CBSA 2014, adjusted to reflect new efficiencies | 0 | 2012 | 1 | SWHC046-03
COM-HVAC-FS-PU-20.95 | Com ¦ Small Code HVAC System Integrated Furnace and AC - Panel Upgrade - Hot-Dry ¦ SDG&E ¦ Hot-Dry | Com ¦ Small Code HVAC System Integrated Furnace and AC - Panel Upgrade - Hot-Dry | SDG&E ¦ Hot-Dry | SDG&E | All | Electric & Gas | Code AC with gas furnace, <65 kbtuh | Average Existing and Code |  | 2029 | 1 | Conventional | HVAC | Com - School | Com | ROB Only | 0 | 1000 sqft2 of floor space | Cap-Tons | 15 | DEER:HVAC_Split-Package_HP | 0 | 0 | 0 | SWHC046-03 | 1093.6667 | 2021 | 569.55 | 2021 | 0 | 0 | SWHC046-03 | Com Central HVAC (Small) - Fuel Sub - Panel Upgrade - Hot-Dry ¦ SDG&E ¦ Hot-Dry | Com Central HVAC (Small) - Fuel Sub - Panel Upgrade - Hot-Dry | 0.028241 | 0.186 | 1 | CBSA 2014, adjusted to reflect new efficiencies | 0 | 2012 | 1 | SWHC046-03
COM-HVAC-FS-PU-20.96 | Com ¦ Small Code HVAC System Integrated Furnace and AC - Panel Upgrade - Hot-Dry ¦ SDG&E ¦ Hot-Dry | Com ¦ Small Code HVAC System Integrated Furnace and AC - Panel Upgrade - Hot-Dry | SDG&E ¦ Hot-Dry | SDG&E | All | Electric & Gas | Code AC with gas furnace, <65 kbtuh | Average Existing and Code |  | 2029 | 1 | Conventional | HVAC | Com - Warehouse | Com | ROB Only | 0 | 1000 sqft2 of floor space | Cap-Tons | 15 | DEER:HVAC_Split-Package_HP | 0 | 0 | 0 | SWHC046-03 | 1093.6667 | 2021 | 569.55 | 2021 | 0 | 0 | SWHC046-03 | Com Central HVAC (Small) - Fuel Sub - Panel Upgrade - Hot-Dry ¦ SDG&E ¦ Hot-Dry | Com Central HVAC (Small) - Fuel Sub - Panel Upgrade - Hot-Dry | 0.0051502 | 0.186 | 1 | CBSA 2014, adjusted to reflect new efficiencies | 0 | 2012 | 1 | SWHC046-03
COM-HVAC-FS-PU-20B.1 | Com ¦ Small Packaged Heat Pump (SEER 14) - Fuel Sub Future Baseline - Panel Upgrade - Marine ¦ PG&E ¦ Marine | Com ¦ Small Packaged Heat Pump (SEER 14) - Fuel Sub Future Baseline - Panel Upgrade - Marine | PG&E ¦ Marine | PG&E | All | Electric & Gas | SEER14 Heat Pump, <65 kbtuh, NR | Efficient | 2029 |  | 1 | Conventional | HVAC | Com - College | Com | ROB Only | 1 | 1000 sqft2 of floor space | Cap-Tons | 15 | DEER:HVAC_Split-Package_HP | 205.7217 | 0.05893 | -35.6808 | SWHC014-04 | 964.1067 | 2021 | 679.11 | 2021 | 0 | -50.67 | SWHC014-04 | Com Central HVAC (Small) - Fuel Sub - Panel Upgrade - Marine ¦ PG&E ¦ Marine | Com Central HVAC (Small) - Fuel Sub - Panel Upgrade - Marine | 0.020331 | 0.186 | 0 | CBSA 2014, adjusted to reflect new efficiencies | 102.167 | 2012 | 1 | SWHC014-04
COM-HVAC-FS-PU-20B.2 | Com ¦ Small Packaged Heat Pump (SEER 14) - Fuel Sub Future Baseline - Panel Upgrade - Marine ¦ PG&E ¦ Marine | Com ¦ Small Packaged Heat Pump (SEER 14) - Fuel Sub Future Baseline - Panel Upgrade - Marine | PG&E ¦ Marine | PG&E | All | Electric & Gas | SEER14 Heat Pump, <65 kbtuh, NR | Efficient | 2029 |  | 1 | Conventional | HVAC | Com - Grocery | Com | ROB Only | 1 | 1000 sqft2 of floor space | Cap-Tons | 15 | DEER:HVAC_Split-Package_HP | 983.4167 | 0.0533 | -181.0012 | SWHC014-04 | 964.1067 | 2021 | 679.11 | 2021 | 0 | -50.67 | SWHC014-04 | Com Central HVAC (Small) - Fuel Sub - Panel Upgrade - Marine ¦ PG&E ¦ Marine | Com Central HVAC (Small) - Fuel Sub - Panel Upgrade - Marine | 0.033922 | 0.186 | 0 | CBSA 2014, adjusted to reflect new efficiencies | 369.7094 | 2012 | 1 | SWHC014-04
COM-HVAC-FS-PU-20B.3 | Com ¦ Small Packaged Heat Pump (SEER 14) - Fuel Sub Future Baseline - Panel Upgrade - Marine ¦ PG&E ¦ Marine | Com ¦ Small Packaged Heat Pump (SEER 14) - Fuel Sub Future Baseline - Panel Upgrade - Marine | PG&E ¦ Marine | PG&E | All | Electric & Gas | SEER14 Heat Pump, <65 kbtuh, NR | Efficient | 2029 |  | 1 | Conventional | HVAC | Com - Health | Com | ROB Only | 1 | 1000 sqft2 of floor space | Cap-Tons | 15 | DEER:HVAC_Split-Package_HP | 236.6393 | 0.048909 | -51.2293 | SWHC014-04 | 964.1067 | 2021 | 679.11 | 2021 | 0 | -50.67 | SWHC014-04 | Com Central HVAC (Small) - Fuel Sub - Panel Upgrade - Marine ¦ PG&E ¦ Marine | Com Central HVAC (Small) - Fuel Sub - Panel Upgrade - Marine | 0.030022 | 0.186 | 0 | CBSA 2014, adjusted to reflect new efficiencies | 129.2165 | 2012 | 1 | SWHC014-04
COM-HVAC-FS-PU-20B.4 | Com ¦ Small Packaged Heat Pump (SEER 14) - Fuel Sub Future Baseline - Panel Upgrade - Marine ¦ PG&E ¦ Marine | Com ¦ Small Packaged Heat Pump (SEER 14) - Fuel Sub Future Baseline - Panel Upgrade - Marine | PG&E ¦ Marine | PG&E | All | Electric & Gas | SEER14 Heat Pump, <65 kbtuh, NR | Efficient | 2029 |  | 1 | Conventional | HVAC | Com - Lodging | Com | ROB Only | 1 | 1000 sqft2 of floor space | Cap-Tons | 15 | DEER:HVAC_Split-Package_HP | 554.7325 | 0.055092 | -101.4521 | SWHC014-04 | 964.1067 | 2021 | 679.11 | 2021 | 0 | -50.67 | SWHC014-04 | Com Central HVAC (Small) - Fuel Sub - Panel Upgrade - Marine ¦ PG&E ¦ Marine | Com Central HVAC (Small) - Fuel Sub - Panel Upgrade - Marine | 0.016003 | 0.186 | 0 | CBSA 2014, adjusted to reflect new efficiencies | 914.7079 | 2012 | 1 | SWHC014-04
COM-HVAC-FS-PU-20B.5 | Com ¦ Small Packaged Heat Pump (SEER 14) - Fuel Sub Future Baseline - Panel Upgrade - Marine ¦ PG&E ¦ Marine | Com ¦ Small Packaged Heat Pump (SEER 14) - Fuel Sub Future Baseline - Panel Upgrade - Marine | PG&E ¦ Marine | PG&E | All | Electric & Gas | SEER14 Heat Pump, <65 kbtuh, NR | Efficient | 2029 |  | 1 | Conventional | HVAC | Com - Office (Large) | Com | ROB Only | 1 | 1000 sqft2 of floor space | Cap-Tons | 15 | DEER:HVAC_Split-Package_HP | 41.4333 | 0.02625 | -4.64 | SWHC014-04 | 964.1067 | 2021 | 679.11 | 2021 | 0 | -50.67 | SWHC014-04 | Com Central HVAC (Small) - Fuel Sub - Panel Upgrade - Marine ¦ PG&E ¦ Marine | Com Central HVAC (Small) - Fuel Sub - Panel Upgrade - Marine | 0.021319 | 0.186 | 0 | CBSA 2014, adjusted to reflect new efficiencies | 16.7162 | 2012 | 1 | SWHC014-04
COM-HVAC-FS-PU-20B.6 | Com ¦ Small Packaged Heat Pump (SEER 14) - Fuel Sub Future Baseline - Panel Upgrade - Marine ¦ PG&E ¦ Marine | Com ¦ Small Packaged Heat Pump (SEER 14) - Fuel Sub Future Baseline - Panel Upgrade - Marine | PG&E ¦ Marine | PG&E | All | Electric & Gas | SEER14 Heat Pump, <65 kbtuh, NR | Efficient | 2029 |  | 1 | Conventional | HVAC | Com - Office (Small) | Com | ROB Only | 1 | 1000 sqft2 of floor space | Cap-Tons | 15 | DEER:HVAC_Split-Package_HP | 116.5667 | 0.02555 | -17.4 | SWHC014-04 | 964.1067 | 2021 | 679.11 | 2021 | 0 | -50.67 | SWHC014-04 | Com Central HVAC (Small) - Fuel Sub - Panel Upgrade - Marine ¦ PG&E ¦ Marine | Com Central HVAC (Small) - Fuel Sub - Panel Upgrade - Marine | 0.024933 | 0.186 | 0 | CBSA 2014, adjusted to reflect new efficiencies | 29.102 | 2012 | 1 | SWHC014-04
COM-HVAC-FS-PU-20B.7 | Com ¦ Small Packaged Heat Pump (SEER 14) - Fuel Sub Future Baseline - Panel Upgrade - Marine ¦ PG&E ¦ Marine | Com ¦ Small Packaged Heat Pump (SEER 14) - Fuel Sub Future Baseline - Panel Upgrade - Marine | PG&E ¦ Marine | PG&E | All | Electric & Gas | SEER14 Heat Pump, <65 kbtuh, NR | Efficient | 2029 |  | 1 | Conventional | HVAC | Com - Other | Com | ROB Only | 1 | 1000 sqft2 of floor space | Cap-Tons | 15 | DEER:HVAC_Split-Package_HP | 365.3667 | 0.05535 | -66.4 | SWHC014-04 | 964.1067 | 2021 | 679.11 | 2021 | 0 | -50.67 | SWHC014-04 | Com Central HVAC (Small) - Fuel Sub - Panel Upgrade - Marine ¦ PG&E ¦ Marine | Com Central HVAC (Small) - Fuel Sub - Panel Upgrade - Marine | 0.0353 | 0.186 | 0 | CBSA 2014, adjusted to reflect new efficiencies | 260.447 | 2012 | 1 | SWHC014-04
COM-HVAC-FS-PU-20B.8 | Com ¦ Small Packaged Heat Pump (SEER 14) - Fuel Sub Future Baseline - Panel Upgrade - Marine ¦ PG&E ¦ Marine | Com ¦ Small Packaged Heat Pump (SEER 14) - Fuel Sub Future Baseline - Panel Upgrade - Marine | PG&E ¦ Marine | PG&E | All | Electric & Gas | SEER14 Heat Pump, <65 kbtuh, NR | Efficient | 2029 |  | 1 | Conventional | HVAC | Com - Refrig. Warehouse | Com | ROB Only | 1 | 1000 sqft2 of floor space | Cap-Tons | 15 | DEER:HVAC_Split-Package_HP | 0 | 0 | 0 | SWHC014-04 | 0 | 2021 | 0 | 2021 | 0 | -50.67 | SWHC014-04 | Com Central HVAC (Small) - Fuel Sub - Panel Upgrade - Marine ¦ PG&E ¦ Marine | Com Central HVAC (Small) - Fuel Sub - Panel Upgrade - Marine | 0 | 0.186 | 0 | CBSA 2014, adjusted to reflect new efficiencies | 0 | 2012 | 1 | SWHC014-04
COM-HVAC-FS-PU-20B.9 | Com ¦ Small Packaged Heat Pump (SEER 14) - Fuel Sub Future Baseline - Panel Upgrade - Marine ¦ PG&E ¦ Marine | Com ¦ Small Packaged Heat Pump (SEER 14) - Fuel Sub Future Baseline - Panel Upgrade - Marine | PG&E ¦ Marine | PG&E | All | Electric & Gas | SEER14 Heat Pump, <65 kbtuh, NR | Efficient | 2029 |  | 1 | Conventional | HVAC | Com - Restaurant | Com | ROB Only | 1 | 1000 sqft2 of floor space | Cap-Tons | 15 | DEER:HVAC_Split-Package_HP | 226.4476 | 0.05905 | -40.0519 | SWHC014-04 | 964.1067 | 2021 | 679.11 | 2021 | 0 | -50.67 | SWHC014-04 | Com Central HVAC (Small) - Fuel Sub - Panel Upgrade - Marine ¦ PG&E ¦ Marine | Com Central HVAC (Small) - Fuel Sub - Panel Upgrade - Marine | 0.036027 | 0.186 | 0 | CBSA 2014, adjusted to reflect new efficiencies | 26.0643 | 2012 | 1 | SWHC014-04
COM-HVAC-FS-PU-20B.10 | Com ¦ Small Packaged Heat Pump (SEER 14) - Fuel Sub Future Baseline - Panel Upgrade - Marine ¦ PG&E ¦ Marine | Com ¦ Small Packaged Heat Pump (SEER 14) - Fuel Sub Future Baseline - Panel Upgrade - Marine | PG&E ¦ Marine | PG&E | All | Electric & Gas | SEER14 Heat Pump, <65 kbtuh, NR | Efficient | 2029 |  | 1 | Conventional | HVAC | Com - Retail | Com | ROB Only | 1 | 1000 sqft2 of floor space | Cap-Tons | 15 | DEER:HVAC_Split-Package_HP | 222.4887 | 0.067643 | -34.4464 | SWHC014-04 | 964.1067 | 2021 | 679.11 | 2021 | 0 | -50.67 | SWHC014-04 | Com Central HVAC (Small) - Fuel Sub - Panel Upgrade - Marine ¦ PG&E ¦ Marine | Com Central HVAC (Small) - Fuel Sub - Panel Upgrade - Marine | 0.015015 | 0.186 | 0 | CBSA 2014, adjusted to reflect new efficiencies | 92.0396 | 2012 | 1 | SWHC014-04
COM-HVAC-FS-PU-20B.11 | Com ¦ Small Packaged Heat Pump (SEER 14) - Fuel Sub Future Baseline - Panel Upgrade - Marine ¦ PG&E ¦ Marine | Com ¦ Small Packaged Heat Pump (SEER 14) - Fuel Sub Future Baseline - Panel Upgrade - Marine | PG&E ¦ Marine | PG&E | All | Electric & Gas | SEER14 Heat Pump, <65 kbtuh, NR | Efficient | 2029 |  | 1 | Conventional | HVAC | Com - School | Com | ROB Only | 1 | 1000 sqft2 of floor space | Cap-Tons | 15 | DEER:HVAC_Split-Package_HP | 202.8211 | 0.03058 | -34.7585 | SWHC014-04 | 964.1067 | 2021 | 679.11 | 2021 | 0 | -50.67 | SWHC014-04 | Com Central HVAC (Small) - Fuel Sub - Panel Upgrade - Marine ¦ PG&E ¦ Marine | Com Central HVAC (Small) - Fuel Sub - Panel Upgrade - Marine | 0.0228 | 0.186 | 0 | CBSA 2014, adjusted to reflect new efficiencies | 46.0206 | 2012 | 1 | SWHC014-04
COM-HVAC-FS-PU-20B.12 | Com ¦ Small Packaged Heat Pump (SEER 14) - Fuel Sub Future Baseline - Panel Upgrade - Marine ¦ PG&E ¦ Marine | Com ¦ Small Packaged Heat Pump (SEER 14) - Fuel Sub Future Baseline - Panel Upgrade - Marine | PG&E ¦ Marine | PG&E | All | Electric & Gas | SEER14 Heat Pump, <65 kbtuh, NR | Efficient | 2029 |  | 1 | Conventional | HVAC | Com - Warehouse | Com | ROB Only | 1 | 1000 sqft2 of floor space | Cap-Tons | 15 | DEER:HVAC_Split-Package_HP | 453.65 | 0.02152 | -71.4 | SWHC014-04 | 964.1067 | 2021 | 679.11 | 2021 | 0 | -50.67 | SWHC014-04 | Com Central HVAC (Small) - Fuel Sub - Panel Upgrade - Marine ¦ PG&E ¦ Marine | Com Central HVAC (Small) - Fuel Sub - Panel Upgrade - Marine | 0.0046728 | 0.186 | 0 | CBSA 2014, adjusted to reflect new efficiencies | 165.0151 | 2012 | 1 | SWHC014-04
COM-HVAC-FS-PU-20B.13 | Com ¦ Small Packaged Heat Pump (SEER 14) - Fuel Sub Future Baseline - Panel Upgrade - Hot-Dry ¦ PG&E ¦ Hot-Dry | Com ¦ Small Packaged Heat Pump (SEER 14) - Fuel Sub Future Baseline - Panel Upgrade - Hot-Dry | PG&E ¦ Hot-Dry | PG&E | All | Electric & Gas | SEER14 Heat Pump, <65 kbtuh, NR | Efficient | 2029 |  | 1 | Conventional | HVAC | Com - College | Com | ROB Only | 1 | 1000 sqft2 of floor space | Cap-Tons | 15 | DEER:HVAC_Split-Package_HP | 267.1893 | 0.091498 | -36.4895 | SWHC014-04 | 964.1067 | 2021 | 679.11 | 2021 | 0 | -50.67 | SWHC014-04 | Com Central HVAC (Small) - Fuel Sub - Panel Upgrade - Hot-Dry ¦ PG&E ¦ Hot-Dry | Com Central HVAC (Small) - Fuel Sub - Panel Upgrade - Hot-Dry | 0.020331 | 0.186 | 0 | CBSA 2014, adjusted to reflect new efficiencies | 100.194 | 2012 | 1 | SWHC014-04
COM-HVAC-FS-PU-20B.14 | Com ¦ Small Packaged Heat Pump (SEER 14) - Fuel Sub Future Baseline - Panel Upgrade - Hot-Dry ¦ PG&E ¦ Hot-Dry | Com ¦ Small Packaged Heat Pump (SEER 14) - Fuel Sub Future Baseline - Panel Upgrade - Hot-Dry | PG&E ¦ Hot-Dry | PG&E | All | Electric & Gas | SEER14 Heat Pump, <65 kbtuh, NR | Efficient | 2029 |  | 1 | Conventional | HVAC | Com - Grocery | Com | ROB Only | 1 | 1000 sqft2 of floor space | Cap-Tons | 15 | DEER:HVAC_Split-Package_HP | 639.9 | 0.08445 | -106.9996 | SWHC014-04 | 964.1067 | 2021 | 679.11 | 2021 | 0 | -50.67 | SWHC014-04 | Com Central HVAC (Small) - Fuel Sub - Panel Upgrade - Hot-Dry ¦ PG&E ¦ Hot-Dry | Com Central HVAC (Small) - Fuel Sub - Panel Upgrade - Hot-Dry | 0.033922 | 0.186 | 0 | CBSA 2014, adjusted to reflect new efficiencies | 215.2619 | 2012 | 1 | SWHC014-04
COM-HVAC-FS-PU-20B.15 | Com ¦ Small Packaged Heat Pump (SEER 14) - Fuel Sub Future Baseline - Panel Upgrade - Hot-Dry ¦ PG&E ¦ Hot-Dry | Com ¦ Small Packaged Heat Pump (SEER 14) - Fuel Sub Future Baseline - Panel Upgrade - Hot-Dry | PG&E ¦ Hot-Dry | PG&E | All | Electric & Gas | SEER14 Heat Pump, <65 kbtuh, NR | Efficient | 2029 |  | 1 | Conventional | HVAC | Com - Health | Com | ROB Only | 1 | 1000 sqft2 of floor space | Cap-Tons | 15 | DEER:HVAC_Split-Package_HP | 327.717 | 0.080778 | -56.9423 | SWHC014-04 | 964.1067 | 2021 | 679.11 | 2021 | 0 | -50.67 | SWHC014-04 | Com Central HVAC (Small) - Fuel Sub - Panel Upgrade - Hot-Dry ¦ PG&E ¦ Hot-Dry | Com Central HVAC (Small) - Fuel Sub - Panel Upgrade - Hot-Dry | 0.030022 | 0.186 | 0 | CBSA 2014, adjusted to reflect new efficiencies | 139.3934 | 2012 | 1 | SWHC014-04
COM-HVAC-FS-PU-20B.16 | Com ¦ Small Packaged Heat Pump (SEER 14) - Fuel Sub Future Baseline - Panel Upgrade - Hot-Dry ¦ PG&E ¦ Hot-Dry | Com ¦ Small Packaged Heat Pump (SEER 14) - Fuel Sub Future Baseline - Panel Upgrade - Hot-Dry | PG&E ¦ Hot-Dry | PG&E | All | Electric & Gas | SEER14 Heat Pump, <65 kbtuh, NR | Efficient | 2029 |  | 1 | Conventional | HVAC | Com - Lodging | Com | ROB Only | 1 | 1000 sqft2 of floor space | Cap-Tons | 15 | DEER:HVAC_Split-Package_HP | 602.2968 | 0.10043 | -94.0446 | SWHC014-04 | 964.1067 | 2021 | 679.11 | 2021 | 0 | -50.67 | SWHC014-04 | Com Central HVAC (Small) - Fuel Sub - Panel Upgrade - Hot-Dry ¦ PG&E ¦ Hot-Dry | Com Central HVAC (Small) - Fuel Sub - Panel Upgrade - Hot-Dry | 0.016003 | 0.186 | 0 | CBSA 2014, adjusted to reflect new efficiencies | 834.0339 | 2012 | 1 | SWHC014-04
COM-HVAC-FS-PU-20B.17 | Com ¦ Small Packaged Heat Pump (SEER 14) - Fuel Sub Future Baseline - Panel Upgrade - Hot-Dry ¦ PG&E ¦ Hot-Dry | Com ¦ Small Packaged Heat Pump (SEER 14) - Fuel Sub Future Baseline - Panel Upgrade - Hot-Dry | PG&E ¦ Hot-Dry | PG&E | All | Electric & Gas | SEER14 Heat Pump, <65 kbtuh, NR | Efficient | 2029 |  | 1 | Conventional | HVAC | Com - Office (Large) | Com | ROB Only | 1 | 1000 sqft2 of floor space | Cap-Tons | 15 | DEER:HVAC_Split-Package_HP | 85.5833 | 0.04525 | -6.14 | SWHC014-04 | 964.1067 | 2021 | 679.11 | 2021 | 0 | -50.67 | SWHC014-04 | Com Central HVAC (Small) - Fuel Sub - Panel Upgrade - Hot-Dry ¦ PG&E ¦ Hot-Dry | Com Central HVAC (Small) - Fuel Sub - Panel Upgrade - Hot-Dry | 0.021319 | 0.186 | 0 | CBSA 2014, adjusted to reflect new efficiencies | 19.0615 | 2012 | 1 | SWHC014-04
COM-HVAC-FS-PU-20B.18 | Com ¦ Small Packaged Heat Pump (SEER 14) - Fuel Sub Future Baseline - Panel Upgrade - Hot-Dry ¦ PG&E ¦ Hot-Dry | Com ¦ Small Packaged Heat Pump (SEER 14) - Fuel Sub Future Baseline - Panel Upgrade - Hot-Dry | PG&E ¦ Hot-Dry | PG&E | All | Electric & Gas | SEER14 Heat Pump, <65 kbtuh, NR | Efficient | 2029 |  | 1 | Conventional | HVAC | Com - Office (Small) | Com | ROB Only | 1 | 1000 sqft2 of floor space | Cap-Tons | 15 | DEER:HVAC_Split-Package_HP | 151.2167 | 0.04515 | -17.2 | SWHC014-04 | 964.1067 | 2021 | 679.11 | 2021 | 0 | -50.67 | SWHC014-04 | Com Central HVAC (Small) - Fuel Sub - Panel Upgrade - Hot-Dry ¦ PG&E ¦ Hot-Dry | Com Central HVAC (Small) - Fuel Sub - Panel Upgrade - Hot-Dry | 0.024933 | 0.186 | 0 | CBSA 2014, adjusted to reflect new efficiencies | 27.1174 | 2012 | 1 | SWHC014-04
COM-HVAC-FS-PU-20B.19 | Com ¦ Small Packaged Heat Pump (SEER 14) - Fuel Sub Future Baseline - Panel Upgrade - Hot-Dry ¦ PG&E ¦ Hot-Dry | Com ¦ Small Packaged Heat Pump (SEER 14) - Fuel Sub Future Baseline - Panel Upgrade - Hot-Dry | PG&E ¦ Hot-Dry | PG&E | All | Electric & Gas | SEER14 Heat Pump, <65 kbtuh, NR | Efficient | 2029 |  | 1 | Conventional | HVAC | Com - Other | Com | ROB Only | 1 | 1000 sqft2 of floor space | Cap-Tons | 15 | DEER:HVAC_Split-Package_HP | 422.0167 | 0.09905 | -65.5 | SWHC014-04 | 964.1067 | 2021 | 679.11 | 2021 | 0 | -50.67 | SWHC014-04 | Com Central HVAC (Small) - Fuel Sub - Panel Upgrade - Hot-Dry ¦ PG&E ¦ Hot-Dry | Com Central HVAC (Small) - Fuel Sub - Panel Upgrade - Hot-Dry | 0.0353 | 0.186 | 0 | CBSA 2014, adjusted to reflect new efficiencies | 250.1145 | 2012 | 1 | SWHC014-04
COM-HVAC-FS-PU-20B.20 | Com ¦ Small Packaged Heat Pump (SEER 14) - Fuel Sub Future Baseline - Panel Upgrade - Hot-Dry ¦ PG&E ¦ Hot-Dry | Com ¦ Small Packaged Heat Pump (SEER 14) - Fuel Sub Future Baseline - Panel Upgrade - Hot-Dry | PG&E ¦ Hot-Dry | PG&E | All | Electric & Gas | SEER14 Heat Pump, <65 kbtuh, NR | Efficient | 2029 |  | 1 | Conventional | HVAC | Com - Refrig. Warehouse | Com | ROB Only | 1 | 1000 sqft2 of floor space | Cap-Tons | 15 | DEER:HVAC_Split-Package_HP | 0 | 0 | 0 | SWHC014-04 | 0 | 2021 | 0 | 2021 | 0 | -50.67 | SWHC014-04 | Com Central HVAC (Small) - Fuel Sub - Panel Upgrade - Hot-Dry ¦ PG&E ¦ Hot-Dry | Com Central HVAC (Small) - Fuel Sub - Panel Upgrade - Hot-Dry | 0 | 0.186 | 0 | CBSA 2014, adjusted to reflect new efficiencies | 0 | 2012 | 1 | SWHC014-04
COM-HVAC-FS-PU-20B.21 | Com ¦ Small Packaged Heat Pump (SEER 14) - Fuel Sub Future Baseline - Panel Upgrade - Hot-Dry ¦ PG&E ¦ Hot-Dry | Com ¦ Small Packaged Heat Pump (SEER 14) - Fuel Sub Future Baseline - Panel Upgrade - Hot-Dry | PG&E ¦ Hot-Dry | PG&E | All | Electric & Gas | SEER14 Heat Pump, <65 kbtuh, NR | Efficient | 2029 |  | 1 | Conventional | HVAC | Com - Restaurant | Com | ROB Only | 1 | 1000 sqft2 of floor space | Cap-Tons | 15 | DEER:HVAC_Split-Package_HP | 304.8979 | 0.10043 | -43.4766 | SWHC014-04 | 964.1067 | 2021 | 679.11 | 2021 | 0 | -50.67 | SWHC014-04 | Com Central HVAC (Small) - Fuel Sub - Panel Upgrade - Hot-Dry ¦ PG&E ¦ Hot-Dry | Com Central HVAC (Small) - Fuel Sub - Panel Upgrade - Hot-Dry | 0.036027 | 0.186 | 0 | CBSA 2014, adjusted to reflect new efficiencies | 27.2429 | 2012 | 1 | SWHC014-04
COM-HVAC-FS-PU-20B.22 | Com ¦ Small Packaged Heat Pump (SEER 14) - Fuel Sub Future Baseline - Panel Upgrade - Hot-Dry ¦ PG&E ¦ Hot-Dry | Com ¦ Small Packaged Heat Pump (SEER 14) - Fuel Sub Future Baseline - Panel Upgrade - Hot-Dry | PG&E ¦ Hot-Dry | PG&E | All | Electric & Gas | SEER14 Heat Pump, <65 kbtuh, NR | Efficient | 2029 |  | 1 | Conventional | HVAC | Com - Retail | Com | ROB Only | 1 | 1000 sqft2 of floor space | Cap-Tons | 15 | DEER:HVAC_Split-Package_HP | 237.2887 | 0.1021 | -30.8133 | SWHC014-04 | 964.1067 | 2021 | 679.11 | 2021 | 0 | -50.67 | SWHC014-04 | Com Central HVAC (Small) - Fuel Sub - Panel Upgrade - Hot-Dry ¦ PG&E ¦ Hot-Dry | Com Central HVAC (Small) - Fuel Sub - Panel Upgrade - Hot-Dry | 0.015015 | 0.186 | 0 | CBSA 2014, adjusted to reflect new efficiencies | 68.8883 | 2012 | 1 | SWHC014-04
COM-HVAC-FS-PU-20B.23 | Com ¦ Small Packaged Heat Pump (SEER 14) - Fuel Sub Future Baseline - Panel Upgrade - Hot-Dry ¦ PG&E ¦ Hot-Dry | Com ¦ Small Packaged Heat Pump (SEER 14) - Fuel Sub Future Baseline - Panel Upgrade - Hot-Dry | PG&E ¦ Hot-Dry | PG&E | All | Electric & Gas | SEER14 Heat Pump, <65 kbtuh, NR | Efficient | 2029 |  | 1 | Conventional | HVAC | Com - School | Com | ROB Only | 1 | 1000 sqft2 of floor space | Cap-Tons | 15 | DEER:HVAC_Split-Package_HP | 255.0697 | 0.015912 | -36.8542 | SWHC014-04 | 964.1067 | 2021 | 679.11 | 2021 | 0 | -50.67 | SWHC014-04 | Com Central HVAC (Small) - Fuel Sub - Panel Upgrade - Hot-Dry ¦ PG&E ¦ Hot-Dry | Com Central HVAC (Small) - Fuel Sub - Panel Upgrade - Hot-Dry | 0.0228 | 0.186 | 0 | CBSA 2014, adjusted to reflect new efficiencies | 42.2062 | 2012 | 1 | SWHC014-04
COM-HVAC-FS-PU-20B.24 | Com ¦ Small Packaged Heat Pump (SEER 14) - Fuel Sub Future Baseline - Panel Upgrade - Hot-Dry ¦ PG&E ¦ Hot-Dry | Com ¦ Small Packaged Heat Pump (SEER 14) - Fuel Sub Future Baseline - Panel Upgrade - Hot-Dry | PG&E ¦ Hot-Dry | PG&E | All | Electric & Gas | SEER14 Heat Pump, <65 kbtuh, NR | Efficient | 2029 |  | 1 | Conventional | HVAC | Com - Warehouse | Com | ROB Only | 1 | 1000 sqft2 of floor space | Cap-Tons | 15 | DEER:HVAC_Split-Package_HP | 532.8333 | 0.05905 | -79.6 | SWHC014-04 | 964.1067 | 2021 | 679.11 | 2021 | 0 | -50.67 | SWHC014-04 | Com Central HVAC (Small) - Fuel Sub - Panel Upgrade - Hot-Dry ¦ PG&E ¦ Hot-Dry | Com Central HVAC (Small) - Fuel Sub - Panel Upgrade - Hot-Dry | 0.0046728 | 0.186 | 0 | CBSA 2014, adjusted to reflect new efficiencies | 175.8488 | 2012 | 1 | SWHC014-04
COM-HVAC-FS-PU-20B.25 | Com ¦ Small Packaged Heat Pump (SEER 14) - Fuel Sub Future Baseline - Panel Upgrade - Cold ¦ PG&E ¦ Cold | Com ¦ Small Packaged Heat Pump (SEER 14) - Fuel Sub Future Baseline - Panel Upgrade - Cold | PG&E ¦ Cold | PG&E | All | Electric & Gas | SEER14 Heat Pump, <65 kbtuh, NR | Efficient | 2029 |  | 1 | Conventional | HVAC | Com - College | Com | ROB Only | 1 | 1000 sqft2 of floor space | Cap-Tons | 15 | DEER:HVAC_Split-Package_HP | 717.6906 | 0.0079597 | -92.6695 | SWHC014-04 | 964.1067 | 2021 | 679.11 | 2021 | 0 | -50.67 | SWHC014-04 | Com Central HVAC (Small) - Fuel Sub - Panel Upgrade - Cold ¦ PG&E ¦ Cold | Com Central HVAC (Small) - Fuel Sub - Panel Upgrade - Cold | 0.020331 | 0.186 | 0 | CBSA 2014, adjusted to reflect new efficiencies | 251.5002 | 2012 | 1 | SWHC014-04
COM-HVAC-FS-PU-20B.26 | Com ¦ Small Packaged Heat Pump (SEER 14) - Fuel Sub Future Baseline - Panel Upgrade - Cold ¦ PG&E ¦ Cold | Com ¦ Small Packaged Heat Pump (SEER 14) - Fuel Sub Future Baseline - Panel Upgrade - Cold | PG&E ¦ Cold | PG&E | All | Electric & Gas | SEER14 Heat Pump, <65 kbtuh, NR | Efficient | 2029 |  | 1 | Conventional | HVAC | Com - Grocery | Com | ROB Only | 1 | 1000 sqft2 of floor space | Cap-Tons | 15 | DEER:HVAC_Split-Package_HP | 2321.5 | 0.0658 | -331.3332 | SWHC014-04 | 964.1067 | 2021 | 679.11 | 2021 | 0 | -50.67 | SWHC014-04 | Com Central HVAC (Small) - Fuel Sub - Panel Upgrade - Cold ¦ PG&E ¦ Cold | Com Central HVAC (Small) - Fuel Sub - Panel Upgrade - Cold | 0.033922 | 0.186 | 0 | CBSA 2014, adjusted to reflect new efficiencies | 647.4519 | 2012 | 1 | SWHC014-04
COM-HVAC-FS-PU-20B.27 | Com ¦ Small Packaged Heat Pump (SEER 14) - Fuel Sub Future Baseline - Panel Upgrade - Cold ¦ PG&E ¦ Cold | Com ¦ Small Packaged Heat Pump (SEER 14) - Fuel Sub Future Baseline - Panel Upgrade - Cold | PG&E ¦ Cold | PG&E | All | Electric & Gas | SEER14 Heat Pump, <65 kbtuh, NR | Efficient | 2029 |  | 1 | Conventional | HVAC | Com - Health | Com | ROB Only | 1 | 1000 sqft2 of floor space | Cap-Tons | 15 | DEER:HVAC_Split-Package_HP | 856.4971 | 0.050356 | -128.9495 | SWHC014-04 | 964.1067 | 2021 | 679.11 | 2021 | 0 | -50.67 | SWHC014-04 | Com Central HVAC (Small) - Fuel Sub - Panel Upgrade - Cold ¦ PG&E ¦ Cold | Com Central HVAC (Small) - Fuel Sub - Panel Upgrade - Cold | 0.030022 | 0.186 | 0 | CBSA 2014, adjusted to reflect new efficiencies | 308.1819 | 2012 | 1 | SWHC014-04
COM-HVAC-FS-PU-20B.28 | Com ¦ Small Packaged Heat Pump (SEER 14) - Fuel Sub Future Baseline - Panel Upgrade - Cold ¦ PG&E ¦ Cold | Com ¦ Small Packaged Heat Pump (SEER 14) - Fuel Sub Future Baseline - Panel Upgrade - Cold | PG&E ¦ Cold | PG&E | All | Electric & Gas | SEER14 Heat Pump, <65 kbtuh, NR | Efficient | 2029 |  | 1 | Conventional | HVAC | Com - Lodging | Com | ROB Only | 1 | 1000 sqft2 of floor space | Cap-Tons | 15 | DEER:HVAC_Split-Package_HP | 1613.0699 | 0.05858 | -210.3596 | SWHC014-04 | 964.1067 | 2021 | 679.11 | 2021 | 0 | -50.67 | SWHC014-04 | Com Central HVAC (Small) - Fuel Sub - Panel Upgrade - Cold ¦ PG&E ¦ Cold | Com Central HVAC (Small) - Fuel Sub - Panel Upgrade - Cold | 0.016003 | 0.186 | 0 | CBSA 2014, adjusted to reflect new efficiencies | 1823.6532 | 2012 | 1 | SWHC014-04
COM-HVAC-FS-PU-20B.29 | Com ¦ Small Packaged Heat Pump (SEER 14) - Fuel Sub Future Baseline - Panel Upgrade - Cold ¦ PG&E ¦ Cold | Com ¦ Small Packaged Heat Pump (SEER 14) - Fuel Sub Future Baseline - Panel Upgrade - Cold | PG&E ¦ Cold | PG&E | All | Electric & Gas | SEER14 Heat Pump, <65 kbtuh, NR | Efficient | 2029 |  | 1 | Conventional | HVAC | Com - Office (Large) | Com | ROB Only | 1 | 1000 sqft2 of floor space | Cap-Tons | 15 | DEER:HVAC_Split-Package_HP | 198.8 | 0.0268 | -24.4 | SWHC014-04 | 964.1067 | 2021 | 679.11 | 2021 | 0 | -50.67 | SWHC014-04 | Com Central HVAC (Small) - Fuel Sub - Panel Upgrade - Cold ¦ PG&E ¦ Cold | Com Central HVAC (Small) - Fuel Sub - Panel Upgrade - Cold | 0.021319 | 0.186 | 0 | CBSA 2014, adjusted to reflect new efficiencies | 89.802 | 2012 | 1 | SWHC014-04
COM-HVAC-FS-PU-20B.30 | Com ¦ Small Packaged Heat Pump (SEER 14) - Fuel Sub Future Baseline - Panel Upgrade - Cold ¦ PG&E ¦ Cold | Com ¦ Small Packaged Heat Pump (SEER 14) - Fuel Sub Future Baseline - Panel Upgrade - Cold | PG&E ¦ Cold | PG&E | All | Electric & Gas | SEER14 Heat Pump, <65 kbtuh, NR | Efficient | 2029 |  | 1 | Conventional | HVAC | Com - Office (Small) | Com | ROB Only | 1 | 1000 sqft2 of floor space | Cap-Tons | 15 | DEER:HVAC_Split-Package_HP | 409.2167 | 0.02705 | -49.4 | SWHC014-04 | 964.1067 | 2021 | 679.11 | 2021 | 0 | -50.67 | SWHC014-04 | Com Central HVAC (Small) - Fuel Sub - Panel Upgrade - Cold ¦ PG&E ¦ Cold | Com Central HVAC (Small) - Fuel Sub - Panel Upgrade - Cold | 0.024933 | 0.186 | 0 | CBSA 2014, adjusted to reflect new efficiencies | 79.0342 | 2012 | 1 | SWHC014-04
COM-HVAC-FS-PU-20B.31 | Com ¦ Small Packaged Heat Pump (SEER 14) - Fuel Sub Future Baseline - Panel Upgrade - Cold ¦ PG&E ¦ Cold | Com ¦ Small Packaged Heat Pump (SEER 14) - Fuel Sub Future Baseline - Panel Upgrade - Cold | PG&E ¦ Cold | PG&E | All | Electric & Gas | SEER14 Heat Pump, <65 kbtuh, NR | Efficient | 2029 |  | 1 | Conventional | HVAC | Com - Other | Com | ROB Only | 1 | 1000 sqft2 of floor space | Cap-Tons | 15 | DEER:HVAC_Split-Package_HP | 1219.0167 | 0.05865 | -172 | SWHC014-04 | 964.1067 | 2021 | 679.11 | 2021 | 0 | -50.67 | SWHC014-04 | Com Central HVAC (Small) - Fuel Sub - Panel Upgrade - Cold ¦ PG&E ¦ Cold | Com Central HVAC (Small) - Fuel Sub - Panel Upgrade - Cold | 0.0353 | 0.186 | 0 | CBSA 2014, adjusted to reflect new efficiencies | 644.5519 | 2012 | 1 | SWHC014-04
COM-HVAC-FS-PU-20B.32 | Com ¦ Small Packaged Heat Pump (SEER 14) - Fuel Sub Future Baseline - Panel Upgrade - Cold ¦ PG&E ¦ Cold | Com ¦ Small Packaged Heat Pump (SEER 14) - Fuel Sub Future Baseline - Panel Upgrade - Cold | PG&E ¦ Cold | PG&E | All | Electric & Gas | SEER14 Heat Pump, <65 kbtuh, NR | Efficient | 2029 |  | 1 | Conventional | HVAC | Com - Refrig. Warehouse | Com | ROB Only | 1 | 1000 sqft2 of floor space | Cap-Tons | 15 | DEER:HVAC_Split-Package_HP | 0 | 0 | 0 | SWHC014-04 | 0 | 2021 | 0 | 2021 | 0 | -50.67 | SWHC014-04 | Com Central HVAC (Small) - Fuel Sub - Panel Upgrade - Cold ¦ PG&E ¦ Cold | Com Central HVAC (Small) - Fuel Sub - Panel Upgrade - Cold | 0 | 0.186 | 0 | CBSA 2014, adjusted to reflect new efficiencies | 0 | 2012 | 1 | SWHC014-04
COM-HVAC-FS-PU-20B.33 | Com ¦ Small Packaged Heat Pump (SEER 14) - Fuel Sub Future Baseline - Panel Upgrade - Cold ¦ PG&E ¦ Cold | Com ¦ Small Packaged Heat Pump (SEER 14) - Fuel Sub Future Baseline - Panel Upgrade - Cold | PG&E ¦ Cold | PG&E | All | Electric & Gas | SEER14 Heat Pump, <65 kbtuh, NR | Efficient | 2029 |  | 1 | Conventional | HVAC | Com - Restaurant | Com | ROB Only | 1 | 1000 sqft2 of floor space | Cap-Tons | 15 | DEER:HVAC_Split-Package_HP | 984.271 | 0.061162 | -140.5022 | SWHC014-04 | 964.1067 | 2021 | 679.11 | 2021 | 0 | -50.67 | SWHC014-04 | Com Central HVAC (Small) - Fuel Sub - Panel Upgrade - Cold ¦ PG&E ¦ Cold | Com Central HVAC (Small) - Fuel Sub - Panel Upgrade - Cold | 0.036027 | 0.186 | 0 | CBSA 2014, adjusted to reflect new efficiencies | 88.0589 | 2012 | 1 | SWHC014-04
COM-HVAC-FS-PU-20B.34 | Com ¦ Small Packaged Heat Pump (SEER 14) - Fuel Sub Future Baseline - Panel Upgrade - Cold ¦ PG&E ¦ Cold | Com ¦ Small Packaged Heat Pump (SEER 14) - Fuel Sub Future Baseline - Panel Upgrade - Cold | PG&E ¦ Cold | PG&E | All | Electric & Gas | SEER14 Heat Pump, <65 kbtuh, NR | Efficient | 2029 |  | 1 | Conventional | HVAC | Com - Retail | Com | ROB Only | 1 | 1000 sqft2 of floor space | Cap-Tons | 15 | DEER:HVAC_Split-Package_HP | 886.8214 | 0.070056 | -114.1883 | SWHC014-04 | 964.1067 | 2021 | 679.11 | 2021 | 0 | -50.67 | SWHC014-04 | Com Central HVAC (Small) - Fuel Sub - Panel Upgrade - Cold ¦ PG&E ¦ Cold | Com Central HVAC (Small) - Fuel Sub - Panel Upgrade - Cold | 0.015015 | 0.186 | 0 | CBSA 2014, adjusted to reflect new efficiencies | 252.6619 | 2012 | 1 | SWHC014-04
COM-HVAC-FS-PU-20B.35 | Com ¦ Small Packaged Heat Pump (SEER 14) - Fuel Sub Future Baseline - Panel Upgrade - Cold ¦ PG&E ¦ Cold | Com ¦ Small Packaged Heat Pump (SEER 14) - Fuel Sub Future Baseline - Panel Upgrade - Cold | PG&E ¦ Cold | PG&E | All | Electric & Gas | SEER14 Heat Pump, <65 kbtuh, NR | Efficient | 2029 |  | 1 | Conventional | HVAC | Com - School | Com | ROB Only | 1 | 1000 sqft2 of floor space | Cap-Tons | 15 | DEER:HVAC_Split-Package_HP | 743.2796 | 0.0048631 | -96.149 | SWHC014-04 | 964.1067 | 2021 | 679.11 | 2021 | 0 | -50.67 | SWHC014-04 | Com Central HVAC (Small) - Fuel Sub - Panel Upgrade - Cold ¦ PG&E ¦ Cold | Com Central HVAC (Small) - Fuel Sub - Panel Upgrade - Cold | 0.0228 | 0.186 | 0 | CBSA 2014, adjusted to reflect new efficiencies | 97.2975 | 2012 | 1 | SWHC014-04
COM-HVAC-FS-PU-20B.36 | Com ¦ Small Packaged Heat Pump (SEER 14) - Fuel Sub Future Baseline - Panel Upgrade - Cold ¦ PG&E ¦ Cold | Com ¦ Small Packaged Heat Pump (SEER 14) - Fuel Sub Future Baseline - Panel Upgrade - Cold | PG&E ¦ Cold | PG&E | All | Electric & Gas | SEER14 Heat Pump, <65 kbtuh, NR | Efficient | 2029 |  | 1 | Conventional | HVAC | Com - Warehouse | Com | ROB Only | 1 | 1000 sqft2 of floor space | Cap-Tons | 15 | DEER:HVAC_Split-Package_HP | 1213.0333 | 0.0279 | -152 | SWHC014-04 | 964.1067 | 2021 | 679.11 | 2021 | 0 | -50.67 | SWHC014-04 | Com Central HVAC (Small) - Fuel Sub - Panel Upgrade - Cold ¦ PG&E ¦ Cold | Com Central HVAC (Small) - Fuel Sub - Panel Upgrade - Cold | 0.0046728 | 0.186 | 0 | CBSA 2014, adjusted to reflect new efficiencies | 277.177 | 2012 | 1 | SWHC014-04
COM-HVAC-FS-PU-20B.37 | Com ¦ Small Packaged Heat Pump (SEER 14) - Fuel Sub Future Baseline - Panel Upgrade - Marine ¦ SCG ¦ Marine | Com ¦ Small Packaged Heat Pump (SEER 14) - Fuel Sub Future Baseline - Panel Upgrade - Marine | SCG ¦ Marine | SCG | All | Electric & Gas | SEER14 Heat Pump, <65 kbtuh, NR | Efficient | 2029 |  | 1 | Conventional | HVAC | Com - College | Com | ROB Only | 1 | 1000 sqft2 of floor space | Cap-Tons | 15 | DEER:HVAC_Split-Package_HP | 106.3002 | 0.065628 | -12.4101 | SWHC014-04 | 964.1067 | 2021 | 679.11 | 2021 | 0 | -50.67 | SWHC014-04 | Com Central HVAC (Small) - Fuel Sub - Panel Upgrade - Marine ¦ SCG ¦ Marine | Com Central HVAC (Small) - Fuel Sub - Panel Upgrade - Marine | 0.022689 | 0.186 | 0 | CBSA 2014, adjusted to reflect new efficiencies | 32.911 | 2012 | 1 | SWHC014-04
COM-HVAC-FS-PU-20B.38 | Com ¦ Small Packaged Heat Pump (SEER 14) - Fuel Sub Future Baseline - Panel Upgrade - Marine ¦ SCG ¦ Marine | Com ¦ Small Packaged Heat Pump (SEER 14) - Fuel Sub Future Baseline - Panel Upgrade - Marine | SCG ¦ Marine | SCG | All | Electric & Gas | SEER14 Heat Pump, <65 kbtuh, NR | Efficient | 2029 |  | 1 | Conventional | HVAC | Com - Grocery | Com | ROB Only | 1 | 1000 sqft2 of floor space | Cap-Tons | 15 | DEER:HVAC_Split-Package_HP | 420.3467 | 0.05785 | -80.6013 | SWHC014-04 | 964.1067 | 2021 | 679.11 | 2021 | 0 | -50.67 | SWHC014-04 | Com Central HVAC (Small) - Fuel Sub - Panel Upgrade - Marine ¦ SCG ¦ Marine | Com Central HVAC (Small) - Fuel Sub - Panel Upgrade - Marine | 0.040359 | 0.186 | 0 | CBSA 2014, adjusted to reflect new efficiencies | 165.6233 | 2012 | 1 | SWHC014-04
COM-HVAC-FS-PU-20B.39 | Com ¦ Small Packaged Heat Pump (SEER 14) - Fuel Sub Future Baseline - Panel Upgrade - Marine ¦ SCG ¦ Marine | Com ¦ Small Packaged Heat Pump (SEER 14) - Fuel Sub Future Baseline - Panel Upgrade - Marine | SCG ¦ Marine | SCG | All | Electric & Gas | SEER14 Heat Pump, <65 kbtuh, NR | Efficient | 2029 |  | 1 | Conventional | HVAC | Com - Health | Com | ROB Only | 1 | 1000 sqft2 of floor space | Cap-Tons | 15 | DEER:HVAC_Split-Package_HP | 119.1132 | 0.055927 | -22.4855 | SWHC014-04 | 964.1067 | 2021 | 679.11 | 2021 | 0 | -50.67 | SWHC014-04 | Com Central HVAC (Small) - Fuel Sub - Panel Upgrade - Marine ¦ SCG ¦ Marine | Com Central HVAC (Small) - Fuel Sub - Panel Upgrade - Marine | 0.032178 | 0.186 | 0 | CBSA 2014, adjusted to reflect new efficiencies | 55.7178 | 2012 | 1 | SWHC014-04
COM-HVAC-FS-PU-20B.40 | Com ¦ Small Packaged Heat Pump (SEER 14) - Fuel Sub Future Baseline - Panel Upgrade - Marine ¦ SCG ¦ Marine | Com ¦ Small Packaged Heat Pump (SEER 14) - Fuel Sub Future Baseline - Panel Upgrade - Marine | SCG ¦ Marine | SCG | All | Electric & Gas | SEER14 Heat Pump, <65 kbtuh, NR | Efficient | 2029 |  | 1 | Conventional | HVAC | Com - Lodging | Com | ROB Only | 1 | 1000 sqft2 of floor space | Cap-Tons | 15 | DEER:HVAC_Split-Package_HP | 254.4021 | 0.062815 | -41.9012 | SWHC014-04 | 964.1067 | 2021 | 679.11 | 2021 | 0 | -50.67 | SWHC014-04 | Com Central HVAC (Small) - Fuel Sub - Panel Upgrade - Marine ¦ SCG ¦ Marine | Com Central HVAC (Small) - Fuel Sub - Panel Upgrade - Marine | 0.018069 | 0.186 | 0 | CBSA 2014, adjusted to reflect new efficiencies | 373.8002 | 2012 | 1 | SWHC014-04
COM-HVAC-FS-PU-20B.41 | Com ¦ Small Packaged Heat Pump (SEER 14) - Fuel Sub Future Baseline - Panel Upgrade - Marine ¦ SCG ¦ Marine | Com ¦ Small Packaged Heat Pump (SEER 14) - Fuel Sub Future Baseline - Panel Upgrade - Marine | SCG ¦ Marine | SCG | All | Electric & Gas | SEER14 Heat Pump, <65 kbtuh, NR | Efficient | 2029 |  | 1 | Conventional | HVAC | Com - Office (Large) | Com | ROB Only | 1 | 1000 sqft2 of floor space | Cap-Tons | 15 | DEER:HVAC_Split-Package_HP | 47.1667 | 0.0268 | -0.948 | SWHC014-04 | 964.1067 | 2021 | 679.11 | 2021 | 0 | -50.67 | SWHC014-04 | Com Central HVAC (Small) - Fuel Sub - Panel Upgrade - Marine ¦ SCG ¦ Marine | Com Central HVAC (Small) - Fuel Sub - Panel Upgrade - Marine | 0.023953 | 0.186 | 0 | CBSA 2014, adjusted to reflect new efficiencies | -0.43361 | 2012 | 1 | SWHC014-04
COM-HVAC-FS-PU-20B.42 | Com ¦ Small Packaged Heat Pump (SEER 14) - Fuel Sub Future Baseline - Panel Upgrade - Marine ¦ SCG ¦ Marine | Com ¦ Small Packaged Heat Pump (SEER 14) - Fuel Sub Future Baseline - Panel Upgrade - Marine | SCG ¦ Marine | SCG | All | Electric & Gas | SEER14 Heat Pump, <65 kbtuh, NR | Efficient | 2029 |  | 1 | Conventional | HVAC | Com - Office (Small) | Com | ROB Only | 1 | 1000 sqft2 of floor space | Cap-Tons | 15 | DEER:HVAC_Split-Package_HP | 67.0667 | 0.02635 | -5.55 | SWHC014-04 | 964.1067 | 2021 | 679.11 | 2021 | 0 | -50.67 | SWHC014-04 | Com Central HVAC (Small) - Fuel Sub - Panel Upgrade - Marine ¦ SCG ¦ Marine | Com Central HVAC (Small) - Fuel Sub - Panel Upgrade - Marine | 0.027176 | 0.186 | 0 | CBSA 2014, adjusted to reflect new efficiencies | 7.9123 | 2012 | 1 | SWHC014-04
COM-HVAC-FS-PU-20B.43 | Com ¦ Small Packaged Heat Pump (SEER 14) - Fuel Sub Future Baseline - Panel Upgrade - Marine ¦ SCG ¦ Marine | Com ¦ Small Packaged Heat Pump (SEER 14) - Fuel Sub Future Baseline - Panel Upgrade - Marine | SCG ¦ Marine | SCG | All | Electric & Gas | SEER14 Heat Pump, <65 kbtuh, NR | Efficient | 2029 |  | 1 | Conventional | HVAC | Com - Other | Com | ROB Only | 1 | 1000 sqft2 of floor space | Cap-Tons | 15 | DEER:HVAC_Split-Package_HP | 171.9 | 0.0627 | -25 | SWHC014-04 | 964.1067 | 2021 | 679.11 | 2021 | 0 | -50.67 | SWHC014-04 | Com Central HVAC (Small) - Fuel Sub - Panel Upgrade - Marine ¦ SCG ¦ Marine | Com Central HVAC (Small) - Fuel Sub - Panel Upgrade - Marine | 0.038925 | 0.186 | 0 | CBSA 2014, adjusted to reflect new efficiencies | 94.2682 | 2012 | 1 | SWHC014-04
COM-HVAC-FS-PU-20B.44 | Com ¦ Small Packaged Heat Pump (SEER 14) - Fuel Sub Future Baseline - Panel Upgrade - Marine ¦ SCG ¦ Marine | Com ¦ Small Packaged Heat Pump (SEER 14) - Fuel Sub Future Baseline - Panel Upgrade - Marine | SCG ¦ Marine | SCG | All | Electric & Gas | SEER14 Heat Pump, <65 kbtuh, NR | Efficient | 2029 |  | 1 | Conventional | HVAC | Com - Refrig. Warehouse | Com | ROB Only | 1 | 1000 sqft2 of floor space | Cap-Tons | 15 | DEER:HVAC_Split-Package_HP | 0 | 0 | 0 | SWHC014-04 | 0 | 2021 | 0 | 2021 | 0 | -50.67 | SWHC014-04 | Com Central HVAC (Small) - Fuel Sub - Panel Upgrade - Marine ¦ SCG ¦ Marine | Com Central HVAC (Small) - Fuel Sub - Panel Upgrade - Marine | 0 | 0.186 | 0 | CBSA 2014, adjusted to reflect new efficiencies | 0 | 2012 | 1 | SWHC014-04
COM-HVAC-FS-PU-20B.45 | Com ¦ Small Packaged Heat Pump (SEER 14) - Fuel Sub Future Baseline - Panel Upgrade - Marine ¦ SCG ¦ Marine | Com ¦ Small Packaged Heat Pump (SEER 14) - Fuel Sub Future Baseline - Panel Upgrade - Marine | SCG ¦ Marine | SCG | All | Electric & Gas | SEER14 Heat Pump, <65 kbtuh, NR | Efficient | 2029 |  | 1 | Conventional | HVAC | Com - Restaurant | Com | ROB Only | 1 | 1000 sqft2 of floor space | Cap-Tons | 15 | DEER:HVAC_Split-Package_HP | 129.0116 | 0.066312 | -11.7207 | SWHC014-04 | 964.1067 | 2021 | 679.11 | 2021 | 0 | -50.67 | SWHC014-04 | Com Central HVAC (Small) - Fuel Sub - Panel Upgrade - Marine ¦ SCG ¦ Marine | Com Central HVAC (Small) - Fuel Sub - Panel Upgrade - Marine | 0.039657 | 0.186 | 0 | CBSA 2014, adjusted to reflect new efficiencies | 6.5124 | 2012 | 1 | SWHC014-04
COM-HVAC-FS-PU-20B.46 | Com ¦ Small Packaged Heat Pump (SEER 14) - Fuel Sub Future Baseline - Panel Upgrade - Marine ¦ SCG ¦ Marine | Com ¦ Small Packaged Heat Pump (SEER 14) - Fuel Sub Future Baseline - Panel Upgrade - Marine | SCG ¦ Marine | SCG | All | Electric & Gas | SEER14 Heat Pump, <65 kbtuh, NR | Efficient | 2029 |  | 1 | Conventional | HVAC | Com - Retail | Com | ROB Only | 1 | 1000 sqft2 of floor space | Cap-Tons | 15 | DEER:HVAC_Split-Package_HP | 141.9351 | 0.076641 | -11.8403 | SWHC014-04 | 964.1067 | 2021 | 679.11 | 2021 | 0 | -50.67 | SWHC014-04 | Com Central HVAC (Small) - Fuel Sub - Panel Upgrade - Marine ¦ SCG ¦ Marine | Com Central HVAC (Small) - Fuel Sub - Panel Upgrade - Marine | 0.016778 | 0.186 | 0 | CBSA 2014, adjusted to reflect new efficiencies | 8.6402 | 2012 | 1 | SWHC014-04
COM-HVAC-FS-PU-20B.47 | Com ¦ Small Packaged Heat Pump (SEER 14) - Fuel Sub Future Baseline - Panel Upgrade - Marine ¦ SCG ¦ Marine | Com ¦ Small Packaged Heat Pump (SEER 14) - Fuel Sub Future Baseline - Panel Upgrade - Marine | SCG ¦ Marine | SCG | All | Electric & Gas | SEER14 Heat Pump, <65 kbtuh, NR | Efficient | 2029 |  | 1 | Conventional | HVAC | Com - School | Com | ROB Only | 1 | 1000 sqft2 of floor space | Cap-Tons | 15 | DEER:HVAC_Split-Package_HP | 91.0406 | 0.033858 | -12.1639 | SWHC014-04 | 964.1067 | 2021 | 679.11 | 2021 | 0 | -50.67 | SWHC014-04 | Com Central HVAC (Small) - Fuel Sub - Panel Upgrade - Marine ¦ SCG ¦ Marine | Com Central HVAC (Small) - Fuel Sub - Panel Upgrade - Marine | 0.027322 | 0.186 | 0 | CBSA 2014, adjusted to reflect new efficiencies | 12.8019 | 2012 | 1 | SWHC014-04
COM-HVAC-FS-PU-20B.48 | Com ¦ Small Packaged Heat Pump (SEER 14) - Fuel Sub Future Baseline - Panel Upgrade - Marine ¦ SCG ¦ Marine | Com ¦ Small Packaged Heat Pump (SEER 14) - Fuel Sub Future Baseline - Panel Upgrade - Marine | SCG ¦ Marine | SCG | All | Electric & Gas | SEER14 Heat Pump, <65 kbtuh, NR | Efficient | 2029 |  | 1 | Conventional | HVAC | Com - Warehouse | Com | ROB Only | 1 | 1000 sqft2 of floor space | Cap-Tons | 15 | DEER:HVAC_Split-Package_HP | 212.8833 | 0.0301 | -34.2 | SWHC014-04 | 964.1067 | 2021 | 679.11 | 2021 | 0 | -50.67 | SWHC014-04 | Com Central HVAC (Small) - Fuel Sub - Panel Upgrade - Marine ¦ SCG ¦ Marine | Com Central HVAC (Small) - Fuel Sub - Panel Upgrade - Marine | 0.0051386 | 0.186 | 0 | CBSA 2014, adjusted to reflect new efficiencies | 80.363 | 2012 | 1 | SWHC014-04
COM-HVAC-FS-PU-20B.49 | Com ¦ Small Packaged Heat Pump (SEER 14) - Fuel Sub Future Baseline - Panel Upgrade - Hot-Dry ¦ SCG ¦ Hot-Dry | Com ¦ Small Packaged Heat Pump (SEER 14) - Fuel Sub Future Baseline - Panel Upgrade - Hot-Dry | SCG ¦ Hot-Dry | SCG | All | Electric & Gas | SEER14 Heat Pump, <65 kbtuh, NR | Efficient | 2029 |  | 1 | Conventional | HVAC | Com - College | Com | ROB Only | 1 | 1000 sqft2 of floor space | Cap-Tons | 15 | DEER:HVAC_Split-Package_HP | 115.9627 | 0.07813 | -13.1859 | SWHC014-04 | 964.1067 | 2021 | 679.11 | 2021 | 0 | -50.67 | SWHC014-04 | Com Central HVAC (Small) - Fuel Sub - Panel Upgrade - Hot-Dry ¦ SCG ¦ Hot-Dry | Com Central HVAC (Small) - Fuel Sub - Panel Upgrade - Hot-Dry | 0.022689 | 0.186 | 0 | CBSA 2014, adjusted to reflect new efficiencies | 34.7407 | 2012 | 1 | SWHC014-04
COM-HVAC-FS-PU-20B.50 | Com ¦ Small Packaged Heat Pump (SEER 14) - Fuel Sub Future Baseline - Panel Upgrade - Hot-Dry ¦ SCG ¦ Hot-Dry | Com ¦ Small Packaged Heat Pump (SEER 14) - Fuel Sub Future Baseline - Panel Upgrade - Hot-Dry | SCG ¦ Hot-Dry | SCG | All | Electric & Gas | SEER14 Heat Pump, <65 kbtuh, NR | Efficient | 2029 |  | 1 | Conventional | HVAC | Com - Grocery | Com | ROB Only | 1 | 1000 sqft2 of floor space | Cap-Tons | 15 | DEER:HVAC_Split-Package_HP | 416.25 | 0.0818 | -84.8337 | SWHC014-04 | 964.1067 | 2021 | 679.11 | 2021 | 0 | -50.67 | SWHC014-04 | Com Central HVAC (Small) - Fuel Sub - Panel Upgrade - Hot-Dry ¦ SCG ¦ Hot-Dry | Com Central HVAC (Small) - Fuel Sub - Panel Upgrade - Hot-Dry | 0.040359 | 0.186 | 0 | CBSA 2014, adjusted to reflect new efficiencies | 175.7921 | 2012 | 1 | SWHC014-04
COM-HVAC-FS-PU-20B.51 | Com ¦ Small Packaged Heat Pump (SEER 14) - Fuel Sub Future Baseline - Panel Upgrade - Hot-Dry ¦ SCG ¦ Hot-Dry | Com ¦ Small Packaged Heat Pump (SEER 14) - Fuel Sub Future Baseline - Panel Upgrade - Hot-Dry | SCG ¦ Hot-Dry | SCG | All | Electric & Gas | SEER14 Heat Pump, <65 kbtuh, NR | Efficient | 2029 |  | 1 | Conventional | HVAC | Com - Health | Com | ROB Only | 1 | 1000 sqft2 of floor space | Cap-Tons | 15 | DEER:HVAC_Split-Package_HP | 147.3761 | 0.067723 | -25.6229 | SWHC014-04 | 964.1067 | 2021 | 679.11 | 2021 | 0 | -50.67 | SWHC014-04 | Com Central HVAC (Small) - Fuel Sub - Panel Upgrade - Hot-Dry ¦ SCG ¦ Hot-Dry | Com Central HVAC (Small) - Fuel Sub - Panel Upgrade - Hot-Dry | 0.032178 | 0.186 | 0 | CBSA 2014, adjusted to reflect new efficiencies | 62.7302 | 2012 | 1 | SWHC014-04
COM-HVAC-FS-PU-20B.52 | Com ¦ Small Packaged Heat Pump (SEER 14) - Fuel Sub Future Baseline - Panel Upgrade - Hot-Dry ¦ SCG ¦ Hot-Dry | Com ¦ Small Packaged Heat Pump (SEER 14) - Fuel Sub Future Baseline - Panel Upgrade - Hot-Dry | SCG ¦ Hot-Dry | SCG | All | Electric & Gas | SEER14 Heat Pump, <65 kbtuh, NR | Efficient | 2029 |  | 1 | Conventional | HVAC | Com - Lodging | Com | ROB Only | 1 | 1000 sqft2 of floor space | Cap-Tons | 15 | DEER:HVAC_Split-Package_HP | 267.3136 | 0.078689 | -40.2704 | SWHC014-04 | 964.1067 | 2021 | 679.11 | 2021 | 0 | -50.67 | SWHC014-04 | Com Central HVAC (Small) - Fuel Sub - Panel Upgrade - Hot-Dry ¦ SCG ¦ Hot-Dry | Com Central HVAC (Small) - Fuel Sub - Panel Upgrade - Hot-Dry | 0.018069 | 0.186 | 0 | CBSA 2014, adjusted to reflect new efficiencies | 355.6546 | 2012 | 1 | SWHC014-04
COM-HVAC-FS-PU-20B.53 | Com ¦ Small Packaged Heat Pump (SEER 14) - Fuel Sub Future Baseline - Panel Upgrade - Hot-Dry ¦ SCG ¦ Hot-Dry | Com ¦ Small Packaged Heat Pump (SEER 14) - Fuel Sub Future Baseline - Panel Upgrade - Hot-Dry | SCG ¦ Hot-Dry | SCG | All | Electric & Gas | SEER14 Heat Pump, <65 kbtuh, NR | Efficient | 2029 |  | 1 | Conventional | HVAC | Com - Office (Large) | Com | ROB Only | 1 | 1000 sqft2 of floor space | Cap-Tons | 15 | DEER:HVAC_Split-Package_HP | 58.3 | 0.0347 | -1.48 | SWHC014-04 | 964.1067 | 2021 | 679.11 | 2021 | 0 | -50.67 | SWHC014-04 | Com Central HVAC (Small) - Fuel Sub - Panel Upgrade - Hot-Dry ¦ SCG ¦ Hot-Dry | Com Central HVAC (Small) - Fuel Sub - Panel Upgrade - Hot-Dry | 0.023953 | 0.186 | 0 | CBSA 2014, adjusted to reflect new efficiencies | 0.84821 | 2012 | 1 | SWHC014-04
COM-HVAC-FS-PU-20B.54 | Com ¦ Small Packaged Heat Pump (SEER 14) - Fuel Sub Future Baseline - Panel Upgrade - Hot-Dry ¦ SCG ¦ Hot-Dry | Com ¦ Small Packaged Heat Pump (SEER 14) - Fuel Sub Future Baseline - Panel Upgrade - Hot-Dry | SCG ¦ Hot-Dry | SCG | All | Electric & Gas | SEER14 Heat Pump, <65 kbtuh, NR | Efficient | 2029 |  | 1 | Conventional | HVAC | Com - Office (Small) | Com | ROB Only | 1 | 1000 sqft2 of floor space | Cap-Tons | 15 | DEER:HVAC_Split-Package_HP | 79.0833 | 0.0346 | -6.68 | SWHC014-04 | 964.1067 | 2021 | 679.11 | 2021 | 0 | -50.67 | SWHC014-04 | Com Central HVAC (Small) - Fuel Sub - Panel Upgrade - Hot-Dry ¦ SCG ¦ Hot-Dry | Com Central HVAC (Small) - Fuel Sub - Panel Upgrade - Hot-Dry | 0.027176 | 0.186 | 0 | CBSA 2014, adjusted to reflect new efficiencies | 9.5984 | 2012 | 1 | SWHC014-04
COM-HVAC-FS-PU-20B.55 | Com ¦ Small Packaged Heat Pump (SEER 14) - Fuel Sub Future Baseline - Panel Upgrade - Hot-Dry ¦ SCG ¦ Hot-Dry | Com ¦ Small Packaged Heat Pump (SEER 14) - Fuel Sub Future Baseline - Panel Upgrade - Hot-Dry | SCG ¦ Hot-Dry | SCG | All | Electric & Gas | SEER14 Heat Pump, <65 kbtuh, NR | Efficient | 2029 |  | 1 | Conventional | HVAC | Com - Other | Com | ROB Only | 1 | 1000 sqft2 of floor space | Cap-Tons | 15 | DEER:HVAC_Split-Package_HP | 179.2667 | 0.07565 | -24.5 | SWHC014-04 | 964.1067 | 2021 | 679.11 | 2021 | 0 | -50.67 | SWHC014-04 | Com Central HVAC (Small) - Fuel Sub - Panel Upgrade - Hot-Dry ¦ SCG ¦ Hot-Dry | Com Central HVAC (Small) - Fuel Sub - Panel Upgrade - Hot-Dry | 0.038925 | 0.186 | 0 | CBSA 2014, adjusted to reflect new efficiencies | 91.1897 | 2012 | 1 | SWHC014-04
COM-HVAC-FS-PU-20B.56 | Com ¦ Small Packaged Heat Pump (SEER 14) - Fuel Sub Future Baseline - Panel Upgrade - Hot-Dry ¦ SCG ¦ Hot-Dry | Com ¦ Small Packaged Heat Pump (SEER 14) - Fuel Sub Future Baseline - Panel Upgrade - Hot-Dry | SCG ¦ Hot-Dry | SCG | All | Electric & Gas | SEER14 Heat Pump, <65 kbtuh, NR | Efficient | 2029 |  | 1 | Conventional | HVAC | Com - Refrig. Warehouse | Com | ROB Only | 1 | 1000 sqft2 of floor space | Cap-Tons | 15 | DEER:HVAC_Split-Package_HP | 0 | 0 | 0 | SWHC014-04 | 0 | 2021 | 0 | 2021 | 0 | -50.67 | SWHC014-04 | Com Central HVAC (Small) - Fuel Sub - Panel Upgrade - Hot-Dry ¦ SCG ¦ Hot-Dry | Com Central HVAC (Small) - Fuel Sub - Panel Upgrade - Hot-Dry | 0 | 0.186 | 0 | CBSA 2014, adjusted to reflect new efficiencies | 0 | 2012 | 1 | SWHC014-04
COM-HVAC-FS-PU-20B.57 | Com ¦ Small Packaged Heat Pump (SEER 14) - Fuel Sub Future Baseline - Panel Upgrade - Hot-Dry ¦ SCG ¦ Hot-Dry | Com ¦ Small Packaged Heat Pump (SEER 14) - Fuel Sub Future Baseline - Panel Upgrade - Hot-Dry | SCG ¦ Hot-Dry | SCG | All | Electric & Gas | SEER14 Heat Pump, <65 kbtuh, NR | Efficient | 2029 |  | 1 | Conventional | HVAC | Com - Restaurant | Com | ROB Only | 1 | 1000 sqft2 of floor space | Cap-Tons | 15 | DEER:HVAC_Split-Package_HP | 132.5917 | 0.077625 | -12.6233 | SWHC014-04 | 964.1067 | 2021 | 679.11 | 2021 | 0 | -50.67 | SWHC014-04 | Com Central HVAC (Small) - Fuel Sub - Panel Upgrade - Hot-Dry ¦ SCG ¦ Hot-Dry | Com Central HVAC (Small) - Fuel Sub - Panel Upgrade - Hot-Dry | 0.039657 | 0.186 | 0 | CBSA 2014, adjusted to reflect new efficiencies | 7.1268 | 2012 | 1 | SWHC014-04
COM-HVAC-FS-PU-20B.58 | Com ¦ Small Packaged Heat Pump (SEER 14) - Fuel Sub Future Baseline - Panel Upgrade - Hot-Dry ¦ SCG ¦ Hot-Dry | Com ¦ Small Packaged Heat Pump (SEER 14) - Fuel Sub Future Baseline - Panel Upgrade - Hot-Dry | SCG ¦ Hot-Dry | SCG | All | Electric & Gas | SEER14 Heat Pump, <65 kbtuh, NR | Efficient | 2029 |  | 1 | Conventional | HVAC | Com - Retail | Com | ROB Only | 1 | 1000 sqft2 of floor space | Cap-Tons | 15 | DEER:HVAC_Split-Package_HP | 113.0381 | 0.081054 | -10.1827 | SWHC014-04 | 964.1067 | 2021 | 679.11 | 2021 | 0 | -50.67 | SWHC014-04 | Com Central HVAC (Small) - Fuel Sub - Panel Upgrade - Hot-Dry ¦ SCG ¦ Hot-Dry | Com Central HVAC (Small) - Fuel Sub - Panel Upgrade - Hot-Dry | 0.016778 | 0.186 | 0 | CBSA 2014, adjusted to reflect new efficiencies | 10.6018 | 2012 | 1 | SWHC014-04
COM-HVAC-FS-PU-20B.59 | Com ¦ Small Packaged Heat Pump (SEER 14) - Fuel Sub Future Baseline - Panel Upgrade - Hot-Dry ¦ SCG ¦ Hot-Dry | Com ¦ Small Packaged Heat Pump (SEER 14) - Fuel Sub Future Baseline - Panel Upgrade - Hot-Dry | SCG ¦ Hot-Dry | SCG | All | Electric & Gas | SEER14 Heat Pump, <65 kbtuh, NR | Efficient | 2029 |  | 1 | Conventional | HVAC | Com - School | Com | ROB Only | 1 | 1000 sqft2 of floor space | Cap-Tons | 15 | DEER:HVAC_Split-Package_HP | 92.4414 | 0.042935 | -12.0107 | SWHC014-04 | 964.1067 | 2021 | 679.11 | 2021 | 0 | -50.67 | SWHC014-04 | Com Central HVAC (Small) - Fuel Sub - Panel Upgrade - Hot-Dry ¦ SCG ¦ Hot-Dry | Com Central HVAC (Small) - Fuel Sub - Panel Upgrade - Hot-Dry | 0.027322 | 0.186 | 0 | CBSA 2014, adjusted to reflect new efficiencies | 12.2213 | 2012 | 1 | SWHC014-04
COM-HVAC-FS-PU-20B.60 | Com ¦ Small Packaged Heat Pump (SEER 14) - Fuel Sub Future Baseline - Panel Upgrade - Hot-Dry ¦ SCG ¦ Hot-Dry | Com ¦ Small Packaged Heat Pump (SEER 14) - Fuel Sub Future Baseline - Panel Upgrade - Hot-Dry | SCG ¦ Hot-Dry | SCG | All | Electric & Gas | SEER14 Heat Pump, <65 kbtuh, NR | Efficient | 2029 |  | 1 | Conventional | HVAC | Com - Warehouse | Com | ROB Only | 1 | 1000 sqft2 of floor space | Cap-Tons | 15 | DEER:HVAC_Split-Package_HP | 204.85 | 0.0448 | -33.6 | SWHC014-04 | 964.1067 | 2021 | 679.11 | 2021 | 0 | -50.67 | SWHC014-04 | Com Central HVAC (Small) - Fuel Sub - Panel Upgrade - Hot-Dry ¦ SCG ¦ Hot-Dry | Com Central HVAC (Small) - Fuel Sub - Panel Upgrade - Hot-Dry | 0.0051386 | 0.186 | 0 | CBSA 2014, adjusted to reflect new efficiencies | 80.2415 | 2012 | 1 | SWHC014-04
COM-HVAC-FS-PU-20B.61 | Com ¦ Small Packaged Heat Pump (SEER 14) - Fuel Sub Future Baseline - Panel Upgrade - Cold ¦ SCG ¦ Cold | Com ¦ Small Packaged Heat Pump (SEER 14) - Fuel Sub Future Baseline - Panel Upgrade - Cold | SCG ¦ Cold | SCG | All | Electric & Gas | SEER14 Heat Pump, <65 kbtuh, NR | Efficient | 2029 |  | 1 | Conventional | HVAC | Com - College | Com | ROB Only | 1 | 1000 sqft2 of floor space | Cap-Tons | 15 | DEER:HVAC_Split-Package_HP | 717.6906 | 0.0079597 | -92.6695 | SWHC014-04 | 964.1067 | 2021 | 679.11 | 2021 | 0 | -50.67 | SWHC014-04 | Com Central HVAC (Small) - Fuel Sub - Panel Upgrade - Cold ¦ SCG ¦ Cold | Com Central HVAC (Small) - Fuel Sub - Panel Upgrade - Cold | 0.022689 | 0.186 | 0 | CBSA 2014, adjusted to reflect new efficiencies | 251.5002 | 2012 | 1 | SWHC014-04
COM-HVAC-FS-PU-20B.62 | Com ¦ Small Packaged Heat Pump (SEER 14) - Fuel Sub Future Baseline - Panel Upgrade - Cold ¦ SCG ¦ Cold | Com ¦ Small Packaged Heat Pump (SEER 14) - Fuel Sub Future Baseline - Panel Upgrade - Cold | SCG ¦ Cold | SCG | All | Electric & Gas | SEER14 Heat Pump, <65 kbtuh, NR | Efficient | 2029 |  | 1 | Conventional | HVAC | Com - Grocery | Com | ROB Only | 1 | 1000 sqft2 of floor space | Cap-Tons | 15 | DEER:HVAC_Split-Package_HP | 2321.5 | 0.0658 | -331.3332 | SWHC014-04 | 964.1067 | 2021 | 679.11 | 2021 | 0 | -50.67 | SWHC014-04 | Com Central HVAC (Small) - Fuel Sub - Panel Upgrade - Cold ¦ SCG ¦ Cold | Com Central HVAC (Small) - Fuel Sub - Panel Upgrade - Cold | 0.040359 | 0.186 | 0 | CBSA 2014, adjusted to reflect new efficiencies | 647.4519 | 2012 | 1 | SWHC014-04
COM-HVAC-FS-PU-20B.63 | Com ¦ Small Packaged Heat Pump (SEER 14) - Fuel Sub Future Baseline - Panel Upgrade - Cold ¦ SCG ¦ Cold | Com ¦ Small Packaged Heat Pump (SEER 14) - Fuel Sub Future Baseline - Panel Upgrade - Cold | SCG ¦ Cold | SCG | All | Electric & Gas | SEER14 Heat Pump, <65 kbtuh, NR | Efficient | 2029 |  | 1 | Conventional | HVAC | Com - Health | Com | ROB Only | 1 | 1000 sqft2 of floor space | Cap-Tons | 15 | DEER:HVAC_Split-Package_HP | 856.4971 | 0.050356 | -128.9495 | SWHC014-04 | 964.1067 | 2021 | 679.11 | 2021 | 0 | -50.67 | SWHC014-04 | Com Central HVAC (Small) - Fuel Sub - Panel Upgrade - Cold ¦ SCG ¦ Cold | Com Central HVAC (Small) - Fuel Sub - Panel Upgrade - Cold | 0.032178 | 0.186 | 0 | CBSA 2014, adjusted to reflect new efficiencies | 308.1819 | 2012 | 1 | SWHC014-04
COM-HVAC-FS-PU-20B.64 | Com ¦ Small Packaged Heat Pump (SEER 14) - Fuel Sub Future Baseline - Panel Upgrade - Cold ¦ SCG ¦ Cold | Com ¦ Small Packaged Heat Pump (SEER 14) - Fuel Sub Future Baseline - Panel Upgrade - Cold | SCG ¦ Cold | SCG | All | Electric & Gas | SEER14 Heat Pump, <65 kbtuh, NR | Efficient | 2029 |  | 1 | Conventional | HVAC | Com - Lodging | Com | ROB Only | 1 | 1000 sqft2 of floor space | Cap-Tons | 15 | DEER:HVAC_Split-Package_HP | 1613.0699 | 0.05858 | -210.3596 | SWHC014-04 | 964.1067 | 2021 | 679.11 | 2021 | 0 | -50.67 | SWHC014-04 | Com Central HVAC (Small) - Fuel Sub - Panel Upgrade - Cold ¦ SCG ¦ Cold | Com Central HVAC (Small) - Fuel Sub - Panel Upgrade - Cold | 0.018069 | 0.186 | 0 | CBSA 2014, adjusted to reflect new efficiencies | 1823.6532 | 2012 | 1 | SWHC014-04
COM-HVAC-FS-PU-20B.65 | Com ¦ Small Packaged Heat Pump (SEER 14) - Fuel Sub Future Baseline - Panel Upgrade - Cold ¦ SCG ¦ Cold | Com ¦ Small Packaged Heat Pump (SEER 14) - Fuel Sub Future Baseline - Panel Upgrade - Cold | SCG ¦ Cold | SCG | All | Electric & Gas | SEER14 Heat Pump, <65 kbtuh, NR | Efficient | 2029 |  | 1 | Conventional | HVAC | Com - Office (Large) | Com | ROB Only | 1 | 1000 sqft2 of floor space | Cap-Tons | 15 | DEER:HVAC_Split-Package_HP | 198.8 | 0.0268 | -24.4 | SWHC014-04 | 964.1067 | 2021 | 679.11 | 2021 | 0 | -50.67 | SWHC014-04 | Com Central HVAC (Small) - Fuel Sub - Panel Upgrade - Cold ¦ SCG ¦ Cold | Com Central HVAC (Small) - Fuel Sub - Panel Upgrade - Cold | 0.023953 | 0.186 | 0 | CBSA 2014, adjusted to reflect new efficiencies | 89.802 | 2012 | 1 | SWHC014-04
COM-HVAC-FS-PU-20B.66 | Com ¦ Small Packaged Heat Pump (SEER 14) - Fuel Sub Future Baseline - Panel Upgrade - Cold ¦ SCG ¦ Cold | Com ¦ Small Packaged Heat Pump (SEER 14) - Fuel Sub Future Baseline - Panel Upgrade - Cold | SCG ¦ Cold | SCG | All | Electric & Gas | SEER14 Heat Pump, <65 kbtuh, NR | Efficient | 2029 |  | 1 | Conventional | HVAC | Com - Office (Small) | Com | ROB Only | 1 | 1000 sqft2 of floor space | Cap-Tons | 15 | DEER:HVAC_Split-Package_HP | 409.2167 | 0.02705 | -49.4 | SWHC014-04 | 964.1067 | 2021 | 679.11 | 2021 | 0 | -50.67 | SWHC014-04 | Com Central HVAC (Small) - Fuel Sub - Panel Upgrade - Cold ¦ SCG ¦ Cold | Com Central HVAC (Small) - Fuel Sub - Panel Upgrade - Cold | 0.027176 | 0.186 | 0 | CBSA 2014, adjusted to reflect new efficiencies | 79.0342 | 2012 | 1 | SWHC014-04
COM-HVAC-FS-PU-20B.67 | Com ¦ Small Packaged Heat Pump (SEER 14) - Fuel Sub Future Baseline - Panel Upgrade - Cold ¦ SCG ¦ Cold | Com ¦ Small Packaged Heat Pump (SEER 14) - Fuel Sub Future Baseline - Panel Upgrade - Cold | SCG ¦ Cold | SCG | All | Electric & Gas | SEER14 Heat Pump, <65 kbtuh, NR | Efficient | 2029 |  | 1 | Conventional | HVAC | Com - Other | Com | ROB Only | 1 | 1000 sqft2 of floor space | Cap-Tons | 15 | DEER:HVAC_Split-Package_HP | 1219.0167 | 0.05865 | -172 | SWHC014-04 | 964.1067 | 2021 | 679.11 | 2021 | 0 | -50.67 | SWHC014-04 | Com Central HVAC (Small) - Fuel Sub - Panel Upgrade - Cold ¦ SCG ¦ Cold | Com Central HVAC (Small) - Fuel Sub - Panel Upgrade - Cold | 0.038925 | 0.186 | 0 | CBSA 2014, adjusted to reflect new efficiencies | 644.5519 | 2012 | 1 | SWHC014-04
COM-HVAC-FS-PU-20B.68 | Com ¦ Small Packaged Heat Pump (SEER 14) - Fuel Sub Future Baseline - Panel Upgrade - Cold ¦ SCG ¦ Cold | Com ¦ Small Packaged Heat Pump (SEER 14) - Fuel Sub Future Baseline - Panel Upgrade - Cold | SCG ¦ Cold | SCG | All | Electric & Gas | SEER14 Heat Pump, <65 kbtuh, NR | Efficient | 2029 |  | 1 | Conventional | HVAC | Com - Refrig. Warehouse | Com | ROB Only | 1 | 1000 sqft2 of floor space | Cap-Tons | 15 | DEER:HVAC_Split-Package_HP | 0 | 0 | 0 | SWHC014-04 | 0 | 2021 | 0 | 2021 | 0 | -50.67 | SWHC014-04 | Com Central HVAC (Small) - Fuel Sub - Panel Upgrade - Cold ¦ SCG ¦ Cold | Com Central HVAC (Small) - Fuel Sub - Panel Upgrade - Cold | 0 | 0.186 | 0 | CBSA 2014, adjusted to reflect new efficiencies | 0 | 2012 | 1 | SWHC014-04
COM-HVAC-FS-PU-20B.69 | Com ¦ Small Packaged Heat Pump (SEER 14) - Fuel Sub Future Baseline - Panel Upgrade - Cold ¦ SCG ¦ Cold | Com ¦ Small Packaged Heat Pump (SEER 14) - Fuel Sub Future Baseline - Panel Upgrade - Cold | SCG ¦ Cold | SCG | All | Electric & Gas | SEER14 Heat Pump, <65 kbtuh, NR | Efficient | 2029 |  | 1 | Conventional | HVAC | Com - Restaurant | Com | ROB Only | 1 | 1000 sqft2 of floor space | Cap-Tons | 15 | DEER:HVAC_Split-Package_HP | 984.271 | 0.061162 | -140.5022 | SWHC014-04 | 964.1067 | 2021 | 679.11 | 2021 | 0 | -50.67 | SWHC014-04 | Com Central HVAC (Small) - Fuel Sub - Panel Upgrade - Cold ¦ SCG ¦ Cold | Com Central HVAC (Small) - Fuel Sub - Panel Upgrade - Cold | 0.039657 | 0.186 | 0 | CBSA 2014, adjusted to reflect new efficiencies | 88.0589 | 2012 | 1 | SWHC014-04
COM-HVAC-FS-PU-20B.70 | Com ¦ Small Packaged Heat Pump (SEER 14) - Fuel Sub Future Baseline - Panel Upgrade - Cold ¦ SCG ¦ Cold | Com ¦ Small Packaged Heat Pump (SEER 14) - Fuel Sub Future Baseline - Panel Upgrade - Cold | SCG ¦ Cold | SCG | All | Electric & Gas | SEER14 Heat Pump, <65 kbtuh, NR | Efficient | 2029 |  | 1 | Conventional | HVAC | Com - Retail | Com | ROB Only | 1 | 1000 sqft2 of floor space | Cap-Tons | 15 | DEER:HVAC_Split-Package_HP | 886.8214 | 0.070056 | -114.1883 | SWHC014-04 | 964.1067 | 2021 | 679.11 | 2021 | 0 | -50.67 | SWHC014-04 | Com Central HVAC (Small) - Fuel Sub - Panel Upgrade - Cold ¦ SCG ¦ Cold | Com Central HVAC (Small) - Fuel Sub - Panel Upgrade - Cold | 0.016778 | 0.186 | 0 | CBSA 2014, adjusted to reflect new efficiencies | 252.6619 | 2012 | 1 | SWHC014-04
COM-HVAC-FS-PU-20B.71 | Com ¦ Small Packaged Heat Pump (SEER 14) - Fuel Sub Future Baseline - Panel Upgrade - Cold ¦ SCG ¦ Cold | Com ¦ Small Packaged Heat Pump (SEER 14) - Fuel Sub Future Baseline - Panel Upgrade - Cold | SCG ¦ Cold | SCG | All | Electric & Gas | SEER14 Heat Pump, <65 kbtuh, NR | Efficient | 2029 |  | 1 | Conventional | HVAC | Com - School | Com | ROB Only | 1 | 1000 sqft2 of floor space | Cap-Tons | 15 | DEER:HVAC_Split-Package_HP | 743.2796 | 0.0048631 | -96.149 | SWHC014-04 | 964.1067 | 2021 | 679.11 | 2021 | 0 | -50.67 | SWHC014-04 | Com Central HVAC (Small) - Fuel Sub - Panel Upgrade - Cold ¦ SCG ¦ Cold | Com Central HVAC (Small) - Fuel Sub - Panel Upgrade - Cold | 0.027322 | 0.186 | 0 | CBSA 2014, adjusted to reflect new efficiencies | 97.2975 | 2012 | 1 | SWHC014-04
COM-HVAC-FS-PU-20B.72 | Com ¦ Small Packaged Heat Pump (SEER 14) - Fuel Sub Future Baseline - Panel Upgrade - Cold ¦ SCG ¦ Cold | Com ¦ Small Packaged Heat Pump (SEER 14) - Fuel Sub Future Baseline - Panel Upgrade - Cold | SCG ¦ Cold | SCG | All | Electric & Gas | SEER14 Heat Pump, <65 kbtuh, NR | Efficient | 2029 |  | 1 | Conventional | HVAC | Com - Warehouse | Com | ROB Only | 1 | 1000 sqft2 of floor space | Cap-Tons | 15 | DEER:HVAC_Split-Package_HP | 1213.0333 | 0.0279 | -152 | SWHC014-04 | 964.1067 | 2021 | 679.11 | 2021 | 0 | -50.67 | SWHC014-04 | Com Central HVAC (Small) - Fuel Sub - Panel Upgrade - Cold ¦ SCG ¦ Cold | Com Central HVAC (Small) - Fuel Sub - Panel Upgrade - Cold | 0.0051386 | 0.186 | 0 | CBSA 2014, adjusted to reflect new efficiencies | 277.177 | 2012 | 1 | SWHC014-04
COM-HVAC-FS-PU-20B.73 | Com ¦ Small Packaged Heat Pump (SEER 14) - Fuel Sub Future Baseline - Panel Upgrade - Marine ¦ SDG&E ¦ Marine | Com ¦ Small Packaged Heat Pump (SEER 14) - Fuel Sub Future Baseline - Panel Upgrade - Marine | SDG&E ¦ Marine | SDG&E | All | Electric & Gas | SEER14 Heat Pump, <65 kbtuh, NR | Efficient | 2029 |  | 1 | Conventional | HVAC | Com - College | Com | ROB Only | 1 | 1000 sqft2 of floor space | Cap-Tons | 15 | DEER:HVAC_Split-Package_HP | 106.3002 | 0.065628 | -12.4101 | SWHC014-04 | 964.1067 | 2021 | 679.11 | 2021 | 0 | -50.67 | SWHC014-04 | Com Central HVAC (Small) - Fuel Sub - Panel Upgrade - Marine ¦ SDG&E ¦ Marine | Com Central HVAC (Small) - Fuel Sub - Panel Upgrade - Marine | 0.022234 | 0.186 | 0 | CBSA 2014, adjusted to reflect new efficiencies | 32.911 | 2012 | 1 | SWHC014-04
COM-HVAC-FS-PU-20B.74 | Com ¦ Small Packaged Heat Pump (SEER 14) - Fuel Sub Future Baseline - Panel Upgrade - Marine ¦ SDG&E ¦ Marine | Com ¦ Small Packaged Heat Pump (SEER 14) - Fuel Sub Future Baseline - Panel Upgrade - Marine | SDG&E ¦ Marine | SDG&E | All | Electric & Gas | SEER14 Heat Pump, <65 kbtuh, NR | Efficient | 2029 |  | 1 | Conventional | HVAC | Com - Grocery | Com | ROB Only | 1 | 1000 sqft2 of floor space | Cap-Tons | 15 | DEER:HVAC_Split-Package_HP | 420.3467 | 0.05785 | -80.6013 | SWHC014-04 | 964.1067 | 2021 | 679.11 | 2021 | 0 | -50.67 | SWHC014-04 | Com Central HVAC (Small) - Fuel Sub - Panel Upgrade - Marine ¦ SDG&E ¦ Marine | Com Central HVAC (Small) - Fuel Sub - Panel Upgrade - Marine | 0.041033 | 0.186 | 0 | CBSA 2014, adjusted to reflect new efficiencies | 165.6233 | 2012 | 1 | SWHC014-04
COM-HVAC-FS-PU-20B.75 | Com ¦ Small Packaged Heat Pump (SEER 14) - Fuel Sub Future Baseline - Panel Upgrade - Marine ¦ SDG&E ¦ Marine | Com ¦ Small Packaged Heat Pump (SEER 14) - Fuel Sub Future Baseline - Panel Upgrade - Marine | SDG&E ¦ Marine | SDG&E | All | Electric & Gas | SEER14 Heat Pump, <65 kbtuh, NR | Efficient | 2029 |  | 1 | Conventional | HVAC | Com - Health | Com | ROB Only | 1 | 1000 sqft2 of floor space | Cap-Tons | 15 | DEER:HVAC_Split-Package_HP | 119.1132 | 0.055927 | -22.4855 | SWHC014-04 | 964.1067 | 2021 | 679.11 | 2021 | 0 | -50.67 | SWHC014-04 | Com Central HVAC (Small) - Fuel Sub - Panel Upgrade - Marine ¦ SDG&E ¦ Marine | Com Central HVAC (Small) - Fuel Sub - Panel Upgrade - Marine | 0.031998 | 0.186 | 0 | CBSA 2014, adjusted to reflect new efficiencies | 55.7178 | 2012 | 1 | SWHC014-04
COM-HVAC-FS-PU-20B.76 | Com ¦ Small Packaged Heat Pump (SEER 14) - Fuel Sub Future Baseline - Panel Upgrade - Marine ¦ SDG&E ¦ Marine | Com ¦ Small Packaged Heat Pump (SEER 14) - Fuel Sub Future Baseline - Panel Upgrade - Marine | SDG&E ¦ Marine | SDG&E | All | Electric & Gas | SEER14 Heat Pump, <65 kbtuh, NR | Efficient | 2029 |  | 1 | Conventional | HVAC | Com - Lodging | Com | ROB Only | 1 | 1000 sqft2 of floor space | Cap-Tons | 15 | DEER:HVAC_Split-Package_HP | 254.4021 | 0.062815 | -41.9012 | SWHC014-04 | 964.1067 | 2021 | 679.11 | 2021 | 0 | -50.67 | SWHC014-04 | Com Central HVAC (Small) - Fuel Sub - Panel Upgrade - Marine ¦ SDG&E ¦ Marine | Com Central HVAC (Small) - Fuel Sub - Panel Upgrade - Marine | 0.017903 | 0.186 | 0 | CBSA 2014, adjusted to reflect new efficiencies | 373.8002 | 2012 | 1 | SWHC014-04
COM-HVAC-FS-PU-20B.77 | Com ¦ Small Packaged Heat Pump (SEER 14) - Fuel Sub Future Baseline - Panel Upgrade - Marine ¦ SDG&E ¦ Marine | Com ¦ Small Packaged Heat Pump (SEER 14) - Fuel Sub Future Baseline - Panel Upgrade - Marine | SDG&E ¦ Marine | SDG&E | All | Electric & Gas | SEER14 Heat Pump, <65 kbtuh, NR | Efficient | 2029 |  | 1 | Conventional | HVAC | Com - Office (Large) | Com | ROB Only | 1 | 1000 sqft2 of floor space | Cap-Tons | 15 | DEER:HVAC_Split-Package_HP | 47.1667 | 0.0268 | -0.948 | SWHC014-04 | 964.1067 | 2021 | 679.11 | 2021 | 0 | -50.67 | SWHC014-04 | Com Central HVAC (Small) - Fuel Sub - Panel Upgrade - Marine ¦ SDG&E ¦ Marine | Com Central HVAC (Small) - Fuel Sub - Panel Upgrade - Marine | 0.023374 | 0.186 | 0 | CBSA 2014, adjusted to reflect new efficiencies | -0.43361 | 2012 | 1 | SWHC014-04
COM-HVAC-FS-PU-20B.78 | Com ¦ Small Packaged Heat Pump (SEER 14) - Fuel Sub Future Baseline - Panel Upgrade - Marine ¦ SDG&E ¦ Marine | Com ¦ Small Packaged Heat Pump (SEER 14) - Fuel Sub Future Baseline - Panel Upgrade - Marine | SDG&E ¦ Marine | SDG&E | All | Electric & Gas | SEER14 Heat Pump, <65 kbtuh, NR | Efficient | 2029 |  | 1 | Conventional | HVAC | Com - Office (Small) | Com | ROB Only | 1 | 1000 sqft2 of floor space | Cap-Tons | 15 | DEER:HVAC_Split-Package_HP | 67.0667 | 0.02635 | -5.55 | SWHC014-04 | 964.1067 | 2021 | 679.11 | 2021 | 0 | -50.67 | SWHC014-04 | Com Central HVAC (Small) - Fuel Sub - Panel Upgrade - Marine ¦ SDG&E ¦ Marine | Com Central HVAC (Small) - Fuel Sub - Panel Upgrade - Marine | 0.028381 | 0.186 | 0 | CBSA 2014, adjusted to reflect new efficiencies | 7.9123 | 2012 | 1 | SWHC014-04
COM-HVAC-FS-PU-20B.79 | Com ¦ Small Packaged Heat Pump (SEER 14) - Fuel Sub Future Baseline - Panel Upgrade - Marine ¦ SDG&E ¦ Marine | Com ¦ Small Packaged Heat Pump (SEER 14) - Fuel Sub Future Baseline - Panel Upgrade - Marine | SDG&E ¦ Marine | SDG&E | All | Electric & Gas | SEER14 Heat Pump, <65 kbtuh, NR | Efficient | 2029 |  | 1 | Conventional | HVAC | Com - Other | Com | ROB Only | 1 | 1000 sqft2 of floor space | Cap-Tons | 15 | DEER:HVAC_Split-Package_HP | 171.9 | 0.0627 | -25 | SWHC014-04 | 964.1067 | 2021 | 679.11 | 2021 | 0 | -50.67 | SWHC014-04 | Com Central HVAC (Small) - Fuel Sub - Panel Upgrade - Marine ¦ SDG&E ¦ Marine | Com Central HVAC (Small) - Fuel Sub - Panel Upgrade - Marine | 0.03826 | 0.186 | 0 | CBSA 2014, adjusted to reflect new efficiencies | 94.2682 | 2012 | 1 | SWHC014-04
COM-HVAC-FS-PU-20B.80 | Com ¦ Small Packaged Heat Pump (SEER 14) - Fuel Sub Future Baseline - Panel Upgrade - Marine ¦ SDG&E ¦ Marine | Com ¦ Small Packaged Heat Pump (SEER 14) - Fuel Sub Future Baseline - Panel Upgrade - Marine | SDG&E ¦ Marine | SDG&E | All | Electric & Gas | SEER14 Heat Pump, <65 kbtuh, NR | Efficient | 2029 |  | 1 | Conventional | HVAC | Com - Refrig. Warehouse | Com | ROB Only | 1 | 1000 sqft2 of floor space | Cap-Tons | 15 | DEER:HVAC_Split-Package_HP | 0 | 0 | 0 | SWHC014-04 | 0 | 2021 | 0 | 2021 | 0 | -50.67 | SWHC014-04 | Com Central HVAC (Small) - Fuel Sub - Panel Upgrade - Marine ¦ SDG&E ¦ Marine | Com Central HVAC (Small) - Fuel Sub - Panel Upgrade - Marine | 0 | 0.186 | 0 | CBSA 2014, adjusted to reflect new efficiencies | 0 | 2012 | 1 | SWHC014-04
COM-HVAC-FS-PU-20B.81 | Com ¦ Small Packaged Heat Pump (SEER 14) - Fuel Sub Future Baseline - Panel Upgrade - Marine ¦ SDG&E ¦ Marine | Com ¦ Small Packaged Heat Pump (SEER 14) - Fuel Sub Future Baseline - Panel Upgrade - Marine | SDG&E ¦ Marine | SDG&E | All | Electric & Gas | SEER14 Heat Pump, <65 kbtuh, NR | Efficient | 2029 |  | 1 | Conventional | HVAC | Com - Restaurant | Com | ROB Only | 1 | 1000 sqft2 of floor space | Cap-Tons | 15 | DEER:HVAC_Split-Package_HP | 129.0116 | 0.066312 | -11.7207 | SWHC014-04 | 964.1067 | 2021 | 679.11 | 2021 | 0 | -50.67 | SWHC014-04 | Com Central HVAC (Small) - Fuel Sub - Panel Upgrade - Marine ¦ SDG&E ¦ Marine | Com Central HVAC (Small) - Fuel Sub - Panel Upgrade - Marine | 0.041427 | 0.186 | 0 | CBSA 2014, adjusted to reflect new efficiencies | 6.5124 | 2012 | 1 | SWHC014-04
COM-HVAC-FS-PU-20B.82 | Com ¦ Small Packaged Heat Pump (SEER 14) - Fuel Sub Future Baseline - Panel Upgrade - Marine ¦ SDG&E ¦ Marine | Com ¦ Small Packaged Heat Pump (SEER 14) - Fuel Sub Future Baseline - Panel Upgrade - Marine | SDG&E ¦ Marine | SDG&E | All | Electric & Gas | SEER14 Heat Pump, <65 kbtuh, NR | Efficient | 2029 |  | 1 | Conventional | HVAC | Com - Retail | Com | ROB Only | 1 | 1000 sqft2 of floor space | Cap-Tons | 15 | DEER:HVAC_Split-Package_HP | 141.9351 | 0.076641 | -11.8403 | SWHC014-04 | 964.1067 | 2021 | 679.11 | 2021 | 0 | -50.67 | SWHC014-04 | Com Central HVAC (Small) - Fuel Sub - Panel Upgrade - Marine ¦ SDG&E ¦ Marine | Com Central HVAC (Small) - Fuel Sub - Panel Upgrade - Marine | 0.016794 | 0.186 | 0 | CBSA 2014, adjusted to reflect new efficiencies | 8.6402 | 2012 | 1 | SWHC014-04
COM-HVAC-FS-PU-20B.83 | Com ¦ Small Packaged Heat Pump (SEER 14) - Fuel Sub Future Baseline - Panel Upgrade - Marine ¦ SDG&E ¦ Marine | Com ¦ Small Packaged Heat Pump (SEER 14) - Fuel Sub Future Baseline - Panel Upgrade - Marine | SDG&E ¦ Marine | SDG&E | All | Electric & Gas | SEER14 Heat Pump, <65 kbtuh, NR | Efficient | 2029 |  | 1 | Conventional | HVAC | Com - School | Com | ROB Only | 1 | 1000 sqft2 of floor space | Cap-Tons | 15 | DEER:HVAC_Split-Package_HP | 91.0406 | 0.033858 | -12.1639 | SWHC014-04 | 964.1067 | 2021 | 679.11 | 2021 | 0 | -50.67 | SWHC014-04 | Com Central HVAC (Small) - Fuel Sub - Panel Upgrade - Marine ¦ SDG&E ¦ Marine | Com Central HVAC (Small) - Fuel Sub - Panel Upgrade - Marine | 0.028241 | 0.186 | 0 | CBSA 2014, adjusted to reflect new efficiencies | 12.8019 | 2012 | 1 | SWHC014-04
COM-HVAC-FS-PU-20B.84 | Com ¦ Small Packaged Heat Pump (SEER 14) - Fuel Sub Future Baseline - Panel Upgrade - Marine ¦ SDG&E ¦ Marine | Com ¦ Small Packaged Heat Pump (SEER 14) - Fuel Sub Future Baseline - Panel Upgrade - Marine | SDG&E ¦ Marine | SDG&E | All | Electric & Gas | SEER14 Heat Pump, <65 kbtuh, NR | Efficient | 2029 |  | 1 | Conventional | HVAC | Com - Warehouse | Com | ROB Only | 1 | 1000 sqft2 of floor space | Cap-Tons | 15 | DEER:HVAC_Split-Package_HP | 212.8833 | 0.0301 | -34.2 | SWHC014-04 | 964.1067 | 2021 | 679.11 | 2021 | 0 | -50.67 | SWHC014-04 | Com Central HVAC (Small) - Fuel Sub - Panel Upgrade - Marine ¦ SDG&E ¦ Marine | Com Central HVAC (Small) - Fuel Sub - Panel Upgrade - Marine | 0.0051502 | 0.186 | 0 | CBSA 2014, adjusted to reflect new efficiencies | 80.363 | 2012 | 1 | SWHC014-04
COM-HVAC-FS-PU-20B.85 | Com ¦ Small Packaged Heat Pump (SEER 14) - Fuel Sub Future Baseline - Panel Upgrade - Hot-Dry ¦ SDG&E ¦ Hot-Dry | Com ¦ Small Packaged Heat Pump (SEER 14) - Fuel Sub Future Baseline - Panel Upgrade - Hot-Dry | SDG&E ¦ Hot-Dry | SDG&E | All | Electric & Gas | SEER14 Heat Pump, <65 kbtuh, NR | Efficient | 2029 |  | 1 | Conventional | HVAC | Com - College | Com | ROB Only | 1 | 1000 sqft2 of floor space | Cap-Tons | 15 | DEER:HVAC_Split-Package_HP | 90.7837 | 0.058064 | -10.793 | SWHC014-04 | 964.1067 | 2021 | 679.11 | 2021 | 0 | -50.67 | SWHC014-04 | Com Central HVAC (Small) - Fuel Sub - Panel Upgrade - Hot-Dry ¦ SDG&E ¦ Hot-Dry | Com Central HVAC (Small) - Fuel Sub - Panel Upgrade - Hot-Dry | 0.022234 | 0.186 | 0 | CBSA 2014, adjusted to reflect new efficiencies | 28.7484 | 2012 | 1 | SWHC014-04
COM-HVAC-FS-PU-20B.86 | Com ¦ Small Packaged Heat Pump (SEER 14) - Fuel Sub Future Baseline - Panel Upgrade - Hot-Dry ¦ SDG&E ¦ Hot-Dry | Com ¦ Small Packaged Heat Pump (SEER 14) - Fuel Sub Future Baseline - Panel Upgrade - Hot-Dry | SDG&E ¦ Hot-Dry | SDG&E | All | Electric & Gas | SEER14 Heat Pump, <65 kbtuh, NR | Efficient | 2029 |  | 1 | Conventional | HVAC | Com - Grocery | Com | ROB Only | 1 | 1000 sqft2 of floor space | Cap-Tons | 15 | DEER:HVAC_Split-Package_HP | 401.2 | 0.0501 | -79.0992 | SWHC014-04 | 964.1067 | 2021 | 679.11 | 2021 | 0 | -50.67 | SWHC014-04 | Com Central HVAC (Small) - Fuel Sub - Panel Upgrade - Hot-Dry ¦ SDG&E ¦ Hot-Dry | Com Central HVAC (Small) - Fuel Sub - Panel Upgrade - Hot-Dry | 0.041033 | 0.186 | 0 | CBSA 2014, adjusted to reflect new efficiencies | 163.1729 | 2012 | 1 | SWHC014-04
COM-HVAC-FS-PU-20B.87 | Com ¦ Small Packaged Heat Pump (SEER 14) - Fuel Sub Future Baseline - Panel Upgrade - Hot-Dry ¦ SDG&E ¦ Hot-Dry | Com ¦ Small Packaged Heat Pump (SEER 14) - Fuel Sub Future Baseline - Panel Upgrade - Hot-Dry | SDG&E ¦ Hot-Dry | SDG&E | All | Electric & Gas | SEER14 Heat Pump, <65 kbtuh, NR | Efficient | 2029 |  | 1 | Conventional | HVAC | Com - Health | Com | ROB Only | 1 | 1000 sqft2 of floor space | Cap-Tons | 15 | DEER:HVAC_Split-Package_HP | 88.503 | 0.049612 | -17.1437 | SWHC014-04 | 964.1067 | 2021 | 679.11 | 2021 | 0 | -50.67 | SWHC014-04 | Com Central HVAC (Small) - Fuel Sub - Panel Upgrade - Hot-Dry ¦ SDG&E ¦ Hot-Dry | Com Central HVAC (Small) - Fuel Sub - Panel Upgrade - Hot-Dry | 0.031998 | 0.186 | 0 | CBSA 2014, adjusted to reflect new efficiencies | 42.6323 | 2012 | 1 | SWHC014-04
COM-HVAC-FS-PU-20B.88 | Com ¦ Small Packaged Heat Pump (SEER 14) - Fuel Sub Future Baseline - Panel Upgrade - Hot-Dry ¦ SDG&E ¦ Hot-Dry | Com ¦ Small Packaged Heat Pump (SEER 14) - Fuel Sub Future Baseline - Panel Upgrade - Hot-Dry | SDG&E ¦ Hot-Dry | SDG&E | All | Electric & Gas | SEER14 Heat Pump, <65 kbtuh, NR | Efficient | 2029 |  | 1 | Conventional | HVAC | Com - Lodging | Com | ROB Only | 1 | 1000 sqft2 of floor space | Cap-Tons | 15 | DEER:HVAC_Split-Package_HP | 199.794 | 0.054169 | -33.7874 | SWHC014-04 | 964.1067 | 2021 | 679.11 | 2021 | 0 | -50.67 | SWHC014-04 | Com Central HVAC (Small) - Fuel Sub - Panel Upgrade - Hot-Dry ¦ SDG&E ¦ Hot-Dry | Com Central HVAC (Small) - Fuel Sub - Panel Upgrade - Hot-Dry | 0.017903 | 0.186 | 0 | CBSA 2014, adjusted to reflect new efficiencies | 302.2601 | 2012 | 1 | SWHC014-04
COM-HVAC-FS-PU-20B.89 | Com ¦ Small Packaged Heat Pump (SEER 14) - Fuel Sub Future Baseline - Panel Upgrade - Hot-Dry ¦ SDG&E ¦ Hot-Dry | Com ¦ Small Packaged Heat Pump (SEER 14) - Fuel Sub Future Baseline - Panel Upgrade - Hot-Dry | SDG&E ¦ Hot-Dry | SDG&E | All | Electric & Gas | SEER14 Heat Pump, <65 kbtuh, NR | Efficient | 2029 |  | 1 | Conventional | HVAC | Com - Office (Large) | Com | ROB Only | 1 | 1000 sqft2 of floor space | Cap-Tons | 15 | DEER:HVAC_Split-Package_HP | 40.1333 | 0.02455 | -0.57933 | SWHC014-04 | 964.1067 | 2021 | 679.11 | 2021 | 0 | -50.67 | SWHC014-04 | Com Central HVAC (Small) - Fuel Sub - Panel Upgrade - Hot-Dry ¦ SDG&E ¦ Hot-Dry | Com Central HVAC (Small) - Fuel Sub - Panel Upgrade - Hot-Dry | 0.023374 | 0.186 | 0 | CBSA 2014, adjusted to reflect new efficiencies | -1.3897 | 2012 | 1 | SWHC014-04
COM-HVAC-FS-PU-20B.90 | Com ¦ Small Packaged Heat Pump (SEER 14) - Fuel Sub Future Baseline - Panel Upgrade - Hot-Dry ¦ SDG&E ¦ Hot-Dry | Com ¦ Small Packaged Heat Pump (SEER 14) - Fuel Sub Future Baseline - Panel Upgrade - Hot-Dry | SDG&E ¦ Hot-Dry | SDG&E | All | Electric & Gas | SEER14 Heat Pump, <65 kbtuh, NR | Efficient | 2029 |  | 1 | Conventional | HVAC | Com - Office (Small) | Com | ROB Only | 1 | 1000 sqft2 of floor space | Cap-Tons | 15 | DEER:HVAC_Split-Package_HP | 53.6833 | 0.02385 | -4.4333 | SWHC014-04 | 964.1067 | 2021 | 679.11 | 2021 | 0 | -50.67 | SWHC014-04 | Com Central HVAC (Small) - Fuel Sub - Panel Upgrade - Hot-Dry ¦ SDG&E ¦ Hot-Dry | Com Central HVAC (Small) - Fuel Sub - Panel Upgrade - Hot-Dry | 0.028381 | 0.186 | 0 | CBSA 2014, adjusted to reflect new efficiencies | 6.3153 | 2012 | 1 | SWHC014-04
COM-HVAC-FS-PU-20B.91 | Com ¦ Small Packaged Heat Pump (SEER 14) - Fuel Sub Future Baseline - Panel Upgrade - Hot-Dry ¦ SDG&E ¦ Hot-Dry | Com ¦ Small Packaged Heat Pump (SEER 14) - Fuel Sub Future Baseline - Panel Upgrade - Hot-Dry | SDG&E ¦ Hot-Dry | SDG&E | All | Electric & Gas | SEER14 Heat Pump, <65 kbtuh, NR | Efficient | 2029 |  | 1 | Conventional | HVAC | Com - Other | Com | ROB Only | 1 | 1000 sqft2 of floor space | Cap-Tons | 15 | DEER:HVAC_Split-Package_HP | 147.5667 | 0.0534 | -21.8 | SWHC014-04 | 964.1067 | 2021 | 679.11 | 2021 | 0 | -50.67 | SWHC014-04 | Com Central HVAC (Small) - Fuel Sub - Panel Upgrade - Hot-Dry ¦ SDG&E ¦ Hot-Dry | Com Central HVAC (Small) - Fuel Sub - Panel Upgrade - Hot-Dry | 0.03826 | 0.186 | 0 | CBSA 2014, adjusted to reflect new efficiencies | 82.4592 | 2012 | 1 | SWHC014-04
COM-HVAC-FS-PU-20B.92 | Com ¦ Small Packaged Heat Pump (SEER 14) - Fuel Sub Future Baseline - Panel Upgrade - Hot-Dry ¦ SDG&E ¦ Hot-Dry | Com ¦ Small Packaged Heat Pump (SEER 14) - Fuel Sub Future Baseline - Panel Upgrade - Hot-Dry | SDG&E ¦ Hot-Dry | SDG&E | All | Electric & Gas | SEER14 Heat Pump, <65 kbtuh, NR | Efficient | 2029 |  | 1 | Conventional | HVAC | Com - Refrig. Warehouse | Com | ROB Only | 1 | 1000 sqft2 of floor space | Cap-Tons | 15 | DEER:HVAC_Split-Package_HP | 0 | 0 | 0 | SWHC014-04 | 0 | 2021 | 0 | 2021 | 0 | -50.67 | SWHC014-04 | Com Central HVAC (Small) - Fuel Sub - Panel Upgrade - Hot-Dry ¦ SDG&E ¦ Hot-Dry | Com Central HVAC (Small) - Fuel Sub - Panel Upgrade - Hot-Dry | 0 | 0.186 | 0 | CBSA 2014, adjusted to reflect new efficiencies | 0 | 2012 | 1 | SWHC014-04
COM-HVAC-FS-PU-20B.93 | Com ¦ Small Packaged Heat Pump (SEER 14) - Fuel Sub Future Baseline - Panel Upgrade - Hot-Dry ¦ SDG&E ¦ Hot-Dry | Com ¦ Small Packaged Heat Pump (SEER 14) - Fuel Sub Future Baseline - Panel Upgrade - Hot-Dry | SDG&E ¦ Hot-Dry | SDG&E | All | Electric & Gas | SEER14 Heat Pump, <65 kbtuh, NR | Efficient | 2029 |  | 1 | Conventional | HVAC | Com - Restaurant | Com | ROB Only | 1 | 1000 sqft2 of floor space | Cap-Tons | 15 | DEER:HVAC_Split-Package_HP | 107.3735 | 0.057725 | -8.0956 | SWHC014-04 | 964.1067 | 2021 | 679.11 | 2021 | 0 | -50.67 | SWHC014-04 | Com Central HVAC (Small) - Fuel Sub - Panel Upgrade - Hot-Dry ¦ SDG&E ¦ Hot-Dry | Com Central HVAC (Small) - Fuel Sub - Panel Upgrade - Hot-Dry | 0.041427 | 0.186 | 0 | CBSA 2014, adjusted to reflect new efficiencies | 4.1736 | 2012 | 1 | SWHC014-04
COM-HVAC-FS-PU-20B.94 | Com ¦ Small Packaged Heat Pump (SEER 14) - Fuel Sub Future Baseline - Panel Upgrade - Hot-Dry ¦ SDG&E ¦ Hot-Dry | Com ¦ Small Packaged Heat Pump (SEER 14) - Fuel Sub Future Baseline - Panel Upgrade - Hot-Dry | SDG&E ¦ Hot-Dry | SDG&E | All | Electric & Gas | SEER14 Heat Pump, <65 kbtuh, NR | Efficient | 2029 |  | 1 | Conventional | HVAC | Com - Retail | Com | ROB Only | 1 | 1000 sqft2 of floor space | Cap-Tons | 15 | DEER:HVAC_Split-Package_HP | 128.089 | 0.068978 | -9.8184 | SWHC014-04 | 964.1067 | 2021 | 679.11 | 2021 | 0 | -50.67 | SWHC014-04 | Com Central HVAC (Small) - Fuel Sub - Panel Upgrade - Hot-Dry ¦ SDG&E ¦ Hot-Dry | Com Central HVAC (Small) - Fuel Sub - Panel Upgrade - Hot-Dry | 0.016794 | 0.186 | 0 | CBSA 2014, adjusted to reflect new efficiencies | 3.5137 | 2012 | 1 | SWHC014-04
COM-HVAC-FS-PU-20B.95 | Com ¦ Small Packaged Heat Pump (SEER 14) - Fuel Sub Future Baseline - Panel Upgrade - Hot-Dry ¦ SDG&E ¦ Hot-Dry | Com ¦ Small Packaged Heat Pump (SEER 14) - Fuel Sub Future Baseline - Panel Upgrade - Hot-Dry | SDG&E ¦ Hot-Dry | SDG&E | All | Electric & Gas | SEER14 Heat Pump, <65 kbtuh, NR | Efficient | 2029 |  | 1 | Conventional | HVAC | Com - School | Com | ROB Only | 1 | 1000 sqft2 of floor space | Cap-Tons | 15 | DEER:HVAC_Split-Package_HP | 78.7985 | 0.029544 | -10.9429 | SWHC014-04 | 964.1067 | 2021 | 679.11 | 2021 | 0 | -50.67 | SWHC014-04 | Com Central HVAC (Small) - Fuel Sub - Panel Upgrade - Hot-Dry ¦ SDG&E ¦ Hot-Dry | Com Central HVAC (Small) - Fuel Sub - Panel Upgrade - Hot-Dry | 0.028241 | 0.186 | 0 | CBSA 2014, adjusted to reflect new efficiencies | 12.0277 | 2012 | 1 | SWHC014-04
COM-HVAC-FS-PU-20B.96 | Com ¦ Small Packaged Heat Pump (SEER 14) - Fuel Sub Future Baseline - Panel Upgrade - Hot-Dry ¦ SDG&E ¦ Hot-Dry | Com ¦ Small Packaged Heat Pump (SEER 14) - Fuel Sub Future Baseline - Panel Upgrade - Hot-Dry | SDG&E ¦ Hot-Dry | SDG&E | All | Electric & Gas | SEER14 Heat Pump, <65 kbtuh, NR | Efficient | 2029 |  | 1 | Conventional | HVAC | Com - Warehouse | Com | ROB Only | 1 | 1000 sqft2 of floor space | Cap-Tons | 15 | DEER:HVAC_Split-Package_HP | 187.9333 | 0.025235 | -31.9 | SWHC014-04 | 964.1067 | 2021 | 679.11 | 2021 | 0 | -50.67 | SWHC014-04 | Com Central HVAC (Small) - Fuel Sub - Panel Upgrade - Hot-Dry ¦ SDG&E ¦ Hot-Dry | Com Central HVAC (Small) - Fuel Sub - Panel Upgrade - Hot-Dry | 0.0051502 | 0.186 | 0 | CBSA 2014, adjusted to reflect new efficiencies | 78.1455 | 2012 | 1 | SWHC014-04
COM-HVAC-FS-PU-21.1 | Com ¦ Small Packaged Heat Pump (SEER 15) - Fuel Sub - Panel Upgrade - Marine ¦ PG&E ¦ Marine | Com ¦ Small Packaged Heat Pump (SEER 15) - Fuel Sub - Panel Upgrade - Marine | PG&E ¦ Marine | PG&E | All | Electric & Gas | SEER15 Heat Pump, <65 kbtuh, NR | Efficient |  |  | 1 | Conventional | HVAC | Com - College | Com | ROB Only | 1 | 1000 sqft2 of floor space | Cap-Tons | 15 | DEER:HVAC_Split-Package_HP | 95.9157 | 0 | -35.6808 | SWHC046-03 | 1171.6667 | 2021 | 679.11 | 2021 | 2138.2074 | -50.67 | SWHC046-03 | Com Central HVAC (Small) - Fuel Sub - Panel Upgrade - Marine ¦ PG&E ¦ Marine | Com Central HVAC (Small) - Fuel Sub - Panel Upgrade - Marine | 0.020331 | 0.186 | 0 | CBSA 2014, adjusted to reflect new efficiencies | 110.4571 | 2032 | 1 | SWHC046-03
COM-HVAC-FS-PU-21.2 | Com ¦ Small Packaged Heat Pump (SEER 15) - Fuel Sub - Panel Upgrade - Marine ¦ PG&E ¦ Marine | Com ¦ Small Packaged Heat Pump (SEER 15) - Fuel Sub - Panel Upgrade - Marine | PG&E ¦ Marine | PG&E | All | Electric & Gas | SEER15 Heat Pump, <65 kbtuh, NR | Efficient |  |  | 1 | Conventional | HVAC | Com - Grocery | Com | ROB Only | 1 | 1000 sqft2 of floor space | Cap-Tons | 15 | DEER:HVAC_Split-Package_HP | 745.6667 | 0 | -181 | SWHC046-03 | 1171.6667 | 2021 | 679.11 | 2021 | 2138.2074 | -50.67 | SWHC046-03 | Com Central HVAC (Small) - Fuel Sub - Panel Upgrade - Marine ¦ PG&E ¦ Marine | Com Central HVAC (Small) - Fuel Sub - Panel Upgrade - Marine | 0.033922 | 0.186 | 0 | CBSA 2014, adjusted to reflect new efficiencies | 383.0797 | 2032 | 1 | SWHC046-03
COM-HVAC-FS-PU-21.3 | Com ¦ Small Packaged Heat Pump (SEER 15) - Fuel Sub - Panel Upgrade - Marine ¦ PG&E ¦ Marine | Com ¦ Small Packaged Heat Pump (SEER 15) - Fuel Sub - Panel Upgrade - Marine | PG&E ¦ Marine | PG&E | All | Electric & Gas | SEER15 Heat Pump, <65 kbtuh, NR | Efficient |  |  | 1 | Conventional | HVAC | Com - Health | Com | ROB Only | 1 | 1000 sqft2 of floor space | Cap-Tons | 15 | DEER:HVAC_Split-Package_HP | 45.9706 | 0 | -51.2293 | SWHC046-03 | 1171.6667 | 2021 | 679.11 | 2021 | 2138.2074 | -50.67 | SWHC046-03 | Com Central HVAC (Small) - Fuel Sub - Panel Upgrade - Marine ¦ PG&E ¦ Marine | Com Central HVAC (Small) - Fuel Sub - Panel Upgrade - Marine | 0.030022 | 0.186 | 0 | CBSA 2014, adjusted to reflect new efficiencies | 141.6932 | 2032 | 1 | SWHC046-03
COM-HVAC-FS-PU-21.4 | Com ¦ Small Packaged Heat Pump (SEER 15) - Fuel Sub - Panel Upgrade - Marine ¦ PG&E ¦ Marine | Com ¦ Small Packaged Heat Pump (SEER 15) - Fuel Sub - Panel Upgrade - Marine | PG&E ¦ Marine | PG&E | All | Electric & Gas | SEER15 Heat Pump, <65 kbtuh, NR | Efficient |  |  | 1 | Conventional | HVAC | Com - Lodging | Com | ROB Only | 1 | 1000 sqft2 of floor space | Cap-Tons | 15 | DEER:HVAC_Split-Package_HP | 370.9871 | 0 | -101.4521 | SWHC046-03 | 1171.6667 | 2021 | 679.11 | 2021 | 2138.2074 | -50.67 | SWHC046-03 | Com Central HVAC (Small) - Fuel Sub - Panel Upgrade - Marine ¦ PG&E ¦ Marine | Com Central HVAC (Small) - Fuel Sub - Panel Upgrade - Marine | 0.016003 | 0.186 | 0 | CBSA 2014, adjusted to reflect new efficiencies | 943.6814 | 2032 | 1 | SWHC046-03
COM-HVAC-FS-PU-21.5 | Com ¦ Small Packaged Heat Pump (SEER 15) - Fuel Sub - Panel Upgrade - Marine ¦ PG&E ¦ Marine | Com ¦ Small Packaged Heat Pump (SEER 15) - Fuel Sub - Panel Upgrade - Marine | PG&E ¦ Marine | PG&E | All | Electric & Gas | SEER15 Heat Pump, <65 kbtuh, NR | Efficient |  |  | 1 | Conventional | HVAC | Com - Office (Large) | Com | ROB Only | 1 | 1000 sqft2 of floor space | Cap-Tons | 15 | DEER:HVAC_Split-Package_HP | -59.1667 | 0 | -4.64 | SWHC046-03 | 1171.6667 | 2021 | 679.11 | 2021 | 2138.2074 | -50.67 | SWHC046-03 | Com Central HVAC (Small) - Fuel Sub - Panel Upgrade - Marine ¦ PG&E ¦ Marine | Com Central HVAC (Small) - Fuel Sub - Panel Upgrade - Marine | 0.021319 | 0.186 | 0 | CBSA 2014, adjusted to reflect new efficiencies | 26.721 | 2032 | 1 | SWHC046-03
COM-HVAC-FS-PU-21.6 | Com ¦ Small Packaged Heat Pump (SEER 15) - Fuel Sub - Panel Upgrade - Marine ¦ PG&E ¦ Marine | Com ¦ Small Packaged Heat Pump (SEER 15) - Fuel Sub - Panel Upgrade - Marine | PG&E ¦ Marine | PG&E | All | Electric & Gas | SEER15 Heat Pump, <65 kbtuh, NR | Efficient |  |  | 1 | Conventional | HVAC | Com - Office (Small) | Com | ROB Only | 1 | 1000 sqft2 of floor space | Cap-Tons | 15 | DEER:HVAC_Split-Package_HP | 21.0667 | 0 | -17.4 | SWHC046-03 | 1171.6667 | 2021 | 679.11 | 2021 | 2138.2074 | -50.67 | SWHC046-03 | Com Central HVAC (Small) - Fuel Sub - Panel Upgrade - Marine ¦ PG&E ¦ Marine | Com Central HVAC (Small) - Fuel Sub - Panel Upgrade - Marine | 0.024933 | 0.186 | 0 | CBSA 2014, adjusted to reflect new efficiencies | 33.4805 | 2032 | 1 | SWHC046-03
COM-HVAC-FS-PU-21.7 | Com ¦ Small Packaged Heat Pump (SEER 15) - Fuel Sub - Panel Upgrade - Marine ¦ PG&E ¦ Marine | Com ¦ Small Packaged Heat Pump (SEER 15) - Fuel Sub - Panel Upgrade - Marine | PG&E ¦ Marine | PG&E | All | Electric & Gas | SEER15 Heat Pump, <65 kbtuh, NR | Efficient |  |  | 1 | Conventional | HVAC | Com - Other | Com | ROB Only | 1 | 1000 sqft2 of floor space | Cap-Tons | 15 | DEER:HVAC_Split-Package_HP | 244.6667 | 0 | -66.4 | SWHC046-03 | 1171.6667 | 2021 | 679.11 | 2021 | 2138.2074 | -50.67 | SWHC046-03 | Com Central HVAC (Small) - Fuel Sub - Panel Upgrade - Marine ¦ PG&E ¦ Marine | Com Central HVAC (Small) - Fuel Sub - Panel Upgrade - Marine | 0.0353 | 0.186 | 0 | CBSA 2014, adjusted to reflect new efficiencies | 273.7753 | 2032 | 1 | SWHC046-03
COM-HVAC-FS-PU-21.8 | Com ¦ Small Packaged Heat Pump (SEER 15) - Fuel Sub - Panel Upgrade - Marine ¦ PG&E ¦ Marine | Com ¦ Small Packaged Heat Pump (SEER 15) - Fuel Sub - Panel Upgrade - Marine | PG&E ¦ Marine | PG&E | All | Electric & Gas | SEER15 Heat Pump, <65 kbtuh, NR | Efficient |  |  | 1 | Conventional | HVAC | Com - Refrig. Warehouse | Com | ROB Only | 1 | 1000 sqft2 of floor space | Cap-Tons | 15 | DEER:HVAC_Split-Package_HP | 0 | 0 | 0 | SWHC046-03 | 0 | 2021 | 0 | 2021 | 2138.2074 | -50.67 | SWHC046-03 | Com Central HVAC (Small) - Fuel Sub - Panel Upgrade - Marine ¦ PG&E ¦ Marine | Com Central HVAC (Small) - Fuel Sub - Panel Upgrade - Marine | 0 | 0.186 | 0 | CBSA 2014, adjusted to reflect new efficiencies | 0 | 2032 | 1 | SWHC046-03
COM-HVAC-FS-PU-21.9 | Com ¦ Small Packaged Heat Pump (SEER 15) - Fuel Sub - Panel Upgrade - Marine ¦ PG&E ¦ Marine | Com ¦ Small Packaged Heat Pump (SEER 15) - Fuel Sub - Panel Upgrade - Marine | PG&E ¦ Marine | PG&E | All | Electric & Gas | SEER15 Heat Pump, <65 kbtuh, NR | Efficient |  |  | 1 | Conventional | HVAC | Com - Restaurant | Com | ROB Only | 1 | 1000 sqft2 of floor space | Cap-Tons | 15 | DEER:HVAC_Split-Package_HP | 97.3592 | 0 | -40.0519 | SWHC046-03 | 1171.6667 | 2021 | 679.11 | 2021 | 2138.2074 | -50.67 | SWHC046-03 | Com Central HVAC (Small) - Fuel Sub - Panel Upgrade - Marine ¦ PG&E ¦ Marine | Com Central HVAC (Small) - Fuel Sub - Panel Upgrade - Marine | 0.036027 | 0.186 | 0 | CBSA 2014, adjusted to reflect new efficiencies | 28.3583 | 2032 | 1 | SWHC046-03
COM-HVAC-FS-PU-21.10 | Com ¦ Small Packaged Heat Pump (SEER 15) - Fuel Sub - Panel Upgrade - Marine ¦ PG&E ¦ Marine | Com ¦ Small Packaged Heat Pump (SEER 15) - Fuel Sub - Panel Upgrade - Marine | PG&E ¦ Marine | PG&E | All | Electric & Gas | SEER15 Heat Pump, <65 kbtuh, NR | Efficient |  |  | 1 | Conventional | HVAC | Com - Retail | Com | ROB Only | 1 | 1000 sqft2 of floor space | Cap-Tons | 15 | DEER:HVAC_Split-Package_HP | 65.248 | 0 | -34.4464 | SWHC046-03 | 1171.6667 | 2021 | 679.11 | 2021 | 2138.2074 | -50.67 | SWHC046-03 | Com Central HVAC (Small) - Fuel Sub - Panel Upgrade - Marine ¦ PG&E ¦ Marine | Com Central HVAC (Small) - Fuel Sub - Panel Upgrade - Marine | 0.015015 | 0.186 | 0 | CBSA 2014, adjusted to reflect new efficiencies | 147.281 | 2032 | 1 | SWHC046-03
COM-HVAC-FS-PU-21.11 | Com ¦ Small Packaged Heat Pump (SEER 15) - Fuel Sub - Panel Upgrade - Marine ¦ PG&E ¦ Marine | Com ¦ Small Packaged Heat Pump (SEER 15) - Fuel Sub - Panel Upgrade - Marine | PG&E ¦ Marine | PG&E | All | Electric & Gas | SEER15 Heat Pump, <65 kbtuh, NR | Efficient |  |  | 1 | Conventional | HVAC | Com - School | Com | ROB Only | 1 | 1000 sqft2 of floor space | Cap-Tons | 15 | DEER:HVAC_Split-Package_HP | 133.731 | 0 | -34.7585 | SWHC046-03 | 1171.6667 | 2021 | 679.11 | 2021 | 2138.2074 | -50.67 | SWHC046-03 | Com Central HVAC (Small) - Fuel Sub - Panel Upgrade - Marine ¦ PG&E ¦ Marine | Com Central HVAC (Small) - Fuel Sub - Panel Upgrade - Marine | 0.0228 | 0.186 | 0 | CBSA 2014, adjusted to reflect new efficiencies | 57.396 | 2032 | 1 | SWHC046-03
COM-HVAC-FS-PU-21.12 | Com ¦ Small Packaged Heat Pump (SEER 15) - Fuel Sub - Panel Upgrade - Marine ¦ PG&E ¦ Marine | Com ¦ Small Packaged Heat Pump (SEER 15) - Fuel Sub - Panel Upgrade - Marine | PG&E ¦ Marine | PG&E | All | Electric & Gas | SEER15 Heat Pump, <65 kbtuh, NR | Efficient |  |  | 1 | Conventional | HVAC | Com - Warehouse | Com | ROB Only | 1 | 1000 sqft2 of floor space | Cap-Tons | 15 | DEER:HVAC_Split-Package_HP | 335 | 0 | -71.4 | SWHC046-03 | 1171.6667 | 2021 | 679.11 | 2021 | 2138.2074 | -50.67 | SWHC046-03 | Com Central HVAC (Small) - Fuel Sub - Panel Upgrade - Marine ¦ PG&E ¦ Marine | Com Central HVAC (Small) - Fuel Sub - Panel Upgrade - Marine | 0.0046728 | 0.186 | 0 | CBSA 2014, adjusted to reflect new efficiencies | 200.5773 | 2032 | 1 | SWHC046-03
COM-HVAC-FS-PU-21.13 | Com ¦ Small Packaged Heat Pump (SEER 15) - Fuel Sub - Panel Upgrade - Hot-Dry ¦ PG&E ¦ Hot-Dry | Com ¦ Small Packaged Heat Pump (SEER 15) - Fuel Sub - Panel Upgrade - Hot-Dry | PG&E ¦ Hot-Dry | PG&E | All | Electric & Gas | SEER15 Heat Pump, <65 kbtuh, NR | Efficient |  |  | 1 | Conventional | HVAC | Com - College | Com | ROB Only | 1 | 1000 sqft2 of floor space | Cap-Tons | 15 | DEER:HVAC_Split-Package_HP | 98.6738 | 0 | -36.4895 | SWHC046-03 | 1171.6667 | 2021 | 679.11 | 2021 | 2138.2074 | -50.67 | SWHC046-03 | Com Central HVAC (Small) - Fuel Sub - Panel Upgrade - Hot-Dry ¦ PG&E ¦ Hot-Dry | Com Central HVAC (Small) - Fuel Sub - Panel Upgrade - Hot-Dry | 0.020331 | 0.186 | 0 | CBSA 2014, adjusted to reflect new efficiencies | 112.9165 | 2032 | 1 | SWHC046-03
COM-HVAC-FS-PU-21.14 | Com ¦ Small Packaged Heat Pump (SEER 15) - Fuel Sub - Panel Upgrade - Hot-Dry ¦ PG&E ¦ Hot-Dry | Com ¦ Small Packaged Heat Pump (SEER 15) - Fuel Sub - Panel Upgrade - Hot-Dry | PG&E ¦ Hot-Dry | PG&E | All | Electric & Gas | SEER15 Heat Pump, <65 kbtuh, NR | Efficient |  |  | 1 | Conventional | HVAC | Com - Grocery | Com | ROB Only | 1 | 1000 sqft2 of floor space | Cap-Tons | 15 | DEER:HVAC_Split-Package_HP | 402 | 0 | -107 | SWHC046-03 | 1171.6667 | 2021 | 679.11 | 2021 | 2138.2074 | -50.67 | SWHC046-03 | Com Central HVAC (Small) - Fuel Sub - Panel Upgrade - Hot-Dry ¦ PG&E ¦ Hot-Dry | Com Central HVAC (Small) - Fuel Sub - Panel Upgrade - Hot-Dry | 0.033922 | 0.186 | 0 | CBSA 2014, adjusted to reflect new efficiencies | 228.6444 | 2032 | 1 | SWHC046-03
COM-HVAC-FS-PU-21.15 | Com ¦ Small Packaged Heat Pump (SEER 15) - Fuel Sub - Panel Upgrade - Hot-Dry ¦ PG&E ¦ Hot-Dry | Com ¦ Small Packaged Heat Pump (SEER 15) - Fuel Sub - Panel Upgrade - Hot-Dry | PG&E ¦ Hot-Dry | PG&E | All | Electric & Gas | SEER15 Heat Pump, <65 kbtuh, NR | Efficient |  |  | 1 | Conventional | HVAC | Com - Health | Com | ROB Only | 1 | 1000 sqft2 of floor space | Cap-Tons | 15 | DEER:HVAC_Split-Package_HP | 82.5342 | 0 | -56.9423 | SWHC046-03 | 1171.6667 | 2021 | 679.11 | 2021 | 2138.2074 | -50.67 | SWHC046-03 | Com Central HVAC (Small) - Fuel Sub - Panel Upgrade - Hot-Dry ¦ PG&E ¦ Hot-Dry | Com Central HVAC (Small) - Fuel Sub - Panel Upgrade - Hot-Dry | 0.030022 | 0.186 | 0 | CBSA 2014, adjusted to reflect new efficiencies | 155.4374 | 2032 | 1 | SWHC046-03
COM-HVAC-FS-PU-21.16 | Com ¦ Small Packaged Heat Pump (SEER 15) - Fuel Sub - Panel Upgrade - Hot-Dry ¦ PG&E ¦ Hot-Dry | Com ¦ Small Packaged Heat Pump (SEER 15) - Fuel Sub - Panel Upgrade - Hot-Dry | PG&E ¦ Hot-Dry | PG&E | All | Electric & Gas | SEER15 Heat Pump, <65 kbtuh, NR | Efficient |  |  | 1 | Conventional | HVAC | Com - Lodging | Com | ROB Only | 1 | 1000 sqft2 of floor space | Cap-Tons | 15 | DEER:HVAC_Split-Package_HP | 345.5409 | 0 | -94.0446 | SWHC046-03 | 1171.6667 | 2021 | 679.11 | 2021 | 2138.2074 | -50.67 | SWHC046-03 | Com Central HVAC (Small) - Fuel Sub - Panel Upgrade - Hot-Dry ¦ PG&E ¦ Hot-Dry | Com Central HVAC (Small) - Fuel Sub - Panel Upgrade - Hot-Dry | 0.016003 | 0.186 | 0 | CBSA 2014, adjusted to reflect new efficiencies | 874.5198 | 2032 | 1 | SWHC046-03
COM-HVAC-FS-PU-21.17 | Com ¦ Small Packaged Heat Pump (SEER 15) - Fuel Sub - Panel Upgrade - Hot-Dry ¦ PG&E ¦ Hot-Dry | Com ¦ Small Packaged Heat Pump (SEER 15) - Fuel Sub - Panel Upgrade - Hot-Dry | PG&E ¦ Hot-Dry | PG&E | All | Electric & Gas | SEER15 Heat Pump, <65 kbtuh, NR | Efficient |  |  | 1 | Conventional | HVAC | Com - Office (Large) | Com | ROB Only | 1 | 1000 sqft2 of floor space | Cap-Tons | 15 | DEER:HVAC_Split-Package_HP | -60.0667 | 0 | -6.14 | SWHC046-03 | 1171.6667 | 2021 | 679.11 | 2021 | 2138.2074 | -50.67 | SWHC046-03 | Com Central HVAC (Small) - Fuel Sub - Panel Upgrade - Hot-Dry ¦ PG&E ¦ Hot-Dry | Com Central HVAC (Small) - Fuel Sub - Panel Upgrade - Hot-Dry | 0.021319 | 0.186 | 0 | CBSA 2014, adjusted to reflect new efficiencies | 33.5466 | 2032 | 1 | SWHC046-03
COM-HVAC-FS-PU-21.18 | Com ¦ Small Packaged Heat Pump (SEER 15) - Fuel Sub - Panel Upgrade - Hot-Dry ¦ PG&E ¦ Hot-Dry | Com ¦ Small Packaged Heat Pump (SEER 15) - Fuel Sub - Panel Upgrade - Hot-Dry | PG&E ¦ Hot-Dry | PG&E | All | Electric & Gas | SEER15 Heat Pump, <65 kbtuh, NR | Efficient |  |  | 1 | Conventional | HVAC | Com - Office (Small) | Com | ROB Only | 1 | 1000 sqft2 of floor space | Cap-Tons | 15 | DEER:HVAC_Split-Package_HP | 12.7667 | 0 | -17.2 | SWHC046-03 | 1171.6667 | 2021 | 679.11 | 2021 | 2138.2074 | -50.67 | SWHC046-03 | Com Central HVAC (Small) - Fuel Sub - Panel Upgrade - Hot-Dry ¦ PG&E ¦ Hot-Dry | Com Central HVAC (Small) - Fuel Sub - Panel Upgrade - Hot-Dry | 0.024933 | 0.186 | 0 | CBSA 2014, adjusted to reflect new efficiencies | 33.4651 | 2032 | 1 | SWHC046-03
COM-HVAC-FS-PU-21.19 | Com ¦ Small Packaged Heat Pump (SEER 15) - Fuel Sub - Panel Upgrade - Hot-Dry ¦ PG&E ¦ Hot-Dry | Com ¦ Small Packaged Heat Pump (SEER 15) - Fuel Sub - Panel Upgrade - Hot-Dry | PG&E ¦ Hot-Dry | PG&E | All | Electric & Gas | SEER15 Heat Pump, <65 kbtuh, NR | Efficient |  |  | 1 | Conventional | HVAC | Com - Other | Com | ROB Only | 1 | 1000 sqft2 of floor space | Cap-Tons | 15 | DEER:HVAC_Split-Package_HP | 238.6667 | 0 | -65.5 | SWHC046-03 | 1171.6667 | 2021 | 679.11 | 2021 | 2138.2074 | -50.67 | SWHC046-03 | Com Central HVAC (Small) - Fuel Sub - Panel Upgrade - Hot-Dry ¦ PG&E ¦ Hot-Dry | Com Central HVAC (Small) - Fuel Sub - Panel Upgrade - Hot-Dry | 0.0353 | 0.186 | 0 | CBSA 2014, adjusted to reflect new efficiencies | 270.3608 | 2032 | 1 | SWHC046-03
COM-HVAC-FS-PU-21.20 | Com ¦ Small Packaged Heat Pump (SEER 15) - Fuel Sub - Panel Upgrade - Hot-Dry ¦ PG&E ¦ Hot-Dry | Com ¦ Small Packaged Heat Pump (SEER 15) - Fuel Sub - Panel Upgrade - Hot-Dry | PG&E ¦ Hot-Dry | PG&E | All | Electric & Gas | SEER15 Heat Pump, <65 kbtuh, NR | Efficient |  |  | 1 | Conventional | HVAC | Com - Refrig. Warehouse | Com | ROB Only | 1 | 1000 sqft2 of floor space | Cap-Tons | 15 | DEER:HVAC_Split-Package_HP | 0 | 0 | 0 | SWHC046-03 | 0 | 2021 | 0 | 2021 | 2138.2074 | -50.67 | SWHC046-03 | Com Central HVAC (Small) - Fuel Sub - Panel Upgrade - Hot-Dry ¦ PG&E ¦ Hot-Dry | Com Central HVAC (Small) - Fuel Sub - Panel Upgrade - Hot-Dry | 0 | 0.186 | 0 | CBSA 2014, adjusted to reflect new efficiencies | 0 | 2032 | 1 | SWHC046-03
COM-HVAC-FS-PU-21.21 | Com ¦ Small Packaged Heat Pump (SEER 15) - Fuel Sub - Panel Upgrade - Hot-Dry ¦ PG&E ¦ Hot-Dry | Com ¦ Small Packaged Heat Pump (SEER 15) - Fuel Sub - Panel Upgrade - Hot-Dry | PG&E ¦ Hot-Dry | PG&E | All | Electric & Gas | SEER15 Heat Pump, <65 kbtuh, NR | Efficient |  |  | 1 | Conventional | HVAC | Com - Restaurant | Com | ROB Only | 1 | 1000 sqft2 of floor space | Cap-Tons | 15 | DEER:HVAC_Split-Package_HP | 106.5588 | 0 | -43.4766 | SWHC046-03 | 1171.6667 | 2021 | 679.11 | 2021 | 2138.2074 | -50.67 | SWHC046-03 | Com Central HVAC (Small) - Fuel Sub - Panel Upgrade - Hot-Dry ¦ PG&E ¦ Hot-Dry | Com Central HVAC (Small) - Fuel Sub - Panel Upgrade - Hot-Dry | 0.036027 | 0.186 | 0 | CBSA 2014, adjusted to reflect new efficiencies | 30.7676 | 2032 | 1 | SWHC046-03
COM-HVAC-FS-PU-21.22 | Com ¦ Small Packaged Heat Pump (SEER 15) - Fuel Sub - Panel Upgrade - Hot-Dry ¦ PG&E ¦ Hot-Dry | Com ¦ Small Packaged Heat Pump (SEER 15) - Fuel Sub - Panel Upgrade - Hot-Dry | PG&E ¦ Hot-Dry | PG&E | All | Electric & Gas | SEER15 Heat Pump, <65 kbtuh, NR | Efficient |  |  | 1 | Conventional | HVAC | Com - Retail | Com | ROB Only | 1 | 1000 sqft2 of floor space | Cap-Tons | 15 | DEER:HVAC_Split-Package_HP | 28.5798 | 0 | -30.8133 | SWHC046-03 | 1171.6667 | 2021 | 679.11 | 2021 | 2138.2074 | -50.67 | SWHC046-03 | Com Central HVAC (Small) - Fuel Sub - Panel Upgrade - Hot-Dry ¦ PG&E ¦ Hot-Dry | Com Central HVAC (Small) - Fuel Sub - Panel Upgrade - Hot-Dry | 0.015015 | 0.186 | 0 | CBSA 2014, adjusted to reflect new efficiencies | 142.2113 | 2032 | 1 | SWHC046-03
COM-HVAC-FS-PU-21.23 | Com ¦ Small Packaged Heat Pump (SEER 15) - Fuel Sub - Panel Upgrade - Hot-Dry ¦ PG&E ¦ Hot-Dry | Com ¦ Small Packaged Heat Pump (SEER 15) - Fuel Sub - Panel Upgrade - Hot-Dry | PG&E ¦ Hot-Dry | PG&E | All | Electric & Gas | SEER15 Heat Pump, <65 kbtuh, NR | Efficient |  |  | 1 | Conventional | HVAC | Com - School | Com | ROB Only | 1 | 1000 sqft2 of floor space | Cap-Tons | 15 | DEER:HVAC_Split-Package_HP | 152.761 | 0 | -36.8542 | SWHC046-03 | 1171.6667 | 2021 | 679.11 | 2021 | 2138.2074 | -50.67 | SWHC046-03 | Com Central HVAC (Small) - Fuel Sub - Panel Upgrade - Hot-Dry ¦ PG&E ¦ Hot-Dry | Com Central HVAC (Small) - Fuel Sub - Panel Upgrade - Hot-Dry | 0.0228 | 0.186 | 0 | CBSA 2014, adjusted to reflect new efficiencies | 59.0509 | 2032 | 1 | SWHC046-03
COM-HVAC-FS-PU-21.24 | Com ¦ Small Packaged Heat Pump (SEER 15) - Fuel Sub - Panel Upgrade - Hot-Dry ¦ PG&E ¦ Hot-Dry | Com ¦ Small Packaged Heat Pump (SEER 15) - Fuel Sub - Panel Upgrade - Hot-Dry | PG&E ¦ Hot-Dry | PG&E | All | Electric & Gas | SEER15 Heat Pump, <65 kbtuh, NR | Efficient |  |  | 1 | Conventional | HVAC | Com - Warehouse | Com | ROB Only | 1 | 1000 sqft2 of floor space | Cap-Tons | 15 | DEER:HVAC_Split-Package_HP | 378.3333 | 0 | -79.6 | SWHC046-03 | 1171.6667 | 2021 | 679.11 | 2021 | 2138.2074 | -50.67 | SWHC046-03 | Com Central HVAC (Small) - Fuel Sub - Panel Upgrade - Hot-Dry ¦ PG&E ¦ Hot-Dry | Com Central HVAC (Small) - Fuel Sub - Panel Upgrade - Hot-Dry | 0.0046728 | 0.186 | 0 | CBSA 2014, adjusted to reflect new efficiencies | 222.1562 | 2032 | 1 | SWHC046-03
COM-HVAC-FS-PU-21.25 | Com ¦ Small Packaged Heat Pump (SEER 15) - Fuel Sub - Panel Upgrade - Cold ¦ PG&E ¦ Cold | Com ¦ Small Packaged Heat Pump (SEER 15) - Fuel Sub - Panel Upgrade - Cold | PG&E ¦ Cold | PG&E | All | Electric & Gas | SEER15 Heat Pump, <65 kbtuh, NR | Efficient |  |  | 1 | Conventional | HVAC | Com - College | Com | ROB Only | 1 | 1000 sqft2 of floor space | Cap-Tons | 15 | DEER:HVAC_Split-Package_HP | 584.2372 | 0 | -92.6695 | SWHC046-03 | 1171.6667 | 2021 | 679.11 | 2021 | 2138.2074 | -50.67 | SWHC046-03 | Com Central HVAC (Small) - Fuel Sub - Panel Upgrade - Cold ¦ PG&E ¦ Cold | Com Central HVAC (Small) - Fuel Sub - Panel Upgrade - Cold | 0.020331 | 0.186 | 0 | CBSA 2014, adjusted to reflect new efficiencies | 261.5757 | 2032 | 1 | SWHC046-03
COM-HVAC-FS-PU-21.26 | Com ¦ Small Packaged Heat Pump (SEER 15) - Fuel Sub - Panel Upgrade - Cold ¦ PG&E ¦ Cold | Com ¦ Small Packaged Heat Pump (SEER 15) - Fuel Sub - Panel Upgrade - Cold | PG&E ¦ Cold | PG&E | All | Electric & Gas | SEER15 Heat Pump, <65 kbtuh, NR | Efficient |  |  | 1 | Conventional | HVAC | Com - Grocery | Com | ROB Only | 1 | 1000 sqft2 of floor space | Cap-Tons | 15 | DEER:HVAC_Split-Package_HP | 2010 | 0 | -331.3333 | SWHC046-03 | 1171.6667 | 2021 | 679.11 | 2021 | 2138.2074 | -50.67 | SWHC046-03 | Com Central HVAC (Small) - Fuel Sub - Panel Upgrade - Cold ¦ PG&E ¦ Cold | Com Central HVAC (Small) - Fuel Sub - Panel Upgrade - Cold | 0.033922 | 0.186 | 0 | CBSA 2014, adjusted to reflect new efficiencies | 664.9738 | 2032 | 1 | SWHC046-03
COM-HVAC-FS-PU-21.27 | Com ¦ Small Packaged Heat Pump (SEER 15) - Fuel Sub - Panel Upgrade - Cold ¦ PG&E ¦ Cold | Com ¦ Small Packaged Heat Pump (SEER 15) - Fuel Sub - Panel Upgrade - Cold | PG&E ¦ Cold | PG&E | All | Electric & Gas | SEER15 Heat Pump, <65 kbtuh, NR | Efficient |  |  | 1 | Conventional | HVAC | Com - Health | Com | ROB Only | 1 | 1000 sqft2 of floor space | Cap-Tons | 15 | DEER:HVAC_Split-Package_HP | 639.9939 | 0 | -128.9495 | SWHC046-03 | 1171.6667 | 2021 | 679.11 | 2021 | 2138.2074 | -50.67 | SWHC046-03 | Com Central HVAC (Small) - Fuel Sub - Panel Upgrade - Cold ¦ PG&E ¦ Cold | Com Central HVAC (Small) - Fuel Sub - Panel Upgrade - Cold | 0.030022 | 0.186 | 0 | CBSA 2014, adjusted to reflect new efficiencies | 322.3491 | 2032 | 1 | SWHC046-03
COM-HVAC-FS-PU-21.28 | Com ¦ Small Packaged Heat Pump (SEER 15) - Fuel Sub - Panel Upgrade - Cold ¦ PG&E ¦ Cold | Com ¦ Small Packaged Heat Pump (SEER 15) - Fuel Sub - Panel Upgrade - Cold | PG&E ¦ Cold | PG&E | All | Electric & Gas | SEER15 Heat Pump, <65 kbtuh, NR | Efficient |  |  | 1 | Conventional | HVAC | Com - Lodging | Com | ROB Only | 1 | 1000 sqft2 of floor space | Cap-Tons | 15 | DEER:HVAC_Split-Package_HP | 1384.3552 | 0 | -210.3596 | SWHC046-03 | 1171.6667 | 2021 | 679.11 | 2021 | 2138.2074 | -50.67 | SWHC046-03 | Com Central HVAC (Small) - Fuel Sub - Panel Upgrade - Cold ¦ PG&E ¦ Cold | Com Central HVAC (Small) - Fuel Sub - Panel Upgrade - Cold | 0.016003 | 0.186 | 0 | CBSA 2014, adjusted to reflect new efficiencies | 1859.7175 | 2032 | 1 | SWHC046-03
COM-HVAC-FS-PU-21.29 | Com ¦ Small Packaged Heat Pump (SEER 15) - Fuel Sub - Panel Upgrade - Cold ¦ PG&E ¦ Cold | Com ¦ Small Packaged Heat Pump (SEER 15) - Fuel Sub - Panel Upgrade - Cold | PG&E ¦ Cold | PG&E | All | Electric & Gas | SEER15 Heat Pump, <65 kbtuh, NR | Efficient |  |  | 1 | Conventional | HVAC | Com - Office (Large) | Com | ROB Only | 1 | 1000 sqft2 of floor space | Cap-Tons | 15 | DEER:HVAC_Split-Package_HP | 90.1 | 0 | -24.4 | SWHC046-03 | 1171.6667 | 2021 | 679.11 | 2021 | 2138.2074 | -50.67 | SWHC046-03 | Com Central HVAC (Small) - Fuel Sub - Panel Upgrade - Cold ¦ PG&E ¦ Cold | Com Central HVAC (Small) - Fuel Sub - Panel Upgrade - Cold | 0.021319 | 0.186 | 0 | CBSA 2014, adjusted to reflect new efficiencies | 100.6124 | 2032 | 1 | SWHC046-03
COM-HVAC-FS-PU-21.30 | Com ¦ Small Packaged Heat Pump (SEER 15) - Fuel Sub - Panel Upgrade - Cold ¦ PG&E ¦ Cold | Com ¦ Small Packaged Heat Pump (SEER 15) - Fuel Sub - Panel Upgrade - Cold | PG&E ¦ Cold | PG&E | All | Electric & Gas | SEER15 Heat Pump, <65 kbtuh, NR | Efficient |  |  | 1 | Conventional | HVAC | Com - Office (Small) | Com | ROB Only | 1 | 1000 sqft2 of floor space | Cap-Tons | 15 | DEER:HVAC_Split-Package_HP | 296.6667 | 0 | -49.4 | SWHC046-03 | 1171.6667 | 2021 | 679.11 | 2021 | 2138.2074 | -50.67 | SWHC046-03 | Com Central HVAC (Small) - Fuel Sub - Panel Upgrade - Cold ¦ PG&E ¦ Cold | Com Central HVAC (Small) - Fuel Sub - Panel Upgrade - Cold | 0.024933 | 0.186 | 0 | CBSA 2014, adjusted to reflect new efficiencies | 84.1944 | 2032 | 1 | SWHC046-03
COM-HVAC-FS-PU-21.31 | Com ¦ Small Packaged Heat Pump (SEER 15) - Fuel Sub - Panel Upgrade - Cold ¦ PG&E ¦ Cold | Com ¦ Small Packaged Heat Pump (SEER 15) - Fuel Sub - Panel Upgrade - Cold | PG&E ¦ Cold | PG&E | All | Electric & Gas | SEER15 Heat Pump, <65 kbtuh, NR | Efficient |  |  | 1 | Conventional | HVAC | Com - Other | Com | ROB Only | 1 | 1000 sqft2 of floor space | Cap-Tons | 15 | DEER:HVAC_Split-Package_HP | 1058.6667 | 0 | -172 | SWHC046-03 | 1171.6667 | 2021 | 679.11 | 2021 | 2138.2074 | -50.67 | SWHC046-03 | Com Central HVAC (Small) - Fuel Sub - Panel Upgrade - Cold ¦ PG&E ¦ Cold | Com Central HVAC (Small) - Fuel Sub - Panel Upgrade - Cold | 0.0353 | 0.186 | 0 | CBSA 2014, adjusted to reflect new efficiencies | 662.2584 | 2032 | 1 | SWHC046-03
COM-HVAC-FS-PU-21.32 | Com ¦ Small Packaged Heat Pump (SEER 15) - Fuel Sub - Panel Upgrade - Cold ¦ PG&E ¦ Cold | Com ¦ Small Packaged Heat Pump (SEER 15) - Fuel Sub - Panel Upgrade - Cold | PG&E ¦ Cold | PG&E | All | Electric & Gas | SEER15 Heat Pump, <65 kbtuh, NR | Efficient |  |  | 1 | Conventional | HVAC | Com - Refrig. Warehouse | Com | ROB Only | 1 | 1000 sqft2 of floor space | Cap-Tons | 15 | DEER:HVAC_Split-Package_HP | 0 | 0 | 0 | SWHC046-03 | 0 | 2021 | 0 | 2021 | 2138.2074 | -50.67 | SWHC046-03 | Com Central HVAC (Small) - Fuel Sub - Panel Upgrade - Cold ¦ PG&E ¦ Cold | Com Central HVAC (Small) - Fuel Sub - Panel Upgrade - Cold | 0 | 0.186 | 0 | CBSA 2014, adjusted to reflect new efficiencies | 0 | 2032 | 1 | SWHC046-03
COM-HVAC-FS-PU-21.33 | Com ¦ Small Packaged Heat Pump (SEER 15) - Fuel Sub - Panel Upgrade - Cold ¦ PG&E ¦ Cold | Com ¦ Small Packaged Heat Pump (SEER 15) - Fuel Sub - Panel Upgrade - Cold | PG&E ¦ Cold | PG&E | All | Electric & Gas | SEER15 Heat Pump, <65 kbtuh, NR | Efficient |  |  | 1 | Conventional | HVAC | Com - Restaurant | Com | ROB Only | 1 | 1000 sqft2 of floor space | Cap-Tons | 15 | DEER:HVAC_Split-Package_HP | 817.2693 | 0 | -140.5022 | SWHC046-03 | 1171.6667 | 2021 | 679.11 | 2021 | 2138.2074 | -50.67 | SWHC046-03 | Com Central HVAC (Small) - Fuel Sub - Panel Upgrade - Cold ¦ PG&E ¦ Cold | Com Central HVAC (Small) - Fuel Sub - Panel Upgrade - Cold | 0.036027 | 0.186 | 0 | CBSA 2014, adjusted to reflect new efficiencies | 91.0267 | 2032 | 1 | SWHC046-03
COM-HVAC-FS-PU-21.34 | Com ¦ Small Packaged Heat Pump (SEER 15) - Fuel Sub - Panel Upgrade - Cold ¦ PG&E ¦ Cold | Com ¦ Small Packaged Heat Pump (SEER 15) - Fuel Sub - Panel Upgrade - Cold | PG&E ¦ Cold | PG&E | All | Electric & Gas | SEER15 Heat Pump, <65 kbtuh, NR | Efficient |  |  | 1 | Conventional | HVAC | Com - Retail | Com | ROB Only | 1 | 1000 sqft2 of floor space | Cap-Tons | 15 | DEER:HVAC_Split-Package_HP | 704.2235 | 0 | -114.1883 | SWHC046-03 | 1171.6667 | 2021 | 679.11 | 2021 | 2138.2074 | -50.67 | SWHC046-03 | Com Central HVAC (Small) - Fuel Sub - Panel Upgrade - Cold ¦ PG&E ¦ Cold | Com Central HVAC (Small) - Fuel Sub - Panel Upgrade - Cold | 0.015015 | 0.186 | 0 | CBSA 2014, adjusted to reflect new efficiencies | 316.8117 | 2032 | 1 | SWHC046-03
COM-HVAC-FS-PU-21.35 | Com ¦ Small Packaged Heat Pump (SEER 15) - Fuel Sub - Panel Upgrade - Cold ¦ PG&E ¦ Cold | Com ¦ Small Packaged Heat Pump (SEER 15) - Fuel Sub - Panel Upgrade - Cold | PG&E ¦ Cold | PG&E | All | Electric & Gas | SEER15 Heat Pump, <65 kbtuh, NR | Efficient |  |  | 1 | Conventional | HVAC | Com - School | Com | ROB Only | 1 | 1000 sqft2 of floor space | Cap-Tons | 15 | DEER:HVAC_Split-Package_HP | 652.1056 | 0 | -96.149 | SWHC046-03 | 1171.6667 | 2021 | 679.11 | 2021 | 2138.2074 | -50.67 | SWHC046-03 | Com Central HVAC (Small) - Fuel Sub - Panel Upgrade - Cold ¦ PG&E ¦ Cold | Com Central HVAC (Small) - Fuel Sub - Panel Upgrade - Cold | 0.0228 | 0.186 | 0 | CBSA 2014, adjusted to reflect new efficiencies | 112.3089 | 2032 | 1 | SWHC046-03
COM-HVAC-FS-PU-21.36 | Com ¦ Small Packaged Heat Pump (SEER 15) - Fuel Sub - Panel Upgrade - Cold ¦ PG&E ¦ Cold | Com ¦ Small Packaged Heat Pump (SEER 15) - Fuel Sub - Panel Upgrade - Cold | PG&E ¦ Cold | PG&E | All | Electric & Gas | SEER15 Heat Pump, <65 kbtuh, NR | Efficient |  |  | 1 | Conventional | HVAC | Com - Warehouse | Com | ROB Only | 1 | 1000 sqft2 of floor space | Cap-Tons | 15 | DEER:HVAC_Split-Package_HP | 1069.3333 | 0 | -152 | SWHC046-03 | 1171.6667 | 2021 | 679.11 | 2021 | 2138.2074 | -50.67 | SWHC046-03 | Com Central HVAC (Small) - Fuel Sub - Panel Upgrade - Cold ¦ PG&E ¦ Cold | Com Central HVAC (Small) - Fuel Sub - Panel Upgrade - Cold | 0.0046728 | 0.186 | 0 | CBSA 2014, adjusted to reflect new efficiencies | 320.2473 | 2032 | 1 | SWHC046-03
COM-HVAC-FS-PU-21.37 | Com ¦ Small Packaged Heat Pump (SEER 15) - Fuel Sub - Panel Upgrade - Marine ¦ SCG ¦ Marine | Com ¦ Small Packaged Heat Pump (SEER 15) - Fuel Sub - Panel Upgrade - Marine | SCG ¦ Marine | SCG | All | Electric & Gas | SEER15 Heat Pump, <65 kbtuh, NR | Efficient |  |  | 1 | Conventional | HVAC | Com - College | Com | ROB Only | 1 | 1000 sqft2 of floor space | Cap-Tons | 15 | DEER:HVAC_Split-Package_HP | -42.9866 | 0 | -12.4101 | SWHC046-03 | 1171.6667 | 2021 | 679.11 | 2021 | 2138.2074 | -50.67 | SWHC046-03 | Com Central HVAC (Small) - Fuel Sub - Panel Upgrade - Marine ¦ SCG ¦ Marine | Com Central HVAC (Small) - Fuel Sub - Panel Upgrade - Marine | 0.022689 | 0.186 | 0 | CBSA 2014, adjusted to reflect new efficiencies | 44.1819 | 2032 | 1 | SWHC046-03
COM-HVAC-FS-PU-21.38 | Com ¦ Small Packaged Heat Pump (SEER 15) - Fuel Sub - Panel Upgrade - Marine ¦ SCG ¦ Marine | Com ¦ Small Packaged Heat Pump (SEER 15) - Fuel Sub - Panel Upgrade - Marine | SCG ¦ Marine | SCG | All | Electric & Gas | SEER15 Heat Pump, <65 kbtuh, NR | Efficient |  |  | 1 | Conventional | HVAC | Com - Grocery | Com | ROB Only | 1 | 1000 sqft2 of floor space | Cap-Tons | 15 | DEER:HVAC_Split-Package_HP | 197.2467 | 0 | -80.6 | SWHC046-03 | 1171.6667 | 2021 | 679.11 | 2021 | 2138.2074 | -50.67 | SWHC046-03 | Com Central HVAC (Small) - Fuel Sub - Panel Upgrade - Marine ¦ SCG ¦ Marine | Com Central HVAC (Small) - Fuel Sub - Panel Upgrade - Marine | 0.040359 | 0.186 | 0 | CBSA 2014, adjusted to reflect new efficiencies | 178.1693 | 2032 | 1 | SWHC046-03
COM-HVAC-FS-PU-21.39 | Com ¦ Small Packaged Heat Pump (SEER 15) - Fuel Sub - Panel Upgrade - Marine ¦ SCG ¦ Marine | Com ¦ Small Packaged Heat Pump (SEER 15) - Fuel Sub - Panel Upgrade - Marine | SCG ¦ Marine | SCG | All | Electric & Gas | SEER15 Heat Pump, <65 kbtuh, NR | Efficient |  |  | 1 | Conventional | HVAC | Com - Health | Com | ROB Only | 1 | 1000 sqft2 of floor space | Cap-Tons | 15 | DEER:HVAC_Split-Package_HP | -122.1513 | 0 | -22.4855 | SWHC046-03 | 1171.6667 | 2021 | 679.11 | 2021 | 2138.2074 | -50.67 | SWHC046-03 | Com Central HVAC (Small) - Fuel Sub - Panel Upgrade - Marine ¦ SCG ¦ Marine | Com Central HVAC (Small) - Fuel Sub - Panel Upgrade - Marine | 0.032178 | 0.186 | 0 | CBSA 2014, adjusted to reflect new efficiencies | 71.5053 | 2032 | 1 | SWHC046-03
COM-HVAC-FS-PU-21.40 | Com ¦ Small Packaged Heat Pump (SEER 15) - Fuel Sub - Panel Upgrade - Marine ¦ SCG ¦ Marine | Com ¦ Small Packaged Heat Pump (SEER 15) - Fuel Sub - Panel Upgrade - Marine | SCG ¦ Marine | SCG | All | Electric & Gas | SEER15 Heat Pump, <65 kbtuh, NR | Efficient |  |  | 1 | Conventional | HVAC | Com - Lodging | Com | ROB Only | 1 | 1000 sqft2 of floor space | Cap-Tons | 15 | DEER:HVAC_Split-Package_HP | 24.454 | 0 | -41.9012 | SWHC046-03 | 1171.6667 | 2021 | 679.11 | 2021 | 2138.2074 | -50.67 | SWHC046-03 | Com Central HVAC (Small) - Fuel Sub - Panel Upgrade - Marine ¦ SCG ¦ Marine | Com Central HVAC (Small) - Fuel Sub - Panel Upgrade - Marine | 0.018069 | 0.186 | 0 | CBSA 2014, adjusted to reflect new efficiencies | 410.0591 | 2032 | 1 | SWHC046-03
COM-HVAC-FS-PU-21.41 | Com ¦ Small Packaged Heat Pump (SEER 15) - Fuel Sub - Panel Upgrade - Marine ¦ SCG ¦ Marine | Com ¦ Small Packaged Heat Pump (SEER 15) - Fuel Sub - Panel Upgrade - Marine | SCG ¦ Marine | SCG | All | Electric & Gas | SEER15 Heat Pump, <65 kbtuh, NR | Efficient |  |  | 1 | Conventional | HVAC | Com - Office (Large) | Com | ROB Only | 1 | 1000 sqft2 of floor space | Cap-Tons | 15 | DEER:HVAC_Split-Package_HP | -91.8333 | 0 | -0.948 | SWHC046-03 | 1171.6667 | 2021 | 679.11 | 2021 | 2138.2074 | -50.67 | SWHC046-03 | Com Central HVAC (Small) - Fuel Sub - Panel Upgrade - Marine ¦ SCG ¦ Marine | Com Central HVAC (Small) - Fuel Sub - Panel Upgrade - Marine | 0.023953 | 0.186 | 0 | CBSA 2014, adjusted to reflect new efficiencies | 13.3901 | 2032 | 1 | SWHC046-03
COM-HVAC-FS-PU-21.42 | Com ¦ Small Packaged Heat Pump (SEER 15) - Fuel Sub - Panel Upgrade - Marine ¦ SCG ¦ Marine | Com ¦ Small Packaged Heat Pump (SEER 15) - Fuel Sub - Panel Upgrade - Marine | SCG ¦ Marine | SCG | All | Electric & Gas | SEER15 Heat Pump, <65 kbtuh, NR | Efficient |  |  | 1 | Conventional | HVAC | Com - Office (Small) | Com | ROB Only | 1 | 1000 sqft2 of floor space | Cap-Tons | 15 | DEER:HVAC_Split-Package_HP | -62.8333 | 0 | -5.55 | SWHC046-03 | 1171.6667 | 2021 | 679.11 | 2021 | 2138.2074 | -50.67 | SWHC046-03 | Com Central HVAC (Small) - Fuel Sub - Panel Upgrade - Marine ¦ SCG ¦ Marine | Com Central HVAC (Small) - Fuel Sub - Panel Upgrade - Marine | 0.027176 | 0.186 | 0 | CBSA 2014, adjusted to reflect new efficiencies | 13.868 | 2032 | 1 | SWHC046-03
COM-HVAC-FS-PU-21.43 | Com ¦ Small Packaged Heat Pump (SEER 15) - Fuel Sub - Panel Upgrade - Marine ¦ SCG ¦ Marine | Com ¦ Small Packaged Heat Pump (SEER 15) - Fuel Sub - Panel Upgrade - Marine | SCG ¦ Marine | SCG | All | Electric & Gas | SEER15 Heat Pump, <65 kbtuh, NR | Efficient |  |  | 1 | Conventional | HVAC | Com - Other | Com | ROB Only | 1 | 1000 sqft2 of floor space | Cap-Tons | 15 | DEER:HVAC_Split-Package_HP | 14.7 | 0 | -25 | SWHC046-03 | 1171.6667 | 2021 | 679.11 | 2021 | 2138.2074 | -50.67 | SWHC046-03 | Com Central HVAC (Small) - Fuel Sub - Panel Upgrade - Marine ¦ SCG ¦ Marine | Com Central HVAC (Small) - Fuel Sub - Panel Upgrade - Marine | 0.038925 | 0.186 | 0 | CBSA 2014, adjusted to reflect new efficiencies | 111.6269 | 2032 | 1 | SWHC046-03
COM-HVAC-FS-PU-21.44 | Com ¦ Small Packaged Heat Pump (SEER 15) - Fuel Sub - Panel Upgrade - Marine ¦ SCG ¦ Marine | Com ¦ Small Packaged Heat Pump (SEER 15) - Fuel Sub - Panel Upgrade - Marine | SCG ¦ Marine | SCG | All | Electric & Gas | SEER15 Heat Pump, <65 kbtuh, NR | Efficient |  |  | 1 | Conventional | HVAC | Com - Refrig. Warehouse | Com | ROB Only | 1 | 1000 sqft2 of floor space | Cap-Tons | 15 | DEER:HVAC_Split-Package_HP | 0 | 0 | 0 | SWHC046-03 | 0 | 2021 | 0 | 2021 | 2138.2074 | -50.67 | SWHC046-03 | Com Central HVAC (Small) - Fuel Sub - Panel Upgrade - Marine ¦ SCG ¦ Marine | Com Central HVAC (Small) - Fuel Sub - Panel Upgrade - Marine | 0 | 0.186 | 0 | CBSA 2014, adjusted to reflect new efficiencies | 0 | 2032 | 1 | SWHC046-03
COM-HVAC-FS-PU-21.45 | Com ¦ Small Packaged Heat Pump (SEER 15) - Fuel Sub - Panel Upgrade - Marine ¦ SCG ¦ Marine | Com ¦ Small Packaged Heat Pump (SEER 15) - Fuel Sub - Panel Upgrade - Marine | SCG ¦ Marine | SCG | All | Electric & Gas | SEER15 Heat Pump, <65 kbtuh, NR | Efficient |  |  | 1 | Conventional | HVAC | Com - Restaurant | Com | ROB Only | 1 | 1000 sqft2 of floor space | Cap-Tons | 15 | DEER:HVAC_Split-Package_HP | -50.9643 | 0 | -11.7207 | SWHC046-03 | 1171.6667 | 2021 | 679.11 | 2021 | 2138.2074 | -50.67 | SWHC046-03 | Com Central HVAC (Small) - Fuel Sub - Panel Upgrade - Marine ¦ SCG ¦ Marine | Com Central HVAC (Small) - Fuel Sub - Panel Upgrade - Marine | 0.039657 | 0.186 | 0 | CBSA 2014, adjusted to reflect new efficiencies | 9.7107 | 2032 | 1 | SWHC046-03
COM-HVAC-FS-PU-21.46 | Com ¦ Small Packaged Heat Pump (SEER 15) - Fuel Sub - Panel Upgrade - Marine ¦ SCG ¦ Marine | Com ¦ Small Packaged Heat Pump (SEER 15) - Fuel Sub - Panel Upgrade - Marine | SCG ¦ Marine | SCG | All | Electric & Gas | SEER15 Heat Pump, <65 kbtuh, NR | Efficient |  |  | 1 | Conventional | HVAC | Com - Retail | Com | ROB Only | 1 | 1000 sqft2 of floor space | Cap-Tons | 15 | DEER:HVAC_Split-Package_HP | -75.2962 | 0 | -11.8403 | SWHC046-03 | 1171.6667 | 2021 | 679.11 | 2021 | 2138.2074 | -50.67 | SWHC046-03 | Com Central HVAC (Small) - Fuel Sub - Panel Upgrade - Marine ¦ SCG ¦ Marine | Com Central HVAC (Small) - Fuel Sub - Panel Upgrade - Marine | 0.016778 | 0.186 | 0 | CBSA 2014, adjusted to reflect new efficiencies | 84.9573 | 2032 | 1 | SWHC046-03
COM-HVAC-FS-PU-21.47 | Com ¦ Small Packaged Heat Pump (SEER 15) - Fuel Sub - Panel Upgrade - Marine ¦ SCG ¦ Marine | Com ¦ Small Packaged Heat Pump (SEER 15) - Fuel Sub - Panel Upgrade - Marine | SCG ¦ Marine | SCG | All | Electric & Gas | SEER15 Heat Pump, <65 kbtuh, NR | Efficient |  |  | 1 | Conventional | HVAC | Com - School | Com | ROB Only | 1 | 1000 sqft2 of floor space | Cap-Tons | 15 | DEER:HVAC_Split-Package_HP | 0.1959 | 0 | -12.1639 | SWHC046-03 | 1171.6667 | 2021 | 679.11 | 2021 | 2138.2074 | -50.67 | SWHC046-03 | Com Central HVAC (Small) - Fuel Sub - Panel Upgrade - Marine ¦ SCG ¦ Marine | Com Central HVAC (Small) - Fuel Sub - Panel Upgrade - Marine | 0.027322 | 0.186 | 0 | CBSA 2014, adjusted to reflect new efficiencies | 27.7591 | 2032 | 1 | SWHC046-03
COM-HVAC-FS-PU-21.48 | Com ¦ Small Packaged Heat Pump (SEER 15) - Fuel Sub - Panel Upgrade - Marine ¦ SCG ¦ Marine | Com ¦ Small Packaged Heat Pump (SEER 15) - Fuel Sub - Panel Upgrade - Marine | SCG ¦ Marine | SCG | All | Electric & Gas | SEER15 Heat Pump, <65 kbtuh, NR | Efficient |  |  | 1 | Conventional | HVAC | Com - Warehouse | Com | ROB Only | 1 | 1000 sqft2 of floor space | Cap-Tons | 15 | DEER:HVAC_Split-Package_HP | 92.6333 | 0 | -34.2 | SWHC046-03 | 1171.6667 | 2021 | 679.11 | 2021 | 2138.2074 | -50.67 | SWHC046-03 | Com Central HVAC (Small) - Fuel Sub - Panel Upgrade - Marine ¦ SCG ¦ Marine | Com Central HVAC (Small) - Fuel Sub - Panel Upgrade - Marine | 0.0051386 | 0.186 | 0 | CBSA 2014, adjusted to reflect new efficiencies | 116.4048 | 2032 | 1 | SWHC046-03
COM-HVAC-FS-PU-21.49 | Com ¦ Small Packaged Heat Pump (SEER 15) - Fuel Sub - Panel Upgrade - Hot-Dry ¦ SCG ¦ Hot-Dry | Com ¦ Small Packaged Heat Pump (SEER 15) - Fuel Sub - Panel Upgrade - Hot-Dry | SCG ¦ Hot-Dry | SCG | All | Electric & Gas | SEER15 Heat Pump, <65 kbtuh, NR | Efficient |  |  | 1 | Conventional | HVAC | Com - College | Com | ROB Only | 1 | 1000 sqft2 of floor space | Cap-Tons | 15 | DEER:HVAC_Split-Package_HP | -44.6576 | 0 | -13.1859 | SWHC046-03 | 1171.6667 | 2021 | 679.11 | 2021 | 2138.2074 | -50.67 | SWHC046-03 | Com Central HVAC (Small) - Fuel Sub - Panel Upgrade - Hot-Dry ¦ SCG ¦ Hot-Dry | Com Central HVAC (Small) - Fuel Sub - Panel Upgrade - Hot-Dry | 0.022689 | 0.186 | 0 | CBSA 2014, adjusted to reflect new efficiencies | 46.8672 | 2032 | 1 | SWHC046-03
COM-HVAC-FS-PU-21.50 | Com ¦ Small Packaged Heat Pump (SEER 15) - Fuel Sub - Panel Upgrade - Hot-Dry ¦ SCG ¦ Hot-Dry | Com ¦ Small Packaged Heat Pump (SEER 15) - Fuel Sub - Panel Upgrade - Hot-Dry | SCG ¦ Hot-Dry | SCG | All | Electric & Gas | SEER15 Heat Pump, <65 kbtuh, NR | Efficient |  |  | 1 | Conventional | HVAC | Com - Grocery | Com | ROB Only | 1 | 1000 sqft2 of floor space | Cap-Tons | 15 | DEER:HVAC_Split-Package_HP | 163.4 | 0 | -84.8333 | SWHC046-03 | 1171.6667 | 2021 | 679.11 | 2021 | 2138.2074 | -50.67 | SWHC046-03 | Com Central HVAC (Small) - Fuel Sub - Panel Upgrade - Hot-Dry ¦ SCG ¦ Hot-Dry | Com Central HVAC (Small) - Fuel Sub - Panel Upgrade - Hot-Dry | 0.040359 | 0.186 | 0 | CBSA 2014, adjusted to reflect new efficiencies | 190.0138 | 2032 | 1 | SWHC046-03
COM-HVAC-FS-PU-21.51 | Com ¦ Small Packaged Heat Pump (SEER 15) - Fuel Sub - Panel Upgrade - Hot-Dry ¦ SCG ¦ Hot-Dry | Com ¦ Small Packaged Heat Pump (SEER 15) - Fuel Sub - Panel Upgrade - Hot-Dry | SCG ¦ Hot-Dry | SCG | All | Electric & Gas | SEER15 Heat Pump, <65 kbtuh, NR | Efficient |  |  | 1 | Conventional | HVAC | Com - Health | Com | ROB Only | 1 | 1000 sqft2 of floor space | Cap-Tons | 15 | DEER:HVAC_Split-Package_HP | -105.6801 | 0 | -25.6229 | SWHC046-03 | 1171.6667 | 2021 | 679.11 | 2021 | 2138.2074 | -50.67 | SWHC046-03 | Com Central HVAC (Small) - Fuel Sub - Panel Upgrade - Hot-Dry ¦ SCG ¦ Hot-Dry | Com Central HVAC (Small) - Fuel Sub - Panel Upgrade - Hot-Dry | 0.032178 | 0.186 | 0 | CBSA 2014, adjusted to reflect new efficiencies | 79.2894 | 2032 | 1 | SWHC046-03
COM-HVAC-FS-PU-21.52 | Com ¦ Small Packaged Heat Pump (SEER 15) - Fuel Sub - Panel Upgrade - Hot-Dry ¦ SCG ¦ Hot-Dry | Com ¦ Small Packaged Heat Pump (SEER 15) - Fuel Sub - Panel Upgrade - Hot-Dry | SCG ¦ Hot-Dry | SCG | All | Electric & Gas | SEER15 Heat Pump, <65 kbtuh, NR | Efficient |  |  | 1 | Conventional | HVAC | Com - Lodging | Com | ROB Only | 1 | 1000 sqft2 of floor space | Cap-Tons | 15 | DEER:HVAC_Split-Package_HP | 18.1903 | 0 | -40.2704 | SWHC046-03 | 1171.6667 | 2021 | 679.11 | 2021 | 2138.2074 | -50.67 | SWHC046-03 | Com Central HVAC (Small) - Fuel Sub - Panel Upgrade - Hot-Dry ¦ SCG ¦ Hot-Dry | Com Central HVAC (Small) - Fuel Sub - Panel Upgrade - Hot-Dry | 0.018069 | 0.186 | 0 | CBSA 2014, adjusted to reflect new efficiencies | 394.937 | 2032 | 1 | SWHC046-03
COM-HVAC-FS-PU-21.53 | Com ¦ Small Packaged Heat Pump (SEER 15) - Fuel Sub - Panel Upgrade - Hot-Dry ¦ SCG ¦ Hot-Dry | Com ¦ Small Packaged Heat Pump (SEER 15) - Fuel Sub - Panel Upgrade - Hot-Dry | SCG ¦ Hot-Dry | SCG | All | Electric & Gas | SEER15 Heat Pump, <65 kbtuh, NR | Efficient |  |  | 1 | Conventional | HVAC | Com - Office (Large) | Com | ROB Only | 1 | 1000 sqft2 of floor space | Cap-Tons | 15 | DEER:HVAC_Split-Package_HP | -92.5 | 0 | -1.48 | SWHC046-03 | 1171.6667 | 2021 | 679.11 | 2021 | 2138.2074 | -50.67 | SWHC046-03 | Com Central HVAC (Small) - Fuel Sub - Panel Upgrade - Hot-Dry ¦ SCG ¦ Hot-Dry | Com Central HVAC (Small) - Fuel Sub - Panel Upgrade - Hot-Dry | 0.023953 | 0.186 | 0 | CBSA 2014, adjusted to reflect new efficiencies | 15.8455 | 2032 | 1 | SWHC046-03
COM-HVAC-FS-PU-21.54 | Com ¦ Small Packaged Heat Pump (SEER 15) - Fuel Sub - Panel Upgrade - Hot-Dry ¦ SCG ¦ Hot-Dry | Com ¦ Small Packaged Heat Pump (SEER 15) - Fuel Sub - Panel Upgrade - Hot-Dry | SCG ¦ Hot-Dry | SCG | All | Electric & Gas | SEER15 Heat Pump, <65 kbtuh, NR | Efficient |  |  | 1 | Conventional | HVAC | Com - Office (Small) | Com | ROB Only | 1 | 1000 sqft2 of floor space | Cap-Tons | 15 | DEER:HVAC_Split-Package_HP | -62.7667 | 0 | -6.68 | SWHC046-03 | 1171.6667 | 2021 | 679.11 | 2021 | 2138.2074 | -50.67 | SWHC046-03 | Com Central HVAC (Small) - Fuel Sub - Panel Upgrade - Hot-Dry ¦ SCG ¦ Hot-Dry | Com Central HVAC (Small) - Fuel Sub - Panel Upgrade - Hot-Dry | 0.027176 | 0.186 | 0 | CBSA 2014, adjusted to reflect new efficiencies | 16.102 | 2032 | 1 | SWHC046-03
COM-HVAC-FS-PU-21.55 | Com ¦ Small Packaged Heat Pump (SEER 15) - Fuel Sub - Panel Upgrade - Hot-Dry ¦ SCG ¦ Hot-Dry | Com ¦ Small Packaged Heat Pump (SEER 15) - Fuel Sub - Panel Upgrade - Hot-Dry | SCG ¦ Hot-Dry | SCG | All | Electric & Gas | SEER15 Heat Pump, <65 kbtuh, NR | Efficient |  |  | 1 | Conventional | HVAC | Com - Other | Com | ROB Only | 1 | 1000 sqft2 of floor space | Cap-Tons | 15 | DEER:HVAC_Split-Package_HP | 5.6667 | 0 | -24.5 | SWHC046-03 | 1171.6667 | 2021 | 679.11 | 2021 | 2138.2074 | -50.67 | SWHC046-03 | Com Central HVAC (Small) - Fuel Sub - Panel Upgrade - Hot-Dry ¦ SCG ¦ Hot-Dry | Com Central HVAC (Small) - Fuel Sub - Panel Upgrade - Hot-Dry | 0.038925 | 0.186 | 0 | CBSA 2014, adjusted to reflect new efficiencies | 110.3594 | 2032 | 1 | SWHC046-03
COM-HVAC-FS-PU-21.56 | Com ¦ Small Packaged Heat Pump (SEER 15) - Fuel Sub - Panel Upgrade - Hot-Dry ¦ SCG ¦ Hot-Dry | Com ¦ Small Packaged Heat Pump (SEER 15) - Fuel Sub - Panel Upgrade - Hot-Dry | SCG ¦ Hot-Dry | SCG | All | Electric & Gas | SEER15 Heat Pump, <65 kbtuh, NR | Efficient |  |  | 1 | Conventional | HVAC | Com - Refrig. Warehouse | Com | ROB Only | 1 | 1000 sqft2 of floor space | Cap-Tons | 15 | DEER:HVAC_Split-Package_HP | 0 | 0 | 0 | SWHC046-03 | 0 | 2021 | 0 | 2021 | 2138.2074 | -50.67 | SWHC046-03 | Com Central HVAC (Small) - Fuel Sub - Panel Upgrade - Hot-Dry ¦ SCG ¦ Hot-Dry | Com Central HVAC (Small) - Fuel Sub - Panel Upgrade - Hot-Dry | 0 | 0.186 | 0 | CBSA 2014, adjusted to reflect new efficiencies | 0 | 2032 | 1 | SWHC046-03
COM-HVAC-FS-PU-21.57 | Com ¦ Small Packaged Heat Pump (SEER 15) - Fuel Sub - Panel Upgrade - Hot-Dry ¦ SCG ¦ Hot-Dry | Com ¦ Small Packaged Heat Pump (SEER 15) - Fuel Sub - Panel Upgrade - Hot-Dry | SCG ¦ Hot-Dry | SCG | All | Electric & Gas | SEER15 Heat Pump, <65 kbtuh, NR | Efficient |  |  | 1 | Conventional | HVAC | Com - Restaurant | Com | ROB Only | 1 | 1000 sqft2 of floor space | Cap-Tons | 15 | DEER:HVAC_Split-Package_HP | -62.1221 | 0 | -12.6233 | SWHC046-03 | 1171.6667 | 2021 | 679.11 | 2021 | 2138.2074 | -50.67 | SWHC046-03 | Com Central HVAC (Small) - Fuel Sub - Panel Upgrade - Hot-Dry ¦ SCG ¦ Hot-Dry | Com Central HVAC (Small) - Fuel Sub - Panel Upgrade - Hot-Dry | 0.039657 | 0.186 | 0 | CBSA 2014, adjusted to reflect new efficiencies | 10.587 | 2032 | 1 | SWHC046-03
COM-HVAC-FS-PU-21.58 | Com ¦ Small Packaged Heat Pump (SEER 15) - Fuel Sub - Panel Upgrade - Hot-Dry ¦ SCG ¦ Hot-Dry | Com ¦ Small Packaged Heat Pump (SEER 15) - Fuel Sub - Panel Upgrade - Hot-Dry | SCG ¦ Hot-Dry | SCG | All | Electric & Gas | SEER15 Heat Pump, <65 kbtuh, NR | Efficient |  |  | 1 | Conventional | HVAC | Com - Retail | Com | ROB Only | 1 | 1000 sqft2 of floor space | Cap-Tons | 15 | DEER:HVAC_Split-Package_HP | -95.9301 | 0 | -10.1827 | SWHC046-03 | 1171.6667 | 2021 | 679.11 | 2021 | 2138.2074 | -50.67 | SWHC046-03 | Com Central HVAC (Small) - Fuel Sub - Panel Upgrade - Hot-Dry ¦ SCG ¦ Hot-Dry | Com Central HVAC (Small) - Fuel Sub - Panel Upgrade - Hot-Dry | 0.016778 | 0.186 | 0 | CBSA 2014, adjusted to reflect new efficiencies | 84.0159 | 2032 | 1 | SWHC046-03
COM-HVAC-FS-PU-21.59 | Com ¦ Small Packaged Heat Pump (SEER 15) - Fuel Sub - Panel Upgrade - Hot-Dry ¦ SCG ¦ Hot-Dry | Com ¦ Small Packaged Heat Pump (SEER 15) - Fuel Sub - Panel Upgrade - Hot-Dry | SCG ¦ Hot-Dry | SCG | All | Electric & Gas | SEER15 Heat Pump, <65 kbtuh, NR | Efficient |  |  | 1 | Conventional | HVAC | Com - School | Com | ROB Only | 1 | 1000 sqft2 of floor space | Cap-Tons | 15 | DEER:HVAC_Split-Package_HP | -5.0346 | 0 | -12.0107 | SWHC046-03 | 1171.6667 | 2021 | 679.11 | 2021 | 2138.2074 | -50.67 | SWHC046-03 | Com Central HVAC (Small) - Fuel Sub - Panel Upgrade - Hot-Dry ¦ SCG ¦ Hot-Dry | Com Central HVAC (Small) - Fuel Sub - Panel Upgrade - Hot-Dry | 0.027322 | 0.186 | 0 | CBSA 2014, adjusted to reflect new efficiencies | 28.2703 | 2032 | 1 | SWHC046-03
COM-HVAC-FS-PU-21.60 | Com ¦ Small Packaged Heat Pump (SEER 15) - Fuel Sub - Panel Upgrade - Hot-Dry ¦ SCG ¦ Hot-Dry | Com ¦ Small Packaged Heat Pump (SEER 15) - Fuel Sub - Panel Upgrade - Hot-Dry | SCG ¦ Hot-Dry | SCG | All | Electric & Gas | SEER15 Heat Pump, <65 kbtuh, NR | Efficient |  |  | 1 | Conventional | HVAC | Com - Warehouse | Com | ROB Only | 1 | 1000 sqft2 of floor space | Cap-Tons | 15 | DEER:HVAC_Split-Package_HP | 60.4 | 0 | -33.6 | SWHC046-03 | 1171.6667 | 2021 | 679.11 | 2021 | 2138.2074 | -50.67 | SWHC046-03 | Com Central HVAC (Small) - Fuel Sub - Panel Upgrade - Hot-Dry ¦ SCG ¦ Hot-Dry | Com Central HVAC (Small) - Fuel Sub - Panel Upgrade - Hot-Dry | 0.0051386 | 0.186 | 0 | CBSA 2014, adjusted to reflect new efficiencies | 123.5366 | 2032 | 1 | SWHC046-03
COM-HVAC-FS-PU-21.61 | Com ¦ Small Packaged Heat Pump (SEER 15) - Fuel Sub - Panel Upgrade - Cold ¦ SCG ¦ Cold | Com ¦ Small Packaged Heat Pump (SEER 15) - Fuel Sub - Panel Upgrade - Cold | SCG ¦ Cold | SCG | All | Electric & Gas | SEER15 Heat Pump, <65 kbtuh, NR | Efficient |  |  | 1 | Conventional | HVAC | Com - College | Com | ROB Only | 1 | 1000 sqft2 of floor space | Cap-Tons | 15 | DEER:HVAC_Split-Package_HP | 584.2372 | 0 | -92.6695 | SWHC046-03 | 1171.6667 | 2021 | 679.11 | 2021 | 2138.2074 | -50.67 | SWHC046-03 | Com Central HVAC (Small) - Fuel Sub - Panel Upgrade - Cold ¦ SCG ¦ Cold | Com Central HVAC (Small) - Fuel Sub - Panel Upgrade - Cold | 0.022689 | 0.186 | 0 | CBSA 2014, adjusted to reflect new efficiencies | 261.5757 | 2032 | 1 | SWHC046-03
COM-HVAC-FS-PU-21.62 | Com ¦ Small Packaged Heat Pump (SEER 15) - Fuel Sub - Panel Upgrade - Cold ¦ SCG ¦ Cold | Com ¦ Small Packaged Heat Pump (SEER 15) - Fuel Sub - Panel Upgrade - Cold | SCG ¦ Cold | SCG | All | Electric & Gas | SEER15 Heat Pump, <65 kbtuh, NR | Efficient |  |  | 1 | Conventional | HVAC | Com - Grocery | Com | ROB Only | 1 | 1000 sqft2 of floor space | Cap-Tons | 15 | DEER:HVAC_Split-Package_HP | 2010 | 0 | -331.3333 | SWHC046-03 | 1171.6667 | 2021 | 679.11 | 2021 | 2138.2074 | -50.67 | SWHC046-03 | Com Central HVAC (Small) - Fuel Sub - Panel Upgrade - Cold ¦ SCG ¦ Cold | Com Central HVAC (Small) - Fuel Sub - Panel Upgrade - Cold | 0.040359 | 0.186 | 0 | CBSA 2014, adjusted to reflect new efficiencies | 664.9738 | 2032 | 1 | SWHC046-03
COM-HVAC-FS-PU-21.63 | Com ¦ Small Packaged Heat Pump (SEER 15) - Fuel Sub - Panel Upgrade - Cold ¦ SCG ¦ Cold | Com ¦ Small Packaged Heat Pump (SEER 15) - Fuel Sub - Panel Upgrade - Cold | SCG ¦ Cold | SCG | All | Electric & Gas | SEER15 Heat Pump, <65 kbtuh, NR | Efficient |  |  | 1 | Conventional | HVAC | Com - Health | Com | ROB Only | 1 | 1000 sqft2 of floor space | Cap-Tons | 15 | DEER:HVAC_Split-Package_HP | 639.9939 | 0 | -128.9495 | SWHC046-03 | 1171.6667 | 2021 | 679.11 | 2021 | 2138.2074 | -50.67 | SWHC046-03 | Com Central HVAC (Small) - Fuel Sub - Panel Upgrade - Cold ¦ SCG ¦ Cold | Com Central HVAC (Small) - Fuel Sub - Panel Upgrade - Cold | 0.032178 | 0.186 | 0 | CBSA 2014, adjusted to reflect new efficiencies | 322.3491 | 2032 | 1 | SWHC046-03
COM-HVAC-FS-PU-21.64 | Com ¦ Small Packaged Heat Pump (SEER 15) - Fuel Sub - Panel Upgrade - Cold ¦ SCG ¦ Cold | Com ¦ Small Packaged Heat Pump (SEER 15) - Fuel Sub - Panel Upgrade - Cold | SCG ¦ Cold | SCG | All | Electric & Gas | SEER15 Heat Pump, <65 kbtuh, NR | Efficient |  |  | 1 | Conventional | HVAC | Com - Lodging | Com | ROB Only | 1 | 1000 sqft2 of floor space | Cap-Tons | 15 | DEER:HVAC_Split-Package_HP | 1384.3552 | 0 | -210.3596 | SWHC046-03 | 1171.6667 | 2021 | 679.11 | 2021 | 2138.2074 | -50.67 | SWHC046-03 | Com Central HVAC (Small) - Fuel Sub - Panel Upgrade - Cold ¦ SCG ¦ Cold | Com Central HVAC (Small) - Fuel Sub - Panel Upgrade - Cold | 0.018069 | 0.186 | 0 | CBSA 2014, adjusted to reflect new efficiencies | 1859.7175 | 2032 | 1 | SWHC046-03
COM-HVAC-FS-PU-21.65 | Com ¦ Small Packaged Heat Pump (SEER 15) - Fuel Sub - Panel Upgrade - Cold ¦ SCG ¦ Cold | Com ¦ Small Packaged Heat Pump (SEER 15) - Fuel Sub - Panel Upgrade - Cold | SCG ¦ Cold | SCG | All | Electric & Gas | SEER15 Heat Pump, <65 kbtuh, NR | Efficient |  |  | 1 | Conventional | HVAC | Com - Office (Large) | Com | ROB Only | 1 | 1000 sqft2 of floor space | Cap-Tons | 15 | DEER:HVAC_Split-Package_HP | 90.1 | 0 | -24.4 | SWHC046-03 | 1171.6667 | 2021 | 679.11 | 2021 | 2138.2074 | -50.67 | SWHC046-03 | Com Central HVAC (Small) - Fuel Sub - Panel Upgrade - Cold ¦ SCG ¦ Cold | Com Central HVAC (Small) - Fuel Sub - Panel Upgrade - Cold | 0.023953 | 0.186 | 0 | CBSA 2014, adjusted to reflect new efficiencies | 100.6124 | 2032 | 1 | SWHC046-03
COM-HVAC-FS-PU-21.66 | Com ¦ Small Packaged Heat Pump (SEER 15) - Fuel Sub - Panel Upgrade - Cold ¦ SCG ¦ Cold | Com ¦ Small Packaged Heat Pump (SEER 15) - Fuel Sub - Panel Upgrade - Cold | SCG ¦ Cold | SCG | All | Electric & Gas | SEER15 Heat Pump, <65 kbtuh, NR | Efficient |  |  | 1 | Conventional | HVAC | Com - Office (Small) | Com | ROB Only | 1 | 1000 sqft2 of floor space | Cap-Tons | 15 | DEER:HVAC_Split-Package_HP | 296.6667 | 0 | -49.4 | SWHC046-03 | 1171.6667 | 2021 | 679.11 | 2021 | 2138.2074 | -50.67 | SWHC046-03 | Com Central HVAC (Small) - Fuel Sub - Panel Upgrade - Cold ¦ SCG ¦ Cold | Com Central HVAC (Small) - Fuel Sub - Panel Upgrade - Cold | 0.027176 | 0.186 | 0 | CBSA 2014, adjusted to reflect new efficiencies | 84.1944 | 2032 | 1 | SWHC046-03
COM-HVAC-FS-PU-21.67 | Com ¦ Small Packaged Heat Pump (SEER 15) - Fuel Sub - Panel Upgrade - Cold ¦ SCG ¦ Cold | Com ¦ Small Packaged Heat Pump (SEER 15) - Fuel Sub - Panel Upgrade - Cold | SCG ¦ Cold | SCG | All | Electric & Gas | SEER15 Heat Pump, <65 kbtuh, NR | Efficient |  |  | 1 | Conventional | HVAC | Com - Other | Com | ROB Only | 1 | 1000 sqft2 of floor space | Cap-Tons | 15 | DEER:HVAC_Split-Package_HP | 1058.6667 | 0 | -172 | SWHC046-03 | 1171.6667 | 2021 | 679.11 | 2021 | 2138.2074 | -50.67 | SWHC046-03 | Com Central HVAC (Small) - Fuel Sub - Panel Upgrade - Cold ¦ SCG ¦ Cold | Com Central HVAC (Small) - Fuel Sub - Panel Upgrade - Cold | 0.038925 | 0.186 | 0 | CBSA 2014, adjusted to reflect new efficiencies | 662.2584 | 2032 | 1 | SWHC046-03
COM-HVAC-FS-PU-21.68 | Com ¦ Small Packaged Heat Pump (SEER 15) - Fuel Sub - Panel Upgrade - Cold ¦ SCG ¦ Cold | Com ¦ Small Packaged Heat Pump (SEER 15) - Fuel Sub - Panel Upgrade - Cold | SCG ¦ Cold | SCG | All | Electric & Gas | SEER15 Heat Pump, <65 kbtuh, NR | Efficient |  |  | 1 | Conventional | HVAC | Com - Refrig. Warehouse | Com | ROB Only | 1 | 1000 sqft2 of floor space | Cap-Tons | 15 | DEER:HVAC_Split-Package_HP | 0 | 0 | 0 | SWHC046-03 | 0 | 2021 | 0 | 2021 | 2138.2074 | -50.67 | SWHC046-03 | Com Central HVAC (Small) - Fuel Sub - Panel Upgrade - Cold ¦ SCG ¦ Cold | Com Central HVAC (Small) - Fuel Sub - Panel Upgrade - Cold | 0 | 0.186 | 0 | CBSA 2014, adjusted to reflect new efficiencies | 0 | 2032 | 1 | SWHC046-03
COM-HVAC-FS-PU-21.69 | Com ¦ Small Packaged Heat Pump (SEER 15) - Fuel Sub - Panel Upgrade - Cold ¦ SCG ¦ Cold | Com ¦ Small Packaged Heat Pump (SEER 15) - Fuel Sub - Panel Upgrade - Cold | SCG ¦ Cold | SCG | All | Electric & Gas | SEER15 Heat Pump, <65 kbtuh, NR | Efficient |  |  | 1 | Conventional | HVAC | Com - Restaurant | Com | ROB Only | 1 | 1000 sqft2 of floor space | Cap-Tons | 15 | DEER:HVAC_Split-Package_HP | 817.2693 | 0 | -140.5022 | SWHC046-03 | 1171.6667 | 2021 | 679.11 | 2021 | 2138.2074 | -50.67 | SWHC046-03 | Com Central HVAC (Small) - Fuel Sub - Panel Upgrade - Cold ¦ SCG ¦ Cold | Com Central HVAC (Small) - Fuel Sub - Panel Upgrade - Cold | 0.039657 | 0.186 | 0 | CBSA 2014, adjusted to reflect new efficiencies | 91.0267 | 2032 | 1 | SWHC046-03
COM-HVAC-FS-PU-21.70 | Com ¦ Small Packaged Heat Pump (SEER 15) - Fuel Sub - Panel Upgrade - Cold ¦ SCG ¦ Cold | Com ¦ Small Packaged Heat Pump (SEER 15) - Fuel Sub - Panel Upgrade - Cold | SCG ¦ Cold | SCG | All | Electric & Gas | SEER15 Heat Pump, <65 kbtuh, NR | Efficient |  |  | 1 | Conventional | HVAC | Com - Retail | Com | ROB Only | 1 | 1000 sqft2 of floor space | Cap-Tons | 15 | DEER:HVAC_Split-Package_HP | 704.2235 | 0 | -114.1883 | SWHC046-03 | 1171.6667 | 2021 | 679.11 | 2021 | 2138.2074 | -50.67 | SWHC046-03 | Com Central HVAC (Small) - Fuel Sub - Panel Upgrade - Cold ¦ SCG ¦ Cold | Com Central HVAC (Small) - Fuel Sub - Panel Upgrade - Cold | 0.016778 | 0.186 | 0 | CBSA 2014, adjusted to reflect new efficiencies | 316.8117 | 2032 | 1 | SWHC046-03
COM-HVAC-FS-PU-21.71 | Com ¦ Small Packaged Heat Pump (SEER 15) - Fuel Sub - Panel Upgrade - Cold ¦ SCG ¦ Cold | Com ¦ Small Packaged Heat Pump (SEER 15) - Fuel Sub - Panel Upgrade - Cold | SCG ¦ Cold | SCG | All | Electric & Gas | SEER15 Heat Pump, <65 kbtuh, NR | Efficient |  |  | 1 | Conventional | HVAC | Com - School | Com | ROB Only | 1 | 1000 sqft2 of floor space | Cap-Tons | 15 | DEER:HVAC_Split-Package_HP | 652.1056 | 0 | -96.149 | SWHC046-03 | 1171.6667 | 2021 | 679.11 | 2021 | 2138.2074 | -50.67 | SWHC046-03 | Com Central HVAC (Small) - Fuel Sub - Panel Upgrade - Cold ¦ SCG ¦ Cold | Com Central HVAC (Small) - Fuel Sub - Panel Upgrade - Cold | 0.027322 | 0.186 | 0 | CBSA 2014, adjusted to reflect new efficiencies | 112.3089 | 2032 | 1 | SWHC046-03
COM-HVAC-FS-PU-21.72 | Com ¦ Small Packaged Heat Pump (SEER 15) - Fuel Sub - Panel Upgrade - Cold ¦ SCG ¦ Cold | Com ¦ Small Packaged Heat Pump (SEER 15) - Fuel Sub - Panel Upgrade - Cold | SCG ¦ Cold | SCG | All | Electric & Gas | SEER15 Heat Pump, <65 kbtuh, NR | Efficient |  |  | 1 | Conventional | HVAC | Com - Warehouse | Com | ROB Only | 1 | 1000 sqft2 of floor space | Cap-Tons | 15 | DEER:HVAC_Split-Package_HP | 1069.3333 | 0 | -152 | SWHC046-03 | 1171.6667 | 2021 | 679.11 | 2021 | 2138.2074 | -50.67 | SWHC046-03 | Com Central HVAC (Small) - Fuel Sub - Panel Upgrade - Cold ¦ SCG ¦ Cold | Com Central HVAC (Small) - Fuel Sub - Panel Upgrade - Cold | 0.0051386 | 0.186 | 0 | CBSA 2014, adjusted to reflect new efficiencies | 320.2473 | 2032 | 1 | SWHC046-03
COM-HVAC-FS-PU-21.73 | Com ¦ Small Packaged Heat Pump (SEER 15) - Fuel Sub - Panel Upgrade - Marine ¦ SDG&E ¦ Marine | Com ¦ Small Packaged Heat Pump (SEER 15) - Fuel Sub - Panel Upgrade - Marine | SDG&E ¦ Marine | SDG&E | All | Electric & Gas | SEER15 Heat Pump, <65 kbtuh, NR | Efficient |  |  | 1 | Conventional | HVAC | Com - College | Com | ROB Only | 1 | 1000 sqft2 of floor space | Cap-Tons | 15 | DEER:HVAC_Split-Package_HP | -42.9866 | 0 | -12.4101 | SWHC046-03 | 1171.6667 | 2021 | 679.11 | 2021 | 2138.2074 | -50.67 | SWHC046-03 | Com Central HVAC (Small) - Fuel Sub - Panel Upgrade - Marine ¦ SDG&E ¦ Marine | Com Central HVAC (Small) - Fuel Sub - Panel Upgrade - Marine | 0.022234 | 0.186 | 0 | CBSA 2014, adjusted to reflect new efficiencies | 44.1819 | 2032 | 1 | SWHC046-03
COM-HVAC-FS-PU-21.74 | Com ¦ Small Packaged Heat Pump (SEER 15) - Fuel Sub - Panel Upgrade - Marine ¦ SDG&E ¦ Marine | Com ¦ Small Packaged Heat Pump (SEER 15) - Fuel Sub - Panel Upgrade - Marine | SDG&E ¦ Marine | SDG&E | All | Electric & Gas | SEER15 Heat Pump, <65 kbtuh, NR | Efficient |  |  | 1 | Conventional | HVAC | Com - Grocery | Com | ROB Only | 1 | 1000 sqft2 of floor space | Cap-Tons | 15 | DEER:HVAC_Split-Package_HP | 197.2467 | 0 | -80.6 | SWHC046-03 | 1171.6667 | 2021 | 679.11 | 2021 | 2138.2074 | -50.67 | SWHC046-03 | Com Central HVAC (Small) - Fuel Sub - Panel Upgrade - Marine ¦ SDG&E ¦ Marine | Com Central HVAC (Small) - Fuel Sub - Panel Upgrade - Marine | 0.041033 | 0.186 | 0 | CBSA 2014, adjusted to reflect new efficiencies | 178.1693 | 2032 | 1 | SWHC046-03
COM-HVAC-FS-PU-21.75 | Com ¦ Small Packaged Heat Pump (SEER 15) - Fuel Sub - Panel Upgrade - Marine ¦ SDG&E ¦ Marine | Com ¦ Small Packaged Heat Pump (SEER 15) - Fuel Sub - Panel Upgrade - Marine | SDG&E ¦ Marine | SDG&E | All | Electric & Gas | SEER15 Heat Pump, <65 kbtuh, NR | Efficient |  |  | 1 | Conventional | HVAC | Com - Health | Com | ROB Only | 1 | 1000 sqft2 of floor space | Cap-Tons | 15 | DEER:HVAC_Split-Package_HP | -122.1513 | 0 | -22.4855 | SWHC046-03 | 1171.6667 | 2021 | 679.11 | 2021 | 2138.2074 | -50.67 | SWHC046-03 | Com Central HVAC (Small) - Fuel Sub - Panel Upgrade - Marine ¦ SDG&E ¦ Marine | Com Central HVAC (Small) - Fuel Sub - Panel Upgrade - Marine | 0.031998 | 0.186 | 0 | CBSA 2014, adjusted to reflect new efficiencies | 71.5053 | 2032 | 1 | SWHC046-03
COM-HVAC-FS-PU-21.76 | Com ¦ Small Packaged Heat Pump (SEER 15) - Fuel Sub - Panel Upgrade - Marine ¦ SDG&E ¦ Marine | Com ¦ Small Packaged Heat Pump (SEER 15) - Fuel Sub - Panel Upgrade - Marine | SDG&E ¦ Marine | SDG&E | All | Electric & Gas | SEER15 Heat Pump, <65 kbtuh, NR | Efficient |  |  | 1 | Conventional | HVAC | Com - Lodging | Com | ROB Only | 1 | 1000 sqft2 of floor space | Cap-Tons | 15 | DEER:HVAC_Split-Package_HP | 24.454 | 0 | -41.9012 | SWHC046-03 | 1171.6667 | 2021 | 679.11 | 2021 | 2138.2074 | -50.67 | SWHC046-03 | Com Central HVAC (Small) - Fuel Sub - Panel Upgrade - Marine ¦ SDG&E ¦ Marine | Com Central HVAC (Small) - Fuel Sub - Panel Upgrade - Marine | 0.017903 | 0.186 | 0 | CBSA 2014, adjusted to reflect new efficiencies | 410.0591 | 2032 | 1 | SWHC046-03
COM-HVAC-FS-PU-21.77 | Com ¦ Small Packaged Heat Pump (SEER 15) - Fuel Sub - Panel Upgrade - Marine ¦ SDG&E ¦ Marine | Com ¦ Small Packaged Heat Pump (SEER 15) - Fuel Sub - Panel Upgrade - Marine | SDG&E ¦ Marine | SDG&E | All | Electric & Gas | SEER15 Heat Pump, <65 kbtuh, NR | Efficient |  |  | 1 | Conventional | HVAC | Com - Office (Large) | Com | ROB Only | 1 | 1000 sqft2 of floor space | Cap-Tons | 15 | DEER:HVAC_Split-Package_HP | -91.8333 | 0 | -0.948 | SWHC046-03 | 1171.6667 | 2021 | 679.11 | 2021 | 2138.2074 | -50.67 | SWHC046-03 | Com Central HVAC (Small) - Fuel Sub - Panel Upgrade - Marine ¦ SDG&E ¦ Marine | Com Central HVAC (Small) - Fuel Sub - Panel Upgrade - Marine | 0.023374 | 0.186 | 0 | CBSA 2014, adjusted to reflect new efficiencies | 13.3901 | 2032 | 1 | SWHC046-03
COM-HVAC-FS-PU-21.78 | Com ¦ Small Packaged Heat Pump (SEER 15) - Fuel Sub - Panel Upgrade - Marine ¦ SDG&E ¦ Marine | Com ¦ Small Packaged Heat Pump (SEER 15) - Fuel Sub - Panel Upgrade - Marine | SDG&E ¦ Marine | SDG&E | All | Electric & Gas | SEER15 Heat Pump, <65 kbtuh, NR | Efficient |  |  | 1 | Conventional | HVAC | Com - Office (Small) | Com | ROB Only | 1 | 1000 sqft2 of floor space | Cap-Tons | 15 | DEER:HVAC_Split-Package_HP | -62.8333 | 0 | -5.55 | SWHC046-03 | 1171.6667 | 2021 | 679.11 | 2021 | 2138.2074 | -50.67 | SWHC046-03 | Com Central HVAC (Small) - Fuel Sub - Panel Upgrade - Marine ¦ SDG&E ¦ Marine | Com Central HVAC (Small) - Fuel Sub - Panel Upgrade - Marine | 0.028381 | 0.186 | 0 | CBSA 2014, adjusted to reflect new efficiencies | 13.868 | 2032 | 1 | SWHC046-03
COM-HVAC-FS-PU-21.79 | Com ¦ Small Packaged Heat Pump (SEER 15) - Fuel Sub - Panel Upgrade - Marine ¦ SDG&E ¦ Marine | Com ¦ Small Packaged Heat Pump (SEER 15) - Fuel Sub - Panel Upgrade - Marine | SDG&E ¦ Marine | SDG&E | All | Electric & Gas | SEER15 Heat Pump, <65 kbtuh, NR | Efficient |  |  | 1 | Conventional | HVAC | Com - Other | Com | ROB Only | 1 | 1000 sqft2 of floor space | Cap-Tons | 15 | DEER:HVAC_Split-Package_HP | 14.7 | 0 | -25 | SWHC046-03 | 1171.6667 | 2021 | 679.11 | 2021 | 2138.2074 | -50.67 | SWHC046-03 | Com Central HVAC (Small) - Fuel Sub - Panel Upgrade - Marine ¦ SDG&E ¦ Marine | Com Central HVAC (Small) - Fuel Sub - Panel Upgrade - Marine | 0.03826 | 0.186 | 0 | CBSA 2014, adjusted to reflect new efficiencies | 111.6269 | 2032 | 1 | SWHC046-03
COM-HVAC-FS-PU-21.80 | Com ¦ Small Packaged Heat Pump (SEER 15) - Fuel Sub - Panel Upgrade - Marine ¦ SDG&E ¦ Marine | Com ¦ Small Packaged Heat Pump (SEER 15) - Fuel Sub - Panel Upgrade - Marine | SDG&E ¦ Marine | SDG&E | All | Electric & Gas | SEER15 Heat Pump, <65 kbtuh, NR | Efficient |  |  | 1 | Conventional | HVAC | Com - Refrig. Warehouse | Com | ROB Only | 1 | 1000 sqft2 of floor space | Cap-Tons | 15 | DEER:HVAC_Split-Package_HP | 0 | 0 | 0 | SWHC046-03 | 0 | 2021 | 0 | 2021 | 2138.2074 | -50.67 | SWHC046-03 | Com Central HVAC (Small) - Fuel Sub - Panel Upgrade - Marine ¦ SDG&E ¦ Marine | Com Central HVAC (Small) - Fuel Sub - Panel Upgrade - Marine | 0 | 0.186 | 0 | CBSA 2014, adjusted to reflect new efficiencies | 0 | 2032 | 1 | SWHC046-03
COM-HVAC-FS-PU-21.81 | Com ¦ Small Packaged Heat Pump (SEER 15) - Fuel Sub - Panel Upgrade - Marine ¦ SDG&E ¦ Marine | Com ¦ Small Packaged Heat Pump (SEER 15) - Fuel Sub - Panel Upgrade - Marine | SDG&E ¦ Marine | SDG&E | All | Electric & Gas | SEER15 Heat Pump, <65 kbtuh, NR | Efficient |  |  | 1 | Conventional | HVAC | Com - Restaurant | Com | ROB Only | 1 | 1000 sqft2 of floor space | Cap-Tons | 15 | DEER:HVAC_Split-Package_HP | -50.9643 | 0 | -11.7207 | SWHC046-03 | 1171.6667 | 2021 | 679.11 | 2021 | 2138.2074 | -50.67 | SWHC046-03 | Com Central HVAC (Small) - Fuel Sub - Panel Upgrade - Marine ¦ SDG&E ¦ Marine | Com Central HVAC (Small) - Fuel Sub - Panel Upgrade - Marine | 0.041427 | 0.186 | 0 | CBSA 2014, adjusted to reflect new efficiencies | 9.7107 | 2032 | 1 | SWHC046-03
COM-HVAC-FS-PU-21.82 | Com ¦ Small Packaged Heat Pump (SEER 15) - Fuel Sub - Panel Upgrade - Marine ¦ SDG&E ¦ Marine | Com ¦ Small Packaged Heat Pump (SEER 15) - Fuel Sub - Panel Upgrade - Marine | SDG&E ¦ Marine | SDG&E | All | Electric & Gas | SEER15 Heat Pump, <65 kbtuh, NR | Efficient |  |  | 1 | Conventional | HVAC | Com - Retail | Com | ROB Only | 1 | 1000 sqft2 of floor space | Cap-Tons | 15 | DEER:HVAC_Split-Package_HP | -75.2962 | 0 | -11.8403 | SWHC046-03 | 1171.6667 | 2021 | 679.11 | 2021 | 2138.2074 | -50.67 | SWHC046-03 | Com Central HVAC (Small) - Fuel Sub - Panel Upgrade - Marine ¦ SDG&E ¦ Marine | Com Central HVAC (Small) - Fuel Sub - Panel Upgrade - Marine | 0.016794 | 0.186 | 0 | CBSA 2014, adjusted to reflect new efficiencies | 84.9573 | 2032 | 1 | SWHC046-03
COM-HVAC-FS-PU-21.83 | Com ¦ Small Packaged Heat Pump (SEER 15) - Fuel Sub - Panel Upgrade - Marine ¦ SDG&E ¦ Marine | Com ¦ Small Packaged Heat Pump (SEER 15) - Fuel Sub - Panel Upgrade - Marine | SDG&E ¦ Marine | SDG&E | All | Electric & Gas | SEER15 Heat Pump, <65 kbtuh, NR | Efficient |  |  | 1 | Conventional | HVAC | Com - School | Com | ROB Only | 1 | 1000 sqft2 of floor space | Cap-Tons | 15 | DEER:HVAC_Split-Package_HP | 0.1959 | 0 | -12.1639 | SWHC046-03 | 1171.6667 | 2021 | 679.11 | 2021 | 2138.2074 | -50.67 | SWHC046-03 | Com Central HVAC (Small) - Fuel Sub - Panel Upgrade - Marine ¦ SDG&E ¦ Marine | Com Central HVAC (Small) - Fuel Sub - Panel Upgrade - Marine | 0.028241 | 0.186 | 0 | CBSA 2014, adjusted to reflect new efficiencies | 27.7591 | 2032 | 1 | SWHC046-03
COM-HVAC-FS-PU-21.84 | Com ¦ Small Packaged Heat Pump (SEER 15) - Fuel Sub - Panel Upgrade - Marine ¦ SDG&E ¦ Marine | Com ¦ Small Packaged Heat Pump (SEER 15) - Fuel Sub - Panel Upgrade - Marine | SDG&E ¦ Marine | SDG&E | All | Electric & Gas | SEER15 Heat Pump, <65 kbtuh, NR | Efficient |  |  | 1 | Conventional | HVAC | Com - Warehouse | Com | ROB Only | 1 | 1000 sqft2 of floor space | Cap-Tons | 15 | DEER:HVAC_Split-Package_HP | 92.6333 | 0 | -34.2 | SWHC046-03 | 1171.6667 | 2021 | 679.11 | 2021 | 2138.2074 | -50.67 | SWHC046-03 | Com Central HVAC (Small) - Fuel Sub - Panel Upgrade - Marine ¦ SDG&E ¦ Marine | Com Central HVAC (Small) - Fuel Sub - Panel Upgrade - Marine | 0.0051502 | 0.186 | 0 | CBSA 2014, adjusted to reflect new efficiencies | 116.4048 | 2032 | 1 | SWHC046-03
COM-HVAC-FS-PU-21.85 | Com ¦ Small Packaged Heat Pump (SEER 15) - Fuel Sub - Panel Upgrade - Hot-Dry ¦ SDG&E ¦ Hot-Dry | Com ¦ Small Packaged Heat Pump (SEER 15) - Fuel Sub - Panel Upgrade - Hot-Dry | SDG&E ¦ Hot-Dry | SDG&E | All | Electric & Gas | SEER15 Heat Pump, <65 kbtuh, NR | Efficient |  |  | 1 | Conventional | HVAC | Com - College | Com | ROB Only | 1 | 1000 sqft2 of floor space | Cap-Tons | 15 | DEER:HVAC_Split-Package_HP | -46.1279 | 0 | -10.793 | SWHC046-03 | 1171.6667 | 2021 | 679.11 | 2021 | 2138.2074 | -50.67 | SWHC046-03 | Com Central HVAC (Small) - Fuel Sub - Panel Upgrade - Hot-Dry ¦ SDG&E ¦ Hot-Dry | Com Central HVAC (Small) - Fuel Sub - Panel Upgrade - Hot-Dry | 0.022234 | 0.186 | 0 | CBSA 2014, adjusted to reflect new efficiencies | 39.085 | 2032 | 1 | SWHC046-03
COM-HVAC-FS-PU-21.86 | Com ¦ Small Packaged Heat Pump (SEER 15) - Fuel Sub - Panel Upgrade - Hot-Dry ¦ SDG&E ¦ Hot-Dry | Com ¦ Small Packaged Heat Pump (SEER 15) - Fuel Sub - Panel Upgrade - Hot-Dry | SDG&E ¦ Hot-Dry | SDG&E | All | Electric & Gas | SEER15 Heat Pump, <65 kbtuh, NR | Efficient |  |  | 1 | Conventional | HVAC | Com - Grocery | Com | ROB Only | 1 | 1000 sqft2 of floor space | Cap-Tons | 15 | DEER:HVAC_Split-Package_HP | 182.7 | 0 | -79.1 | SWHC046-03 | 1171.6667 | 2021 | 679.11 | 2021 | 2138.2074 | -50.67 | SWHC046-03 | Com Central HVAC (Small) - Fuel Sub - Panel Upgrade - Hot-Dry ¦ SDG&E ¦ Hot-Dry | Com Central HVAC (Small) - Fuel Sub - Panel Upgrade - Hot-Dry | 0.041033 | 0.186 | 0 | CBSA 2014, adjusted to reflect new efficiencies | 175.4652 | 2032 | 1 | SWHC046-03
COM-HVAC-FS-PU-21.87 | Com ¦ Small Packaged Heat Pump (SEER 15) - Fuel Sub - Panel Upgrade - Hot-Dry ¦ SDG&E ¦ Hot-Dry | Com ¦ Small Packaged Heat Pump (SEER 15) - Fuel Sub - Panel Upgrade - Hot-Dry | SDG&E ¦ Hot-Dry | SDG&E | All | Electric & Gas | SEER15 Heat Pump, <65 kbtuh, NR | Efficient |  |  | 1 | Conventional | HVAC | Com - Health | Com | ROB Only | 1 | 1000 sqft2 of floor space | Cap-Tons | 15 | DEER:HVAC_Split-Package_HP | -140.122 | 0 | -17.1437 | SWHC046-03 | 1171.6667 | 2021 | 679.11 | 2021 | 2138.2074 | -50.67 | SWHC046-03 | Com Central HVAC (Small) - Fuel Sub - Panel Upgrade - Hot-Dry ¦ SDG&E ¦ Hot-Dry | Com Central HVAC (Small) - Fuel Sub - Panel Upgrade - Hot-Dry | 0.031998 | 0.186 | 0 | CBSA 2014, adjusted to reflect new efficiencies | 57.5928 | 2032 | 1 | SWHC046-03
COM-HVAC-FS-PU-21.88 | Com ¦ Small Packaged Heat Pump (SEER 15) - Fuel Sub - Panel Upgrade - Hot-Dry ¦ SDG&E ¦ Hot-Dry | Com ¦ Small Packaged Heat Pump (SEER 15) - Fuel Sub - Panel Upgrade - Hot-Dry | SDG&E ¦ Hot-Dry | SDG&E | All | Electric & Gas | SEER15 Heat Pump, <65 kbtuh, NR | Efficient |  |  | 1 | Conventional | HVAC | Com - Lodging | Com | ROB Only | 1 | 1000 sqft2 of floor space | Cap-Tons | 15 | DEER:HVAC_Split-Package_HP | -14.4547 | 0 | -33.7874 | SWHC046-03 | 1171.6667 | 2021 | 679.11 | 2021 | 2138.2074 | -50.67 | SWHC046-03 | Com Central HVAC (Small) - Fuel Sub - Panel Upgrade - Hot-Dry ¦ SDG&E ¦ Hot-Dry | Com Central HVAC (Small) - Fuel Sub - Panel Upgrade - Hot-Dry | 0.017903 | 0.186 | 0 | CBSA 2014, adjusted to reflect new efficiencies | 336.0434 | 2032 | 1 | SWHC046-03
COM-HVAC-FS-PU-21.89 | Com ¦ Small Packaged Heat Pump (SEER 15) - Fuel Sub - Panel Upgrade - Hot-Dry ¦ SDG&E ¦ Hot-Dry | Com ¦ Small Packaged Heat Pump (SEER 15) - Fuel Sub - Panel Upgrade - Hot-Dry | SDG&E ¦ Hot-Dry | SDG&E | All | Electric & Gas | SEER15 Heat Pump, <65 kbtuh, NR | Efficient |  |  | 1 | Conventional | HVAC | Com - Office (Large) | Com | ROB Only | 1 | 1000 sqft2 of floor space | Cap-Tons | 15 | DEER:HVAC_Split-Package_HP | -88.4667 | 0 | -0.57933 | SWHC046-03 | 1171.6667 | 2021 | 679.11 | 2021 | 2138.2074 | -50.67 | SWHC046-03 | Com Central HVAC (Small) - Fuel Sub - Panel Upgrade - Hot-Dry ¦ SDG&E ¦ Hot-Dry | Com Central HVAC (Small) - Fuel Sub - Panel Upgrade - Hot-Dry | 0.023374 | 0.186 | 0 | CBSA 2014, adjusted to reflect new efficiencies | 11.3997 | 2032 | 1 | SWHC046-03
COM-HVAC-FS-PU-21.90 | Com ¦ Small Packaged Heat Pump (SEER 15) - Fuel Sub - Panel Upgrade - Hot-Dry ¦ SDG&E ¦ Hot-Dry | Com ¦ Small Packaged Heat Pump (SEER 15) - Fuel Sub - Panel Upgrade - Hot-Dry | SDG&E ¦ Hot-Dry | SDG&E | All | Electric & Gas | SEER15 Heat Pump, <65 kbtuh, NR | Efficient |  |  | 1 | Conventional | HVAC | Com - Office (Small) | Com | ROB Only | 1 | 1000 sqft2 of floor space | Cap-Tons | 15 | DEER:HVAC_Split-Package_HP | -65.7667 | 0 | -4.4333 | SWHC046-03 | 1171.6667 | 2021 | 679.11 | 2021 | 2138.2074 | -50.67 | SWHC046-03 | Com Central HVAC (Small) - Fuel Sub - Panel Upgrade - Hot-Dry ¦ SDG&E ¦ Hot-Dry | Com Central HVAC (Small) - Fuel Sub - Panel Upgrade - Hot-Dry | 0.028381 | 0.186 | 0 | CBSA 2014, adjusted to reflect new efficiencies | 11.7918 | 2032 | 1 | SWHC046-03
COM-HVAC-FS-PU-21.91 | Com ¦ Small Packaged Heat Pump (SEER 15) - Fuel Sub - Panel Upgrade - Hot-Dry ¦ SDG&E ¦ Hot-Dry | Com ¦ Small Packaged Heat Pump (SEER 15) - Fuel Sub - Panel Upgrade - Hot-Dry | SDG&E ¦ Hot-Dry | SDG&E | All | Electric & Gas | SEER15 Heat Pump, <65 kbtuh, NR | Efficient |  |  | 1 | Conventional | HVAC | Com - Other | Com | ROB Only | 1 | 1000 sqft2 of floor space | Cap-Tons | 15 | DEER:HVAC_Split-Package_HP | 4.1667 | 0 | -21.8 | SWHC046-03 | 1171.6667 | 2021 | 679.11 | 2021 | 2138.2074 | -50.67 | SWHC046-03 | Com Central HVAC (Small) - Fuel Sub - Panel Upgrade - Hot-Dry ¦ SDG&E ¦ Hot-Dry | Com Central HVAC (Small) - Fuel Sub - Panel Upgrade - Hot-Dry | 0.03826 | 0.186 | 0 | CBSA 2014, adjusted to reflect new efficiencies | 98.294 | 2032 | 1 | SWHC046-03
COM-HVAC-FS-PU-21.92 | Com ¦ Small Packaged Heat Pump (SEER 15) - Fuel Sub - Panel Upgrade - Hot-Dry ¦ SDG&E ¦ Hot-Dry | Com ¦ Small Packaged Heat Pump (SEER 15) - Fuel Sub - Panel Upgrade - Hot-Dry | SDG&E ¦ Hot-Dry | SDG&E | All | Electric & Gas | SEER15 Heat Pump, <65 kbtuh, NR | Efficient |  |  | 1 | Conventional | HVAC | Com - Refrig. Warehouse | Com | ROB Only | 1 | 1000 sqft2 of floor space | Cap-Tons | 15 | DEER:HVAC_Split-Package_HP | 0 | 0 | 0 | SWHC046-03 | 0 | 2021 | 0 | 2021 | 2138.2074 | -50.67 | SWHC046-03 | Com Central HVAC (Small) - Fuel Sub - Panel Upgrade - Hot-Dry ¦ SDG&E ¦ Hot-Dry | Com Central HVAC (Small) - Fuel Sub - Panel Upgrade - Hot-Dry | 0 | 0.186 | 0 | CBSA 2014, adjusted to reflect new efficiencies | 0 | 2032 | 1 | SWHC046-03
COM-HVAC-FS-PU-21.93 | Com ¦ Small Packaged Heat Pump (SEER 15) - Fuel Sub - Panel Upgrade - Hot-Dry ¦ SDG&E ¦ Hot-Dry | Com ¦ Small Packaged Heat Pump (SEER 15) - Fuel Sub - Panel Upgrade - Hot-Dry | SDG&E ¦ Hot-Dry | SDG&E | All | Electric & Gas | SEER15 Heat Pump, <65 kbtuh, NR | Efficient |  |  | 1 | Conventional | HVAC | Com - Restaurant | Com | ROB Only | 1 | 1000 sqft2 of floor space | Cap-Tons | 15 | DEER:HVAC_Split-Package_HP | -60.7898 | 0 | -8.0956 | SWHC046-03 | 1171.6667 | 2021 | 679.11 | 2021 | 2138.2074 | -50.67 | SWHC046-03 | Com Central HVAC (Small) - Fuel Sub - Panel Upgrade - Hot-Dry ¦ SDG&E ¦ Hot-Dry | Com Central HVAC (Small) - Fuel Sub - Panel Upgrade - Hot-Dry | 0.041427 | 0.186 | 0 | CBSA 2014, adjusted to reflect new efficiencies | 7.162 | 2032 | 1 | SWHC046-03
COM-HVAC-FS-PU-21.94 | Com ¦ Small Packaged Heat Pump (SEER 15) - Fuel Sub - Panel Upgrade - Hot-Dry ¦ SDG&E ¦ Hot-Dry | Com ¦ Small Packaged Heat Pump (SEER 15) - Fuel Sub - Panel Upgrade - Hot-Dry | SDG&E ¦ Hot-Dry | SDG&E | All | Electric & Gas | SEER15 Heat Pump, <65 kbtuh, NR | Efficient |  |  | 1 | Conventional | HVAC | Com - Retail | Com | ROB Only | 1 | 1000 sqft2 of floor space | Cap-Tons | 15 | DEER:HVAC_Split-Package_HP | -76.322 | 0 | -9.8184 | SWHC046-03 | 1171.6667 | 2021 | 679.11 | 2021 | 2138.2074 | -50.67 | SWHC046-03 | Com Central HVAC (Small) - Fuel Sub - Panel Upgrade - Hot-Dry ¦ SDG&E ¦ Hot-Dry | Com Central HVAC (Small) - Fuel Sub - Panel Upgrade - Hot-Dry | 0.016794 | 0.186 | 0 | CBSA 2014, adjusted to reflect new efficiencies | 75.3269 | 2032 | 1 | SWHC046-03
COM-HVAC-FS-PU-21.95 | Com ¦ Small Packaged Heat Pump (SEER 15) - Fuel Sub - Panel Upgrade - Hot-Dry ¦ SDG&E ¦ Hot-Dry | Com ¦ Small Packaged Heat Pump (SEER 15) - Fuel Sub - Panel Upgrade - Hot-Dry | SDG&E ¦ Hot-Dry | SDG&E | All | Electric & Gas | SEER15 Heat Pump, <65 kbtuh, NR | Efficient |  |  | 1 | Conventional | HVAC | Com - School | Com | ROB Only | 1 | 1000 sqft2 of floor space | Cap-Tons | 15 | DEER:HVAC_Split-Package_HP | -3.4999 | 0 | -10.9429 | SWHC046-03 | 1171.6667 | 2021 | 679.11 | 2021 | 2138.2074 | -50.67 | SWHC046-03 | Com Central HVAC (Small) - Fuel Sub - Panel Upgrade - Hot-Dry ¦ SDG&E ¦ Hot-Dry | Com Central HVAC (Small) - Fuel Sub - Panel Upgrade - Hot-Dry | 0.028241 | 0.186 | 0 | CBSA 2014, adjusted to reflect new efficiencies | 25.5778 | 2032 | 1 | SWHC046-03
COM-HVAC-FS-PU-21.96 | Com ¦ Small Packaged Heat Pump (SEER 15) - Fuel Sub - Panel Upgrade - Hot-Dry ¦ SDG&E ¦ Hot-Dry | Com ¦ Small Packaged Heat Pump (SEER 15) - Fuel Sub - Panel Upgrade - Hot-Dry | SDG&E ¦ Hot-Dry | SDG&E | All | Electric & Gas | SEER15 Heat Pump, <65 kbtuh, NR | Efficient |  |  | 1 | Conventional | HVAC | Com - Warehouse | Com | ROB Only | 1 | 1000 sqft2 of floor space | Cap-Tons | 15 | DEER:HVAC_Split-Package_HP | 75.5333 | 0 | -31.9 | SWHC046-03 | 1171.6667 | 2021 | 679.11 | 2021 | 2138.2074 | -50.67 | SWHC046-03 | Com Central HVAC (Small) - Fuel Sub - Panel Upgrade - Hot-Dry ¦ SDG&E ¦ Hot-Dry | Com Central HVAC (Small) - Fuel Sub - Panel Upgrade - Hot-Dry | 0.0051502 | 0.186 | 0 | CBSA 2014, adjusted to reflect new efficiencies | 111.8345 | 2032 | 1 | SWHC046-03
COM-HVAC-FS-PU-22.1 | Com ¦ Small Packaged Heat Pump (SEER 16) - Fuel Sub - Panel Upgrade - Marine ¦ PG&E ¦ Marine | Com ¦ Small Packaged Heat Pump (SEER 16) - Fuel Sub - Panel Upgrade - Marine | PG&E ¦ Marine | PG&E | All | Electric & Gas | SEER16 Heat Pump, <65 kbtuh, NR | Efficient |  |  | 1 | Conventional | HVAC | Com - College | Com | ROB Only | 1 | 1000 sqft2 of floor space | Cap-Tons | 15 | DEER:HVAC_Split-Package_HP | -24.7636 | 0 | -35.6808 | SWHC046-03 | 1402.6667 | 2021 | 679.11 | 2021 | 2138.2074 | -50.67 | SWHC046-03 | Com Central HVAC (Small) - Fuel Sub - Panel Upgrade - Marine ¦ PG&E ¦ Marine | Com Central HVAC (Small) - Fuel Sub - Panel Upgrade - Marine | 0.020331 | 0.186 | 0 | CBSA 2014, adjusted to reflect new efficiencies | 119.5682 | 2032 | 1 | SWHC046-03
COM-HVAC-FS-PU-22.2 | Com ¦ Small Packaged Heat Pump (SEER 16) - Fuel Sub - Panel Upgrade - Marine ¦ PG&E ¦ Marine | Com ¦ Small Packaged Heat Pump (SEER 16) - Fuel Sub - Panel Upgrade - Marine | PG&E ¦ Marine | PG&E | All | Electric & Gas | SEER16 Heat Pump, <65 kbtuh, NR | Efficient |  |  | 1 | Conventional | HVAC | Com - Grocery | Com | ROB Only | 1 | 1000 sqft2 of floor space | Cap-Tons | 15 | DEER:HVAC_Split-Package_HP | 372 | 0 | -181 | SWHC046-03 | 1402.6667 | 2021 | 679.11 | 2021 | 2138.2074 | -50.67 | SWHC046-03 | Com Central HVAC (Small) - Fuel Sub - Panel Upgrade - Marine ¦ PG&E ¦ Marine | Com Central HVAC (Small) - Fuel Sub - Panel Upgrade - Marine | 0.033922 | 0.186 | 0 | CBSA 2014, adjusted to reflect new efficiencies | 404.098 | 2032 | 1 | SWHC046-03
COM-HVAC-FS-PU-22.3 | Com ¦ Small Packaged Heat Pump (SEER 16) - Fuel Sub - Panel Upgrade - Marine ¦ PG&E ¦ Marine | Com ¦ Small Packaged Heat Pump (SEER 16) - Fuel Sub - Panel Upgrade - Marine | PG&E ¦ Marine | PG&E | All | Electric & Gas | SEER16 Heat Pump, <65 kbtuh, NR | Efficient |  |  | 1 | Conventional | HVAC | Com - Health | Com | ROB Only | 1 | 1000 sqft2 of floor space | Cap-Tons | 15 | DEER:HVAC_Split-Package_HP | -220.5876 | 0 | -51.2293 | SWHC046-03 | 1402.6667 | 2021 | 679.11 | 2021 | 2138.2074 | -50.67 | SWHC046-03 | Com Central HVAC (Small) - Fuel Sub - Panel Upgrade - Marine ¦ PG&E ¦ Marine | Com Central HVAC (Small) - Fuel Sub - Panel Upgrade - Marine | 0.030022 | 0.186 | 0 | CBSA 2014, adjusted to reflect new efficiencies | 159.1359 | 2032 | 1 | SWHC046-03
COM-HVAC-FS-PU-22.4 | Com ¦ Small Packaged Heat Pump (SEER 16) - Fuel Sub - Panel Upgrade - Marine ¦ PG&E ¦ Marine | Com ¦ Small Packaged Heat Pump (SEER 16) - Fuel Sub - Panel Upgrade - Marine | PG&E ¦ Marine | PG&E | All | Electric & Gas | SEER16 Heat Pump, <65 kbtuh, NR | Efficient |  |  | 1 | Conventional | HVAC | Com - Lodging | Com | ROB Only | 1 | 1000 sqft2 of floor space | Cap-Tons | 15 | DEER:HVAC_Split-Package_HP | 122.5975 | 0 | -101.4521 | SWHC046-03 | 1402.6667 | 2021 | 679.11 | 2021 | 2138.2074 | -50.67 | SWHC046-03 | Com Central HVAC (Small) - Fuel Sub - Panel Upgrade - Marine ¦ PG&E ¦ Marine | Com Central HVAC (Small) - Fuel Sub - Panel Upgrade - Marine | 0.016003 | 0.186 | 0 | CBSA 2014, adjusted to reflect new efficiencies | 982.8481 | 2032 | 1 | SWHC046-03
COM-HVAC-FS-PU-22.5 | Com ¦ Small Packaged Heat Pump (SEER 16) - Fuel Sub - Panel Upgrade - Marine ¦ PG&E ¦ Marine | Com ¦ Small Packaged Heat Pump (SEER 16) - Fuel Sub - Panel Upgrade - Marine | PG&E ¦ Marine | PG&E | All | Electric & Gas | SEER16 Heat Pump, <65 kbtuh, NR | Efficient |  |  | 1 | Conventional | HVAC | Com - Office (Large) | Com | ROB Only | 1 | 1000 sqft2 of floor space | Cap-Tons | 15 | DEER:HVAC_Split-Package_HP | -133 | 0 | -4.64 | SWHC046-03 | 1402.6667 | 2021 | 679.11 | 2021 | 2138.2074 | -50.67 | SWHC046-03 | Com Central HVAC (Small) - Fuel Sub - Panel Upgrade - Marine ¦ PG&E ¦ Marine | Com Central HVAC (Small) - Fuel Sub - Panel Upgrade - Marine | 0.021319 | 0.186 | 0 | CBSA 2014, adjusted to reflect new efficiencies | 34.0639 | 2032 | 1 | SWHC046-03
COM-HVAC-FS-PU-22.6 | Com ¦ Small Packaged Heat Pump (SEER 16) - Fuel Sub - Panel Upgrade - Marine ¦ PG&E ¦ Marine | Com ¦ Small Packaged Heat Pump (SEER 16) - Fuel Sub - Panel Upgrade - Marine | PG&E ¦ Marine | PG&E | All | Electric & Gas | SEER16 Heat Pump, <65 kbtuh, NR | Efficient |  |  | 1 | Conventional | HVAC | Com - Office (Small) | Com | ROB Only | 1 | 1000 sqft2 of floor space | Cap-Tons | 15 | DEER:HVAC_Split-Package_HP | -65.7 | 0 | -17.4 | SWHC046-03 | 1402.6667 | 2021 | 679.11 | 2021 | 2138.2074 | -50.67 | SWHC046-03 | Com Central HVAC (Small) - Fuel Sub - Panel Upgrade - Marine ¦ PG&E ¦ Marine | Com Central HVAC (Small) - Fuel Sub - Panel Upgrade - Marine | 0.024933 | 0.186 | 0 | CBSA 2014, adjusted to reflect new efficiencies | 37.4586 | 2032 | 1 | SWHC046-03
COM-HVAC-FS-PU-22.7 | Com ¦ Small Packaged Heat Pump (SEER 16) - Fuel Sub - Panel Upgrade - Marine ¦ PG&E ¦ Marine | Com ¦ Small Packaged Heat Pump (SEER 16) - Fuel Sub - Panel Upgrade - Marine | PG&E ¦ Marine | PG&E | All | Electric & Gas | SEER16 Heat Pump, <65 kbtuh, NR | Efficient |  |  | 1 | Conventional | HVAC | Com - Other | Com | ROB Only | 1 | 1000 sqft2 of floor space | Cap-Tons | 15 | DEER:HVAC_Split-Package_HP | 86.1 | 0 | -66.4 | SWHC046-03 | 1402.6667 | 2021 | 679.11 | 2021 | 2138.2074 | -50.67 | SWHC046-03 | Com Central HVAC (Small) - Fuel Sub - Panel Upgrade - Marine ¦ PG&E ¦ Marine | Com Central HVAC (Small) - Fuel Sub - Panel Upgrade - Marine | 0.0353 | 0.186 | 0 | CBSA 2014, adjusted to reflect new efficiencies | 291.2849 | 2032 | 1 | SWHC046-03
COM-HVAC-FS-PU-22.8 | Com ¦ Small Packaged Heat Pump (SEER 16) - Fuel Sub - Panel Upgrade - Marine ¦ PG&E ¦ Marine | Com ¦ Small Packaged Heat Pump (SEER 16) - Fuel Sub - Panel Upgrade - Marine | PG&E ¦ Marine | PG&E | All | Electric & Gas | SEER16 Heat Pump, <65 kbtuh, NR | Efficient |  |  | 1 | Conventional | HVAC | Com - Refrig. Warehouse | Com | ROB Only | 1 | 1000 sqft2 of floor space | Cap-Tons | 15 | DEER:HVAC_Split-Package_HP | 0 | 0 | 0 | SWHC046-03 | 0 | 2021 | 0 | 2021 | 2138.2074 | -50.67 | SWHC046-03 | Com Central HVAC (Small) - Fuel Sub - Panel Upgrade - Marine ¦ PG&E ¦ Marine | Com Central HVAC (Small) - Fuel Sub - Panel Upgrade - Marine | 0 | 0.186 | 0 | CBSA 2014, adjusted to reflect new efficiencies | 0 | 2032 | 1 | SWHC046-03
COM-HVAC-FS-PU-22.9 | Com ¦ Small Packaged Heat Pump (SEER 16) - Fuel Sub - Panel Upgrade - Marine ¦ PG&E ¦ Marine | Com ¦ Small Packaged Heat Pump (SEER 16) - Fuel Sub - Panel Upgrade - Marine | PG&E ¦ Marine | PG&E | All | Electric & Gas | SEER16 Heat Pump, <65 kbtuh, NR | Efficient |  |  | 1 | Conventional | HVAC | Com - Restaurant | Com | ROB Only | 1 | 1000 sqft2 of floor space | Cap-Tons | 15 | DEER:HVAC_Split-Package_HP | -46.52 | 0 | -40.0519 | SWHC046-03 | 1402.6667 | 2021 | 679.11 | 2021 | 2138.2074 | -50.67 | SWHC046-03 | Com Central HVAC (Small) - Fuel Sub - Panel Upgrade - Marine ¦ PG&E ¦ Marine | Com Central HVAC (Small) - Fuel Sub - Panel Upgrade - Marine | 0.036027 | 0.186 | 0 | CBSA 2014, adjusted to reflect new efficiencies | 30.9152 | 2032 | 1 | SWHC046-03
COM-HVAC-FS-PU-22.10 | Com ¦ Small Packaged Heat Pump (SEER 16) - Fuel Sub - Panel Upgrade - Marine ¦ PG&E ¦ Marine | Com ¦ Small Packaged Heat Pump (SEER 16) - Fuel Sub - Panel Upgrade - Marine | PG&E ¦ Marine | PG&E | All | Electric & Gas | SEER16 Heat Pump, <65 kbtuh, NR | Efficient |  |  | 1 | Conventional | HVAC | Com - Retail | Com | ROB Only | 1 | 1000 sqft2 of floor space | Cap-Tons | 15 | DEER:HVAC_Split-Package_HP | -66.393 | 0 | -34.4464 | SWHC046-03 | 1402.6667 | 2021 | 679.11 | 2021 | 2138.2074 | -50.67 | SWHC046-03 | Com Central HVAC (Small) - Fuel Sub - Panel Upgrade - Marine ¦ PG&E ¦ Marine | Com Central HVAC (Small) - Fuel Sub - Panel Upgrade - Marine | 0.015015 | 0.186 | 0 | CBSA 2014, adjusted to reflect new efficiencies | 193.5287 | 2032 | 1 | SWHC046-03
COM-HVAC-FS-PU-22.11 | Com ¦ Small Packaged Heat Pump (SEER 16) - Fuel Sub - Panel Upgrade - Marine ¦ PG&E ¦ Marine | Com ¦ Small Packaged Heat Pump (SEER 16) - Fuel Sub - Panel Upgrade - Marine | PG&E ¦ Marine | PG&E | All | Electric & Gas | SEER16 Heat Pump, <65 kbtuh, NR | Efficient |  |  | 1 | Conventional | HVAC | Com - School | Com | ROB Only | 1 | 1000 sqft2 of floor space | Cap-Tons | 15 | DEER:HVAC_Split-Package_HP | 50.4134 | 0 | -34.7585 | SWHC046-03 | 1402.6667 | 2021 | 679.11 | 2021 | 2138.2074 | -50.67 | SWHC046-03 | Com Central HVAC (Small) - Fuel Sub - Panel Upgrade - Marine ¦ PG&E ¦ Marine | Com Central HVAC (Small) - Fuel Sub - Panel Upgrade - Marine | 0.0228 | 0.186 | 0 | CBSA 2014, adjusted to reflect new efficiencies | 71.1139 | 2032 | 1 | SWHC046-03
COM-HVAC-FS-PU-22.12 | Com ¦ Small Packaged Heat Pump (SEER 16) - Fuel Sub - Panel Upgrade - Marine ¦ PG&E ¦ Marine | Com ¦ Small Packaged Heat Pump (SEER 16) - Fuel Sub - Panel Upgrade - Marine | PG&E ¦ Marine | PG&E | All | Electric & Gas | SEER16 Heat Pump, <65 kbtuh, NR | Efficient |  |  | 1 | Conventional | HVAC | Com - Warehouse | Com | ROB Only | 1 | 1000 sqft2 of floor space | Cap-Tons | 15 | DEER:HVAC_Split-Package_HP | 153 | 0 | -71.4 | SWHC046-03 | 1402.6667 | 2021 | 679.11 | 2021 | 2138.2074 | -50.67 | SWHC046-03 | Com Central HVAC (Small) - Fuel Sub - Panel Upgrade - Marine ¦ PG&E ¦ Marine | Com Central HVAC (Small) - Fuel Sub - Panel Upgrade - Marine | 0.0046728 | 0.186 | 0 | CBSA 2014, adjusted to reflect new efficiencies | 255.1271 | 2032 | 1 | SWHC046-03
COM-HVAC-FS-PU-22.13 | Com ¦ Small Packaged Heat Pump (SEER 16) - Fuel Sub - Panel Upgrade - Hot-Dry ¦ PG&E ¦ Hot-Dry | Com ¦ Small Packaged Heat Pump (SEER 16) - Fuel Sub - Panel Upgrade - Hot-Dry | PG&E ¦ Hot-Dry | PG&E | All | Electric & Gas | SEER16 Heat Pump, <65 kbtuh, NR | Efficient |  |  | 1 | Conventional | HVAC | Com - College | Com | ROB Only | 1 | 1000 sqft2 of floor space | Cap-Tons | 15 | DEER:HVAC_Split-Package_HP | -64.3314 | 0 | -36.4895 | SWHC046-03 | 1402.6667 | 2021 | 679.11 | 2021 | 2138.2074 | -50.67 | SWHC046-03 | Com Central HVAC (Small) - Fuel Sub - Panel Upgrade - Hot-Dry ¦ PG&E ¦ Hot-Dry | Com Central HVAC (Small) - Fuel Sub - Panel Upgrade - Hot-Dry | 0.020331 | 0.186 | 0 | CBSA 2014, adjusted to reflect new efficiencies | 125.2231 | 2032 | 1 | SWHC046-03
COM-HVAC-FS-PU-22.14 | Com ¦ Small Packaged Heat Pump (SEER 16) - Fuel Sub - Panel Upgrade - Hot-Dry ¦ PG&E ¦ Hot-Dry | Com ¦ Small Packaged Heat Pump (SEER 16) - Fuel Sub - Panel Upgrade - Hot-Dry | PG&E ¦ Hot-Dry | PG&E | All | Electric & Gas | SEER16 Heat Pump, <65 kbtuh, NR | Efficient |  |  | 1 | Conventional | HVAC | Com - Grocery | Com | ROB Only | 1 | 1000 sqft2 of floor space | Cap-Tons | 15 | DEER:HVAC_Split-Package_HP | 43 | 0 | -107 | SWHC046-03 | 1402.6667 | 2021 | 679.11 | 2021 | 2138.2074 | -50.67 | SWHC046-03 | Com Central HVAC (Small) - Fuel Sub - Panel Upgrade - Hot-Dry ¦ PG&E ¦ Hot-Dry | Com Central HVAC (Small) - Fuel Sub - Panel Upgrade - Hot-Dry | 0.033922 | 0.186 | 0 | CBSA 2014, adjusted to reflect new efficiencies | 248.8377 | 2032 | 1 | SWHC046-03
COM-HVAC-FS-PU-22.15 | Com ¦ Small Packaged Heat Pump (SEER 16) - Fuel Sub - Panel Upgrade - Hot-Dry ¦ PG&E ¦ Hot-Dry | Com ¦ Small Packaged Heat Pump (SEER 16) - Fuel Sub - Panel Upgrade - Hot-Dry | PG&E ¦ Hot-Dry | PG&E | All | Electric & Gas | SEER16 Heat Pump, <65 kbtuh, NR | Efficient |  |  | 1 | Conventional | HVAC | Com - Health | Com | ROB Only | 1 | 1000 sqft2 of floor space | Cap-Tons | 15 | DEER:HVAC_Split-Package_HP | -229.6882 | 0 | -56.9423 | SWHC046-03 | 1402.6667 | 2021 | 679.11 | 2021 | 2138.2074 | -50.67 | SWHC046-03 | Com Central HVAC (Small) - Fuel Sub - Panel Upgrade - Hot-Dry ¦ PG&E ¦ Hot-Dry | Com Central HVAC (Small) - Fuel Sub - Panel Upgrade - Hot-Dry | 0.030022 | 0.186 | 0 | CBSA 2014, adjusted to reflect new efficiencies | 175.8682 | 2032 | 1 | SWHC046-03
COM-HVAC-FS-PU-22.16 | Com ¦ Small Packaged Heat Pump (SEER 16) - Fuel Sub - Panel Upgrade - Hot-Dry ¦ PG&E ¦ Hot-Dry | Com ¦ Small Packaged Heat Pump (SEER 16) - Fuel Sub - Panel Upgrade - Hot-Dry | PG&E ¦ Hot-Dry | PG&E | All | Electric & Gas | SEER16 Heat Pump, <65 kbtuh, NR | Efficient |  |  | 1 | Conventional | HVAC | Com - Lodging | Com | ROB Only | 1 | 1000 sqft2 of floor space | Cap-Tons | 15 | DEER:HVAC_Split-Package_HP | 40.6268 | 0 | -94.0446 | SWHC046-03 | 1402.6667 | 2021 | 679.11 | 2021 | 2138.2074 | -50.67 | SWHC046-03 | Com Central HVAC (Small) - Fuel Sub - Panel Upgrade - Hot-Dry ¦ PG&E ¦ Hot-Dry | Com Central HVAC (Small) - Fuel Sub - Panel Upgrade - Hot-Dry | 0.016003 | 0.186 | 0 | CBSA 2014, adjusted to reflect new efficiencies | 922.5995 | 2032 | 1 | SWHC046-03
COM-HVAC-FS-PU-22.17 | Com ¦ Small Packaged Heat Pump (SEER 16) - Fuel Sub - Panel Upgrade - Hot-Dry ¦ PG&E ¦ Hot-Dry | Com ¦ Small Packaged Heat Pump (SEER 16) - Fuel Sub - Panel Upgrade - Hot-Dry | PG&E ¦ Hot-Dry | PG&E | All | Electric & Gas | SEER16 Heat Pump, <65 kbtuh, NR | Efficient |  |  | 1 | Conventional | HVAC | Com - Office (Large) | Com | ROB Only | 1 | 1000 sqft2 of floor space | Cap-Tons | 15 | DEER:HVAC_Split-Package_HP | -173.5 | 0 | -6.14 | SWHC046-03 | 1402.6667 | 2021 | 679.11 | 2021 | 2138.2074 | -50.67 | SWHC046-03 | Com Central HVAC (Small) - Fuel Sub - Panel Upgrade - Hot-Dry ¦ PG&E ¦ Hot-Dry | Com Central HVAC (Small) - Fuel Sub - Panel Upgrade - Hot-Dry | 0.021319 | 0.186 | 0 | CBSA 2014, adjusted to reflect new efficiencies | 44.8277 | 2032 | 1 | SWHC046-03
COM-HVAC-FS-PU-22.18 | Com ¦ Small Packaged Heat Pump (SEER 16) - Fuel Sub - Panel Upgrade - Hot-Dry ¦ PG&E ¦ Hot-Dry | Com ¦ Small Packaged Heat Pump (SEER 16) - Fuel Sub - Panel Upgrade - Hot-Dry | PG&E ¦ Hot-Dry | PG&E | All | Electric & Gas | SEER16 Heat Pump, <65 kbtuh, NR | Efficient |  |  | 1 | Conventional | HVAC | Com - Office (Small) | Com | ROB Only | 1 | 1000 sqft2 of floor space | Cap-Tons | 15 | DEER:HVAC_Split-Package_HP | -109 | 0 | -17.2 | SWHC046-03 | 1402.6667 | 2021 | 679.11 | 2021 | 2138.2074 | -50.67 | SWHC046-03 | Com Central HVAC (Small) - Fuel Sub - Panel Upgrade - Hot-Dry ¦ PG&E ¦ Hot-Dry | Com Central HVAC (Small) - Fuel Sub - Panel Upgrade - Hot-Dry | 0.024933 | 0.186 | 0 | CBSA 2014, adjusted to reflect new efficiencies | 39.0479 | 2032 | 1 | SWHC046-03
COM-HVAC-FS-PU-22.19 | Com ¦ Small Packaged Heat Pump (SEER 16) - Fuel Sub - Panel Upgrade - Hot-Dry ¦ PG&E ¦ Hot-Dry | Com ¦ Small Packaged Heat Pump (SEER 16) - Fuel Sub - Panel Upgrade - Hot-Dry | PG&E ¦ Hot-Dry | PG&E | All | Electric & Gas | SEER16 Heat Pump, <65 kbtuh, NR | Efficient |  |  | 1 | Conventional | HVAC | Com - Other | Com | ROB Only | 1 | 1000 sqft2 of floor space | Cap-Tons | 15 | DEER:HVAC_Split-Package_HP | 16.85 | 0 | -65.5 | SWHC046-03 | 1402.6667 | 2021 | 679.11 | 2021 | 2138.2074 | -50.67 | SWHC046-03 | Com Central HVAC (Small) - Fuel Sub - Panel Upgrade - Hot-Dry ¦ PG&E ¦ Hot-Dry | Com Central HVAC (Small) - Fuel Sub - Panel Upgrade - Hot-Dry | 0.0353 | 0.186 | 0 | CBSA 2014, adjusted to reflect new efficiencies | 294.8548 | 2032 | 1 | SWHC046-03
COM-HVAC-FS-PU-22.20 | Com ¦ Small Packaged Heat Pump (SEER 16) - Fuel Sub - Panel Upgrade - Hot-Dry ¦ PG&E ¦ Hot-Dry | Com ¦ Small Packaged Heat Pump (SEER 16) - Fuel Sub - Panel Upgrade - Hot-Dry | PG&E ¦ Hot-Dry | PG&E | All | Electric & Gas | SEER16 Heat Pump, <65 kbtuh, NR | Efficient |  |  | 1 | Conventional | HVAC | Com - Refrig. Warehouse | Com | ROB Only | 1 | 1000 sqft2 of floor space | Cap-Tons | 15 | DEER:HVAC_Split-Package_HP | 0 | 0 | 0 | SWHC046-03 | 0 | 2021 | 0 | 2021 | 2138.2074 | -50.67 | SWHC046-03 | Com Central HVAC (Small) - Fuel Sub - Panel Upgrade - Hot-Dry ¦ PG&E ¦ Hot-Dry | Com Central HVAC (Small) - Fuel Sub - Panel Upgrade - Hot-Dry | 0 | 0.186 | 0 | CBSA 2014, adjusted to reflect new efficiencies | 0 | 2032 | 1 | SWHC046-03
COM-HVAC-FS-PU-22.21 | Com ¦ Small Packaged Heat Pump (SEER 16) - Fuel Sub - Panel Upgrade - Hot-Dry ¦ PG&E ¦ Hot-Dry | Com ¦ Small Packaged Heat Pump (SEER 16) - Fuel Sub - Panel Upgrade - Hot-Dry | PG&E ¦ Hot-Dry | PG&E | All | Electric & Gas | SEER16 Heat Pump, <65 kbtuh, NR | Efficient |  |  | 1 | Conventional | HVAC | Com - Restaurant | Com | ROB Only | 1 | 1000 sqft2 of floor space | Cap-Tons | 15 | DEER:HVAC_Split-Package_HP | -116.6814 | 0 | -43.4766 | SWHC046-03 | 1402.6667 | 2021 | 679.11 | 2021 | 2138.2074 | -50.67 | SWHC046-03 | Com Central HVAC (Small) - Fuel Sub - Panel Upgrade - Hot-Dry ¦ PG&E ¦ Hot-Dry | Com Central HVAC (Small) - Fuel Sub - Panel Upgrade - Hot-Dry | 0.036027 | 0.186 | 0 | CBSA 2014, adjusted to reflect new efficiencies | 34.7348 | 2032 | 1 | SWHC046-03
COM-HVAC-FS-PU-22.22 | Com ¦ Small Packaged Heat Pump (SEER 16) - Fuel Sub - Panel Upgrade - Hot-Dry ¦ PG&E ¦ Hot-Dry | Com ¦ Small Packaged Heat Pump (SEER 16) - Fuel Sub - Panel Upgrade - Hot-Dry | PG&E ¦ Hot-Dry | PG&E | All | Electric & Gas | SEER16 Heat Pump, <65 kbtuh, NR | Efficient |  |  | 1 | Conventional | HVAC | Com - Retail | Com | ROB Only | 1 | 1000 sqft2 of floor space | Cap-Tons | 15 | DEER:HVAC_Split-Package_HP | -180.5857 | 0 | -30.8133 | SWHC046-03 | 1402.6667 | 2021 | 679.11 | 2021 | 2138.2074 | -50.67 | SWHC046-03 | Com Central HVAC (Small) - Fuel Sub - Panel Upgrade - Hot-Dry ¦ PG&E ¦ Hot-Dry | Com Central HVAC (Small) - Fuel Sub - Panel Upgrade - Hot-Dry | 0.015015 | 0.186 | 0 | CBSA 2014, adjusted to reflect new efficiencies | 215.6948 | 2032 | 1 | SWHC046-03
COM-HVAC-FS-PU-22.23 | Com ¦ Small Packaged Heat Pump (SEER 16) - Fuel Sub - Panel Upgrade - Hot-Dry ¦ PG&E ¦ Hot-Dry | Com ¦ Small Packaged Heat Pump (SEER 16) - Fuel Sub - Panel Upgrade - Hot-Dry | PG&E ¦ Hot-Dry | PG&E | All | Electric & Gas | SEER16 Heat Pump, <65 kbtuh, NR | Efficient |  |  | 1 | Conventional | HVAC | Com - School | Com | ROB Only | 1 | 1000 sqft2 of floor space | Cap-Tons | 15 | DEER:HVAC_Split-Package_HP | 46.5238 | 0 | -36.8542 | SWHC046-03 | 1402.6667 | 2021 | 679.11 | 2021 | 2138.2074 | -50.67 | SWHC046-03 | Com Central HVAC (Small) - Fuel Sub - Panel Upgrade - Hot-Dry ¦ PG&E ¦ Hot-Dry | Com Central HVAC (Small) - Fuel Sub - Panel Upgrade - Hot-Dry | 0.0228 | 0.186 | 0 | CBSA 2014, adjusted to reflect new efficiencies | 76.5424 | 2032 | 1 | SWHC046-03
COM-HVAC-FS-PU-22.24 | Com ¦ Small Packaged Heat Pump (SEER 16) - Fuel Sub - Panel Upgrade - Hot-Dry ¦ PG&E ¦ Hot-Dry | Com ¦ Small Packaged Heat Pump (SEER 16) - Fuel Sub - Panel Upgrade - Hot-Dry | PG&E ¦ Hot-Dry | PG&E | All | Electric & Gas | SEER16 Heat Pump, <65 kbtuh, NR | Efficient |  |  | 1 | Conventional | HVAC | Com - Warehouse | Com | ROB Only | 1 | 1000 sqft2 of floor space | Cap-Tons | 15 | DEER:HVAC_Split-Package_HP | 169 | 0 | -79.6 | SWHC046-03 | 1402.6667 | 2021 | 679.11 | 2021 | 2138.2074 | -50.67 | SWHC046-03 | Com Central HVAC (Small) - Fuel Sub - Panel Upgrade - Hot-Dry ¦ PG&E ¦ Hot-Dry | Com Central HVAC (Small) - Fuel Sub - Panel Upgrade - Hot-Dry | 0.0046728 | 0.186 | 0 | CBSA 2014, adjusted to reflect new efficiencies | 284.8984 | 2032 | 1 | SWHC046-03
COM-HVAC-FS-PU-22.25 | Com ¦ Small Packaged Heat Pump (SEER 16) - Fuel Sub - Panel Upgrade - Cold ¦ PG&E ¦ Cold | Com ¦ Small Packaged Heat Pump (SEER 16) - Fuel Sub - Panel Upgrade - Cold | PG&E ¦ Cold | PG&E | All | Electric & Gas | SEER16 Heat Pump, <65 kbtuh, NR | Efficient |  |  | 1 | Conventional | HVAC | Com - College | Com | ROB Only | 1 | 1000 sqft2 of floor space | Cap-Tons | 15 | DEER:HVAC_Split-Package_HP | 380.604 | 0 | -92.6695 | SWHC046-03 | 1402.6667 | 2021 | 679.11 | 2021 | 2138.2074 | -50.67 | SWHC046-03 | Com Central HVAC (Small) - Fuel Sub - Panel Upgrade - Cold ¦ PG&E ¦ Cold | Com Central HVAC (Small) - Fuel Sub - Panel Upgrade - Cold | 0.020331 | 0.186 | 0 | CBSA 2014, adjusted to reflect new efficiencies | 276.9496 | 2032 | 1 | SWHC046-03
COM-HVAC-FS-PU-22.26 | Com ¦ Small Packaged Heat Pump (SEER 16) - Fuel Sub - Panel Upgrade - Cold ¦ PG&E ¦ Cold | Com ¦ Small Packaged Heat Pump (SEER 16) - Fuel Sub - Panel Upgrade - Cold | PG&E ¦ Cold | PG&E | All | Electric & Gas | SEER16 Heat Pump, <65 kbtuh, NR | Efficient |  |  | 1 | Conventional | HVAC | Com - Grocery | Com | ROB Only | 1 | 1000 sqft2 of floor space | Cap-Tons | 15 | DEER:HVAC_Split-Package_HP | 1495 | 0 | -331.5 | SWHC046-03 | 1402.6667 | 2021 | 679.11 | 2021 | 2138.2074 | -50.67 | SWHC046-03 | Com Central HVAC (Small) - Fuel Sub - Panel Upgrade - Cold ¦ PG&E ¦ Cold | Com Central HVAC (Small) - Fuel Sub - Panel Upgrade - Cold | 0.033922 | 0.186 | 0 | CBSA 2014, adjusted to reflect new efficiencies | 694.3333 | 2032 | 1 | SWHC046-03
COM-HVAC-FS-PU-22.27 | Com ¦ Small Packaged Heat Pump (SEER 16) - Fuel Sub - Panel Upgrade - Cold ¦ PG&E ¦ Cold | Com ¦ Small Packaged Heat Pump (SEER 16) - Fuel Sub - Panel Upgrade - Cold | PG&E ¦ Cold | PG&E | All | Electric & Gas | SEER16 Heat Pump, <65 kbtuh, NR | Efficient |  |  | 1 | Conventional | HVAC | Com - Health | Com | ROB Only | 1 | 1000 sqft2 of floor space | Cap-Tons | 15 | DEER:HVAC_Split-Package_HP | 263.84 | 0 | -128.9495 | SWHC046-03 | 1402.6667 | 2021 | 679.11 | 2021 | 2138.2074 | -50.67 | SWHC046-03 | Com Central HVAC (Small) - Fuel Sub - Panel Upgrade - Cold ¦ PG&E ¦ Cold | Com Central HVAC (Small) - Fuel Sub - Panel Upgrade - Cold | 0.030022 | 0.186 | 0 | CBSA 2014, adjusted to reflect new efficiencies | 346.9634 | 2032 | 1 | SWHC046-03
COM-HVAC-FS-PU-22.28 | Com ¦ Small Packaged Heat Pump (SEER 16) - Fuel Sub - Panel Upgrade - Cold ¦ PG&E ¦ Cold | Com ¦ Small Packaged Heat Pump (SEER 16) - Fuel Sub - Panel Upgrade - Cold | PG&E ¦ Cold | PG&E | All | Electric & Gas | SEER16 Heat Pump, <65 kbtuh, NR | Efficient |  |  | 1 | Conventional | HVAC | Com - Lodging | Com | ROB Only | 1 | 1000 sqft2 of floor space | Cap-Tons | 15 | DEER:HVAC_Split-Package_HP | 1010.469 | 0 | -210.3596 | SWHC046-03 | 1402.6667 | 2021 | 679.11 | 2021 | 2138.2074 | -50.67 | SWHC046-03 | Com Central HVAC (Small) - Fuel Sub - Panel Upgrade - Cold ¦ PG&E ¦ Cold | Com Central HVAC (Small) - Fuel Sub - Panel Upgrade - Cold | 0.016003 | 0.186 | 0 | CBSA 2014, adjusted to reflect new efficiencies | 1918.6728 | 2032 | 1 | SWHC046-03
COM-HVAC-FS-PU-22.29 | Com ¦ Small Packaged Heat Pump (SEER 16) - Fuel Sub - Panel Upgrade - Cold ¦ PG&E ¦ Cold | Com ¦ Small Packaged Heat Pump (SEER 16) - Fuel Sub - Panel Upgrade - Cold | PG&E ¦ Cold | PG&E | All | Electric & Gas | SEER16 Heat Pump, <65 kbtuh, NR | Efficient |  |  | 1 | Conventional | HVAC | Com - Office (Large) | Com | ROB Only | 1 | 1000 sqft2 of floor space | Cap-Tons | 15 | DEER:HVAC_Split-Package_HP | -30.15 | 0 | -24.4 | SWHC046-03 | 1402.6667 | 2021 | 679.11 | 2021 | 2138.2074 | -50.67 | SWHC046-03 | Com Central HVAC (Small) - Fuel Sub - Panel Upgrade - Cold ¦ PG&E ¦ Cold | Com Central HVAC (Small) - Fuel Sub - Panel Upgrade - Cold | 0.021319 | 0.186 | 0 | CBSA 2014, adjusted to reflect new efficiencies | 112.5714 | 2032 | 1 | SWHC046-03
COM-HVAC-FS-PU-22.30 | Com ¦ Small Packaged Heat Pump (SEER 16) - Fuel Sub - Panel Upgrade - Cold ¦ PG&E ¦ Cold | Com ¦ Small Packaged Heat Pump (SEER 16) - Fuel Sub - Panel Upgrade - Cold | PG&E ¦ Cold | PG&E | All | Electric & Gas | SEER16 Heat Pump, <65 kbtuh, NR | Efficient |  |  | 1 | Conventional | HVAC | Com - Office (Small) | Com | ROB Only | 1 | 1000 sqft2 of floor space | Cap-Tons | 15 | DEER:HVAC_Split-Package_HP | 165.5 | 0 | -49.4 | SWHC046-03 | 1402.6667 | 2021 | 679.11 | 2021 | 2138.2074 | -50.67 | SWHC046-03 | Com Central HVAC (Small) - Fuel Sub - Panel Upgrade - Cold ¦ PG&E ¦ Cold | Com Central HVAC (Small) - Fuel Sub - Panel Upgrade - Cold | 0.024933 | 0.186 | 0 | CBSA 2014, adjusted to reflect new efficiencies | 90.2081 | 2032 | 1 | SWHC046-03
COM-HVAC-FS-PU-22.31 | Com ¦ Small Packaged Heat Pump (SEER 16) - Fuel Sub - Panel Upgrade - Cold ¦ PG&E ¦ Cold | Com ¦ Small Packaged Heat Pump (SEER 16) - Fuel Sub - Panel Upgrade - Cold | PG&E ¦ Cold | PG&E | All | Electric & Gas | SEER16 Heat Pump, <65 kbtuh, NR | Efficient |  |  | 1 | Conventional | HVAC | Com - Other | Com | ROB Only | 1 | 1000 sqft2 of floor space | Cap-Tons | 15 | DEER:HVAC_Split-Package_HP | 783 | 0 | -172 | SWHC046-03 | 1402.6667 | 2021 | 679.11 | 2021 | 2138.2074 | -50.67 | SWHC046-03 | Com Central HVAC (Small) - Fuel Sub - Panel Upgrade - Cold ¦ PG&E ¦ Cold | Com Central HVAC (Small) - Fuel Sub - Panel Upgrade - Cold | 0.0353 | 0.186 | 0 | CBSA 2014, adjusted to reflect new efficiencies | 692.6988 | 2032 | 1 | SWHC046-03
COM-HVAC-FS-PU-22.32 | Com ¦ Small Packaged Heat Pump (SEER 16) - Fuel Sub - Panel Upgrade - Cold ¦ PG&E ¦ Cold | Com ¦ Small Packaged Heat Pump (SEER 16) - Fuel Sub - Panel Upgrade - Cold | PG&E ¦ Cold | PG&E | All | Electric & Gas | SEER16 Heat Pump, <65 kbtuh, NR | Efficient |  |  | 1 | Conventional | HVAC | Com - Refrig. Warehouse | Com | ROB Only | 1 | 1000 sqft2 of floor space | Cap-Tons | 15 | DEER:HVAC_Split-Package_HP | 0 | 0 | 0 | SWHC046-03 | 0 | 2021 | 0 | 2021 | 2138.2074 | -50.67 | SWHC046-03 | Com Central HVAC (Small) - Fuel Sub - Panel Upgrade - Cold ¦ PG&E ¦ Cold | Com Central HVAC (Small) - Fuel Sub - Panel Upgrade - Cold | 0 | 0.186 | 0 | CBSA 2014, adjusted to reflect new efficiencies | 0 | 2032 | 1 | SWHC046-03
COM-HVAC-FS-PU-22.33 | Com ¦ Small Packaged Heat Pump (SEER 16) - Fuel Sub - Panel Upgrade - Cold ¦ PG&E ¦ Cold | Com ¦ Small Packaged Heat Pump (SEER 16) - Fuel Sub - Panel Upgrade - Cold | PG&E ¦ Cold | PG&E | All | Electric & Gas | SEER16 Heat Pump, <65 kbtuh, NR | Efficient |  |  | 1 | Conventional | HVAC | Com - Restaurant | Com | ROB Only | 1 | 1000 sqft2 of floor space | Cap-Tons | 15 | DEER:HVAC_Split-Package_HP | 484.6411 | 0 | -140.5022 | SWHC046-03 | 1402.6667 | 2021 | 679.11 | 2021 | 2138.2074 | -50.67 | SWHC046-03 | Com Central HVAC (Small) - Fuel Sub - Panel Upgrade - Cold ¦ PG&E ¦ Cold | Com Central HVAC (Small) - Fuel Sub - Panel Upgrade - Cold | 0.036027 | 0.186 | 0 | CBSA 2014, adjusted to reflect new efficiencies | 96.9379 | 2032 | 1 | SWHC046-03
COM-HVAC-FS-PU-22.34 | Com ¦ Small Packaged Heat Pump (SEER 16) - Fuel Sub - Panel Upgrade - Cold ¦ PG&E ¦ Cold | Com ¦ Small Packaged Heat Pump (SEER 16) - Fuel Sub - Panel Upgrade - Cold | PG&E ¦ Cold | PG&E | All | Electric & Gas | SEER16 Heat Pump, <65 kbtuh, NR | Efficient |  |  | 1 | Conventional | HVAC | Com - Retail | Com | ROB Only | 1 | 1000 sqft2 of floor space | Cap-Tons | 15 | DEER:HVAC_Split-Package_HP | 410.9137 | 0 | -114.1883 | SWHC046-03 | 1402.6667 | 2021 | 679.11 | 2021 | 2138.2074 | -50.67 | SWHC046-03 | Com Central HVAC (Small) - Fuel Sub - Panel Upgrade - Cold ¦ PG&E ¦ Cold | Com Central HVAC (Small) - Fuel Sub - Panel Upgrade - Cold | 0.015015 | 0.186 | 0 | CBSA 2014, adjusted to reflect new efficiencies | 419.8565 | 2032 | 1 | SWHC046-03
COM-HVAC-FS-PU-22.35 | Com ¦ Small Packaged Heat Pump (SEER 16) - Fuel Sub - Panel Upgrade - Cold ¦ PG&E ¦ Cold | Com ¦ Small Packaged Heat Pump (SEER 16) - Fuel Sub - Panel Upgrade - Cold | PG&E ¦ Cold | PG&E | All | Electric & Gas | SEER16 Heat Pump, <65 kbtuh, NR | Efficient |  |  | 1 | Conventional | HVAC | Com - School | Com | ROB Only | 1 | 1000 sqft2 of floor space | Cap-Tons | 15 | DEER:HVAC_Split-Package_HP | 494.5432 | 0 | -96.149 | SWHC046-03 | 1402.6667 | 2021 | 679.11 | 2021 | 2138.2074 | -50.67 | SWHC046-03 | Com Central HVAC (Small) - Fuel Sub - Panel Upgrade - Cold ¦ PG&E ¦ Cold | Com Central HVAC (Small) - Fuel Sub - Panel Upgrade - Cold | 0.0228 | 0.186 | 0 | CBSA 2014, adjusted to reflect new efficiencies | 138.251 | 2032 | 1 | SWHC046-03
COM-HVAC-FS-PU-22.36 | Com ¦ Small Packaged Heat Pump (SEER 16) - Fuel Sub - Panel Upgrade - Cold ¦ PG&E ¦ Cold | Com ¦ Small Packaged Heat Pump (SEER 16) - Fuel Sub - Panel Upgrade - Cold | PG&E ¦ Cold | PG&E | All | Electric & Gas | SEER16 Heat Pump, <65 kbtuh, NR | Efficient |  |  | 1 | Conventional | HVAC | Com - Warehouse | Com | ROB Only | 1 | 1000 sqft2 of floor space | Cap-Tons | 15 | DEER:HVAC_Split-Package_HP | 827 | 0 | -152 | SWHC046-03 | 1402.6667 | 2021 | 679.11 | 2021 | 2138.2074 | -50.67 | SWHC046-03 | Com Central HVAC (Small) - Fuel Sub - Panel Upgrade - Cold ¦ PG&E ¦ Cold | Com Central HVAC (Small) - Fuel Sub - Panel Upgrade - Cold | 0.0046728 | 0.186 | 0 | CBSA 2014, adjusted to reflect new efficiencies | 392.8804 | 2032 | 1 | SWHC046-03
COM-HVAC-FS-PU-22.37 | Com ¦ Small Packaged Heat Pump (SEER 16) - Fuel Sub - Panel Upgrade - Marine ¦ SCG ¦ Marine | Com ¦ Small Packaged Heat Pump (SEER 16) - Fuel Sub - Panel Upgrade - Marine | SCG ¦ Marine | SCG | All | Electric & Gas | SEER16 Heat Pump, <65 kbtuh, NR | Efficient |  |  | 1 | Conventional | HVAC | Com - College | Com | ROB Only | 1 | 1000 sqft2 of floor space | Cap-Tons | 15 | DEER:HVAC_Split-Package_HP | -162.6608 | 0 | -12.4101 | SWHC046-03 | 1402.6667 | 2021 | 679.11 | 2021 | 2138.2074 | -50.67 | SWHC046-03 | Com Central HVAC (Small) - Fuel Sub - Panel Upgrade - Marine ¦ SCG ¦ Marine | Com Central HVAC (Small) - Fuel Sub - Panel Upgrade - Marine | 0.022689 | 0.186 | 0 | CBSA 2014, adjusted to reflect new efficiencies | 53.217 | 2032 | 1 | SWHC046-03
COM-HVAC-FS-PU-22.38 | Com ¦ Small Packaged Heat Pump (SEER 16) - Fuel Sub - Panel Upgrade - Marine ¦ SCG ¦ Marine | Com ¦ Small Packaged Heat Pump (SEER 16) - Fuel Sub - Panel Upgrade - Marine | SCG ¦ Marine | SCG | All | Electric & Gas | SEER16 Heat Pump, <65 kbtuh, NR | Efficient |  |  | 1 | Conventional | HVAC | Com - Grocery | Com | ROB Only | 1 | 1000 sqft2 of floor space | Cap-Tons | 15 | DEER:HVAC_Split-Package_HP | -124.5 | 0 | -80.6 | SWHC046-03 | 1402.6667 | 2021 | 679.11 | 2021 | 2138.2074 | -50.67 | SWHC046-03 | Com Central HVAC (Small) - Fuel Sub - Panel Upgrade - Marine ¦ SCG ¦ Marine | Com Central HVAC (Small) - Fuel Sub - Panel Upgrade - Marine | 0.040359 | 0.186 | 0 | CBSA 2014, adjusted to reflect new efficiencies | 196.2672 | 2032 | 1 | SWHC046-03
COM-HVAC-FS-PU-22.39 | Com ¦ Small Packaged Heat Pump (SEER 16) - Fuel Sub - Panel Upgrade - Marine ¦ SCG ¦ Marine | Com ¦ Small Packaged Heat Pump (SEER 16) - Fuel Sub - Panel Upgrade - Marine | SCG ¦ Marine | SCG | All | Electric & Gas | SEER16 Heat Pump, <65 kbtuh, NR | Efficient |  |  | 1 | Conventional | HVAC | Com - Health | Com | ROB Only | 1 | 1000 sqft2 of floor space | Cap-Tons | 15 | DEER:HVAC_Split-Package_HP | -373.4684 | 0 | -22.4855 | SWHC046-03 | 1402.6667 | 2021 | 679.11 | 2021 | 2138.2074 | -50.67 | SWHC046-03 | Com Central HVAC (Small) - Fuel Sub - Panel Upgrade - Marine ¦ SCG ¦ Marine | Com Central HVAC (Small) - Fuel Sub - Panel Upgrade - Marine | 0.032178 | 0.186 | 0 | CBSA 2014, adjusted to reflect new efficiencies | 87.9507 | 2032 | 1 | SWHC046-03
COM-HVAC-FS-PU-22.40 | Com ¦ Small Packaged Heat Pump (SEER 16) - Fuel Sub - Panel Upgrade - Marine ¦ SCG ¦ Marine | Com ¦ Small Packaged Heat Pump (SEER 16) - Fuel Sub - Panel Upgrade - Marine | SCG ¦ Marine | SCG | All | Electric & Gas | SEER16 Heat Pump, <65 kbtuh, NR | Efficient |  |  | 1 | Conventional | HVAC | Com - Lodging | Com | ROB Only | 1 | 1000 sqft2 of floor space | Cap-Tons | 15 | DEER:HVAC_Split-Package_HP | -186.8129 | 0 | -41.9025 | SWHC046-03 | 1402.6667 | 2021 | 679.11 | 2021 | 2138.2074 | -50.67 | SWHC046-03 | Com Central HVAC (Small) - Fuel Sub - Panel Upgrade - Marine ¦ SCG ¦ Marine | Com Central HVAC (Small) - Fuel Sub - Panel Upgrade - Marine | 0.018069 | 0.186 | 0 | CBSA 2014, adjusted to reflect new efficiencies | 443.3849 | 2032 | 1 | SWHC046-03
COM-HVAC-FS-PU-22.41 | Com ¦ Small Packaged Heat Pump (SEER 16) - Fuel Sub - Panel Upgrade - Marine ¦ SCG ¦ Marine | Com ¦ Small Packaged Heat Pump (SEER 16) - Fuel Sub - Panel Upgrade - Marine | SCG ¦ Marine | SCG | All | Electric & Gas | SEER16 Heat Pump, <65 kbtuh, NR | Efficient |  |  | 1 | Conventional | HVAC | Com - Office (Large) | Com | ROB Only | 1 | 1000 sqft2 of floor space | Cap-Tons | 15 | DEER:HVAC_Split-Package_HP | -189.5 | 0 | -0.948 | SWHC046-03 | 1402.6667 | 2021 | 679.11 | 2021 | 2138.2074 | -50.67 | SWHC046-03 | Com Central HVAC (Small) - Fuel Sub - Panel Upgrade - Marine ¦ SCG ¦ Marine | Com Central HVAC (Small) - Fuel Sub - Panel Upgrade - Marine | 0.023953 | 0.186 | 0 | CBSA 2014, adjusted to reflect new efficiencies | 23.1032 | 2032 | 1 | SWHC046-03
COM-HVAC-FS-PU-22.42 | Com ¦ Small Packaged Heat Pump (SEER 16) - Fuel Sub - Panel Upgrade - Marine ¦ SCG ¦ Marine | Com ¦ Small Packaged Heat Pump (SEER 16) - Fuel Sub - Panel Upgrade - Marine | SCG ¦ Marine | SCG | All | Electric & Gas | SEER16 Heat Pump, <65 kbtuh, NR | Efficient |  |  | 1 | Conventional | HVAC | Com - Office (Small) | Com | ROB Only | 1 | 1000 sqft2 of floor space | Cap-Tons | 15 | DEER:HVAC_Split-Package_HP | -165 | 0 | -5.55 | SWHC046-03 | 1402.6667 | 2021 | 679.11 | 2021 | 2138.2074 | -50.67 | SWHC046-03 | Com Central HVAC (Small) - Fuel Sub - Panel Upgrade - Marine ¦ SCG ¦ Marine | Com Central HVAC (Small) - Fuel Sub - Panel Upgrade - Marine | 0.027176 | 0.186 | 0 | CBSA 2014, adjusted to reflect new efficiencies | 18.5521 | 2032 | 1 | SWHC046-03
COM-HVAC-FS-PU-22.43 | Com ¦ Small Packaged Heat Pump (SEER 16) - Fuel Sub - Panel Upgrade - Marine ¦ SCG ¦ Marine | Com ¦ Small Packaged Heat Pump (SEER 16) - Fuel Sub - Panel Upgrade - Marine | SCG ¦ Marine | SCG | All | Electric & Gas | SEER16 Heat Pump, <65 kbtuh, NR | Efficient |  |  | 1 | Conventional | HVAC | Com - Other | Com | ROB Only | 1 | 1000 sqft2 of floor space | Cap-Tons | 15 | DEER:HVAC_Split-Package_HP | -130 | 0 | -25 | SWHC046-03 | 1402.6667 | 2021 | 679.11 | 2021 | 2138.2074 | -50.67 | SWHC046-03 | Com Central HVAC (Small) - Fuel Sub - Panel Upgrade - Marine ¦ SCG ¦ Marine | Com Central HVAC (Small) - Fuel Sub - Panel Upgrade - Marine | 0.038925 | 0.186 | 0 | CBSA 2014, adjusted to reflect new efficiencies | 127.6053 | 2032 | 1 | SWHC046-03
COM-HVAC-FS-PU-22.44 | Com ¦ Small Packaged Heat Pump (SEER 16) - Fuel Sub - Panel Upgrade - Marine ¦ SCG ¦ Marine | Com ¦ Small Packaged Heat Pump (SEER 16) - Fuel Sub - Panel Upgrade - Marine | SCG ¦ Marine | SCG | All | Electric & Gas | SEER16 Heat Pump, <65 kbtuh, NR | Efficient |  |  | 1 | Conventional | HVAC | Com - Refrig. Warehouse | Com | ROB Only | 1 | 1000 sqft2 of floor space | Cap-Tons | 15 | DEER:HVAC_Split-Package_HP | 0 | 0 | 0 | SWHC046-03 | 0 | 2021 | 0 | 2021 | 2138.2074 | -50.67 | SWHC046-03 | Com Central HVAC (Small) - Fuel Sub - Panel Upgrade - Marine ¦ SCG ¦ Marine | Com Central HVAC (Small) - Fuel Sub - Panel Upgrade - Marine | 0 | 0.186 | 0 | CBSA 2014, adjusted to reflect new efficiencies | 0 | 2032 | 1 | SWHC046-03
COM-HVAC-FS-PU-22.45 | Com ¦ Small Packaged Heat Pump (SEER 16) - Fuel Sub - Panel Upgrade - Marine ¦ SCG ¦ Marine | Com ¦ Small Packaged Heat Pump (SEER 16) - Fuel Sub - Panel Upgrade - Marine | SCG ¦ Marine | SCG | All | Electric & Gas | SEER16 Heat Pump, <65 kbtuh, NR | Efficient |  |  | 1 | Conventional | HVAC | Com - Restaurant | Com | ROB Only | 1 | 1000 sqft2 of floor space | Cap-Tons | 15 | DEER:HVAC_Split-Package_HP | -170.1253 | 0 | -11.7207 | SWHC046-03 | 1402.6667 | 2021 | 679.11 | 2021 | 2138.2074 | -50.67 | SWHC046-03 | Com Central HVAC (Small) - Fuel Sub - Panel Upgrade - Marine ¦ SCG ¦ Marine | Com Central HVAC (Small) - Fuel Sub - Panel Upgrade - Marine | 0.039657 | 0.186 | 0 | CBSA 2014, adjusted to reflect new efficiencies | 11.8284 | 2032 | 1 | SWHC046-03
COM-HVAC-FS-PU-22.46 | Com ¦ Small Packaged Heat Pump (SEER 16) - Fuel Sub - Panel Upgrade - Marine ¦ SCG ¦ Marine | Com ¦ Small Packaged Heat Pump (SEER 16) - Fuel Sub - Panel Upgrade - Marine | SCG ¦ Marine | SCG | All | Electric & Gas | SEER16 Heat Pump, <65 kbtuh, NR | Efficient |  |  | 1 | Conventional | HVAC | Com - Retail | Com | ROB Only | 1 | 1000 sqft2 of floor space | Cap-Tons | 15 | DEER:HVAC_Split-Package_HP | -213.5296 | 0 | -11.8403 | SWHC046-03 | 1402.6667 | 2021 | 679.11 | 2021 | 2138.2074 | -50.67 | SWHC046-03 | Com Central HVAC (Small) - Fuel Sub - Panel Upgrade - Marine ¦ SCG ¦ Marine | Com Central HVAC (Small) - Fuel Sub - Panel Upgrade - Marine | 0.016778 | 0.186 | 0 | CBSA 2014, adjusted to reflect new efficiencies | 133.5211 | 2032 | 1 | SWHC046-03
COM-HVAC-FS-PU-22.47 | Com ¦ Small Packaged Heat Pump (SEER 16) - Fuel Sub - Panel Upgrade - Marine ¦ SCG ¦ Marine | Com ¦ Small Packaged Heat Pump (SEER 16) - Fuel Sub - Panel Upgrade - Marine | SCG ¦ Marine | SCG | All | Electric & Gas | SEER16 Heat Pump, <65 kbtuh, NR | Efficient |  |  | 1 | Conventional | HVAC | Com - School | Com | ROB Only | 1 | 1000 sqft2 of floor space | Cap-Tons | 15 | DEER:HVAC_Split-Package_HP | -70.5949 | 0 | -12.1639 | SWHC046-03 | 1402.6667 | 2021 | 679.11 | 2021 | 2138.2074 | -50.67 | SWHC046-03 | Com Central HVAC (Small) - Fuel Sub - Panel Upgrade - Marine ¦ SCG ¦ Marine | Com Central HVAC (Small) - Fuel Sub - Panel Upgrade - Marine | 0.027322 | 0.186 | 0 | CBSA 2014, adjusted to reflect new efficiencies | 39.4146 | 2032 | 1 | SWHC046-03
COM-HVAC-FS-PU-22.48 | Com ¦ Small Packaged Heat Pump (SEER 16) - Fuel Sub - Panel Upgrade - Marine ¦ SCG ¦ Marine | Com ¦ Small Packaged Heat Pump (SEER 16) - Fuel Sub - Panel Upgrade - Marine | SCG ¦ Marine | SCG | All | Electric & Gas | SEER16 Heat Pump, <65 kbtuh, NR | Efficient |  |  | 1 | Conventional | HVAC | Com - Warehouse | Com | ROB Only | 1 | 1000 sqft2 of floor space | Cap-Tons | 15 | DEER:HVAC_Split-Package_HP | -53.85 | 0 | -34.2 | SWHC046-03 | 1402.6667 | 2021 | 679.11 | 2021 | 2138.2074 | -50.67 | SWHC046-03 | Com Central HVAC (Small) - Fuel Sub - Panel Upgrade - Marine ¦ SCG ¦ Marine | Com Central HVAC (Small) - Fuel Sub - Panel Upgrade - Marine | 0.0051386 | 0.186 | 0 | CBSA 2014, adjusted to reflect new efficiencies | 160.3093 | 2032 | 1 | SWHC046-03
COM-HVAC-FS-PU-22.49 | Com ¦ Small Packaged Heat Pump (SEER 16) - Fuel Sub - Panel Upgrade - Hot-Dry ¦ SCG ¦ Hot-Dry | Com ¦ Small Packaged Heat Pump (SEER 16) - Fuel Sub - Panel Upgrade - Hot-Dry | SCG ¦ Hot-Dry | SCG | All | Electric & Gas | SEER16 Heat Pump, <65 kbtuh, NR | Efficient |  |  | 1 | Conventional | HVAC | Com - College | Com | ROB Only | 1 | 1000 sqft2 of floor space | Cap-Tons | 15 | DEER:HVAC_Split-Package_HP | -192.9304 | 0 | -13.1859 | SWHC046-03 | 1402.6667 | 2021 | 679.11 | 2021 | 2138.2074 | -50.67 | SWHC046-03 | Com Central HVAC (Small) - Fuel Sub - Panel Upgrade - Hot-Dry ¦ SCG ¦ Hot-Dry | Com Central HVAC (Small) - Fuel Sub - Panel Upgrade - Hot-Dry | 0.022689 | 0.186 | 0 | CBSA 2014, adjusted to reflect new efficiencies | 58.0615 | 2032 | 1 | SWHC046-03
COM-HVAC-FS-PU-22.50 | Com ¦ Small Packaged Heat Pump (SEER 16) - Fuel Sub - Panel Upgrade - Hot-Dry ¦ SCG ¦ Hot-Dry | Com ¦ Small Packaged Heat Pump (SEER 16) - Fuel Sub - Panel Upgrade - Hot-Dry | SCG ¦ Hot-Dry | SCG | All | Electric & Gas | SEER16 Heat Pump, <65 kbtuh, NR | Efficient |  |  | 1 | Conventional | HVAC | Com - Grocery | Com | ROB Only | 1 | 1000 sqft2 of floor space | Cap-Tons | 15 | DEER:HVAC_Split-Package_HP | -199.5 | 0 | -84.8 | SWHC046-03 | 1402.6667 | 2021 | 679.11 | 2021 | 2138.2074 | -50.67 | SWHC046-03 | Com Central HVAC (Small) - Fuel Sub - Panel Upgrade - Hot-Dry ¦ SCG ¦ Hot-Dry | Com Central HVAC (Small) - Fuel Sub - Panel Upgrade - Hot-Dry | 0.040359 | 0.186 | 0 | CBSA 2014, adjusted to reflect new efficiencies | 210.3482 | 2032 | 1 | SWHC046-03
COM-HVAC-FS-PU-22.51 | Com ¦ Small Packaged Heat Pump (SEER 16) - Fuel Sub - Panel Upgrade - Hot-Dry ¦ SCG ¦ Hot-Dry | Com ¦ Small Packaged Heat Pump (SEER 16) - Fuel Sub - Panel Upgrade - Hot-Dry | SCG ¦ Hot-Dry | SCG | All | Electric & Gas | SEER16 Heat Pump, <65 kbtuh, NR | Efficient |  |  | 1 | Conventional | HVAC | Com - Health | Com | ROB Only | 1 | 1000 sqft2 of floor space | Cap-Tons | 15 | DEER:HVAC_Split-Package_HP | -382.9612 | 0 | -25.6229 | SWHC046-03 | 1402.6667 | 2021 | 679.11 | 2021 | 2138.2074 | -50.67 | SWHC046-03 | Com Central HVAC (Small) - Fuel Sub - Panel Upgrade - Hot-Dry ¦ SCG ¦ Hot-Dry | Com Central HVAC (Small) - Fuel Sub - Panel Upgrade - Hot-Dry | 0.032178 | 0.186 | 0 | CBSA 2014, adjusted to reflect new efficiencies | 97.4337 | 2032 | 1 | SWHC046-03
COM-HVAC-FS-PU-22.52 | Com ¦ Small Packaged Heat Pump (SEER 16) - Fuel Sub - Panel Upgrade - Hot-Dry ¦ SCG ¦ Hot-Dry | Com ¦ Small Packaged Heat Pump (SEER 16) - Fuel Sub - Panel Upgrade - Hot-Dry | SCG ¦ Hot-Dry | SCG | All | Electric & Gas | SEER16 Heat Pump, <65 kbtuh, NR | Efficient |  |  | 1 | Conventional | HVAC | Com - Lodging | Com | ROB Only | 1 | 1000 sqft2 of floor space | Cap-Tons | 15 | DEER:HVAC_Split-Package_HP | -241.3364 | 0 | -40.2704 | SWHC046-03 | 1402.6667 | 2021 | 679.11 | 2021 | 2138.2074 | -50.67 | SWHC046-03 | Com Central HVAC (Small) - Fuel Sub - Panel Upgrade - Hot-Dry ¦ SCG ¦ Hot-Dry | Com Central HVAC (Small) - Fuel Sub - Panel Upgrade - Hot-Dry | 0.018069 | 0.186 | 0 | CBSA 2014, adjusted to reflect new efficiencies | 435.8598 | 2032 | 1 | SWHC046-03
COM-HVAC-FS-PU-22.53 | Com ¦ Small Packaged Heat Pump (SEER 16) - Fuel Sub - Panel Upgrade - Hot-Dry ¦ SCG ¦ Hot-Dry | Com ¦ Small Packaged Heat Pump (SEER 16) - Fuel Sub - Panel Upgrade - Hot-Dry | SCG ¦ Hot-Dry | SCG | All | Electric & Gas | SEER16 Heat Pump, <65 kbtuh, NR | Efficient |  |  | 1 | Conventional | HVAC | Com - Office (Large) | Com | ROB Only | 1 | 1000 sqft2 of floor space | Cap-Tons | 15 | DEER:HVAC_Split-Package_HP | -210.5 | 0 | -1.48 | SWHC046-03 | 1402.6667 | 2021 | 679.11 | 2021 | 2138.2074 | -50.67 | SWHC046-03 | Com Central HVAC (Small) - Fuel Sub - Panel Upgrade - Hot-Dry ¦ SCG ¦ Hot-Dry | Com Central HVAC (Small) - Fuel Sub - Panel Upgrade - Hot-Dry | 0.023953 | 0.186 | 0 | CBSA 2014, adjusted to reflect new efficiencies | 27.5808 | 2032 | 1 | SWHC046-03
COM-HVAC-FS-PU-22.54 | Com ¦ Small Packaged Heat Pump (SEER 16) - Fuel Sub - Panel Upgrade - Hot-Dry ¦ SCG ¦ Hot-Dry | Com ¦ Small Packaged Heat Pump (SEER 16) - Fuel Sub - Panel Upgrade - Hot-Dry | SCG ¦ Hot-Dry | SCG | All | Electric & Gas | SEER16 Heat Pump, <65 kbtuh, NR | Efficient |  |  | 1 | Conventional | HVAC | Com - Office (Small) | Com | ROB Only | 1 | 1000 sqft2 of floor space | Cap-Tons | 15 | DEER:HVAC_Split-Package_HP | -185 | 0 | -6.68 | SWHC046-03 | 1402.6667 | 2021 | 679.11 | 2021 | 2138.2074 | -50.67 | SWHC046-03 | Com Central HVAC (Small) - Fuel Sub - Panel Upgrade - Hot-Dry ¦ SCG ¦ Hot-Dry | Com Central HVAC (Small) - Fuel Sub - Panel Upgrade - Hot-Dry | 0.027176 | 0.186 | 0 | CBSA 2014, adjusted to reflect new efficiencies | 21.7061 | 2032 | 1 | SWHC046-03
COM-HVAC-FS-PU-22.55 | Com ¦ Small Packaged Heat Pump (SEER 16) - Fuel Sub - Panel Upgrade - Hot-Dry ¦ SCG ¦ Hot-Dry | Com ¦ Small Packaged Heat Pump (SEER 16) - Fuel Sub - Panel Upgrade - Hot-Dry | SCG ¦ Hot-Dry | SCG | All | Electric & Gas | SEER16 Heat Pump, <65 kbtuh, NR | Efficient |  |  | 1 | Conventional | HVAC | Com - Other | Com | ROB Only | 1 | 1000 sqft2 of floor space | Cap-Tons | 15 | DEER:HVAC_Split-Package_HP | -178 | 0 | -24.5 | SWHC046-03 | 1402.6667 | 2021 | 679.11 | 2021 | 2138.2074 | -50.67 | SWHC046-03 | Com Central HVAC (Small) - Fuel Sub - Panel Upgrade - Hot-Dry ¦ SCG ¦ Hot-Dry | Com Central HVAC (Small) - Fuel Sub - Panel Upgrade - Hot-Dry | 0.038925 | 0.186 | 0 | CBSA 2014, adjusted to reflect new efficiencies | 130.6407 | 2032 | 1 | SWHC046-03
COM-HVAC-FS-PU-22.56 | Com ¦ Small Packaged Heat Pump (SEER 16) - Fuel Sub - Panel Upgrade - Hot-Dry ¦ SCG ¦ Hot-Dry | Com ¦ Small Packaged Heat Pump (SEER 16) - Fuel Sub - Panel Upgrade - Hot-Dry | SCG ¦ Hot-Dry | SCG | All | Electric & Gas | SEER16 Heat Pump, <65 kbtuh, NR | Efficient |  |  | 1 | Conventional | HVAC | Com - Refrig. Warehouse | Com | ROB Only | 1 | 1000 sqft2 of floor space | Cap-Tons | 15 | DEER:HVAC_Split-Package_HP | 0 | 0 | 0 | SWHC046-03 | 0 | 2021 | 0 | 2021 | 2138.2074 | -50.67 | SWHC046-03 | Com Central HVAC (Small) - Fuel Sub - Panel Upgrade - Hot-Dry ¦ SCG ¦ Hot-Dry | Com Central HVAC (Small) - Fuel Sub - Panel Upgrade - Hot-Dry | 0 | 0.186 | 0 | CBSA 2014, adjusted to reflect new efficiencies | 0 | 2032 | 1 | SWHC046-03
COM-HVAC-FS-PU-22.57 | Com ¦ Small Packaged Heat Pump (SEER 16) - Fuel Sub - Panel Upgrade - Hot-Dry ¦ SCG ¦ Hot-Dry | Com ¦ Small Packaged Heat Pump (SEER 16) - Fuel Sub - Panel Upgrade - Hot-Dry | SCG ¦ Hot-Dry | SCG | All | Electric & Gas | SEER16 Heat Pump, <65 kbtuh, NR | Efficient |  |  | 1 | Conventional | HVAC | Com - Restaurant | Com | ROB Only | 1 | 1000 sqft2 of floor space | Cap-Tons | 15 | DEER:HVAC_Split-Package_HP | -236.9996 | 0 | -12.6233 | SWHC046-03 | 1402.6667 | 2021 | 679.11 | 2021 | 2138.2074 | -50.67 | SWHC046-03 | Com Central HVAC (Small) - Fuel Sub - Panel Upgrade - Hot-Dry ¦ SCG ¦ Hot-Dry | Com Central HVAC (Small) - Fuel Sub - Panel Upgrade - Hot-Dry | 0.039657 | 0.186 | 0 | CBSA 2014, adjusted to reflect new efficiencies | 13.6948 | 2032 | 1 | SWHC046-03
COM-HVAC-FS-PU-22.58 | Com ¦ Small Packaged Heat Pump (SEER 16) - Fuel Sub - Panel Upgrade - Hot-Dry ¦ SCG ¦ Hot-Dry | Com ¦ Small Packaged Heat Pump (SEER 16) - Fuel Sub - Panel Upgrade - Hot-Dry | SCG ¦ Hot-Dry | SCG | All | Electric & Gas | SEER16 Heat Pump, <65 kbtuh, NR | Efficient |  |  | 1 | Conventional | HVAC | Com - Retail | Com | ROB Only | 1 | 1000 sqft2 of floor space | Cap-Tons | 15 | DEER:HVAC_Split-Package_HP | -284.7421 | 0 | -10.1827 | SWHC046-03 | 1402.6667 | 2021 | 679.11 | 2021 | 2138.2074 | -50.67 | SWHC046-03 | Com Central HVAC (Small) - Fuel Sub - Panel Upgrade - Hot-Dry ¦ SCG ¦ Hot-Dry | Com Central HVAC (Small) - Fuel Sub - Panel Upgrade - Hot-Dry | 0.016778 | 0.186 | 0 | CBSA 2014, adjusted to reflect new efficiencies | 150.3489 | 2032 | 1 | SWHC046-03
COM-HVAC-FS-PU-22.59 | Com ¦ Small Packaged Heat Pump (SEER 16) - Fuel Sub - Panel Upgrade - Hot-Dry ¦ SCG ¦ Hot-Dry | Com ¦ Small Packaged Heat Pump (SEER 16) - Fuel Sub - Panel Upgrade - Hot-Dry | SCG ¦ Hot-Dry | SCG | All | Electric & Gas | SEER16 Heat Pump, <65 kbtuh, NR | Efficient |  |  | 1 | Conventional | HVAC | Com - School | Com | ROB Only | 1 | 1000 sqft2 of floor space | Cap-Tons | 15 | DEER:HVAC_Split-Package_HP | -95.643 | 0 | -12.0107 | SWHC046-03 | 1402.6667 | 2021 | 679.11 | 2021 | 2138.2074 | -50.67 | SWHC046-03 | Com Central HVAC (Small) - Fuel Sub - Panel Upgrade - Hot-Dry ¦ SCG ¦ Hot-Dry | Com Central HVAC (Small) - Fuel Sub - Panel Upgrade - Hot-Dry | 0.027322 | 0.186 | 0 | CBSA 2014, adjusted to reflect new efficiencies | 43.1886 | 2032 | 1 | SWHC046-03
COM-HVAC-FS-PU-22.60 | Com ¦ Small Packaged Heat Pump (SEER 16) - Fuel Sub - Panel Upgrade - Hot-Dry ¦ SCG ¦ Hot-Dry | Com ¦ Small Packaged Heat Pump (SEER 16) - Fuel Sub - Panel Upgrade - Hot-Dry | SCG ¦ Hot-Dry | SCG | All | Electric & Gas | SEER16 Heat Pump, <65 kbtuh, NR | Efficient |  |  | 1 | Conventional | HVAC | Com - Warehouse | Com | ROB Only | 1 | 1000 sqft2 of floor space | Cap-Tons | 15 | DEER:HVAC_Split-Package_HP | -111 | 0 | -33.6 | SWHC046-03 | 1402.6667 | 2021 | 679.11 | 2021 | 2138.2074 | -50.67 | SWHC046-03 | Com Central HVAC (Small) - Fuel Sub - Panel Upgrade - Hot-Dry ¦ SCG ¦ Hot-Dry | Com Central HVAC (Small) - Fuel Sub - Panel Upgrade - Hot-Dry | 0.0051386 | 0.186 | 0 | CBSA 2014, adjusted to reflect new efficiencies | 174.9093 | 2032 | 1 | SWHC046-03
COM-HVAC-FS-PU-22.61 | Com ¦ Small Packaged Heat Pump (SEER 16) - Fuel Sub - Panel Upgrade - Cold ¦ SCG ¦ Cold | Com ¦ Small Packaged Heat Pump (SEER 16) - Fuel Sub - Panel Upgrade - Cold | SCG ¦ Cold | SCG | All | Electric & Gas | SEER16 Heat Pump, <65 kbtuh, NR | Efficient |  |  | 1 | Conventional | HVAC | Com - College | Com | ROB Only | 1 | 1000 sqft2 of floor space | Cap-Tons | 15 | DEER:HVAC_Split-Package_HP | 380.604 | 0 | -92.6695 | SWHC046-03 | 1402.6667 | 2021 | 679.11 | 2021 | 2138.2074 | -50.67 | SWHC046-03 | Com Central HVAC (Small) - Fuel Sub - Panel Upgrade - Cold ¦ SCG ¦ Cold | Com Central HVAC (Small) - Fuel Sub - Panel Upgrade - Cold | 0.022689 | 0.186 | 0 | CBSA 2014, adjusted to reflect new efficiencies | 276.9496 | 2032 | 1 | SWHC046-03
COM-HVAC-FS-PU-22.62 | Com ¦ Small Packaged Heat Pump (SEER 16) - Fuel Sub - Panel Upgrade - Cold ¦ SCG ¦ Cold | Com ¦ Small Packaged Heat Pump (SEER 16) - Fuel Sub - Panel Upgrade - Cold | SCG ¦ Cold | SCG | All | Electric & Gas | SEER16 Heat Pump, <65 kbtuh, NR | Efficient |  |  | 1 | Conventional | HVAC | Com - Grocery | Com | ROB Only | 1 | 1000 sqft2 of floor space | Cap-Tons | 15 | DEER:HVAC_Split-Package_HP | 1495 | 0 | -331.5 | SWHC046-03 | 1402.6667 | 2021 | 679.11 | 2021 | 2138.2074 | -50.67 | SWHC046-03 | Com Central HVAC (Small) - Fuel Sub - Panel Upgrade - Cold ¦ SCG ¦ Cold | Com Central HVAC (Small) - Fuel Sub - Panel Upgrade - Cold | 0.040359 | 0.186 | 0 | CBSA 2014, adjusted to reflect new efficiencies | 694.3333 | 2032 | 1 | SWHC046-03
COM-HVAC-FS-PU-22.63 | Com ¦ Small Packaged Heat Pump (SEER 16) - Fuel Sub - Panel Upgrade - Cold ¦ SCG ¦ Cold | Com ¦ Small Packaged Heat Pump (SEER 16) - Fuel Sub - Panel Upgrade - Cold | SCG ¦ Cold | SCG | All | Electric & Gas | SEER16 Heat Pump, <65 kbtuh, NR | Efficient |  |  | 1 | Conventional | HVAC | Com - Health | Com | ROB Only | 1 | 1000 sqft2 of floor space | Cap-Tons | 15 | DEER:HVAC_Split-Package_HP | 263.84 | 0 | -128.9495 | SWHC046-03 | 1402.6667 | 2021 | 679.11 | 2021 | 2138.2074 | -50.67 | SWHC046-03 | Com Central HVAC (Small) - Fuel Sub - Panel Upgrade - Cold ¦ SCG ¦ Cold | Com Central HVAC (Small) - Fuel Sub - Panel Upgrade - Cold | 0.032178 | 0.186 | 0 | CBSA 2014, adjusted to reflect new efficiencies | 346.9634 | 2032 | 1 | SWHC046-03
COM-HVAC-FS-PU-22.64 | Com ¦ Small Packaged Heat Pump (SEER 16) - Fuel Sub - Panel Upgrade - Cold ¦ SCG ¦ Cold | Com ¦ Small Packaged Heat Pump (SEER 16) - Fuel Sub - Panel Upgrade - Cold | SCG ¦ Cold | SCG | All | Electric & Gas | SEER16 Heat Pump, <65 kbtuh, NR | Efficient |  |  | 1 | Conventional | HVAC | Com - Lodging | Com | ROB Only | 1 | 1000 sqft2 of floor space | Cap-Tons | 15 | DEER:HVAC_Split-Package_HP | 1010.469 | 0 | -210.3596 | SWHC046-03 | 1402.6667 | 2021 | 679.11 | 2021 | 2138.2074 | -50.67 | SWHC046-03 | Com Central HVAC (Small) - Fuel Sub - Panel Upgrade - Cold ¦ SCG ¦ Cold | Com Central HVAC (Small) - Fuel Sub - Panel Upgrade - Cold | 0.018069 | 0.186 | 0 | CBSA 2014, adjusted to reflect new efficiencies | 1918.6728 | 2032 | 1 | SWHC046-03
COM-HVAC-FS-PU-22.65 | Com ¦ Small Packaged Heat Pump (SEER 16) - Fuel Sub - Panel Upgrade - Cold ¦ SCG ¦ Cold | Com ¦ Small Packaged Heat Pump (SEER 16) - Fuel Sub - Panel Upgrade - Cold | SCG ¦ Cold | SCG | All | Electric & Gas | SEER16 Heat Pump, <65 kbtuh, NR | Efficient |  |  | 1 | Conventional | HVAC | Com - Office (Large) | Com | ROB Only | 1 | 1000 sqft2 of floor space | Cap-Tons | 15 | DEER:HVAC_Split-Package_HP | -30.15 | 0 | -24.4 | SWHC046-03 | 1402.6667 | 2021 | 679.11 | 2021 | 2138.2074 | -50.67 | SWHC046-03 | Com Central HVAC (Small) - Fuel Sub - Panel Upgrade - Cold ¦ SCG ¦ Cold | Com Central HVAC (Small) - Fuel Sub - Panel Upgrade - Cold | 0.023953 | 0.186 | 0 | CBSA 2014, adjusted to reflect new efficiencies | 112.5714 | 2032 | 1 | SWHC046-03
COM-HVAC-FS-PU-22.66 | Com ¦ Small Packaged Heat Pump (SEER 16) - Fuel Sub - Panel Upgrade - Cold ¦ SCG ¦ Cold | Com ¦ Small Packaged Heat Pump (SEER 16) - Fuel Sub - Panel Upgrade - Cold | SCG ¦ Cold | SCG | All | Electric & Gas | SEER16 Heat Pump, <65 kbtuh, NR | Efficient |  |  | 1 | Conventional | HVAC | Com - Office (Small) | Com | ROB Only | 1 | 1000 sqft2 of floor space | Cap-Tons | 15 | DEER:HVAC_Split-Package_HP | 165.5 | 0 | -49.4 | SWHC046-03 | 1402.6667 | 2021 | 679.11 | 2021 | 2138.2074 | -50.67 | SWHC046-03 | Com Central HVAC (Small) - Fuel Sub - Panel Upgrade - Cold ¦ SCG ¦ Cold | Com Central HVAC (Small) - Fuel Sub - Panel Upgrade - Cold | 0.027176 | 0.186 | 0 | CBSA 2014, adjusted to reflect new efficiencies | 90.2081 | 2032 | 1 | SWHC046-03
COM-HVAC-FS-PU-22.67 | Com ¦ Small Packaged Heat Pump (SEER 16) - Fuel Sub - Panel Upgrade - Cold ¦ SCG ¦ Cold | Com ¦ Small Packaged Heat Pump (SEER 16) - Fuel Sub - Panel Upgrade - Cold | SCG ¦ Cold | SCG | All | Electric & Gas | SEER16 Heat Pump, <65 kbtuh, NR | Efficient |  |  | 1 | Conventional | HVAC | Com - Other | Com | ROB Only | 1 | 1000 sqft2 of floor space | Cap-Tons | 15 | DEER:HVAC_Split-Package_HP | 783 | 0 | -172 | SWHC046-03 | 1402.6667 | 2021 | 679.11 | 2021 | 2138.2074 | -50.67 | SWHC046-03 | Com Central HVAC (Small) - Fuel Sub - Panel Upgrade - Cold ¦ SCG ¦ Cold | Com Central HVAC (Small) - Fuel Sub - Panel Upgrade - Cold | 0.038925 | 0.186 | 0 | CBSA 2014, adjusted to reflect new efficiencies | 692.6988 | 2032 | 1 | SWHC046-03
COM-HVAC-FS-PU-22.68 | Com ¦ Small Packaged Heat Pump (SEER 16) - Fuel Sub - Panel Upgrade - Cold ¦ SCG ¦ Cold | Com ¦ Small Packaged Heat Pump (SEER 16) - Fuel Sub - Panel Upgrade - Cold | SCG ¦ Cold | SCG | All | Electric & Gas | SEER16 Heat Pump, <65 kbtuh, NR | Efficient |  |  | 1 | Conventional | HVAC | Com - Refrig. Warehouse | Com | ROB Only | 1 | 1000 sqft2 of floor space | Cap-Tons | 15 | DEER:HVAC_Split-Package_HP | 0 | 0 | 0 | SWHC046-03 | 0 | 2021 | 0 | 2021 | 2138.2074 | -50.67 | SWHC046-03 | Com Central HVAC (Small) - Fuel Sub - Panel Upgrade - Cold ¦ SCG ¦ Cold | Com Central HVAC (Small) - Fuel Sub - Panel Upgrade - Cold | 0 | 0.186 | 0 | CBSA 2014, adjusted to reflect new efficiencies | 0 | 2032 | 1 | SWHC046-03
COM-HVAC-FS-PU-22.69 | Com ¦ Small Packaged Heat Pump (SEER 16) - Fuel Sub - Panel Upgrade - Cold ¦ SCG ¦ Cold | Com ¦ Small Packaged Heat Pump (SEER 16) - Fuel Sub - Panel Upgrade - Cold | SCG ¦ Cold | SCG | All | Electric & Gas | SEER16 Heat Pump, <65 kbtuh, NR | Efficient |  |  | 1 | Conventional | HVAC | Com - Restaurant | Com | ROB Only | 1 | 1000 sqft2 of floor space | Cap-Tons | 15 | DEER:HVAC_Split-Package_HP | 484.6411 | 0 | -140.5022 | SWHC046-03 | 1402.6667 | 2021 | 679.11 | 2021 | 2138.2074 | -50.67 | SWHC046-03 | Com Central HVAC (Small) - Fuel Sub - Panel Upgrade - Cold ¦ SCG ¦ Cold | Com Central HVAC (Small) - Fuel Sub - Panel Upgrade - Cold | 0.039657 | 0.186 | 0 | CBSA 2014, adjusted to reflect new efficiencies | 96.9379 | 2032 | 1 | SWHC046-03
COM-HVAC-FS-PU-22.70 | Com ¦ Small Packaged Heat Pump (SEER 16) - Fuel Sub - Panel Upgrade - Cold ¦ SCG ¦ Cold | Com ¦ Small Packaged Heat Pump (SEER 16) - Fuel Sub - Panel Upgrade - Cold | SCG ¦ Cold | SCG | All | Electric & Gas | SEER16 Heat Pump, <65 kbtuh, NR | Efficient |  |  | 1 | Conventional | HVAC | Com - Retail | Com | ROB Only | 1 | 1000 sqft2 of floor space | Cap-Tons | 15 | DEER:HVAC_Split-Package_HP | 410.9137 | 0 | -114.1883 | SWHC046-03 | 1402.6667 | 2021 | 679.11 | 2021 | 2138.2074 | -50.67 | SWHC046-03 | Com Central HVAC (Small) - Fuel Sub - Panel Upgrade - Cold ¦ SCG ¦ Cold | Com Central HVAC (Small) - Fuel Sub - Panel Upgrade - Cold | 0.016778 | 0.186 | 0 | CBSA 2014, adjusted to reflect new efficiencies | 419.8565 | 2032 | 1 | SWHC046-03
COM-HVAC-FS-PU-22.71 | Com ¦ Small Packaged Heat Pump (SEER 16) - Fuel Sub - Panel Upgrade - Cold ¦ SCG ¦ Cold | Com ¦ Small Packaged Heat Pump (SEER 16) - Fuel Sub - Panel Upgrade - Cold | SCG ¦ Cold | SCG | All | Electric & Gas | SEER16 Heat Pump, <65 kbtuh, NR | Efficient |  |  | 1 | Conventional | HVAC | Com - School | Com | ROB Only | 1 | 1000 sqft2 of floor space | Cap-Tons | 15 | DEER:HVAC_Split-Package_HP | 494.5432 | 0 | -96.149 | SWHC046-03 | 1402.6667 | 2021 | 679.11 | 2021 | 2138.2074 | -50.67 | SWHC046-03 | Com Central HVAC (Small) - Fuel Sub - Panel Upgrade - Cold ¦ SCG ¦ Cold | Com Central HVAC (Small) - Fuel Sub - Panel Upgrade - Cold | 0.027322 | 0.186 | 0 | CBSA 2014, adjusted to reflect new efficiencies | 138.251 | 2032 | 1 | SWHC046-03
COM-HVAC-FS-PU-22.72 | Com ¦ Small Packaged Heat Pump (SEER 16) - Fuel Sub - Panel Upgrade - Cold ¦ SCG ¦ Cold | Com ¦ Small Packaged Heat Pump (SEER 16) - Fuel Sub - Panel Upgrade - Cold | SCG ¦ Cold | SCG | All | Electric & Gas | SEER16 Heat Pump, <65 kbtuh, NR | Efficient |  |  | 1 | Conventional | HVAC | Com - Warehouse | Com | ROB Only | 1 | 1000 sqft2 of floor space | Cap-Tons | 15 | DEER:HVAC_Split-Package_HP | 827 | 0 | -152 | SWHC046-03 | 1402.6667 | 2021 | 679.11 | 2021 | 2138.2074 | -50.67 | SWHC046-03 | Com Central HVAC (Small) - Fuel Sub - Panel Upgrade - Cold ¦ SCG ¦ Cold | Com Central HVAC (Small) - Fuel Sub - Panel Upgrade - Cold | 0.0051386 | 0.186 | 0 | CBSA 2014, adjusted to reflect new efficiencies | 392.8804 | 2032 | 1 | SWHC046-03
COM-HVAC-FS-PU-22.73 | Com ¦ Small Packaged Heat Pump (SEER 16) - Fuel Sub - Panel Upgrade - Marine ¦ SDG&E ¦ Marine | Com ¦ Small Packaged Heat Pump (SEER 16) - Fuel Sub - Panel Upgrade - Marine | SDG&E ¦ Marine | SDG&E | All | Electric & Gas | SEER16 Heat Pump, <65 kbtuh, NR | Efficient |  |  | 1 | Conventional | HVAC | Com - College | Com | ROB Only | 1 | 1000 sqft2 of floor space | Cap-Tons | 15 | DEER:HVAC_Split-Package_HP | -162.6608 | 0 | -12.4101 | SWHC046-03 | 1402.6667 | 2021 | 679.11 | 2021 | 2138.2074 | -50.67 | SWHC046-03 | Com Central HVAC (Small) - Fuel Sub - Panel Upgrade - Marine ¦ SDG&E ¦ Marine | Com Central HVAC (Small) - Fuel Sub - Panel Upgrade - Marine | 0.022234 | 0.186 | 0 | CBSA 2014, adjusted to reflect new efficiencies | 53.217 | 2032 | 1 | SWHC046-03
COM-HVAC-FS-PU-22.74 | Com ¦ Small Packaged Heat Pump (SEER 16) - Fuel Sub - Panel Upgrade - Marine ¦ SDG&E ¦ Marine | Com ¦ Small Packaged Heat Pump (SEER 16) - Fuel Sub - Panel Upgrade - Marine | SDG&E ¦ Marine | SDG&E | All | Electric & Gas | SEER16 Heat Pump, <65 kbtuh, NR | Efficient |  |  | 1 | Conventional | HVAC | Com - Grocery | Com | ROB Only | 1 | 1000 sqft2 of floor space | Cap-Tons | 15 | DEER:HVAC_Split-Package_HP | -124.5 | 0 | -80.6 | SWHC046-03 | 1402.6667 | 2021 | 679.11 | 2021 | 2138.2074 | -50.67 | SWHC046-03 | Com Central HVAC (Small) - Fuel Sub - Panel Upgrade - Marine ¦ SDG&E ¦ Marine | Com Central HVAC (Small) - Fuel Sub - Panel Upgrade - Marine | 0.041033 | 0.186 | 0 | CBSA 2014, adjusted to reflect new efficiencies | 196.2672 | 2032 | 1 | SWHC046-03
COM-HVAC-FS-PU-22.75 | Com ¦ Small Packaged Heat Pump (SEER 16) - Fuel Sub - Panel Upgrade - Marine ¦ SDG&E ¦ Marine | Com ¦ Small Packaged Heat Pump (SEER 16) - Fuel Sub - Panel Upgrade - Marine | SDG&E ¦ Marine | SDG&E | All | Electric & Gas | SEER16 Heat Pump, <65 kbtuh, NR | Efficient |  |  | 1 | Conventional | HVAC | Com - Health | Com | ROB Only | 1 | 1000 sqft2 of floor space | Cap-Tons | 15 | DEER:HVAC_Split-Package_HP | -373.4684 | 0 | -22.4855 | SWHC046-03 | 1402.6667 | 2021 | 679.11 | 2021 | 2138.2074 | -50.67 | SWHC046-03 | Com Central HVAC (Small) - Fuel Sub - Panel Upgrade - Marine ¦ SDG&E ¦ Marine | Com Central HVAC (Small) - Fuel Sub - Panel Upgrade - Marine | 0.031998 | 0.186 | 0 | CBSA 2014, adjusted to reflect new efficiencies | 87.9507 | 2032 | 1 | SWHC046-03
COM-HVAC-FS-PU-22.76 | Com ¦ Small Packaged Heat Pump (SEER 16) - Fuel Sub - Panel Upgrade - Marine ¦ SDG&E ¦ Marine | Com ¦ Small Packaged Heat Pump (SEER 16) - Fuel Sub - Panel Upgrade - Marine | SDG&E ¦ Marine | SDG&E | All | Electric & Gas | SEER16 Heat Pump, <65 kbtuh, NR | Efficient |  |  | 1 | Conventional | HVAC | Com - Lodging | Com | ROB Only | 1 | 1000 sqft2 of floor space | Cap-Tons | 15 | DEER:HVAC_Split-Package_HP | -186.8129 | 0 | -41.9025 | SWHC046-03 | 1402.6667 | 2021 | 679.11 | 2021 | 2138.2074 | -50.67 | SWHC046-03 | Com Central HVAC (Small) - Fuel Sub - Panel Upgrade - Marine ¦ SDG&E ¦ Marine | Com Central HVAC (Small) - Fuel Sub - Panel Upgrade - Marine | 0.017903 | 0.186 | 0 | CBSA 2014, adjusted to reflect new efficiencies | 443.3849 | 2032 | 1 | SWHC046-03
COM-HVAC-FS-PU-22.77 | Com ¦ Small Packaged Heat Pump (SEER 16) - Fuel Sub - Panel Upgrade - Marine ¦ SDG&E ¦ Marine | Com ¦ Small Packaged Heat Pump (SEER 16) - Fuel Sub - Panel Upgrade - Marine | SDG&E ¦ Marine | SDG&E | All | Electric & Gas | SEER16 Heat Pump, <65 kbtuh, NR | Efficient |  |  | 1 | Conventional | HVAC | Com - Office (Large) | Com | ROB Only | 1 | 1000 sqft2 of floor space | Cap-Tons | 15 | DEER:HVAC_Split-Package_HP | -189.5 | 0 | -0.948 | SWHC046-03 | 1402.6667 | 2021 | 679.11 | 2021 | 2138.2074 | -50.67 | SWHC046-03 | Com Central HVAC (Small) - Fuel Sub - Panel Upgrade - Marine ¦ SDG&E ¦ Marine | Com Central HVAC (Small) - Fuel Sub - Panel Upgrade - Marine | 0.023374 | 0.186 | 0 | CBSA 2014, adjusted to reflect new efficiencies | 23.1032 | 2032 | 1 | SWHC046-03
COM-HVAC-FS-PU-22.78 | Com ¦ Small Packaged Heat Pump (SEER 16) - Fuel Sub - Panel Upgrade - Marine ¦ SDG&E ¦ Marine | Com ¦ Small Packaged Heat Pump (SEER 16) - Fuel Sub - Panel Upgrade - Marine | SDG&E ¦ Marine | SDG&E | All | Electric & Gas | SEER16 Heat Pump, <65 kbtuh, NR | Efficient |  |  | 1 | Conventional | HVAC | Com - Office (Small) | Com | ROB Only | 1 | 1000 sqft2 of floor space | Cap-Tons | 15 | DEER:HVAC_Split-Package_HP | -165 | 0 | -5.55 | SWHC046-03 | 1402.6667 | 2021 | 679.11 | 2021 | 2138.2074 | -50.67 | SWHC046-03 | Com Central HVAC (Small) - Fuel Sub - Panel Upgrade - Marine ¦ SDG&E ¦ Marine | Com Central HVAC (Small) - Fuel Sub - Panel Upgrade - Marine | 0.028381 | 0.186 | 0 | CBSA 2014, adjusted to reflect new efficiencies | 18.5521 | 2032 | 1 | SWHC046-03
COM-HVAC-FS-PU-22.79 | Com ¦ Small Packaged Heat Pump (SEER 16) - Fuel Sub - Panel Upgrade - Marine ¦ SDG&E ¦ Marine | Com ¦ Small Packaged Heat Pump (SEER 16) - Fuel Sub - Panel Upgrade - Marine | SDG&E ¦ Marine | SDG&E | All | Electric & Gas | SEER16 Heat Pump, <65 kbtuh, NR | Efficient |  |  | 1 | Conventional | HVAC | Com - Other | Com | ROB Only | 1 | 1000 sqft2 of floor space | Cap-Tons | 15 | DEER:HVAC_Split-Package_HP | -130 | 0 | -25 | SWHC046-03 | 1402.6667 | 2021 | 679.11 | 2021 | 2138.2074 | -50.67 | SWHC046-03 | Com Central HVAC (Small) - Fuel Sub - Panel Upgrade - Marine ¦ SDG&E ¦ Marine | Com Central HVAC (Small) - Fuel Sub - Panel Upgrade - Marine | 0.03826 | 0.186 | 0 | CBSA 2014, adjusted to reflect new efficiencies | 127.6053 | 2032 | 1 | SWHC046-03
COM-HVAC-FS-PU-22.80 | Com ¦ Small Packaged Heat Pump (SEER 16) - Fuel Sub - Panel Upgrade - Marine ¦ SDG&E ¦ Marine | Com ¦ Small Packaged Heat Pump (SEER 16) - Fuel Sub - Panel Upgrade - Marine | SDG&E ¦ Marine | SDG&E | All | Electric & Gas | SEER16 Heat Pump, <65 kbtuh, NR | Efficient |  |  | 1 | Conventional | HVAC | Com - Refrig. Warehouse | Com | ROB Only | 1 | 1000 sqft2 of floor space | Cap-Tons | 15 | DEER:HVAC_Split-Package_HP | 0 | 0 | 0 | SWHC046-03 | 0 | 2021 | 0 | 2021 | 2138.2074 | -50.67 | SWHC046-03 | Com Central HVAC (Small) - Fuel Sub - Panel Upgrade - Marine ¦ SDG&E ¦ Marine | Com Central HVAC (Small) - Fuel Sub - Panel Upgrade - Marine | 0 | 0.186 | 0 | CBSA 2014, adjusted to reflect new efficiencies | 0 | 2032 | 1 | SWHC046-03
COM-HVAC-FS-PU-22.81 | Com ¦ Small Packaged Heat Pump (SEER 16) - Fuel Sub - Panel Upgrade - Marine ¦ SDG&E ¦ Marine | Com ¦ Small Packaged Heat Pump (SEER 16) - Fuel Sub - Panel Upgrade - Marine | SDG&E ¦ Marine | SDG&E | All | Electric & Gas | SEER16 Heat Pump, <65 kbtuh, NR | Efficient |  |  | 1 | Conventional | HVAC | Com - Restaurant | Com | ROB Only | 1 | 1000 sqft2 of floor space | Cap-Tons | 15 | DEER:HVAC_Split-Package_HP | -170.1253 | 0 | -11.7207 | SWHC046-03 | 1402.6667 | 2021 | 679.11 | 2021 | 2138.2074 | -50.67 | SWHC046-03 | Com Central HVAC (Small) - Fuel Sub - Panel Upgrade - Marine ¦ SDG&E ¦ Marine | Com Central HVAC (Small) - Fuel Sub - Panel Upgrade - Marine | 0.041427 | 0.186 | 0 | CBSA 2014, adjusted to reflect new efficiencies | 11.8284 | 2032 | 1 | SWHC046-03
COM-HVAC-FS-PU-22.82 | Com ¦ Small Packaged Heat Pump (SEER 16) - Fuel Sub - Panel Upgrade - Marine ¦ SDG&E ¦ Marine | Com ¦ Small Packaged Heat Pump (SEER 16) - Fuel Sub - Panel Upgrade - Marine | SDG&E ¦ Marine | SDG&E | All | Electric & Gas | SEER16 Heat Pump, <65 kbtuh, NR | Efficient |  |  | 1 | Conventional | HVAC | Com - Retail | Com | ROB Only | 1 | 1000 sqft2 of floor space | Cap-Tons | 15 | DEER:HVAC_Split-Package_HP | -213.5296 | 0 | -11.8403 | SWHC046-03 | 1402.6667 | 2021 | 679.11 | 2021 | 2138.2074 | -50.67 | SWHC046-03 | Com Central HVAC (Small) - Fuel Sub - Panel Upgrade - Marine ¦ SDG&E ¦ Marine | Com Central HVAC (Small) - Fuel Sub - Panel Upgrade - Marine | 0.016794 | 0.186 | 0 | CBSA 2014, adjusted to reflect new efficiencies | 133.5211 | 2032 | 1 | SWHC046-03
COM-HVAC-FS-PU-22.83 | Com ¦ Small Packaged Heat Pump (SEER 16) - Fuel Sub - Panel Upgrade - Marine ¦ SDG&E ¦ Marine | Com ¦ Small Packaged Heat Pump (SEER 16) - Fuel Sub - Panel Upgrade - Marine | SDG&E ¦ Marine | SDG&E | All | Electric & Gas | SEER16 Heat Pump, <65 kbtuh, NR | Efficient |  |  | 1 | Conventional | HVAC | Com - School | Com | ROB Only | 1 | 1000 sqft2 of floor space | Cap-Tons | 15 | DEER:HVAC_Split-Package_HP | -70.5949 | 0 | -12.1639 | SWHC046-03 | 1402.6667 | 2021 | 679.11 | 2021 | 2138.2074 | -50.67 | SWHC046-03 | Com Central HVAC (Small) - Fuel Sub - Panel Upgrade - Marine ¦ SDG&E ¦ Marine | Com Central HVAC (Small) - Fuel Sub - Panel Upgrade - Marine | 0.028241 | 0.186 | 0 | CBSA 2014, adjusted to reflect new efficiencies | 39.4146 | 2032 | 1 | SWHC046-03
COM-HVAC-FS-PU-22.84 | Com ¦ Small Packaged Heat Pump (SEER 16) - Fuel Sub - Panel Upgrade - Marine ¦ SDG&E ¦ Marine | Com ¦ Small Packaged Heat Pump (SEER 16) - Fuel Sub - Panel Upgrade - Marine | SDG&E ¦ Marine | SDG&E | All | Electric & Gas | SEER16 Heat Pump, <65 kbtuh, NR | Efficient |  |  | 1 | Conventional | HVAC | Com - Warehouse | Com | ROB Only | 1 | 1000 sqft2 of floor space | Cap-Tons | 15 | DEER:HVAC_Split-Package_HP | -53.85 | 0 | -34.2 | SWHC046-03 | 1402.6667 | 2021 | 679.11 | 2021 | 2138.2074 | -50.67 | SWHC046-03 | Com Central HVAC (Small) - Fuel Sub - Panel Upgrade - Marine ¦ SDG&E ¦ Marine | Com Central HVAC (Small) - Fuel Sub - Panel Upgrade - Marine | 0.0051502 | 0.186 | 0 | CBSA 2014, adjusted to reflect new efficiencies | 160.3093 | 2032 | 1 | SWHC046-03
COM-HVAC-FS-PU-22.85 | Com ¦ Small Packaged Heat Pump (SEER 16) - Fuel Sub - Panel Upgrade - Hot-Dry ¦ SDG&E ¦ Hot-Dry | Com ¦ Small Packaged Heat Pump (SEER 16) - Fuel Sub - Panel Upgrade - Hot-Dry | SDG&E ¦ Hot-Dry | SDG&E | All | Electric & Gas | SEER16 Heat Pump, <65 kbtuh, NR | Efficient |  |  | 1 | Conventional | HVAC | Com - College | Com | ROB Only | 1 | 1000 sqft2 of floor space | Cap-Tons | 15 | DEER:HVAC_Split-Package_HP | -150.9043 | 0 | -10.793 | SWHC046-03 | 1402.6667 | 2021 | 679.11 | 2021 | 2138.2074 | -50.67 | SWHC046-03 | Com Central HVAC (Small) - Fuel Sub - Panel Upgrade - Hot-Dry ¦ SDG&E ¦ Hot-Dry | Com Central HVAC (Small) - Fuel Sub - Panel Upgrade - Hot-Dry | 0.022234 | 0.186 | 0 | CBSA 2014, adjusted to reflect new efficiencies | 46.9954 | 2032 | 1 | SWHC046-03
COM-HVAC-FS-PU-22.86 | Com ¦ Small Packaged Heat Pump (SEER 16) - Fuel Sub - Panel Upgrade - Hot-Dry ¦ SDG&E ¦ Hot-Dry | Com ¦ Small Packaged Heat Pump (SEER 16) - Fuel Sub - Panel Upgrade - Hot-Dry | SDG&E ¦ Hot-Dry | SDG&E | All | Electric & Gas | SEER16 Heat Pump, <65 kbtuh, NR | Efficient |  |  | 1 | Conventional | HVAC | Com - Grocery | Com | ROB Only | 1 | 1000 sqft2 of floor space | Cap-Tons | 15 | DEER:HVAC_Split-Package_HP | -131 | 0 | -79.1 | SWHC046-03 | 1402.6667 | 2021 | 679.11 | 2021 | 2138.2074 | -50.67 | SWHC046-03 | Com Central HVAC (Small) - Fuel Sub - Panel Upgrade - Hot-Dry ¦ SDG&E ¦ Hot-Dry | Com Central HVAC (Small) - Fuel Sub - Panel Upgrade - Hot-Dry | 0.041033 | 0.186 | 0 | CBSA 2014, adjusted to reflect new efficiencies | 193.1105 | 2032 | 1 | SWHC046-03
COM-HVAC-FS-PU-22.87 | Com ¦ Small Packaged Heat Pump (SEER 16) - Fuel Sub - Panel Upgrade - Hot-Dry ¦ SDG&E ¦ Hot-Dry | Com ¦ Small Packaged Heat Pump (SEER 16) - Fuel Sub - Panel Upgrade - Hot-Dry | SDG&E ¦ Hot-Dry | SDG&E | All | Electric & Gas | SEER16 Heat Pump, <65 kbtuh, NR | Efficient |  |  | 1 | Conventional | HVAC | Com - Health | Com | ROB Only | 1 | 1000 sqft2 of floor space | Cap-Tons | 15 | DEER:HVAC_Split-Package_HP | -361.3677 | 0 | -17.1444 | SWHC046-03 | 1402.6667 | 2021 | 679.11 | 2021 | 2138.2074 | -50.67 | SWHC046-03 | Com Central HVAC (Small) - Fuel Sub - Panel Upgrade - Hot-Dry ¦ SDG&E ¦ Hot-Dry | Com Central HVAC (Small) - Fuel Sub - Panel Upgrade - Hot-Dry | 0.031998 | 0.186 | 0 | CBSA 2014, adjusted to reflect new efficiencies | 72.0725 | 2032 | 1 | SWHC046-03
COM-HVAC-FS-PU-22.88 | Com ¦ Small Packaged Heat Pump (SEER 16) - Fuel Sub - Panel Upgrade - Hot-Dry ¦ SDG&E ¦ Hot-Dry | Com ¦ Small Packaged Heat Pump (SEER 16) - Fuel Sub - Panel Upgrade - Hot-Dry | SDG&E ¦ Hot-Dry | SDG&E | All | Electric & Gas | SEER16 Heat Pump, <65 kbtuh, NR | Efficient |  |  | 1 | Conventional | HVAC | Com - Lodging | Com | ROB Only | 1 | 1000 sqft2 of floor space | Cap-Tons | 15 | DEER:HVAC_Split-Package_HP | -206.6509 | 0 | -33.7874 | SWHC046-03 | 1402.6667 | 2021 | 679.11 | 2021 | 2138.2074 | -50.67 | SWHC046-03 | Com Central HVAC (Small) - Fuel Sub - Panel Upgrade - Hot-Dry ¦ SDG&E ¦ Hot-Dry | Com Central HVAC (Small) - Fuel Sub - Panel Upgrade - Hot-Dry | 0.017903 | 0.186 | 0 | CBSA 2014, adjusted to reflect new efficiencies | 366.3494 | 2032 | 1 | SWHC046-03
COM-HVAC-FS-PU-22.89 | Com ¦ Small Packaged Heat Pump (SEER 16) - Fuel Sub - Panel Upgrade - Hot-Dry ¦ SDG&E ¦ Hot-Dry | Com ¦ Small Packaged Heat Pump (SEER 16) - Fuel Sub - Panel Upgrade - Hot-Dry | SDG&E ¦ Hot-Dry | SDG&E | All | Electric & Gas | SEER16 Heat Pump, <65 kbtuh, NR | Efficient |  |  | 1 | Conventional | HVAC | Com - Office (Large) | Com | ROB Only | 1 | 1000 sqft2 of floor space | Cap-Tons | 15 | DEER:HVAC_Split-Package_HP | -171.5 | 0 | -0.5795 | SWHC046-03 | 1402.6667 | 2021 | 679.11 | 2021 | 2138.2074 | -50.67 | SWHC046-03 | Com Central HVAC (Small) - Fuel Sub - Panel Upgrade - Hot-Dry ¦ SDG&E ¦ Hot-Dry | Com Central HVAC (Small) - Fuel Sub - Panel Upgrade - Hot-Dry | 0.023374 | 0.186 | 0 | CBSA 2014, adjusted to reflect new efficiencies | 19.6583 | 2032 | 1 | SWHC046-03
COM-HVAC-FS-PU-22.90 | Com ¦ Small Packaged Heat Pump (SEER 16) - Fuel Sub - Panel Upgrade - Hot-Dry ¦ SDG&E ¦ Hot-Dry | Com ¦ Small Packaged Heat Pump (SEER 16) - Fuel Sub - Panel Upgrade - Hot-Dry | SDG&E ¦ Hot-Dry | SDG&E | All | Electric & Gas | SEER16 Heat Pump, <65 kbtuh, NR | Efficient |  |  | 1 | Conventional | HVAC | Com - Office (Small) | Com | ROB Only | 1 | 1000 sqft2 of floor space | Cap-Tons | 15 | DEER:HVAC_Split-Package_HP | -155.5 | 0 | -4.435 | SWHC046-03 | 1402.6667 | 2021 | 679.11 | 2021 | 2138.2074 | -50.67 | SWHC046-03 | Com Central HVAC (Small) - Fuel Sub - Panel Upgrade - Hot-Dry ¦ SDG&E ¦ Hot-Dry | Com Central HVAC (Small) - Fuel Sub - Panel Upgrade - Hot-Dry | 0.028381 | 0.186 | 0 | CBSA 2014, adjusted to reflect new efficiencies | 15.9092 | 2032 | 1 | SWHC046-03
COM-HVAC-FS-PU-22.91 | Com ¦ Small Packaged Heat Pump (SEER 16) - Fuel Sub - Panel Upgrade - Hot-Dry ¦ SDG&E ¦ Hot-Dry | Com ¦ Small Packaged Heat Pump (SEER 16) - Fuel Sub - Panel Upgrade - Hot-Dry | SDG&E ¦ Hot-Dry | SDG&E | All | Electric & Gas | SEER16 Heat Pump, <65 kbtuh, NR | Efficient |  |  | 1 | Conventional | HVAC | Com - Other | Com | ROB Only | 1 | 1000 sqft2 of floor space | Cap-Tons | 15 | DEER:HVAC_Split-Package_HP | -123.5 | 0 | -21.8 | SWHC046-03 | 1402.6667 | 2021 | 679.11 | 2021 | 2138.2074 | -50.67 | SWHC046-03 | Com Central HVAC (Small) - Fuel Sub - Panel Upgrade - Hot-Dry ¦ SDG&E ¦ Hot-Dry | Com Central HVAC (Small) - Fuel Sub - Panel Upgrade - Hot-Dry | 0.03826 | 0.186 | 0 | CBSA 2014, adjusted to reflect new efficiencies | 112.3916 | 2032 | 1 | SWHC046-03
COM-HVAC-FS-PU-22.92 | Com ¦ Small Packaged Heat Pump (SEER 16) - Fuel Sub - Panel Upgrade - Hot-Dry ¦ SDG&E ¦ Hot-Dry | Com ¦ Small Packaged Heat Pump (SEER 16) - Fuel Sub - Panel Upgrade - Hot-Dry | SDG&E ¦ Hot-Dry | SDG&E | All | Electric & Gas | SEER16 Heat Pump, <65 kbtuh, NR | Efficient |  |  | 1 | Conventional | HVAC | Com - Refrig. Warehouse | Com | ROB Only | 1 | 1000 sqft2 of floor space | Cap-Tons | 15 | DEER:HVAC_Split-Package_HP | 0 | 0 | 0 | SWHC046-03 | 0 | 2021 | 0 | 2021 | 2138.2074 | -50.67 | SWHC046-03 | Com Central HVAC (Small) - Fuel Sub - Panel Upgrade - Hot-Dry ¦ SDG&E ¦ Hot-Dry | Com Central HVAC (Small) - Fuel Sub - Panel Upgrade - Hot-Dry | 0 | 0.186 | 0 | CBSA 2014, adjusted to reflect new efficiencies | 0 | 2032 | 1 | SWHC046-03
COM-HVAC-FS-PU-22.93 | Com ¦ Small Packaged Heat Pump (SEER 16) - Fuel Sub - Panel Upgrade - Hot-Dry ¦ SDG&E ¦ Hot-Dry | Com ¦ Small Packaged Heat Pump (SEER 16) - Fuel Sub - Panel Upgrade - Hot-Dry | SDG&E ¦ Hot-Dry | SDG&E | All | Electric & Gas | SEER16 Heat Pump, <65 kbtuh, NR | Efficient |  |  | 1 | Conventional | HVAC | Com - Restaurant | Com | ROB Only | 1 | 1000 sqft2 of floor space | Cap-Tons | 15 | DEER:HVAC_Split-Package_HP | -153.6264 | 0 | -8.0956 | SWHC046-03 | 1402.6667 | 2021 | 679.11 | 2021 | 2138.2074 | -50.67 | SWHC046-03 | Com Central HVAC (Small) - Fuel Sub - Panel Upgrade - Hot-Dry ¦ SDG&E ¦ Hot-Dry | Com Central HVAC (Small) - Fuel Sub - Panel Upgrade - Hot-Dry | 0.041427 | 0.186 | 0 | CBSA 2014, adjusted to reflect new efficiencies | 8.8118 | 2032 | 1 | SWHC046-03
COM-HVAC-FS-PU-22.94 | Com ¦ Small Packaged Heat Pump (SEER 16) - Fuel Sub - Panel Upgrade - Hot-Dry ¦ SDG&E ¦ Hot-Dry | Com ¦ Small Packaged Heat Pump (SEER 16) - Fuel Sub - Panel Upgrade - Hot-Dry | SDG&E ¦ Hot-Dry | SDG&E | All | Electric & Gas | SEER16 Heat Pump, <65 kbtuh, NR | Efficient |  |  | 1 | Conventional | HVAC | Com - Retail | Com | ROB Only | 1 | 1000 sqft2 of floor space | Cap-Tons | 15 | DEER:HVAC_Split-Package_HP | -190.1401 | 0 | -9.8184 | SWHC046-03 | 1402.6667 | 2021 | 679.11 | 2021 | 2138.2074 | -50.67 | SWHC046-03 | Com Central HVAC (Small) - Fuel Sub - Panel Upgrade - Hot-Dry ¦ SDG&E ¦ Hot-Dry | Com Central HVAC (Small) - Fuel Sub - Panel Upgrade - Hot-Dry | 0.016794 | 0.186 | 0 | CBSA 2014, adjusted to reflect new efficiencies | 115.3134 | 2032 | 1 | SWHC046-03
COM-HVAC-FS-PU-22.95 | Com ¦ Small Packaged Heat Pump (SEER 16) - Fuel Sub - Panel Upgrade - Hot-Dry ¦ SDG&E ¦ Hot-Dry | Com ¦ Small Packaged Heat Pump (SEER 16) - Fuel Sub - Panel Upgrade - Hot-Dry | SDG&E ¦ Hot-Dry | SDG&E | All | Electric & Gas | SEER16 Heat Pump, <65 kbtuh, NR | Efficient |  |  | 1 | Conventional | HVAC | Com - School | Com | ROB Only | 1 | 1000 sqft2 of floor space | Cap-Tons | 15 | DEER:HVAC_Split-Package_HP | -65.601 | 0 | -10.9429 | SWHC046-03 | 1402.6667 | 2021 | 679.11 | 2021 | 2138.2074 | -50.67 | SWHC046-03 | Com Central HVAC (Small) - Fuel Sub - Panel Upgrade - Hot-Dry ¦ SDG&E ¦ Hot-Dry | Com Central HVAC (Small) - Fuel Sub - Panel Upgrade - Hot-Dry | 0.028241 | 0.186 | 0 | CBSA 2014, adjusted to reflect new efficiencies | 35.8025 | 2032 | 1 | SWHC046-03
COM-HVAC-FS-PU-22.96 | Com ¦ Small Packaged Heat Pump (SEER 16) - Fuel Sub - Panel Upgrade - Hot-Dry ¦ SDG&E ¦ Hot-Dry | Com ¦ Small Packaged Heat Pump (SEER 16) - Fuel Sub - Panel Upgrade - Hot-Dry | SDG&E ¦ Hot-Dry | SDG&E | All | Electric & Gas | SEER16 Heat Pump, <65 kbtuh, NR | Efficient |  |  | 1 | Conventional | HVAC | Com - Warehouse | Com | ROB Only | 1 | 1000 sqft2 of floor space | Cap-Tons | 15 | DEER:HVAC_Split-Package_HP | -66.55 | 0 | -31.9 | SWHC046-03 | 1402.6667 | 2021 | 679.11 | 2021 | 2138.2074 | -50.67 | SWHC046-03 | Com Central HVAC (Small) - Fuel Sub - Panel Upgrade - Hot-Dry ¦ SDG&E ¦ Hot-Dry | Com Central HVAC (Small) - Fuel Sub - Panel Upgrade - Hot-Dry | 0.0051502 | 0.186 | 0 | CBSA 2014, adjusted to reflect new efficiencies | 154.4202 | 2032 | 1 | SWHC046-03
COM-HVAC-FS-PU-23.1 | Com ¦ Small Packaged Heat Pump (SEER 17) - Fuel Sub - Panel Upgrade - Marine ¦ PG&E ¦ Marine | Com ¦ Small Packaged Heat Pump (SEER 17) - Fuel Sub - Panel Upgrade - Marine | PG&E ¦ Marine | PG&E | All | Electric & Gas | SEER17 Heat Pump, <65 kbtuh, NR | Efficient |  |  | 1 | Conventional | HVAC | Com - College | Com | ROB Only | 1 | 1000 sqft2 of floor space | Cap-Tons | 15 | DEER:HVAC_Split-Package_HP | -44.9354 | 0 | -35.6808 | SWHC046-03 | 1778.1667 | 2021 | 679.11 | 2021 | 2138.2074 | -50.67 | SWHC046-03 | Com Central HVAC (Small) - Fuel Sub - Panel Upgrade - Marine ¦ PG&E ¦ Marine | Com Central HVAC (Small) - Fuel Sub - Panel Upgrade - Marine | 0.020331 | 0.186 | 0 | CBSA 2014, adjusted to reflect new efficiencies | 121.0911 | 2032 | 1 | SWHC046-03
COM-HVAC-FS-PU-23.2 | Com ¦ Small Packaged Heat Pump (SEER 17) - Fuel Sub - Panel Upgrade - Marine ¦ PG&E ¦ Marine | Com ¦ Small Packaged Heat Pump (SEER 17) - Fuel Sub - Panel Upgrade - Marine | PG&E ¦ Marine | PG&E | All | Electric & Gas | SEER17 Heat Pump, <65 kbtuh, NR | Efficient |  |  | 1 | Conventional | HVAC | Com - Grocery | Com | ROB Only | 1 | 1000 sqft2 of floor space | Cap-Tons | 15 | DEER:HVAC_Split-Package_HP | 320 | 0 | -181 | SWHC046-03 | 1778.1667 | 2021 | 679.11 | 2021 | 2138.2074 | -50.67 | SWHC046-03 | Com Central HVAC (Small) - Fuel Sub - Panel Upgrade - Marine ¦ PG&E ¦ Marine | Com Central HVAC (Small) - Fuel Sub - Panel Upgrade - Marine | 0.033922 | 0.186 | 0 | CBSA 2014, adjusted to reflect new efficiencies | 407.0229 | 2032 | 1 | SWHC046-03
COM-HVAC-FS-PU-23.3 | Com ¦ Small Packaged Heat Pump (SEER 17) - Fuel Sub - Panel Upgrade - Marine ¦ PG&E ¦ Marine | Com ¦ Small Packaged Heat Pump (SEER 17) - Fuel Sub - Panel Upgrade - Marine | PG&E ¦ Marine | PG&E | All | Electric & Gas | SEER17 Heat Pump, <65 kbtuh, NR | Efficient |  |  | 1 | Conventional | HVAC | Com - Health | Com | ROB Only | 1 | 1000 sqft2 of floor space | Cap-Tons | 15 | DEER:HVAC_Split-Package_HP | -241.5084 | 0 | -51.2293 | SWHC046-03 | 1778.1667 | 2021 | 679.11 | 2021 | 2138.2074 | -50.67 | SWHC046-03 | Com Central HVAC (Small) - Fuel Sub - Panel Upgrade - Marine ¦ PG&E ¦ Marine | Com Central HVAC (Small) - Fuel Sub - Panel Upgrade - Marine | 0.030022 | 0.186 | 0 | CBSA 2014, adjusted to reflect new efficiencies | 160.5049 | 2032 | 1 | SWHC046-03
COM-HVAC-FS-PU-23.4 | Com ¦ Small Packaged Heat Pump (SEER 17) - Fuel Sub - Panel Upgrade - Marine ¦ PG&E ¦ Marine | Com ¦ Small Packaged Heat Pump (SEER 17) - Fuel Sub - Panel Upgrade - Marine | PG&E ¦ Marine | PG&E | All | Electric & Gas | SEER17 Heat Pump, <65 kbtuh, NR | Efficient |  |  | 1 | Conventional | HVAC | Com - Lodging | Com | ROB Only | 1 | 1000 sqft2 of floor space | Cap-Tons | 15 | DEER:HVAC_Split-Package_HP | 86.8329 | 0 | -101.4521 | SWHC046-03 | 1778.1667 | 2021 | 679.11 | 2021 | 2138.2074 | -50.67 | SWHC046-03 | Com Central HVAC (Small) - Fuel Sub - Panel Upgrade - Marine ¦ PG&E ¦ Marine | Com Central HVAC (Small) - Fuel Sub - Panel Upgrade - Marine | 0.016003 | 0.186 | 0 | CBSA 2014, adjusted to reflect new efficiencies | 988.4875 | 2032 | 1 | SWHC046-03
COM-HVAC-FS-PU-23.5 | Com ¦ Small Packaged Heat Pump (SEER 17) - Fuel Sub - Panel Upgrade - Marine ¦ PG&E ¦ Marine | Com ¦ Small Packaged Heat Pump (SEER 17) - Fuel Sub - Panel Upgrade - Marine | PG&E ¦ Marine | PG&E | All | Electric & Gas | SEER17 Heat Pump, <65 kbtuh, NR | Efficient |  |  | 1 | Conventional | HVAC | Com - Office (Large) | Com | ROB Only | 1 | 1000 sqft2 of floor space | Cap-Tons | 15 | DEER:HVAC_Split-Package_HP | -147.5 | 0 | -4.64 | SWHC046-03 | 1778.1667 | 2021 | 679.11 | 2021 | 2138.2074 | -50.67 | SWHC046-03 | Com Central HVAC (Small) - Fuel Sub - Panel Upgrade - Marine ¦ PG&E ¦ Marine | Com Central HVAC (Small) - Fuel Sub - Panel Upgrade - Marine | 0.021319 | 0.186 | 0 | CBSA 2014, adjusted to reflect new efficiencies | 35.5059 | 2032 | 1 | SWHC046-03
COM-HVAC-FS-PU-23.6 | Com ¦ Small Packaged Heat Pump (SEER 17) - Fuel Sub - Panel Upgrade - Marine ¦ PG&E ¦ Marine | Com ¦ Small Packaged Heat Pump (SEER 17) - Fuel Sub - Panel Upgrade - Marine | PG&E ¦ Marine | PG&E | All | Electric & Gas | SEER17 Heat Pump, <65 kbtuh, NR | Efficient |  |  | 1 | Conventional | HVAC | Com - Office (Small) | Com | ROB Only | 1 | 1000 sqft2 of floor space | Cap-Tons | 15 | DEER:HVAC_Split-Package_HP | -81.4 | 0 | -17.4 | SWHC046-03 | 1778.1667 | 2021 | 679.11 | 2021 | 2138.2074 | -50.67 | SWHC046-03 | Com Central HVAC (Small) - Fuel Sub - Panel Upgrade - Marine ¦ PG&E ¦ Marine | Com Central HVAC (Small) - Fuel Sub - Panel Upgrade - Marine | 0.024933 | 0.186 | 0 | CBSA 2014, adjusted to reflect new efficiencies | 38.1784 | 2032 | 1 | SWHC046-03
COM-HVAC-FS-PU-23.7 | Com ¦ Small Packaged Heat Pump (SEER 17) - Fuel Sub - Panel Upgrade - Marine ¦ PG&E ¦ Marine | Com ¦ Small Packaged Heat Pump (SEER 17) - Fuel Sub - Panel Upgrade - Marine | PG&E ¦ Marine | PG&E | All | Electric & Gas | SEER17 Heat Pump, <65 kbtuh, NR | Efficient |  |  | 1 | Conventional | HVAC | Com - Other | Com | ROB Only | 1 | 1000 sqft2 of floor space | Cap-Tons | 15 | DEER:HVAC_Split-Package_HP | 56.95 | 0 | -66.4 | SWHC046-03 | 1778.1667 | 2021 | 679.11 | 2021 | 2138.2074 | -50.67 | SWHC046-03 | Com Central HVAC (Small) - Fuel Sub - Panel Upgrade - Marine ¦ PG&E ¦ Marine | Com Central HVAC (Small) - Fuel Sub - Panel Upgrade - Marine | 0.0353 | 0.186 | 0 | CBSA 2014, adjusted to reflect new efficiencies | 294.5038 | 2032 | 1 | SWHC046-03
COM-HVAC-FS-PU-23.8 | Com ¦ Small Packaged Heat Pump (SEER 17) - Fuel Sub - Panel Upgrade - Marine ¦ PG&E ¦ Marine | Com ¦ Small Packaged Heat Pump (SEER 17) - Fuel Sub - Panel Upgrade - Marine | PG&E ¦ Marine | PG&E | All | Electric & Gas | SEER17 Heat Pump, <65 kbtuh, NR | Efficient |  |  | 1 | Conventional | HVAC | Com - Refrig. Warehouse | Com | ROB Only | 1 | 1000 sqft2 of floor space | Cap-Tons | 15 | DEER:HVAC_Split-Package_HP | 0 | 0 | 0 | SWHC046-03 | 0 | 2021 | 0 | 2021 | 2138.2074 | -50.67 | SWHC046-03 | Com Central HVAC (Small) - Fuel Sub - Panel Upgrade - Marine ¦ PG&E ¦ Marine | Com Central HVAC (Small) - Fuel Sub - Panel Upgrade - Marine | 0 | 0.186 | 0 | CBSA 2014, adjusted to reflect new efficiencies | 0 | 2032 | 1 | SWHC046-03
COM-HVAC-FS-PU-23.9 | Com ¦ Small Packaged Heat Pump (SEER 17) - Fuel Sub - Panel Upgrade - Marine ¦ PG&E ¦ Marine | Com ¦ Small Packaged Heat Pump (SEER 17) - Fuel Sub - Panel Upgrade - Marine | PG&E ¦ Marine | PG&E | All | Electric & Gas | SEER17 Heat Pump, <65 kbtuh, NR | Efficient |  |  | 1 | Conventional | HVAC | Com - Restaurant | Com | ROB Only | 1 | 1000 sqft2 of floor space | Cap-Tons | 15 | DEER:HVAC_Split-Package_HP | -74.1365 | 0 | -40.0519 | SWHC046-03 | 1778.1667 | 2021 | 679.11 | 2021 | 2138.2074 | -50.67 | SWHC046-03 | Com Central HVAC (Small) - Fuel Sub - Panel Upgrade - Marine ¦ PG&E ¦ Marine | Com Central HVAC (Small) - Fuel Sub - Panel Upgrade - Marine | 0.036027 | 0.186 | 0 | CBSA 2014, adjusted to reflect new efficiencies | 31.406 | 2032 | 1 | SWHC046-03
COM-HVAC-FS-PU-23.10 | Com ¦ Small Packaged Heat Pump (SEER 17) - Fuel Sub - Panel Upgrade - Marine ¦ PG&E ¦ Marine | Com ¦ Small Packaged Heat Pump (SEER 17) - Fuel Sub - Panel Upgrade - Marine | PG&E ¦ Marine | PG&E | All | Electric & Gas | SEER17 Heat Pump, <65 kbtuh, NR | Efficient |  |  | 1 | Conventional | HVAC | Com - Retail | Com | ROB Only | 1 | 1000 sqft2 of floor space | Cap-Tons | 15 | DEER:HVAC_Split-Package_HP | -98.2344 | 0 | -34.4464 | SWHC046-03 | 1778.1667 | 2021 | 679.11 | 2021 | 2138.2074 | -50.67 | SWHC046-03 | Com Central HVAC (Small) - Fuel Sub - Panel Upgrade - Marine ¦ PG&E ¦ Marine | Com Central HVAC (Small) - Fuel Sub - Panel Upgrade - Marine | 0.015015 | 0.186 | 0 | CBSA 2014, adjusted to reflect new efficiencies | 204.7152 | 2032 | 1 | SWHC046-03
COM-HVAC-FS-PU-23.11 | Com ¦ Small Packaged Heat Pump (SEER 17) - Fuel Sub - Panel Upgrade - Marine ¦ PG&E ¦ Marine | Com ¦ Small Packaged Heat Pump (SEER 17) - Fuel Sub - Panel Upgrade - Marine | PG&E ¦ Marine | PG&E | All | Electric & Gas | SEER17 Heat Pump, <65 kbtuh, NR | Efficient |  |  | 1 | Conventional | HVAC | Com - School | Com | ROB Only | 1 | 1000 sqft2 of floor space | Cap-Tons | 15 | DEER:HVAC_Split-Package_HP | 34.8527 | 0 | -34.7585 | SWHC046-03 | 1778.1667 | 2021 | 679.11 | 2021 | 2138.2074 | -50.67 | SWHC046-03 | Com Central HVAC (Small) - Fuel Sub - Panel Upgrade - Marine ¦ PG&E ¦ Marine | Com Central HVAC (Small) - Fuel Sub - Panel Upgrade - Marine | 0.0228 | 0.186 | 0 | CBSA 2014, adjusted to reflect new efficiencies | 73.6759 | 2032 | 1 | SWHC046-03
COM-HVAC-FS-PU-23.12 | Com ¦ Small Packaged Heat Pump (SEER 17) - Fuel Sub - Panel Upgrade - Marine ¦ PG&E ¦ Marine | Com ¦ Small Packaged Heat Pump (SEER 17) - Fuel Sub - Panel Upgrade - Marine | PG&E ¦ Marine | PG&E | All | Electric & Gas | SEER17 Heat Pump, <65 kbtuh, NR | Efficient |  |  | 1 | Conventional | HVAC | Com - Warehouse | Com | ROB Only | 1 | 1000 sqft2 of floor space | Cap-Tons | 15 | DEER:HVAC_Split-Package_HP | 132.5 | 0 | -71.4 | SWHC046-03 | 1778.1667 | 2021 | 679.11 | 2021 | 2138.2074 | -50.67 | SWHC046-03 | Com Central HVAC (Small) - Fuel Sub - Panel Upgrade - Marine ¦ PG&E ¦ Marine | Com Central HVAC (Small) - Fuel Sub - Panel Upgrade - Marine | 0.0046728 | 0.186 | 0 | CBSA 2014, adjusted to reflect new efficiencies | 261.2714 | 2032 | 1 | SWHC046-03
COM-HVAC-FS-PU-23.13 | Com ¦ Small Packaged Heat Pump (SEER 17) - Fuel Sub - Panel Upgrade - Hot-Dry ¦ PG&E ¦ Hot-Dry | Com ¦ Small Packaged Heat Pump (SEER 17) - Fuel Sub - Panel Upgrade - Hot-Dry | PG&E ¦ Hot-Dry | PG&E | All | Electric & Gas | SEER17 Heat Pump, <65 kbtuh, NR | Efficient |  |  | 1 | Conventional | HVAC | Com - College | Com | ROB Only | 1 | 1000 sqft2 of floor space | Cap-Tons | 15 | DEER:HVAC_Split-Package_HP | -110.0957 | 0 | -36.4895 | SWHC046-03 | 1778.1667 | 2021 | 679.11 | 2021 | 2138.2074 | -50.67 | SWHC046-03 | Com Central HVAC (Small) - Fuel Sub - Panel Upgrade - Hot-Dry ¦ PG&E ¦ Hot-Dry | Com Central HVAC (Small) - Fuel Sub - Panel Upgrade - Hot-Dry | 0.020331 | 0.186 | 0 | CBSA 2014, adjusted to reflect new efficiencies | 128.6782 | 2032 | 1 | SWHC046-03
COM-HVAC-FS-PU-23.14 | Com ¦ Small Packaged Heat Pump (SEER 17) - Fuel Sub - Panel Upgrade - Hot-Dry ¦ PG&E ¦ Hot-Dry | Com ¦ Small Packaged Heat Pump (SEER 17) - Fuel Sub - Panel Upgrade - Hot-Dry | PG&E ¦ Hot-Dry | PG&E | All | Electric & Gas | SEER17 Heat Pump, <65 kbtuh, NR | Efficient |  |  | 1 | Conventional | HVAC | Com - Grocery | Com | ROB Only | 1 | 1000 sqft2 of floor space | Cap-Tons | 15 | DEER:HVAC_Split-Package_HP | -10.665 | 0 | -107 | SWHC046-03 | 1778.1667 | 2021 | 679.11 | 2021 | 2138.2074 | -50.67 | SWHC046-03 | Com Central HVAC (Small) - Fuel Sub - Panel Upgrade - Hot-Dry ¦ PG&E ¦ Hot-Dry | Com Central HVAC (Small) - Fuel Sub - Panel Upgrade - Hot-Dry | 0.033922 | 0.186 | 0 | CBSA 2014, adjusted to reflect new efficiencies | 251.8563 | 2032 | 1 | SWHC046-03
COM-HVAC-FS-PU-23.15 | Com ¦ Small Packaged Heat Pump (SEER 17) - Fuel Sub - Panel Upgrade - Hot-Dry ¦ PG&E ¦ Hot-Dry | Com ¦ Small Packaged Heat Pump (SEER 17) - Fuel Sub - Panel Upgrade - Hot-Dry | PG&E ¦ Hot-Dry | PG&E | All | Electric & Gas | SEER17 Heat Pump, <65 kbtuh, NR | Efficient |  |  | 1 | Conventional | HVAC | Com - Health | Com | ROB Only | 1 | 1000 sqft2 of floor space | Cap-Tons | 15 | DEER:HVAC_Split-Package_HP | -274.2422 | 0 | -56.9423 | SWHC046-03 | 1778.1667 | 2021 | 679.11 | 2021 | 2138.2074 | -50.67 | SWHC046-03 | Com Central HVAC (Small) - Fuel Sub - Panel Upgrade - Hot-Dry ¦ PG&E ¦ Hot-Dry | Com Central HVAC (Small) - Fuel Sub - Panel Upgrade - Hot-Dry | 0.030022 | 0.186 | 0 | CBSA 2014, adjusted to reflect new efficiencies | 178.7836 | 2032 | 1 | SWHC046-03
COM-HVAC-FS-PU-23.16 | Com ¦ Small Packaged Heat Pump (SEER 17) - Fuel Sub - Panel Upgrade - Hot-Dry ¦ PG&E ¦ Hot-Dry | Com ¦ Small Packaged Heat Pump (SEER 17) - Fuel Sub - Panel Upgrade - Hot-Dry | PG&E ¦ Hot-Dry | PG&E | All | Electric & Gas | SEER17 Heat Pump, <65 kbtuh, NR | Efficient |  |  | 1 | Conventional | HVAC | Com - Lodging | Com | ROB Only | 1 | 1000 sqft2 of floor space | Cap-Tons | 15 | DEER:HVAC_Split-Package_HP | -25.1615 | 0 | -94.0446 | SWHC046-03 | 1778.1667 | 2021 | 679.11 | 2021 | 2138.2074 | -50.67 | SWHC046-03 | Com Central HVAC (Small) - Fuel Sub - Panel Upgrade - Hot-Dry ¦ PG&E ¦ Hot-Dry | Com Central HVAC (Small) - Fuel Sub - Panel Upgrade - Hot-Dry | 0.016003 | 0.186 | 0 | CBSA 2014, adjusted to reflect new efficiencies | 932.9732 | 2032 | 1 | SWHC046-03
COM-HVAC-FS-PU-23.17 | Com ¦ Small Packaged Heat Pump (SEER 17) - Fuel Sub - Panel Upgrade - Hot-Dry ¦ PG&E ¦ Hot-Dry | Com ¦ Small Packaged Heat Pump (SEER 17) - Fuel Sub - Panel Upgrade - Hot-Dry | PG&E ¦ Hot-Dry | PG&E | All | Electric & Gas | SEER17 Heat Pump, <65 kbtuh, NR | Efficient |  |  | 1 | Conventional | HVAC | Com - Office (Large) | Com | ROB Only | 1 | 1000 sqft2 of floor space | Cap-Tons | 15 | DEER:HVAC_Split-Package_HP | -208 | 0 | -6.14 | SWHC046-03 | 1778.1667 | 2021 | 679.11 | 2021 | 2138.2074 | -50.67 | SWHC046-03 | Com Central HVAC (Small) - Fuel Sub - Panel Upgrade - Hot-Dry ¦ PG&E ¦ Hot-Dry | Com Central HVAC (Small) - Fuel Sub - Panel Upgrade - Hot-Dry | 0.021319 | 0.186 | 0 | CBSA 2014, adjusted to reflect new efficiencies | 48.2588 | 2032 | 1 | SWHC046-03
COM-HVAC-FS-PU-23.18 | Com ¦ Small Packaged Heat Pump (SEER 17) - Fuel Sub - Panel Upgrade - Hot-Dry ¦ PG&E ¦ Hot-Dry | Com ¦ Small Packaged Heat Pump (SEER 17) - Fuel Sub - Panel Upgrade - Hot-Dry | PG&E ¦ Hot-Dry | PG&E | All | Electric & Gas | SEER17 Heat Pump, <65 kbtuh, NR | Efficient |  |  | 1 | Conventional | HVAC | Com - Office (Small) | Com | ROB Only | 1 | 1000 sqft2 of floor space | Cap-Tons | 15 | DEER:HVAC_Split-Package_HP | -143.5 | 0 | -17.2 | SWHC046-03 | 1778.1667 | 2021 | 679.11 | 2021 | 2138.2074 | -50.67 | SWHC046-03 | Com Central HVAC (Small) - Fuel Sub - Panel Upgrade - Hot-Dry ¦ PG&E ¦ Hot-Dry | Com Central HVAC (Small) - Fuel Sub - Panel Upgrade - Hot-Dry | 0.024933 | 0.186 | 0 | CBSA 2014, adjusted to reflect new efficiencies | 40.6296 | 2032 | 1 | SWHC046-03
COM-HVAC-FS-PU-23.19 | Com ¦ Small Packaged Heat Pump (SEER 17) - Fuel Sub - Panel Upgrade - Hot-Dry ¦ PG&E ¦ Hot-Dry | Com ¦ Small Packaged Heat Pump (SEER 17) - Fuel Sub - Panel Upgrade - Hot-Dry | PG&E ¦ Hot-Dry | PG&E | All | Electric & Gas | SEER17 Heat Pump, <65 kbtuh, NR | Efficient |  |  | 1 | Conventional | HVAC | Com - Other | Com | ROB Only | 1 | 1000 sqft2 of floor space | Cap-Tons | 15 | DEER:HVAC_Split-Package_HP | -39.4 | 0 | -65.5 | SWHC046-03 | 1778.1667 | 2021 | 679.11 | 2021 | 2138.2074 | -50.67 | SWHC046-03 | Com Central HVAC (Small) - Fuel Sub - Panel Upgrade - Hot-Dry ¦ PG&E ¦ Hot-Dry | Com Central HVAC (Small) - Fuel Sub - Panel Upgrade - Hot-Dry | 0.0353 | 0.186 | 0 | CBSA 2014, adjusted to reflect new efficiencies | 301.0662 | 2032 | 1 | SWHC046-03
COM-HVAC-FS-PU-23.20 | Com ¦ Small Packaged Heat Pump (SEER 17) - Fuel Sub - Panel Upgrade - Hot-Dry ¦ PG&E ¦ Hot-Dry | Com ¦ Small Packaged Heat Pump (SEER 17) - Fuel Sub - Panel Upgrade - Hot-Dry | PG&E ¦ Hot-Dry | PG&E | All | Electric & Gas | SEER17 Heat Pump, <65 kbtuh, NR | Efficient |  |  | 1 | Conventional | HVAC | Com - Refrig. Warehouse | Com | ROB Only | 1 | 1000 sqft2 of floor space | Cap-Tons | 15 | DEER:HVAC_Split-Package_HP | 0 | 0 | 0 | SWHC046-03 | 0 | 2021 | 0 | 2021 | 2138.2074 | -50.67 | SWHC046-03 | Com Central HVAC (Small) - Fuel Sub - Panel Upgrade - Hot-Dry ¦ PG&E ¦ Hot-Dry | Com Central HVAC (Small) - Fuel Sub - Panel Upgrade - Hot-Dry | 0 | 0.186 | 0 | CBSA 2014, adjusted to reflect new efficiencies | 0 | 2032 | 1 | SWHC046-03
COM-HVAC-FS-PU-23.21 | Com ¦ Small Packaged Heat Pump (SEER 17) - Fuel Sub - Panel Upgrade - Hot-Dry ¦ PG&E ¦ Hot-Dry | Com ¦ Small Packaged Heat Pump (SEER 17) - Fuel Sub - Panel Upgrade - Hot-Dry | PG&E ¦ Hot-Dry | PG&E | All | Electric & Gas | SEER17 Heat Pump, <65 kbtuh, NR | Efficient |  |  | 1 | Conventional | HVAC | Com - Restaurant | Com | ROB Only | 1 | 1000 sqft2 of floor space | Cap-Tons | 15 | DEER:HVAC_Split-Package_HP | -173.6069 | 0 | -43.4766 | SWHC046-03 | 1778.1667 | 2021 | 679.11 | 2021 | 2138.2074 | -50.67 | SWHC046-03 | Com Central HVAC (Small) - Fuel Sub - Panel Upgrade - Hot-Dry ¦ PG&E ¦ Hot-Dry | Com Central HVAC (Small) - Fuel Sub - Panel Upgrade - Hot-Dry | 0.036027 | 0.186 | 0 | CBSA 2014, adjusted to reflect new efficiencies | 35.7464 | 2032 | 1 | SWHC046-03
COM-HVAC-FS-PU-23.22 | Com ¦ Small Packaged Heat Pump (SEER 17) - Fuel Sub - Panel Upgrade - Hot-Dry ¦ PG&E ¦ Hot-Dry | Com ¦ Small Packaged Heat Pump (SEER 17) - Fuel Sub - Panel Upgrade - Hot-Dry | PG&E ¦ Hot-Dry | PG&E | All | Electric & Gas | SEER17 Heat Pump, <65 kbtuh, NR | Efficient |  |  | 1 | Conventional | HVAC | Com - Retail | Com | ROB Only | 1 | 1000 sqft2 of floor space | Cap-Tons | 15 | DEER:HVAC_Split-Package_HP | -232.9275 | 0 | -30.8133 | SWHC046-03 | 1778.1667 | 2021 | 679.11 | 2021 | 2138.2074 | -50.67 | SWHC046-03 | Com Central HVAC (Small) - Fuel Sub - Panel Upgrade - Hot-Dry ¦ PG&E ¦ Hot-Dry | Com Central HVAC (Small) - Fuel Sub - Panel Upgrade - Hot-Dry | 0.015015 | 0.186 | 0 | CBSA 2014, adjusted to reflect new efficiencies | 234.0834 | 2032 | 1 | SWHC046-03
COM-HVAC-FS-PU-23.23 | Com ¦ Small Packaged Heat Pump (SEER 17) - Fuel Sub - Panel Upgrade - Hot-Dry ¦ PG&E ¦ Hot-Dry | Com ¦ Small Packaged Heat Pump (SEER 17) - Fuel Sub - Panel Upgrade - Hot-Dry | PG&E ¦ Hot-Dry | PG&E | All | Electric & Gas | SEER17 Heat Pump, <65 kbtuh, NR | Efficient |  |  | 1 | Conventional | HVAC | Com - School | Com | ROB Only | 1 | 1000 sqft2 of floor space | Cap-Tons | 15 | DEER:HVAC_Split-Package_HP | 16.2738 | 0 | -36.8542 | SWHC046-03 | 1778.1667 | 2021 | 679.11 | 2021 | 2138.2074 | -50.67 | SWHC046-03 | Com Central HVAC (Small) - Fuel Sub - Panel Upgrade - Hot-Dry ¦ PG&E ¦ Hot-Dry | Com Central HVAC (Small) - Fuel Sub - Panel Upgrade - Hot-Dry | 0.0228 | 0.186 | 0 | CBSA 2014, adjusted to reflect new efficiencies | 81.523 | 2032 | 1 | SWHC046-03
COM-HVAC-FS-PU-23.24 | Com ¦ Small Packaged Heat Pump (SEER 17) - Fuel Sub - Panel Upgrade - Hot-Dry ¦ PG&E ¦ Hot-Dry | Com ¦ Small Packaged Heat Pump (SEER 17) - Fuel Sub - Panel Upgrade - Hot-Dry | PG&E ¦ Hot-Dry | PG&E | All | Electric & Gas | SEER17 Heat Pump, <65 kbtuh, NR | Efficient |  |  | 1 | Conventional | HVAC | Com - Warehouse | Com | ROB Only | 1 | 1000 sqft2 of floor space | Cap-Tons | 15 | DEER:HVAC_Split-Package_HP | 128 | 0 | -79.6 | SWHC046-03 | 1778.1667 | 2021 | 679.11 | 2021 | 2138.2074 | -50.67 | SWHC046-03 | Com Central HVAC (Small) - Fuel Sub - Panel Upgrade - Hot-Dry ¦ PG&E ¦ Hot-Dry | Com Central HVAC (Small) - Fuel Sub - Panel Upgrade - Hot-Dry | 0.0046728 | 0.186 | 0 | CBSA 2014, adjusted to reflect new efficiencies | 297.1871 | 2032 | 1 | SWHC046-03
COM-HVAC-FS-PU-23.25 | Com ¦ Small Packaged Heat Pump (SEER 17) - Fuel Sub - Panel Upgrade - Cold ¦ PG&E ¦ Cold | Com ¦ Small Packaged Heat Pump (SEER 17) - Fuel Sub - Panel Upgrade - Cold | PG&E ¦ Cold | PG&E | All | Electric & Gas | SEER17 Heat Pump, <65 kbtuh, NR | Efficient |  |  | 1 | Conventional | HVAC | Com - College | Com | ROB Only | 1 | 1000 sqft2 of floor space | Cap-Tons | 15 | DEER:HVAC_Split-Package_HP | 341.5649 | 0 | -92.6695 | SWHC046-03 | 1778.1667 | 2021 | 679.11 | 2021 | 2138.2074 | -50.67 | SWHC046-03 | Com Central HVAC (Small) - Fuel Sub - Panel Upgrade - Cold ¦ PG&E ¦ Cold | Com Central HVAC (Small) - Fuel Sub - Panel Upgrade - Cold | 0.020331 | 0.186 | 0 | CBSA 2014, adjusted to reflect new efficiencies | 279.8969 | 2032 | 1 | SWHC046-03
COM-HVAC-FS-PU-23.26 | Com ¦ Small Packaged Heat Pump (SEER 17) - Fuel Sub - Panel Upgrade - Cold ¦ PG&E ¦ Cold | Com ¦ Small Packaged Heat Pump (SEER 17) - Fuel Sub - Panel Upgrade - Cold | PG&E ¦ Cold | PG&E | All | Electric & Gas | SEER17 Heat Pump, <65 kbtuh, NR | Efficient |  |  | 1 | Conventional | HVAC | Com - Grocery | Com | ROB Only | 1 | 1000 sqft2 of floor space | Cap-Tons | 15 | DEER:HVAC_Split-Package_HP | 1395 | 0 | -331.5 | SWHC046-03 | 1778.1667 | 2021 | 679.11 | 2021 | 2138.2074 | -50.67 | SWHC046-03 | Com Central HVAC (Small) - Fuel Sub - Panel Upgrade - Cold ¦ PG&E ¦ Cold | Com Central HVAC (Small) - Fuel Sub - Panel Upgrade - Cold | 0.033922 | 0.186 | 0 | CBSA 2014, adjusted to reflect new efficiencies | 699.9582 | 2032 | 1 | SWHC046-03
COM-HVAC-FS-PU-23.27 | Com ¦ Small Packaged Heat Pump (SEER 17) - Fuel Sub - Panel Upgrade - Cold ¦ PG&E ¦ Cold | Com ¦ Small Packaged Heat Pump (SEER 17) - Fuel Sub - Panel Upgrade - Cold | PG&E ¦ Cold | PG&E | All | Electric & Gas | SEER17 Heat Pump, <65 kbtuh, NR | Efficient |  |  | 1 | Conventional | HVAC | Com - Health | Com | ROB Only | 1 | 1000 sqft2 of floor space | Cap-Tons | 15 | DEER:HVAC_Split-Package_HP | 217.5098 | 0 | -128.9495 | SWHC046-03 | 1778.1667 | 2021 | 679.11 | 2021 | 2138.2074 | -50.67 | SWHC046-03 | Com Central HVAC (Small) - Fuel Sub - Panel Upgrade - Cold ¦ PG&E ¦ Cold | Com Central HVAC (Small) - Fuel Sub - Panel Upgrade - Cold | 0.030022 | 0.186 | 0 | CBSA 2014, adjusted to reflect new efficiencies | 349.9951 | 2032 | 1 | SWHC046-03
COM-HVAC-FS-PU-23.28 | Com ¦ Small Packaged Heat Pump (SEER 17) - Fuel Sub - Panel Upgrade - Cold ¦ PG&E ¦ Cold | Com ¦ Small Packaged Heat Pump (SEER 17) - Fuel Sub - Panel Upgrade - Cold | PG&E ¦ Cold | PG&E | All | Electric & Gas | SEER17 Heat Pump, <65 kbtuh, NR | Efficient |  |  | 1 | Conventional | HVAC | Com - Lodging | Com | ROB Only | 1 | 1000 sqft2 of floor space | Cap-Tons | 15 | DEER:HVAC_Split-Package_HP | 938.7835 | 0 | -210.3596 | SWHC046-03 | 1778.1667 | 2021 | 679.11 | 2021 | 2138.2074 | -50.67 | SWHC046-03 | Com Central HVAC (Small) - Fuel Sub - Panel Upgrade - Cold ¦ PG&E ¦ Cold | Com Central HVAC (Small) - Fuel Sub - Panel Upgrade - Cold | 0.016003 | 0.186 | 0 | CBSA 2014, adjusted to reflect new efficiencies | 1929.9764 | 2032 | 1 | SWHC046-03
COM-HVAC-FS-PU-23.29 | Com ¦ Small Packaged Heat Pump (SEER 17) - Fuel Sub - Panel Upgrade - Cold ¦ PG&E ¦ Cold | Com ¦ Small Packaged Heat Pump (SEER 17) - Fuel Sub - Panel Upgrade - Cold | PG&E ¦ Cold | PG&E | All | Electric & Gas | SEER17 Heat Pump, <65 kbtuh, NR | Efficient |  |  | 1 | Conventional | HVAC | Com - Office (Large) | Com | ROB Only | 1 | 1000 sqft2 of floor space | Cap-Tons | 15 | DEER:HVAC_Split-Package_HP | -52.6 | 0 | -24.4 | SWHC046-03 | 1778.1667 | 2021 | 679.11 | 2021 | 2138.2074 | -50.67 | SWHC046-03 | Com Central HVAC (Small) - Fuel Sub - Panel Upgrade - Cold ¦ PG&E ¦ Cold | Com Central HVAC (Small) - Fuel Sub - Panel Upgrade - Cold | 0.021319 | 0.186 | 0 | CBSA 2014, adjusted to reflect new efficiencies | 114.8041 | 2032 | 1 | SWHC046-03
COM-HVAC-FS-PU-23.30 | Com ¦ Small Packaged Heat Pump (SEER 17) - Fuel Sub - Panel Upgrade - Cold ¦ PG&E ¦ Cold | Com ¦ Small Packaged Heat Pump (SEER 17) - Fuel Sub - Panel Upgrade - Cold | PG&E ¦ Cold | PG&E | All | Electric & Gas | SEER17 Heat Pump, <65 kbtuh, NR | Efficient |  |  | 1 | Conventional | HVAC | Com - Office (Small) | Com | ROB Only | 1 | 1000 sqft2 of floor space | Cap-Tons | 15 | DEER:HVAC_Split-Package_HP | 135.5 | 0 | -49.4 | SWHC046-03 | 1778.1667 | 2021 | 679.11 | 2021 | 2138.2074 | -50.67 | SWHC046-03 | Com Central HVAC (Small) - Fuel Sub - Panel Upgrade - Cold ¦ PG&E ¦ Cold | Com Central HVAC (Small) - Fuel Sub - Panel Upgrade - Cold | 0.024933 | 0.186 | 0 | CBSA 2014, adjusted to reflect new efficiencies | 91.5836 | 2032 | 1 | SWHC046-03
COM-HVAC-FS-PU-23.31 | Com ¦ Small Packaged Heat Pump (SEER 17) - Fuel Sub - Panel Upgrade - Cold ¦ PG&E ¦ Cold | Com ¦ Small Packaged Heat Pump (SEER 17) - Fuel Sub - Panel Upgrade - Cold | PG&E ¦ Cold | PG&E | All | Electric & Gas | SEER17 Heat Pump, <65 kbtuh, NR | Efficient |  |  | 1 | Conventional | HVAC | Com - Other | Com | ROB Only | 1 | 1000 sqft2 of floor space | Cap-Tons | 15 | DEER:HVAC_Split-Package_HP | 721 | 0 | -172 | SWHC046-03 | 1778.1667 | 2021 | 679.11 | 2021 | 2138.2074 | -50.67 | SWHC046-03 | Com Central HVAC (Small) - Fuel Sub - Panel Upgrade - Cold ¦ PG&E ¦ Cold | Com Central HVAC (Small) - Fuel Sub - Panel Upgrade - Cold | 0.0353 | 0.186 | 0 | CBSA 2014, adjusted to reflect new efficiencies | 699.5451 | 2032 | 1 | SWHC046-03
COM-HVAC-FS-PU-23.32 | Com ¦ Small Packaged Heat Pump (SEER 17) - Fuel Sub - Panel Upgrade - Cold ¦ PG&E ¦ Cold | Com ¦ Small Packaged Heat Pump (SEER 17) - Fuel Sub - Panel Upgrade - Cold | PG&E ¦ Cold | PG&E | All | Electric & Gas | SEER17 Heat Pump, <65 kbtuh, NR | Efficient |  |  | 1 | Conventional | HVAC | Com - Refrig. Warehouse | Com | ROB Only | 1 | 1000 sqft2 of floor space | Cap-Tons | 15 | DEER:HVAC_Split-Package_HP | 0 | 0 | 0 | SWHC046-03 | 0 | 2021 | 0 | 2021 | 2138.2074 | -50.67 | SWHC046-03 | Com Central HVAC (Small) - Fuel Sub - Panel Upgrade - Cold ¦ PG&E ¦ Cold | Com Central HVAC (Small) - Fuel Sub - Panel Upgrade - Cold | 0 | 0.186 | 0 | CBSA 2014, adjusted to reflect new efficiencies | 0 | 2032 | 1 | SWHC046-03
COM-HVAC-FS-PU-23.33 | Com ¦ Small Packaged Heat Pump (SEER 17) - Fuel Sub - Panel Upgrade - Cold ¦ PG&E ¦ Cold | Com ¦ Small Packaged Heat Pump (SEER 17) - Fuel Sub - Panel Upgrade - Cold | PG&E ¦ Cold | PG&E | All | Electric & Gas | SEER17 Heat Pump, <65 kbtuh, NR | Efficient |  |  | 1 | Conventional | HVAC | Com - Restaurant | Com | ROB Only | 1 | 1000 sqft2 of floor space | Cap-Tons | 15 | DEER:HVAC_Split-Package_HP | 430.5153 | 0 | -140.5022 | SWHC046-03 | 1778.1667 | 2021 | 679.11 | 2021 | 2138.2074 | -50.67 | SWHC046-03 | Com Central HVAC (Small) - Fuel Sub - Panel Upgrade - Cold ¦ PG&E ¦ Cold | Com Central HVAC (Small) - Fuel Sub - Panel Upgrade - Cold | 0.036027 | 0.186 | 0 | CBSA 2014, adjusted to reflect new efficiencies | 97.8998 | 2032 | 1 | SWHC046-03
COM-HVAC-FS-PU-23.34 | Com ¦ Small Packaged Heat Pump (SEER 17) - Fuel Sub - Panel Upgrade - Cold ¦ PG&E ¦ Cold | Com ¦ Small Packaged Heat Pump (SEER 17) - Fuel Sub - Panel Upgrade - Cold | PG&E ¦ Cold | PG&E | All | Electric & Gas | SEER17 Heat Pump, <65 kbtuh, NR | Efficient |  |  | 1 | Conventional | HVAC | Com - Retail | Com | ROB Only | 1 | 1000 sqft2 of floor space | Cap-Tons | 15 | DEER:HVAC_Split-Package_HP | 356.9859 | 0 | -114.1883 | SWHC046-03 | 1778.1667 | 2021 | 679.11 | 2021 | 2138.2074 | -50.67 | SWHC046-03 | Com Central HVAC (Small) - Fuel Sub - Panel Upgrade - Cold ¦ PG&E ¦ Cold | Com Central HVAC (Small) - Fuel Sub - Panel Upgrade - Cold | 0.015015 | 0.186 | 0 | CBSA 2014, adjusted to reflect new efficiencies | 438.8023 | 2032 | 1 | SWHC046-03
COM-HVAC-FS-PU-23.35 | Com ¦ Small Packaged Heat Pump (SEER 17) - Fuel Sub - Panel Upgrade - Cold ¦ PG&E ¦ Cold | Com ¦ Small Packaged Heat Pump (SEER 17) - Fuel Sub - Panel Upgrade - Cold | PG&E ¦ Cold | PG&E | All | Electric & Gas | SEER17 Heat Pump, <65 kbtuh, NR | Efficient |  |  | 1 | Conventional | HVAC | Com - School | Com | ROB Only | 1 | 1000 sqft2 of floor space | Cap-Tons | 15 | DEER:HVAC_Split-Package_HP | 460.34 | 0 | -96.149 | SWHC046-03 | 1778.1667 | 2021 | 679.11 | 2021 | 2138.2074 | -50.67 | SWHC046-03 | Com Central HVAC (Small) - Fuel Sub - Panel Upgrade - Cold ¦ PG&E ¦ Cold | Com Central HVAC (Small) - Fuel Sub - Panel Upgrade - Cold | 0.0228 | 0.186 | 0 | CBSA 2014, adjusted to reflect new efficiencies | 143.8824 | 2032 | 1 | SWHC046-03
COM-HVAC-FS-PU-23.36 | Com ¦ Small Packaged Heat Pump (SEER 17) - Fuel Sub - Panel Upgrade - Cold ¦ PG&E ¦ Cold | Com ¦ Small Packaged Heat Pump (SEER 17) - Fuel Sub - Panel Upgrade - Cold | PG&E ¦ Cold | PG&E | All | Electric & Gas | SEER17 Heat Pump, <65 kbtuh, NR | Efficient |  |  | 1 | Conventional | HVAC | Com - Warehouse | Com | ROB Only | 1 | 1000 sqft2 of floor space | Cap-Tons | 15 | DEER:HVAC_Split-Package_HP | 776 | 0 | -152 | SWHC046-03 | 1778.1667 | 2021 | 679.11 | 2021 | 2138.2074 | -50.67 | SWHC046-03 | Com Central HVAC (Small) - Fuel Sub - Panel Upgrade - Cold ¦ PG&E ¦ Cold | Com Central HVAC (Small) - Fuel Sub - Panel Upgrade - Cold | 0.0046728 | 0.186 | 0 | CBSA 2014, adjusted to reflect new efficiencies | 408.1663 | 2032 | 1 | SWHC046-03
COM-HVAC-FS-PU-23.37 | Com ¦ Small Packaged Heat Pump (SEER 17) - Fuel Sub - Panel Upgrade - Marine ¦ SCG ¦ Marine | Com ¦ Small Packaged Heat Pump (SEER 17) - Fuel Sub - Panel Upgrade - Marine | SCG ¦ Marine | SCG | All | Electric & Gas | SEER17 Heat Pump, <65 kbtuh, NR | Efficient |  |  | 1 | Conventional | HVAC | Com - College | Com | ROB Only | 1 | 1000 sqft2 of floor space | Cap-Tons | 15 | DEER:HVAC_Split-Package_HP | -197.8217 | 0 | -12.4101 | SWHC046-03 | 1778.1667 | 2021 | 679.11 | 2021 | 2138.2074 | -50.67 | SWHC046-03 | Com Central HVAC (Small) - Fuel Sub - Panel Upgrade - Marine ¦ SCG ¦ Marine | Com Central HVAC (Small) - Fuel Sub - Panel Upgrade - Marine | 0.022689 | 0.186 | 0 | CBSA 2014, adjusted to reflect new efficiencies | 55.8716 | 2032 | 1 | SWHC046-03
COM-HVAC-FS-PU-23.38 | Com ¦ Small Packaged Heat Pump (SEER 17) - Fuel Sub - Panel Upgrade - Marine ¦ SCG ¦ Marine | Com ¦ Small Packaged Heat Pump (SEER 17) - Fuel Sub - Panel Upgrade - Marine | SCG ¦ Marine | SCG | All | Electric & Gas | SEER17 Heat Pump, <65 kbtuh, NR | Efficient |  |  | 1 | Conventional | HVAC | Com - Grocery | Com | ROB Only | 1 | 1000 sqft2 of floor space | Cap-Tons | 15 | DEER:HVAC_Split-Package_HP | -169.5 | 0 | -80.6 | SWHC046-03 | 1778.1667 | 2021 | 679.11 | 2021 | 2138.2074 | -50.67 | SWHC046-03 | Com Central HVAC (Small) - Fuel Sub - Panel Upgrade - Marine ¦ SCG ¦ Marine | Com Central HVAC (Small) - Fuel Sub - Panel Upgrade - Marine | 0.040359 | 0.186 | 0 | CBSA 2014, adjusted to reflect new efficiencies | 198.7984 | 2032 | 1 | SWHC046-03
COM-HVAC-FS-PU-23.39 | Com ¦ Small Packaged Heat Pump (SEER 17) - Fuel Sub - Panel Upgrade - Marine ¦ SCG ¦ Marine | Com ¦ Small Packaged Heat Pump (SEER 17) - Fuel Sub - Panel Upgrade - Marine | SCG ¦ Marine | SCG | All | Electric & Gas | SEER17 Heat Pump, <65 kbtuh, NR | Efficient |  |  | 1 | Conventional | HVAC | Com - Health | Com | ROB Only | 1 | 1000 sqft2 of floor space | Cap-Tons | 15 | DEER:HVAC_Split-Package_HP | -409.5151 | 0 | -22.4855 | SWHC046-03 | 1778.1667 | 2021 | 679.11 | 2021 | 2138.2074 | -50.67 | SWHC046-03 | Com Central HVAC (Small) - Fuel Sub - Panel Upgrade - Marine ¦ SCG ¦ Marine | Com Central HVAC (Small) - Fuel Sub - Panel Upgrade - Marine | 0.032178 | 0.186 | 0 | CBSA 2014, adjusted to reflect new efficiencies | 90.3095 | 2032 | 1 | SWHC046-03
COM-HVAC-FS-PU-23.40 | Com ¦ Small Packaged Heat Pump (SEER 17) - Fuel Sub - Panel Upgrade - Marine ¦ SCG ¦ Marine | Com ¦ Small Packaged Heat Pump (SEER 17) - Fuel Sub - Panel Upgrade - Marine | SCG ¦ Marine | SCG | All | Electric & Gas | SEER17 Heat Pump, <65 kbtuh, NR | Efficient |  |  | 1 | Conventional | HVAC | Com - Lodging | Com | ROB Only | 1 | 1000 sqft2 of floor space | Cap-Tons | 15 | DEER:HVAC_Split-Package_HP | -232.5812 | 0 | -41.9025 | SWHC046-03 | 1778.1667 | 2021 | 679.11 | 2021 | 2138.2074 | -50.67 | SWHC046-03 | Com Central HVAC (Small) - Fuel Sub - Panel Upgrade - Marine ¦ SCG ¦ Marine | Com Central HVAC (Small) - Fuel Sub - Panel Upgrade - Marine | 0.018069 | 0.186 | 0 | CBSA 2014, adjusted to reflect new efficiencies | 450.6017 | 2032 | 1 | SWHC046-03
COM-HVAC-FS-PU-23.41 | Com ¦ Small Packaged Heat Pump (SEER 17) - Fuel Sub - Panel Upgrade - Marine ¦ SCG ¦ Marine | Com ¦ Small Packaged Heat Pump (SEER 17) - Fuel Sub - Panel Upgrade - Marine | SCG ¦ Marine | SCG | All | Electric & Gas | SEER17 Heat Pump, <65 kbtuh, NR | Efficient |  |  | 1 | Conventional | HVAC | Com - Office (Large) | Com | ROB Only | 1 | 1000 sqft2 of floor space | Cap-Tons | 15 | DEER:HVAC_Split-Package_HP | -221.5 | 0 | -0.948 | SWHC046-03 | 1778.1667 | 2021 | 679.11 | 2021 | 2138.2074 | -50.67 | SWHC046-03 | Com Central HVAC (Small) - Fuel Sub - Panel Upgrade - Marine ¦ SCG ¦ Marine | Com Central HVAC (Small) - Fuel Sub - Panel Upgrade - Marine | 0.023953 | 0.186 | 0 | CBSA 2014, adjusted to reflect new efficiencies | 26.2857 | 2032 | 1 | SWHC046-03
COM-HVAC-FS-PU-23.42 | Com ¦ Small Packaged Heat Pump (SEER 17) - Fuel Sub - Panel Upgrade - Marine ¦ SCG ¦ Marine | Com ¦ Small Packaged Heat Pump (SEER 17) - Fuel Sub - Panel Upgrade - Marine | SCG ¦ Marine | SCG | All | Electric & Gas | SEER17 Heat Pump, <65 kbtuh, NR | Efficient |  |  | 1 | Conventional | HVAC | Com - Office (Small) | Com | ROB Only | 1 | 1000 sqft2 of floor space | Cap-Tons | 15 | DEER:HVAC_Split-Package_HP | -194 | 0 | -5.55 | SWHC046-03 | 1778.1667 | 2021 | 679.11 | 2021 | 2138.2074 | -50.67 | SWHC046-03 | Com Central HVAC (Small) - Fuel Sub - Panel Upgrade - Marine ¦ SCG ¦ Marine | Com Central HVAC (Small) - Fuel Sub - Panel Upgrade - Marine | 0.027176 | 0.186 | 0 | CBSA 2014, adjusted to reflect new efficiencies | 19.8817 | 2032 | 1 | SWHC046-03
COM-HVAC-FS-PU-23.43 | Com ¦ Small Packaged Heat Pump (SEER 17) - Fuel Sub - Panel Upgrade - Marine ¦ SCG ¦ Marine | Com ¦ Small Packaged Heat Pump (SEER 17) - Fuel Sub - Panel Upgrade - Marine | SCG ¦ Marine | SCG | All | Electric & Gas | SEER17 Heat Pump, <65 kbtuh, NR | Efficient |  |  | 1 | Conventional | HVAC | Com - Other | Com | ROB Only | 1 | 1000 sqft2 of floor space | Cap-Tons | 15 | DEER:HVAC_Split-Package_HP | -170.5 | 0 | -25 | SWHC046-03 | 1778.1667 | 2021 | 679.11 | 2021 | 2138.2074 | -50.67 | SWHC046-03 | Com Central HVAC (Small) - Fuel Sub - Panel Upgrade - Marine ¦ SCG ¦ Marine | Com Central HVAC (Small) - Fuel Sub - Panel Upgrade - Marine | 0.038925 | 0.186 | 0 | CBSA 2014, adjusted to reflect new efficiencies | 132.0775 | 2032 | 1 | SWHC046-03
COM-HVAC-FS-PU-23.44 | Com ¦ Small Packaged Heat Pump (SEER 17) - Fuel Sub - Panel Upgrade - Marine ¦ SCG ¦ Marine | Com ¦ Small Packaged Heat Pump (SEER 17) - Fuel Sub - Panel Upgrade - Marine | SCG ¦ Marine | SCG | All | Electric & Gas | SEER17 Heat Pump, <65 kbtuh, NR | Efficient |  |  | 1 | Conventional | HVAC | Com - Refrig. Warehouse | Com | ROB Only | 1 | 1000 sqft2 of floor space | Cap-Tons | 15 | DEER:HVAC_Split-Package_HP | 0 | 0 | 0 | SWHC046-03 | 0 | 2021 | 0 | 2021 | 2138.2074 | -50.67 | SWHC046-03 | Com Central HVAC (Small) - Fuel Sub - Panel Upgrade - Marine ¦ SCG ¦ Marine | Com Central HVAC (Small) - Fuel Sub - Panel Upgrade - Marine | 0 | 0.186 | 0 | CBSA 2014, adjusted to reflect new efficiencies | 0 | 2032 | 1 | SWHC046-03
COM-HVAC-FS-PU-23.45 | Com ¦ Small Packaged Heat Pump (SEER 17) - Fuel Sub - Panel Upgrade - Marine ¦ SCG ¦ Marine | Com ¦ Small Packaged Heat Pump (SEER 17) - Fuel Sub - Panel Upgrade - Marine | SCG ¦ Marine | SCG | All | Electric & Gas | SEER17 Heat Pump, <65 kbtuh, NR | Efficient |  |  | 1 | Conventional | HVAC | Com - Restaurant | Com | ROB Only | 1 | 1000 sqft2 of floor space | Cap-Tons | 15 | DEER:HVAC_Split-Package_HP | -219.6253 | 0 | -11.7207 | SWHC046-03 | 1778.1667 | 2021 | 679.11 | 2021 | 2138.2074 | -50.67 | SWHC046-03 | Com Central HVAC (Small) - Fuel Sub - Panel Upgrade - Marine ¦ SCG ¦ Marine | Com Central HVAC (Small) - Fuel Sub - Panel Upgrade - Marine | 0.039657 | 0.186 | 0 | CBSA 2014, adjusted to reflect new efficiencies | 12.708 | 2032 | 1 | SWHC046-03
COM-HVAC-FS-PU-23.46 | Com ¦ Small Packaged Heat Pump (SEER 17) - Fuel Sub - Panel Upgrade - Marine ¦ SCG ¦ Marine | Com ¦ Small Packaged Heat Pump (SEER 17) - Fuel Sub - Panel Upgrade - Marine | SCG ¦ Marine | SCG | All | Electric & Gas | SEER17 Heat Pump, <65 kbtuh, NR | Efficient |  |  | 1 | Conventional | HVAC | Com - Retail | Com | ROB Only | 1 | 1000 sqft2 of floor space | Cap-Tons | 15 | DEER:HVAC_Split-Package_HP | -270.1704 | 0 | -11.8403 | SWHC046-03 | 1778.1667 | 2021 | 679.11 | 2021 | 2138.2074 | -50.67 | SWHC046-03 | Com Central HVAC (Small) - Fuel Sub - Panel Upgrade - Marine ¦ SCG ¦ Marine | Com Central HVAC (Small) - Fuel Sub - Panel Upgrade - Marine | 0.016778 | 0.186 | 0 | CBSA 2014, adjusted to reflect new efficiencies | 153.42 | 2032 | 1 | SWHC046-03
COM-HVAC-FS-PU-23.47 | Com ¦ Small Packaged Heat Pump (SEER 17) - Fuel Sub - Panel Upgrade - Marine ¦ SCG ¦ Marine | Com ¦ Small Packaged Heat Pump (SEER 17) - Fuel Sub - Panel Upgrade - Marine | SCG ¦ Marine | SCG | All | Electric & Gas | SEER17 Heat Pump, <65 kbtuh, NR | Efficient |  |  | 1 | Conventional | HVAC | Com - School | Com | ROB Only | 1 | 1000 sqft2 of floor space | Cap-Tons | 15 | DEER:HVAC_Split-Package_HP | -93.2677 | 0 | -12.1639 | SWHC046-03 | 1778.1667 | 2021 | 679.11 | 2021 | 2138.2074 | -50.67 | SWHC046-03 | Com Central HVAC (Small) - Fuel Sub - Panel Upgrade - Marine ¦ SCG ¦ Marine | Com Central HVAC (Small) - Fuel Sub - Panel Upgrade - Marine | 0.027322 | 0.186 | 0 | CBSA 2014, adjusted to reflect new efficiencies | 43.1475 | 2032 | 1 | SWHC046-03
COM-HVAC-FS-PU-23.48 | Com ¦ Small Packaged Heat Pump (SEER 17) - Fuel Sub - Panel Upgrade - Marine ¦ SCG ¦ Marine | Com ¦ Small Packaged Heat Pump (SEER 17) - Fuel Sub - Panel Upgrade - Marine | SCG ¦ Marine | SCG | All | Electric & Gas | SEER17 Heat Pump, <65 kbtuh, NR | Efficient |  |  | 1 | Conventional | HVAC | Com - Warehouse | Com | ROB Only | 1 | 1000 sqft2 of floor space | Cap-Tons | 15 | DEER:HVAC_Split-Package_HP | -71.8 | 0 | -34.2 | SWHC046-03 | 1778.1667 | 2021 | 679.11 | 2021 | 2138.2074 | -50.67 | SWHC046-03 | Com Central HVAC (Small) - Fuel Sub - Panel Upgrade - Marine ¦ SCG ¦ Marine | Com Central HVAC (Small) - Fuel Sub - Panel Upgrade - Marine | 0.0051386 | 0.186 | 0 | CBSA 2014, adjusted to reflect new efficiencies | 165.6894 | 2032 | 1 | SWHC046-03
COM-HVAC-FS-PU-23.49 | Com ¦ Small Packaged Heat Pump (SEER 17) - Fuel Sub - Panel Upgrade - Hot-Dry ¦ SCG ¦ Hot-Dry | Com ¦ Small Packaged Heat Pump (SEER 17) - Fuel Sub - Panel Upgrade - Hot-Dry | SCG ¦ Hot-Dry | SCG | All | Electric & Gas | SEER17 Heat Pump, <65 kbtuh, NR | Efficient |  |  | 1 | Conventional | HVAC | Com - College | Com | ROB Only | 1 | 1000 sqft2 of floor space | Cap-Tons | 15 | DEER:HVAC_Split-Package_HP | -231.9695 | 0 | -13.1859 | SWHC046-03 | 1778.1667 | 2021 | 679.11 | 2021 | 2138.2074 | -50.67 | SWHC046-03 | Com Central HVAC (Small) - Fuel Sub - Panel Upgrade - Hot-Dry ¦ SCG ¦ Hot-Dry | Com Central HVAC (Small) - Fuel Sub - Panel Upgrade - Hot-Dry | 0.022689 | 0.186 | 0 | CBSA 2014, adjusted to reflect new efficiencies | 61.0089 | 2032 | 1 | SWHC046-03
COM-HVAC-FS-PU-23.50 | Com ¦ Small Packaged Heat Pump (SEER 17) - Fuel Sub - Panel Upgrade - Hot-Dry ¦ SCG ¦ Hot-Dry | Com ¦ Small Packaged Heat Pump (SEER 17) - Fuel Sub - Panel Upgrade - Hot-Dry | SCG ¦ Hot-Dry | SCG | All | Electric & Gas | SEER17 Heat Pump, <65 kbtuh, NR | Efficient |  |  | 1 | Conventional | HVAC | Com - Grocery | Com | ROB Only | 1 | 1000 sqft2 of floor space | Cap-Tons | 15 | DEER:HVAC_Split-Package_HP | -257.5 | 0 | -84.8 | SWHC046-03 | 1778.1667 | 2021 | 679.11 | 2021 | 2138.2074 | -50.67 | SWHC046-03 | Com Central HVAC (Small) - Fuel Sub - Panel Upgrade - Hot-Dry ¦ SCG ¦ Hot-Dry | Com Central HVAC (Small) - Fuel Sub - Panel Upgrade - Hot-Dry | 0.040359 | 0.186 | 0 | CBSA 2014, adjusted to reflect new efficiencies | 213.6107 | 2032 | 1 | SWHC046-03
COM-HVAC-FS-PU-23.51 | Com ¦ Small Packaged Heat Pump (SEER 17) - Fuel Sub - Panel Upgrade - Hot-Dry ¦ SCG ¦ Hot-Dry | Com ¦ Small Packaged Heat Pump (SEER 17) - Fuel Sub - Panel Upgrade - Hot-Dry | SCG ¦ Hot-Dry | SCG | All | Electric & Gas | SEER17 Heat Pump, <65 kbtuh, NR | Efficient |  |  | 1 | Conventional | HVAC | Com - Health | Com | ROB Only | 1 | 1000 sqft2 of floor space | Cap-Tons | 15 | DEER:HVAC_Split-Package_HP | -426.8281 | 0 | -25.6229 | SWHC046-03 | 1778.1667 | 2021 | 679.11 | 2021 | 2138.2074 | -50.67 | SWHC046-03 | Com Central HVAC (Small) - Fuel Sub - Panel Upgrade - Hot-Dry ¦ SCG ¦ Hot-Dry | Com Central HVAC (Small) - Fuel Sub - Panel Upgrade - Hot-Dry | 0.032178 | 0.186 | 0 | CBSA 2014, adjusted to reflect new efficiencies | 100.3042 | 2032 | 1 | SWHC046-03
COM-HVAC-FS-PU-23.52 | Com ¦ Small Packaged Heat Pump (SEER 17) - Fuel Sub - Panel Upgrade - Hot-Dry ¦ SCG ¦ Hot-Dry | Com ¦ Small Packaged Heat Pump (SEER 17) - Fuel Sub - Panel Upgrade - Hot-Dry | SCG ¦ Hot-Dry | SCG | All | Electric & Gas | SEER17 Heat Pump, <65 kbtuh, NR | Efficient |  |  | 1 | Conventional | HVAC | Com - Lodging | Com | ROB Only | 1 | 1000 sqft2 of floor space | Cap-Tons | 15 | DEER:HVAC_Split-Package_HP | -295.9136 | 0 | -40.2704 | SWHC046-03 | 1778.1667 | 2021 | 679.11 | 2021 | 2138.2074 | -50.67 | SWHC046-03 | Com Central HVAC (Small) - Fuel Sub - Panel Upgrade - Hot-Dry ¦ SCG ¦ Hot-Dry | Com Central HVAC (Small) - Fuel Sub - Panel Upgrade - Hot-Dry | 0.018069 | 0.186 | 0 | CBSA 2014, adjusted to reflect new efficiencies | 444.4657 | 2032 | 1 | SWHC046-03
COM-HVAC-FS-PU-23.53 | Com ¦ Small Packaged Heat Pump (SEER 17) - Fuel Sub - Panel Upgrade - Hot-Dry ¦ SCG ¦ Hot-Dry | Com ¦ Small Packaged Heat Pump (SEER 17) - Fuel Sub - Panel Upgrade - Hot-Dry | SCG ¦ Hot-Dry | SCG | All | Electric & Gas | SEER17 Heat Pump, <65 kbtuh, NR | Efficient |  |  | 1 | Conventional | HVAC | Com - Office (Large) | Com | ROB Only | 1 | 1000 sqft2 of floor space | Cap-Tons | 15 | DEER:HVAC_Split-Package_HP | -246 | 0 | -1.48 | SWHC046-03 | 1778.1667 | 2021 | 679.11 | 2021 | 2138.2074 | -50.67 | SWHC046-03 | Com Central HVAC (Small) - Fuel Sub - Panel Upgrade - Hot-Dry ¦ SCG ¦ Hot-Dry | Com Central HVAC (Small) - Fuel Sub - Panel Upgrade - Hot-Dry | 0.023953 | 0.186 | 0 | CBSA 2014, adjusted to reflect new efficiencies | 31.1113 | 2032 | 1 | SWHC046-03
COM-HVAC-FS-PU-23.54 | Com ¦ Small Packaged Heat Pump (SEER 17) - Fuel Sub - Panel Upgrade - Hot-Dry ¦ SCG ¦ Hot-Dry | Com ¦ Small Packaged Heat Pump (SEER 17) - Fuel Sub - Panel Upgrade - Hot-Dry | SCG ¦ Hot-Dry | SCG | All | Electric & Gas | SEER17 Heat Pump, <65 kbtuh, NR | Efficient |  |  | 1 | Conventional | HVAC | Com - Office (Small) | Com | ROB Only | 1 | 1000 sqft2 of floor space | Cap-Tons | 15 | DEER:HVAC_Split-Package_HP | -219 | 0 | -6.68 | SWHC046-03 | 1778.1667 | 2021 | 679.11 | 2021 | 2138.2074 | -50.67 | SWHC046-03 | Com Central HVAC (Small) - Fuel Sub - Panel Upgrade - Hot-Dry ¦ SCG ¦ Hot-Dry | Com Central HVAC (Small) - Fuel Sub - Panel Upgrade - Hot-Dry | 0.027176 | 0.186 | 0 | CBSA 2014, adjusted to reflect new efficiencies | 23.265 | 2032 | 1 | SWHC046-03
COM-HVAC-FS-PU-23.55 | Com ¦ Small Packaged Heat Pump (SEER 17) - Fuel Sub - Panel Upgrade - Hot-Dry ¦ SCG ¦ Hot-Dry | Com ¦ Small Packaged Heat Pump (SEER 17) - Fuel Sub - Panel Upgrade - Hot-Dry | SCG ¦ Hot-Dry | SCG | All | Electric & Gas | SEER17 Heat Pump, <65 kbtuh, NR | Efficient |  |  | 1 | Conventional | HVAC | Com - Other | Com | ROB Only | 1 | 1000 sqft2 of floor space | Cap-Tons | 15 | DEER:HVAC_Split-Package_HP | -225.5 | 0 | -24.5 | SWHC046-03 | 1778.1667 | 2021 | 679.11 | 2021 | 2138.2074 | -50.67 | SWHC046-03 | Com Central HVAC (Small) - Fuel Sub - Panel Upgrade - Hot-Dry ¦ SCG ¦ Hot-Dry | Com Central HVAC (Small) - Fuel Sub - Panel Upgrade - Hot-Dry | 0.038925 | 0.186 | 0 | CBSA 2014, adjusted to reflect new efficiencies | 135.8859 | 2032 | 1 | SWHC046-03
COM-HVAC-FS-PU-23.56 | Com ¦ Small Packaged Heat Pump (SEER 17) - Fuel Sub - Panel Upgrade - Hot-Dry ¦ SCG ¦ Hot-Dry | Com ¦ Small Packaged Heat Pump (SEER 17) - Fuel Sub - Panel Upgrade - Hot-Dry | SCG ¦ Hot-Dry | SCG | All | Electric & Gas | SEER17 Heat Pump, <65 kbtuh, NR | Efficient |  |  | 1 | Conventional | HVAC | Com - Refrig. Warehouse | Com | ROB Only | 1 | 1000 sqft2 of floor space | Cap-Tons | 15 | DEER:HVAC_Split-Package_HP | 0 | 0 | 0 | SWHC046-03 | 0 | 2021 | 0 | 2021 | 2138.2074 | -50.67 | SWHC046-03 | Com Central HVAC (Small) - Fuel Sub - Panel Upgrade - Hot-Dry ¦ SCG ¦ Hot-Dry | Com Central HVAC (Small) - Fuel Sub - Panel Upgrade - Hot-Dry | 0 | 0.186 | 0 | CBSA 2014, adjusted to reflect new efficiencies | 0 | 2032 | 1 | SWHC046-03
COM-HVAC-FS-PU-23.57 | Com ¦ Small Packaged Heat Pump (SEER 17) - Fuel Sub - Panel Upgrade - Hot-Dry ¦ SCG ¦ Hot-Dry | Com ¦ Small Packaged Heat Pump (SEER 17) - Fuel Sub - Panel Upgrade - Hot-Dry | SCG ¦ Hot-Dry | SCG | All | Electric & Gas | SEER17 Heat Pump, <65 kbtuh, NR | Efficient |  |  | 1 | Conventional | HVAC | Com - Restaurant | Com | ROB Only | 1 | 1000 sqft2 of floor space | Cap-Tons | 15 | DEER:HVAC_Split-Package_HP | -289.7498 | 0 | -12.6233 | SWHC046-03 | 1778.1667 | 2021 | 679.11 | 2021 | 2138.2074 | -50.67 | SWHC046-03 | Com Central HVAC (Small) - Fuel Sub - Panel Upgrade - Hot-Dry ¦ SCG ¦ Hot-Dry | Com Central HVAC (Small) - Fuel Sub - Panel Upgrade - Hot-Dry | 0.039657 | 0.186 | 0 | CBSA 2014, adjusted to reflect new efficiencies | 14.6322 | 2032 | 1 | SWHC046-03
COM-HVAC-FS-PU-23.58 | Com ¦ Small Packaged Heat Pump (SEER 17) - Fuel Sub - Panel Upgrade - Hot-Dry ¦ SCG ¦ Hot-Dry | Com ¦ Small Packaged Heat Pump (SEER 17) - Fuel Sub - Panel Upgrade - Hot-Dry | SCG ¦ Hot-Dry | SCG | All | Electric & Gas | SEER17 Heat Pump, <65 kbtuh, NR | Efficient |  |  | 1 | Conventional | HVAC | Com - Retail | Com | ROB Only | 1 | 1000 sqft2 of floor space | Cap-Tons | 15 | DEER:HVAC_Split-Package_HP | -333.9812 | 0 | -10.1827 | SWHC046-03 | 1778.1667 | 2021 | 679.11 | 2021 | 2138.2074 | -50.67 | SWHC046-03 | Com Central HVAC (Small) - Fuel Sub - Panel Upgrade - Hot-Dry ¦ SCG ¦ Hot-Dry | Com Central HVAC (Small) - Fuel Sub - Panel Upgrade - Hot-Dry | 0.016778 | 0.186 | 0 | CBSA 2014, adjusted to reflect new efficiencies | 167.6474 | 2032 | 1 | SWHC046-03
COM-HVAC-FS-PU-23.59 | Com ¦ Small Packaged Heat Pump (SEER 17) - Fuel Sub - Panel Upgrade - Hot-Dry ¦ SCG ¦ Hot-Dry | Com ¦ Small Packaged Heat Pump (SEER 17) - Fuel Sub - Panel Upgrade - Hot-Dry | SCG ¦ Hot-Dry | SCG | All | Electric & Gas | SEER17 Heat Pump, <65 kbtuh, NR | Efficient |  |  | 1 | Conventional | HVAC | Com - School | Com | ROB Only | 1 | 1000 sqft2 of floor space | Cap-Tons | 15 | DEER:HVAC_Split-Package_HP | -120.568 | 0 | -12.0107 | SWHC046-03 | 1778.1667 | 2021 | 679.11 | 2021 | 2138.2074 | -50.67 | SWHC046-03 | Com Central HVAC (Small) - Fuel Sub - Panel Upgrade - Hot-Dry ¦ SCG ¦ Hot-Dry | Com Central HVAC (Small) - Fuel Sub - Panel Upgrade - Hot-Dry | 0.027322 | 0.186 | 0 | CBSA 2014, adjusted to reflect new efficiencies | 47.2925 | 2032 | 1 | SWHC046-03
COM-HVAC-FS-PU-23.60 | Com ¦ Small Packaged Heat Pump (SEER 17) - Fuel Sub - Panel Upgrade - Hot-Dry ¦ SCG ¦ Hot-Dry | Com ¦ Small Packaged Heat Pump (SEER 17) - Fuel Sub - Panel Upgrade - Hot-Dry | SCG ¦ Hot-Dry | SCG | All | Electric & Gas | SEER17 Heat Pump, <65 kbtuh, NR | Efficient |  |  | 1 | Conventional | HVAC | Com - Warehouse | Com | ROB Only | 1 | 1000 sqft2 of floor space | Cap-Tons | 15 | DEER:HVAC_Split-Package_HP | -139 | 0 | -33.6 | SWHC046-03 | 1778.1667 | 2021 | 679.11 | 2021 | 2138.2074 | -50.67 | SWHC046-03 | Com Central HVAC (Small) - Fuel Sub - Panel Upgrade - Hot-Dry ¦ SCG ¦ Hot-Dry | Com Central HVAC (Small) - Fuel Sub - Panel Upgrade - Hot-Dry | 0.0051386 | 0.186 | 0 | CBSA 2014, adjusted to reflect new efficiencies | 183.3015 | 2032 | 1 | SWHC046-03
COM-HVAC-FS-PU-23.61 | Com ¦ Small Packaged Heat Pump (SEER 17) - Fuel Sub - Panel Upgrade - Cold ¦ SCG ¦ Cold | Com ¦ Small Packaged Heat Pump (SEER 17) - Fuel Sub - Panel Upgrade - Cold | SCG ¦ Cold | SCG | All | Electric & Gas | SEER17 Heat Pump, <65 kbtuh, NR | Efficient |  |  | 1 | Conventional | HVAC | Com - College | Com | ROB Only | 1 | 1000 sqft2 of floor space | Cap-Tons | 15 | DEER:HVAC_Split-Package_HP | 341.5649 | 0 | -92.6695 | SWHC046-03 | 1778.1667 | 2021 | 679.11 | 2021 | 2138.2074 | -50.67 | SWHC046-03 | Com Central HVAC (Small) - Fuel Sub - Panel Upgrade - Cold ¦ SCG ¦ Cold | Com Central HVAC (Small) - Fuel Sub - Panel Upgrade - Cold | 0.022689 | 0.186 | 0 | CBSA 2014, adjusted to reflect new efficiencies | 279.8969 | 2032 | 1 | SWHC046-03
COM-HVAC-FS-PU-23.62 | Com ¦ Small Packaged Heat Pump (SEER 17) - Fuel Sub - Panel Upgrade - Cold ¦ SCG ¦ Cold | Com ¦ Small Packaged Heat Pump (SEER 17) - Fuel Sub - Panel Upgrade - Cold | SCG ¦ Cold | SCG | All | Electric & Gas | SEER17 Heat Pump, <65 kbtuh, NR | Efficient |  |  | 1 | Conventional | HVAC | Com - Grocery | Com | ROB Only | 1 | 1000 sqft2 of floor space | Cap-Tons | 15 | DEER:HVAC_Split-Package_HP | 1395 | 0 | -331.5 | SWHC046-03 | 1778.1667 | 2021 | 679.11 | 2021 | 2138.2074 | -50.67 | SWHC046-03 | Com Central HVAC (Small) - Fuel Sub - Panel Upgrade - Cold ¦ SCG ¦ Cold | Com Central HVAC (Small) - Fuel Sub - Panel Upgrade - Cold | 0.040359 | 0.186 | 0 | CBSA 2014, adjusted to reflect new efficiencies | 699.9582 | 2032 | 1 | SWHC046-03
COM-HVAC-FS-PU-23.63 | Com ¦ Small Packaged Heat Pump (SEER 17) - Fuel Sub - Panel Upgrade - Cold ¦ SCG ¦ Cold | Com ¦ Small Packaged Heat Pump (SEER 17) - Fuel Sub - Panel Upgrade - Cold | SCG ¦ Cold | SCG | All | Electric & Gas | SEER17 Heat Pump, <65 kbtuh, NR | Efficient |  |  | 1 | Conventional | HVAC | Com - Health | Com | ROB Only | 1 | 1000 sqft2 of floor space | Cap-Tons | 15 | DEER:HVAC_Split-Package_HP | 217.5098 | 0 | -128.9495 | SWHC046-03 | 1778.1667 | 2021 | 679.11 | 2021 | 2138.2074 | -50.67 | SWHC046-03 | Com Central HVAC (Small) - Fuel Sub - Panel Upgrade - Cold ¦ SCG ¦ Cold | Com Central HVAC (Small) - Fuel Sub - Panel Upgrade - Cold | 0.032178 | 0.186 | 0 | CBSA 2014, adjusted to reflect new efficiencies | 349.9951 | 2032 | 1 | SWHC046-03
COM-HVAC-FS-PU-23.64 | Com ¦ Small Packaged Heat Pump (SEER 17) - Fuel Sub - Panel Upgrade - Cold ¦ SCG ¦ Cold | Com ¦ Small Packaged Heat Pump (SEER 17) - Fuel Sub - Panel Upgrade - Cold | SCG ¦ Cold | SCG | All | Electric & Gas | SEER17 Heat Pump, <65 kbtuh, NR | Efficient |  |  | 1 | Conventional | HVAC | Com - Lodging | Com | ROB Only | 1 | 1000 sqft2 of floor space | Cap-Tons | 15 | DEER:HVAC_Split-Package_HP | 938.7835 | 0 | -210.3596 | SWHC046-03 | 1778.1667 | 2021 | 679.11 | 2021 | 2138.2074 | -50.67 | SWHC046-03 | Com Central HVAC (Small) - Fuel Sub - Panel Upgrade - Cold ¦ SCG ¦ Cold | Com Central HVAC (Small) - Fuel Sub - Panel Upgrade - Cold | 0.018069 | 0.186 | 0 | CBSA 2014, adjusted to reflect new efficiencies | 1929.9764 | 2032 | 1 | SWHC046-03
COM-HVAC-FS-PU-23.65 | Com ¦ Small Packaged Heat Pump (SEER 17) - Fuel Sub - Panel Upgrade - Cold ¦ SCG ¦ Cold | Com ¦ Small Packaged Heat Pump (SEER 17) - Fuel Sub - Panel Upgrade - Cold | SCG ¦ Cold | SCG | All | Electric & Gas | SEER17 Heat Pump, <65 kbtuh, NR | Efficient |  |  | 1 | Conventional | HVAC | Com - Office (Large) | Com | ROB Only | 1 | 1000 sqft2 of floor space | Cap-Tons | 15 | DEER:HVAC_Split-Package_HP | -52.6 | 0 | -24.4 | SWHC046-03 | 1778.1667 | 2021 | 679.11 | 2021 | 2138.2074 | -50.67 | SWHC046-03 | Com Central HVAC (Small) - Fuel Sub - Panel Upgrade - Cold ¦ SCG ¦ Cold | Com Central HVAC (Small) - Fuel Sub - Panel Upgrade - Cold | 0.023953 | 0.186 | 0 | CBSA 2014, adjusted to reflect new efficiencies | 114.8041 | 2032 | 1 | SWHC046-03
COM-HVAC-FS-PU-23.66 | Com ¦ Small Packaged Heat Pump (SEER 17) - Fuel Sub - Panel Upgrade - Cold ¦ SCG ¦ Cold | Com ¦ Small Packaged Heat Pump (SEER 17) - Fuel Sub - Panel Upgrade - Cold | SCG ¦ Cold | SCG | All | Electric & Gas | SEER17 Heat Pump, <65 kbtuh, NR | Efficient |  |  | 1 | Conventional | HVAC | Com - Office (Small) | Com | ROB Only | 1 | 1000 sqft2 of floor space | Cap-Tons | 15 | DEER:HVAC_Split-Package_HP | 135.5 | 0 | -49.4 | SWHC046-03 | 1778.1667 | 2021 | 679.11 | 2021 | 2138.2074 | -50.67 | SWHC046-03 | Com Central HVAC (Small) - Fuel Sub - Panel Upgrade - Cold ¦ SCG ¦ Cold | Com Central HVAC (Small) - Fuel Sub - Panel Upgrade - Cold | 0.027176 | 0.186 | 0 | CBSA 2014, adjusted to reflect new efficiencies | 91.5836 | 2032 | 1 | SWHC046-03
COM-HVAC-FS-PU-23.67 | Com ¦ Small Packaged Heat Pump (SEER 17) - Fuel Sub - Panel Upgrade - Cold ¦ SCG ¦ Cold | Com ¦ Small Packaged Heat Pump (SEER 17) - Fuel Sub - Panel Upgrade - Cold | SCG ¦ Cold | SCG | All | Electric & Gas | SEER17 Heat Pump, <65 kbtuh, NR | Efficient |  |  | 1 | Conventional | HVAC | Com - Other | Com | ROB Only | 1 | 1000 sqft2 of floor space | Cap-Tons | 15 | DEER:HVAC_Split-Package_HP | 721 | 0 | -172 | SWHC046-03 | 1778.1667 | 2021 | 679.11 | 2021 | 2138.2074 | -50.67 | SWHC046-03 | Com Central HVAC (Small) - Fuel Sub - Panel Upgrade - Cold ¦ SCG ¦ Cold | Com Central HVAC (Small) - Fuel Sub - Panel Upgrade - Cold | 0.038925 | 0.186 | 0 | CBSA 2014, adjusted to reflect new efficiencies | 699.5451 | 2032 | 1 | SWHC046-03
COM-HVAC-FS-PU-23.68 | Com ¦ Small Packaged Heat Pump (SEER 17) - Fuel Sub - Panel Upgrade - Cold ¦ SCG ¦ Cold | Com ¦ Small Packaged Heat Pump (SEER 17) - Fuel Sub - Panel Upgrade - Cold | SCG ¦ Cold | SCG | All | Electric & Gas | SEER17 Heat Pump, <65 kbtuh, NR | Efficient |  |  | 1 | Conventional | HVAC | Com - Refrig. Warehouse | Com | ROB Only | 1 | 1000 sqft2 of floor space | Cap-Tons | 15 | DEER:HVAC_Split-Package_HP | 0 | 0 | 0 | SWHC046-03 | 0 | 2021 | 0 | 2021 | 2138.2074 | -50.67 | SWHC046-03 | Com Central HVAC (Small) - Fuel Sub - Panel Upgrade - Cold ¦ SCG ¦ Cold | Com Central HVAC (Small) - Fuel Sub - Panel Upgrade - Cold | 0 | 0.186 | 0 | CBSA 2014, adjusted to reflect new efficiencies | 0 | 2032 | 1 | SWHC046-03
COM-HVAC-FS-PU-23.69 | Com ¦ Small Packaged Heat Pump (SEER 17) - Fuel Sub - Panel Upgrade - Cold ¦ SCG ¦ Cold | Com ¦ Small Packaged Heat Pump (SEER 17) - Fuel Sub - Panel Upgrade - Cold | SCG ¦ Cold | SCG | All | Electric & Gas | SEER17 Heat Pump, <65 kbtuh, NR | Efficient |  |  | 1 | Conventional | HVAC | Com - Restaurant | Com | ROB Only | 1 | 1000 sqft2 of floor space | Cap-Tons | 15 | DEER:HVAC_Split-Package_HP | 430.5153 | 0 | -140.5022 | SWHC046-03 | 1778.1667 | 2021 | 679.11 | 2021 | 2138.2074 | -50.67 | SWHC046-03 | Com Central HVAC (Small) - Fuel Sub - Panel Upgrade - Cold ¦ SCG ¦ Cold | Com Central HVAC (Small) - Fuel Sub - Panel Upgrade - Cold | 0.039657 | 0.186 | 0 | CBSA 2014, adjusted to reflect new efficiencies | 97.8998 | 2032 | 1 | SWHC046-03
COM-HVAC-FS-PU-23.70 | Com ¦ Small Packaged Heat Pump (SEER 17) - Fuel Sub - Panel Upgrade - Cold ¦ SCG ¦ Cold | Com ¦ Small Packaged Heat Pump (SEER 17) - Fuel Sub - Panel Upgrade - Cold | SCG ¦ Cold | SCG | All | Electric & Gas | SEER17 Heat Pump, <65 kbtuh, NR | Efficient |  |  | 1 | Conventional | HVAC | Com - Retail | Com | ROB Only | 1 | 1000 sqft2 of floor space | Cap-Tons | 15 | DEER:HVAC_Split-Package_HP | 356.9859 | 0 | -114.1883 | SWHC046-03 | 1778.1667 | 2021 | 679.11 | 2021 | 2138.2074 | -50.67 | SWHC046-03 | Com Central HVAC (Small) - Fuel Sub - Panel Upgrade - Cold ¦ SCG ¦ Cold | Com Central HVAC (Small) - Fuel Sub - Panel Upgrade - Cold | 0.016778 | 0.186 | 0 | CBSA 2014, adjusted to reflect new efficiencies | 438.8023 | 2032 | 1 | SWHC046-03
COM-HVAC-FS-PU-23.71 | Com ¦ Small Packaged Heat Pump (SEER 17) - Fuel Sub - Panel Upgrade - Cold ¦ SCG ¦ Cold | Com ¦ Small Packaged Heat Pump (SEER 17) - Fuel Sub - Panel Upgrade - Cold | SCG ¦ Cold | SCG | All | Electric & Gas | SEER17 Heat Pump, <65 kbtuh, NR | Efficient |  |  | 1 | Conventional | HVAC | Com - School | Com | ROB Only | 1 | 1000 sqft2 of floor space | Cap-Tons | 15 | DEER:HVAC_Split-Package_HP | 460.34 | 0 | -96.149 | SWHC046-03 | 1778.1667 | 2021 | 679.11 | 2021 | 2138.2074 | -50.67 | SWHC046-03 | Com Central HVAC (Small) - Fuel Sub - Panel Upgrade - Cold ¦ SCG ¦ Cold | Com Central HVAC (Small) - Fuel Sub - Panel Upgrade - Cold | 0.027322 | 0.186 | 0 | CBSA 2014, adjusted to reflect new efficiencies | 143.8824 | 2032 | 1 | SWHC046-03
COM-HVAC-FS-PU-23.72 | Com ¦ Small Packaged Heat Pump (SEER 17) - Fuel Sub - Panel Upgrade - Cold ¦ SCG ¦ Cold | Com ¦ Small Packaged Heat Pump (SEER 17) - Fuel Sub - Panel Upgrade - Cold | SCG ¦ Cold | SCG | All | Electric & Gas | SEER17 Heat Pump, <65 kbtuh, NR | Efficient |  |  | 1 | Conventional | HVAC | Com - Warehouse | Com | ROB Only | 1 | 1000 sqft2 of floor space | Cap-Tons | 15 | DEER:HVAC_Split-Package_HP | 776 | 0 | -152 | SWHC046-03 | 1778.1667 | 2021 | 679.11 | 2021 | 2138.2074 | -50.67 | SWHC046-03 | Com Central HVAC (Small) - Fuel Sub - Panel Upgrade - Cold ¦ SCG ¦ Cold | Com Central HVAC (Small) - Fuel Sub - Panel Upgrade - Cold | 0.0051386 | 0.186 | 0 | CBSA 2014, adjusted to reflect new efficiencies | 408.1663 | 2032 | 1 | SWHC046-03
COM-HVAC-FS-PU-23.73 | Com ¦ Small Packaged Heat Pump (SEER 17) - Fuel Sub - Panel Upgrade - Marine ¦ SDG&E ¦ Marine | Com ¦ Small Packaged Heat Pump (SEER 17) - Fuel Sub - Panel Upgrade - Marine | SDG&E ¦ Marine | SDG&E | All | Electric & Gas | SEER17 Heat Pump, <65 kbtuh, NR | Efficient |  |  | 1 | Conventional | HVAC | Com - College | Com | ROB Only | 1 | 1000 sqft2 of floor space | Cap-Tons | 15 | DEER:HVAC_Split-Package_HP | -197.8217 | 0 | -12.4101 | SWHC046-03 | 1778.1667 | 2021 | 679.11 | 2021 | 2138.2074 | -50.67 | SWHC046-03 | Com Central HVAC (Small) - Fuel Sub - Panel Upgrade - Marine ¦ SDG&E ¦ Marine | Com Central HVAC (Small) - Fuel Sub - Panel Upgrade - Marine | 0.022234 | 0.186 | 0 | CBSA 2014, adjusted to reflect new efficiencies | 55.8716 | 2032 | 1 | SWHC046-03
COM-HVAC-FS-PU-23.74 | Com ¦ Small Packaged Heat Pump (SEER 17) - Fuel Sub - Panel Upgrade - Marine ¦ SDG&E ¦ Marine | Com ¦ Small Packaged Heat Pump (SEER 17) - Fuel Sub - Panel Upgrade - Marine | SDG&E ¦ Marine | SDG&E | All | Electric & Gas | SEER17 Heat Pump, <65 kbtuh, NR | Efficient |  |  | 1 | Conventional | HVAC | Com - Grocery | Com | ROB Only | 1 | 1000 sqft2 of floor space | Cap-Tons | 15 | DEER:HVAC_Split-Package_HP | -169.5 | 0 | -80.6 | SWHC046-03 | 1778.1667 | 2021 | 679.11 | 2021 | 2138.2074 | -50.67 | SWHC046-03 | Com Central HVAC (Small) - Fuel Sub - Panel Upgrade - Marine ¦ SDG&E ¦ Marine | Com Central HVAC (Small) - Fuel Sub - Panel Upgrade - Marine | 0.041033 | 0.186 | 0 | CBSA 2014, adjusted to reflect new efficiencies | 198.7984 | 2032 | 1 | SWHC046-03
COM-HVAC-FS-PU-23.75 | Com ¦ Small Packaged Heat Pump (SEER 17) - Fuel Sub - Panel Upgrade - Marine ¦ SDG&E ¦ Marine | Com ¦ Small Packaged Heat Pump (SEER 17) - Fuel Sub - Panel Upgrade - Marine | SDG&E ¦ Marine | SDG&E | All | Electric & Gas | SEER17 Heat Pump, <65 kbtuh, NR | Efficient |  |  | 1 | Conventional | HVAC | Com - Health | Com | ROB Only | 1 | 1000 sqft2 of floor space | Cap-Tons | 15 | DEER:HVAC_Split-Package_HP | -409.5151 | 0 | -22.4855 | SWHC046-03 | 1778.1667 | 2021 | 679.11 | 2021 | 2138.2074 | -50.67 | SWHC046-03 | Com Central HVAC (Small) - Fuel Sub - Panel Upgrade - Marine ¦ SDG&E ¦ Marine | Com Central HVAC (Small) - Fuel Sub - Panel Upgrade - Marine | 0.031998 | 0.186 | 0 | CBSA 2014, adjusted to reflect new efficiencies | 90.3095 | 2032 | 1 | SWHC046-03
COM-HVAC-FS-PU-23.76 | Com ¦ Small Packaged Heat Pump (SEER 17) - Fuel Sub - Panel Upgrade - Marine ¦ SDG&E ¦ Marine | Com ¦ Small Packaged Heat Pump (SEER 17) - Fuel Sub - Panel Upgrade - Marine | SDG&E ¦ Marine | SDG&E | All | Electric & Gas | SEER17 Heat Pump, <65 kbtuh, NR | Efficient |  |  | 1 | Conventional | HVAC | Com - Lodging | Com | ROB Only | 1 | 1000 sqft2 of floor space | Cap-Tons | 15 | DEER:HVAC_Split-Package_HP | -232.5812 | 0 | -41.9025 | SWHC046-03 | 1778.1667 | 2021 | 679.11 | 2021 | 2138.2074 | -50.67 | SWHC046-03 | Com Central HVAC (Small) - Fuel Sub - Panel Upgrade - Marine ¦ SDG&E ¦ Marine | Com Central HVAC (Small) - Fuel Sub - Panel Upgrade - Marine | 0.017903 | 0.186 | 0 | CBSA 2014, adjusted to reflect new efficiencies | 450.6017 | 2032 | 1 | SWHC046-03
COM-HVAC-FS-PU-23.77 | Com ¦ Small Packaged Heat Pump (SEER 17) - Fuel Sub - Panel Upgrade - Marine ¦ SDG&E ¦ Marine | Com ¦ Small Packaged Heat Pump (SEER 17) - Fuel Sub - Panel Upgrade - Marine | SDG&E ¦ Marine | SDG&E | All | Electric & Gas | SEER17 Heat Pump, <65 kbtuh, NR | Efficient |  |  | 1 | Conventional | HVAC | Com - Office (Large) | Com | ROB Only | 1 | 1000 sqft2 of floor space | Cap-Tons | 15 | DEER:HVAC_Split-Package_HP | -221.5 | 0 | -0.948 | SWHC046-03 | 1778.1667 | 2021 | 679.11 | 2021 | 2138.2074 | -50.67 | SWHC046-03 | Com Central HVAC (Small) - Fuel Sub - Panel Upgrade - Marine ¦ SDG&E ¦ Marine | Com Central HVAC (Small) - Fuel Sub - Panel Upgrade - Marine | 0.023374 | 0.186 | 0 | CBSA 2014, adjusted to reflect new efficiencies | 26.2857 | 2032 | 1 | SWHC046-03
COM-HVAC-FS-PU-23.78 | Com ¦ Small Packaged Heat Pump (SEER 17) - Fuel Sub - Panel Upgrade - Marine ¦ SDG&E ¦ Marine | Com ¦ Small Packaged Heat Pump (SEER 17) - Fuel Sub - Panel Upgrade - Marine | SDG&E ¦ Marine | SDG&E | All | Electric & Gas | SEER17 Heat Pump, <65 kbtuh, NR | Efficient |  |  | 1 | Conventional | HVAC | Com - Office (Small) | Com | ROB Only | 1 | 1000 sqft2 of floor space | Cap-Tons | 15 | DEER:HVAC_Split-Package_HP | -194 | 0 | -5.55 | SWHC046-03 | 1778.1667 | 2021 | 679.11 | 2021 | 2138.2074 | -50.67 | SWHC046-03 | Com Central HVAC (Small) - Fuel Sub - Panel Upgrade - Marine ¦ SDG&E ¦ Marine | Com Central HVAC (Small) - Fuel Sub - Panel Upgrade - Marine | 0.028381 | 0.186 | 0 | CBSA 2014, adjusted to reflect new efficiencies | 19.8817 | 2032 | 1 | SWHC046-03
COM-HVAC-FS-PU-23.79 | Com ¦ Small Packaged Heat Pump (SEER 17) - Fuel Sub - Panel Upgrade - Marine ¦ SDG&E ¦ Marine | Com ¦ Small Packaged Heat Pump (SEER 17) - Fuel Sub - Panel Upgrade - Marine | SDG&E ¦ Marine | SDG&E | All | Electric & Gas | SEER17 Heat Pump, <65 kbtuh, NR | Efficient |  |  | 1 | Conventional | HVAC | Com - Other | Com | ROB Only | 1 | 1000 sqft2 of floor space | Cap-Tons | 15 | DEER:HVAC_Split-Package_HP | -170.5 | 0 | -25 | SWHC046-03 | 1778.1667 | 2021 | 679.11 | 2021 | 2138.2074 | -50.67 | SWHC046-03 | Com Central HVAC (Small) - Fuel Sub - Panel Upgrade - Marine ¦ SDG&E ¦ Marine | Com Central HVAC (Small) - Fuel Sub - Panel Upgrade - Marine | 0.03826 | 0.186 | 0 | CBSA 2014, adjusted to reflect new efficiencies | 132.0775 | 2032 | 1 | SWHC046-03
COM-HVAC-FS-PU-23.80 | Com ¦ Small Packaged Heat Pump (SEER 17) - Fuel Sub - Panel Upgrade - Marine ¦ SDG&E ¦ Marine | Com ¦ Small Packaged Heat Pump (SEER 17) - Fuel Sub - Panel Upgrade - Marine | SDG&E ¦ Marine | SDG&E | All | Electric & Gas | SEER17 Heat Pump, <65 kbtuh, NR | Efficient |  |  | 1 | Conventional | HVAC | Com - Refrig. Warehouse | Com | ROB Only | 1 | 1000 sqft2 of floor space | Cap-Tons | 15 | DEER:HVAC_Split-Package_HP | 0 | 0 | 0 | SWHC046-03 | 0 | 2021 | 0 | 2021 | 2138.2074 | -50.67 | SWHC046-03 | Com Central HVAC (Small) - Fuel Sub - Panel Upgrade - Marine ¦ SDG&E ¦ Marine | Com Central HVAC (Small) - Fuel Sub - Panel Upgrade - Marine | 0 | 0.186 | 0 | CBSA 2014, adjusted to reflect new efficiencies | 0 | 2032 | 1 | SWHC046-03
COM-HVAC-FS-PU-23.81 | Com ¦ Small Packaged Heat Pump (SEER 17) - Fuel Sub - Panel Upgrade - Marine ¦ SDG&E ¦ Marine | Com ¦ Small Packaged Heat Pump (SEER 17) - Fuel Sub - Panel Upgrade - Marine | SDG&E ¦ Marine | SDG&E | All | Electric & Gas | SEER17 Heat Pump, <65 kbtuh, NR | Efficient |  |  | 1 | Conventional | HVAC | Com - Restaurant | Com | ROB Only | 1 | 1000 sqft2 of floor space | Cap-Tons | 15 | DEER:HVAC_Split-Package_HP | -219.6253 | 0 | -11.7207 | SWHC046-03 | 1778.1667 | 2021 | 679.11 | 2021 | 2138.2074 | -50.67 | SWHC046-03 | Com Central HVAC (Small) - Fuel Sub - Panel Upgrade - Marine ¦ SDG&E ¦ Marine | Com Central HVAC (Small) - Fuel Sub - Panel Upgrade - Marine | 0.041427 | 0.186 | 0 | CBSA 2014, adjusted to reflect new efficiencies | 12.708 | 2032 | 1 | SWHC046-03
COM-HVAC-FS-PU-23.82 | Com ¦ Small Packaged Heat Pump (SEER 17) - Fuel Sub - Panel Upgrade - Marine ¦ SDG&E ¦ Marine | Com ¦ Small Packaged Heat Pump (SEER 17) - Fuel Sub - Panel Upgrade - Marine | SDG&E ¦ Marine | SDG&E | All | Electric & Gas | SEER17 Heat Pump, <65 kbtuh, NR | Efficient |  |  | 1 | Conventional | HVAC | Com - Retail | Com | ROB Only | 1 | 1000 sqft2 of floor space | Cap-Tons | 15 | DEER:HVAC_Split-Package_HP | -270.1704 | 0 | -11.8403 | SWHC046-03 | 1778.1667 | 2021 | 679.11 | 2021 | 2138.2074 | -50.67 | SWHC046-03 | Com Central HVAC (Small) - Fuel Sub - Panel Upgrade - Marine ¦ SDG&E ¦ Marine | Com Central HVAC (Small) - Fuel Sub - Panel Upgrade - Marine | 0.016794 | 0.186 | 0 | CBSA 2014, adjusted to reflect new efficiencies | 153.42 | 2032 | 1 | SWHC046-03
COM-HVAC-FS-PU-23.83 | Com ¦ Small Packaged Heat Pump (SEER 17) - Fuel Sub - Panel Upgrade - Marine ¦ SDG&E ¦ Marine | Com ¦ Small Packaged Heat Pump (SEER 17) - Fuel Sub - Panel Upgrade - Marine | SDG&E ¦ Marine | SDG&E | All | Electric & Gas | SEER17 Heat Pump, <65 kbtuh, NR | Efficient |  |  | 1 | Conventional | HVAC | Com - School | Com | ROB Only | 1 | 1000 sqft2 of floor space | Cap-Tons | 15 | DEER:HVAC_Split-Package_HP | -93.2677 | 0 | -12.1639 | SWHC046-03 | 1778.1667 | 2021 | 679.11 | 2021 | 2138.2074 | -50.67 | SWHC046-03 | Com Central HVAC (Small) - Fuel Sub - Panel Upgrade - Marine ¦ SDG&E ¦ Marine | Com Central HVAC (Small) - Fuel Sub - Panel Upgrade - Marine | 0.028241 | 0.186 | 0 | CBSA 2014, adjusted to reflect new efficiencies | 43.1475 | 2032 | 1 | SWHC046-03
COM-HVAC-FS-PU-23.84 | Com ¦ Small Packaged Heat Pump (SEER 17) - Fuel Sub - Panel Upgrade - Marine ¦ SDG&E ¦ Marine | Com ¦ Small Packaged Heat Pump (SEER 17) - Fuel Sub - Panel Upgrade - Marine | SDG&E ¦ Marine | SDG&E | All | Electric & Gas | SEER17 Heat Pump, <65 kbtuh, NR | Efficient |  |  | 1 | Conventional | HVAC | Com - Warehouse | Com | ROB Only | 1 | 1000 sqft2 of floor space | Cap-Tons | 15 | DEER:HVAC_Split-Package_HP | -71.8 | 0 | -34.2 | SWHC046-03 | 1778.1667 | 2021 | 679.11 | 2021 | 2138.2074 | -50.67 | SWHC046-03 | Com Central HVAC (Small) - Fuel Sub - Panel Upgrade - Marine ¦ SDG&E ¦ Marine | Com Central HVAC (Small) - Fuel Sub - Panel Upgrade - Marine | 0.0051502 | 0.186 | 0 | CBSA 2014, adjusted to reflect new efficiencies | 165.6894 | 2032 | 1 | SWHC046-03
COM-HVAC-FS-PU-23.85 | Com ¦ Small Packaged Heat Pump (SEER 17) - Fuel Sub - Panel Upgrade - Hot-Dry ¦ SDG&E ¦ Hot-Dry | Com ¦ Small Packaged Heat Pump (SEER 17) - Fuel Sub - Panel Upgrade - Hot-Dry | SDG&E ¦ Hot-Dry | SDG&E | All | Electric & Gas | SEER17 Heat Pump, <65 kbtuh, NR | Efficient |  |  | 1 | Conventional | HVAC | Com - College | Com | ROB Only | 1 | 1000 sqft2 of floor space | Cap-Tons | 15 | DEER:HVAC_Split-Package_HP | -179.5521 | 0 | -10.793 | SWHC046-03 | 1778.1667 | 2021 | 679.11 | 2021 | 2138.2074 | -50.67 | SWHC046-03 | Com Central HVAC (Small) - Fuel Sub - Panel Upgrade - Hot-Dry ¦ SDG&E ¦ Hot-Dry | Com Central HVAC (Small) - Fuel Sub - Panel Upgrade - Hot-Dry | 0.022234 | 0.186 | 0 | CBSA 2014, adjusted to reflect new efficiencies | 49.1582 | 2032 | 1 | SWHC046-03
COM-HVAC-FS-PU-23.86 | Com ¦ Small Packaged Heat Pump (SEER 17) - Fuel Sub - Panel Upgrade - Hot-Dry ¦ SDG&E ¦ Hot-Dry | Com ¦ Small Packaged Heat Pump (SEER 17) - Fuel Sub - Panel Upgrade - Hot-Dry | SDG&E ¦ Hot-Dry | SDG&E | All | Electric & Gas | SEER17 Heat Pump, <65 kbtuh, NR | Efficient |  |  | 1 | Conventional | HVAC | Com - Grocery | Com | ROB Only | 1 | 1000 sqft2 of floor space | Cap-Tons | 15 | DEER:HVAC_Split-Package_HP | -171.5 | 0 | -79.1 | SWHC046-03 | 1778.1667 | 2021 | 679.11 | 2021 | 2138.2074 | -50.67 | SWHC046-03 | Com Central HVAC (Small) - Fuel Sub - Panel Upgrade - Hot-Dry ¦ SDG&E ¦ Hot-Dry | Com Central HVAC (Small) - Fuel Sub - Panel Upgrade - Hot-Dry | 0.041033 | 0.186 | 0 | CBSA 2014, adjusted to reflect new efficiencies | 195.3886 | 2032 | 1 | SWHC046-03
COM-HVAC-FS-PU-23.87 | Com ¦ Small Packaged Heat Pump (SEER 17) - Fuel Sub - Panel Upgrade - Hot-Dry ¦ SDG&E ¦ Hot-Dry | Com ¦ Small Packaged Heat Pump (SEER 17) - Fuel Sub - Panel Upgrade - Hot-Dry | SDG&E ¦ Hot-Dry | SDG&E | All | Electric & Gas | SEER17 Heat Pump, <65 kbtuh, NR | Efficient |  |  | 1 | Conventional | HVAC | Com - Health | Com | ROB Only | 1 | 1000 sqft2 of floor space | Cap-Tons | 15 | DEER:HVAC_Split-Package_HP | -391.0943 | 0 | -17.1444 | SWHC046-03 | 1778.1667 | 2021 | 679.11 | 2021 | 2138.2074 | -50.67 | SWHC046-03 | Com Central HVAC (Small) - Fuel Sub - Panel Upgrade - Hot-Dry ¦ SDG&E ¦ Hot-Dry | Com Central HVAC (Small) - Fuel Sub - Panel Upgrade - Hot-Dry | 0.031998 | 0.186 | 0 | CBSA 2014, adjusted to reflect new efficiencies | 74.0177 | 2032 | 1 | SWHC046-03
COM-HVAC-FS-PU-23.88 | Com ¦ Small Packaged Heat Pump (SEER 17) - Fuel Sub - Panel Upgrade - Hot-Dry ¦ SDG&E ¦ Hot-Dry | Com ¦ Small Packaged Heat Pump (SEER 17) - Fuel Sub - Panel Upgrade - Hot-Dry | SDG&E ¦ Hot-Dry | SDG&E | All | Electric & Gas | SEER17 Heat Pump, <65 kbtuh, NR | Efficient |  |  | 1 | Conventional | HVAC | Com - Lodging | Com | ROB Only | 1 | 1000 sqft2 of floor space | Cap-Tons | 15 | DEER:HVAC_Split-Package_HP | -244.4579 | 0 | -33.7874 | SWHC046-03 | 1778.1667 | 2021 | 679.11 | 2021 | 2138.2074 | -50.67 | SWHC046-03 | Com Central HVAC (Small) - Fuel Sub - Panel Upgrade - Hot-Dry ¦ SDG&E ¦ Hot-Dry | Com Central HVAC (Small) - Fuel Sub - Panel Upgrade - Hot-Dry | 0.017903 | 0.186 | 0 | CBSA 2014, adjusted to reflect new efficiencies | 372.3109 | 2032 | 1 | SWHC046-03
COM-HVAC-FS-PU-23.89 | Com ¦ Small Packaged Heat Pump (SEER 17) - Fuel Sub - Panel Upgrade - Hot-Dry ¦ SDG&E ¦ Hot-Dry | Com ¦ Small Packaged Heat Pump (SEER 17) - Fuel Sub - Panel Upgrade - Hot-Dry | SDG&E ¦ Hot-Dry | SDG&E | All | Electric & Gas | SEER17 Heat Pump, <65 kbtuh, NR | Efficient |  |  | 1 | Conventional | HVAC | Com - Office (Large) | Com | ROB Only | 1 | 1000 sqft2 of floor space | Cap-Tons | 15 | DEER:HVAC_Split-Package_HP | -197.5 | 0 | -0.5795 | SWHC046-03 | 1778.1667 | 2021 | 679.11 | 2021 | 2138.2074 | -50.67 | SWHC046-03 | Com Central HVAC (Small) - Fuel Sub - Panel Upgrade - Hot-Dry ¦ SDG&E ¦ Hot-Dry | Com Central HVAC (Small) - Fuel Sub - Panel Upgrade - Hot-Dry | 0.023374 | 0.186 | 0 | CBSA 2014, adjusted to reflect new efficiencies | 22.244 | 2032 | 1 | SWHC046-03
COM-HVAC-FS-PU-23.90 | Com ¦ Small Packaged Heat Pump (SEER 17) - Fuel Sub - Panel Upgrade - Hot-Dry ¦ SDG&E ¦ Hot-Dry | Com ¦ Small Packaged Heat Pump (SEER 17) - Fuel Sub - Panel Upgrade - Hot-Dry | SDG&E ¦ Hot-Dry | SDG&E | All | Electric & Gas | SEER17 Heat Pump, <65 kbtuh, NR | Efficient |  |  | 1 | Conventional | HVAC | Com - Office (Small) | Com | ROB Only | 1 | 1000 sqft2 of floor space | Cap-Tons | 15 | DEER:HVAC_Split-Package_HP | -179.5 | 0 | -4.435 | SWHC046-03 | 1778.1667 | 2021 | 679.11 | 2021 | 2138.2074 | -50.67 | SWHC046-03 | Com Central HVAC (Small) - Fuel Sub - Panel Upgrade - Hot-Dry ¦ SDG&E ¦ Hot-Dry | Com Central HVAC (Small) - Fuel Sub - Panel Upgrade - Hot-Dry | 0.028381 | 0.186 | 0 | CBSA 2014, adjusted to reflect new efficiencies | 17.0096 | 2032 | 1 | SWHC046-03
COM-HVAC-FS-PU-23.91 | Com ¦ Small Packaged Heat Pump (SEER 17) - Fuel Sub - Panel Upgrade - Hot-Dry ¦ SDG&E ¦ Hot-Dry | Com ¦ Small Packaged Heat Pump (SEER 17) - Fuel Sub - Panel Upgrade - Hot-Dry | SDG&E ¦ Hot-Dry | SDG&E | All | Electric & Gas | SEER17 Heat Pump, <65 kbtuh, NR | Efficient |  |  | 1 | Conventional | HVAC | Com - Other | Com | ROB Only | 1 | 1000 sqft2 of floor space | Cap-Tons | 15 | DEER:HVAC_Split-Package_HP | -158 | 0 | -21.8 | SWHC046-03 | 1778.1667 | 2021 | 679.11 | 2021 | 2138.2074 | -50.67 | SWHC046-03 | Com Central HVAC (Small) - Fuel Sub - Panel Upgrade - Hot-Dry ¦ SDG&E ¦ Hot-Dry | Com Central HVAC (Small) - Fuel Sub - Panel Upgrade - Hot-Dry | 0.03826 | 0.186 | 0 | CBSA 2014, adjusted to reflect new efficiencies | 116.2012 | 2032 | 1 | SWHC046-03
COM-HVAC-FS-PU-23.92 | Com ¦ Small Packaged Heat Pump (SEER 17) - Fuel Sub - Panel Upgrade - Hot-Dry ¦ SDG&E ¦ Hot-Dry | Com ¦ Small Packaged Heat Pump (SEER 17) - Fuel Sub - Panel Upgrade - Hot-Dry | SDG&E ¦ Hot-Dry | SDG&E | All | Electric & Gas | SEER17 Heat Pump, <65 kbtuh, NR | Efficient |  |  | 1 | Conventional | HVAC | Com - Refrig. Warehouse | Com | ROB Only | 1 | 1000 sqft2 of floor space | Cap-Tons | 15 | DEER:HVAC_Split-Package_HP | 0 | 0 | 0 | SWHC046-03 | 0 | 2021 | 0 | 2021 | 2138.2074 | -50.67 | SWHC046-03 | Com Central HVAC (Small) - Fuel Sub - Panel Upgrade - Hot-Dry ¦ SDG&E ¦ Hot-Dry | Com Central HVAC (Small) - Fuel Sub - Panel Upgrade - Hot-Dry | 0 | 0.186 | 0 | CBSA 2014, adjusted to reflect new efficiencies | 0 | 2032 | 1 | SWHC046-03
COM-HVAC-FS-PU-23.93 | Com ¦ Small Packaged Heat Pump (SEER 17) - Fuel Sub - Panel Upgrade - Hot-Dry ¦ SDG&E ¦ Hot-Dry | Com ¦ Small Packaged Heat Pump (SEER 17) - Fuel Sub - Panel Upgrade - Hot-Dry | SDG&E ¦ Hot-Dry | SDG&E | All | Electric & Gas | SEER17 Heat Pump, <65 kbtuh, NR | Efficient |  |  | 1 | Conventional | HVAC | Com - Restaurant | Com | ROB Only | 1 | 1000 sqft2 of floor space | Cap-Tons | 15 | DEER:HVAC_Split-Package_HP | -197.1263 | 0 | -8.0956 | SWHC046-03 | 1778.1667 | 2021 | 679.11 | 2021 | 2138.2074 | -50.67 | SWHC046-03 | Com Central HVAC (Small) - Fuel Sub - Panel Upgrade - Hot-Dry ¦ SDG&E ¦ Hot-Dry | Com Central HVAC (Small) - Fuel Sub - Panel Upgrade - Hot-Dry | 0.041427 | 0.186 | 0 | CBSA 2014, adjusted to reflect new efficiencies | 9.5849 | 2032 | 1 | SWHC046-03
COM-HVAC-FS-PU-23.94 | Com ¦ Small Packaged Heat Pump (SEER 17) - Fuel Sub - Panel Upgrade - Hot-Dry ¦ SDG&E ¦ Hot-Dry | Com ¦ Small Packaged Heat Pump (SEER 17) - Fuel Sub - Panel Upgrade - Hot-Dry | SDG&E ¦ Hot-Dry | SDG&E | All | Electric & Gas | SEER17 Heat Pump, <65 kbtuh, NR | Efficient |  |  | 1 | Conventional | HVAC | Com - Retail | Com | ROB Only | 1 | 1000 sqft2 of floor space | Cap-Tons | 15 | DEER:HVAC_Split-Package_HP | -240.3501 | 0 | -9.8184 | SWHC046-03 | 1778.1667 | 2021 | 679.11 | 2021 | 2138.2074 | -50.67 | SWHC046-03 | Com Central HVAC (Small) - Fuel Sub - Panel Upgrade - Hot-Dry ¦ SDG&E ¦ Hot-Dry | Com Central HVAC (Small) - Fuel Sub - Panel Upgrade - Hot-Dry | 0.016794 | 0.186 | 0 | CBSA 2014, adjusted to reflect new efficiencies | 132.953 | 2032 | 1 | SWHC046-03
COM-HVAC-FS-PU-23.95 | Com ¦ Small Packaged Heat Pump (SEER 17) - Fuel Sub - Panel Upgrade - Hot-Dry ¦ SDG&E ¦ Hot-Dry | Com ¦ Small Packaged Heat Pump (SEER 17) - Fuel Sub - Panel Upgrade - Hot-Dry | SDG&E ¦ Hot-Dry | SDG&E | All | Electric & Gas | SEER17 Heat Pump, <65 kbtuh, NR | Efficient |  |  | 1 | Conventional | HVAC | Com - School | Com | ROB Only | 1 | 1000 sqft2 of floor space | Cap-Tons | 15 | DEER:HVAC_Split-Package_HP | -84.2097 | 0 | -10.9429 | SWHC046-03 | 1778.1667 | 2021 | 679.11 | 2021 | 2138.2074 | -50.67 | SWHC046-03 | Com Central HVAC (Small) - Fuel Sub - Panel Upgrade - Hot-Dry ¦ SDG&E ¦ Hot-Dry | Com Central HVAC (Small) - Fuel Sub - Panel Upgrade - Hot-Dry | 0.028241 | 0.186 | 0 | CBSA 2014, adjusted to reflect new efficiencies | 38.8664 | 2032 | 1 | SWHC046-03
COM-HVAC-FS-PU-23.96 | Com ¦ Small Packaged Heat Pump (SEER 17) - Fuel Sub - Panel Upgrade - Hot-Dry ¦ SDG&E ¦ Hot-Dry | Com ¦ Small Packaged Heat Pump (SEER 17) - Fuel Sub - Panel Upgrade - Hot-Dry | SDG&E ¦ Hot-Dry | SDG&E | All | Electric & Gas | SEER17 Heat Pump, <65 kbtuh, NR | Efficient |  |  | 1 | Conventional | HVAC | Com - Warehouse | Com | ROB Only | 1 | 1000 sqft2 of floor space | Cap-Tons | 15 | DEER:HVAC_Split-Package_HP | -81.75 | 0 | -31.9 | SWHC046-03 | 1778.1667 | 2021 | 679.11 | 2021 | 2138.2074 | -50.67 | SWHC046-03 | Com Central HVAC (Small) - Fuel Sub - Panel Upgrade - Hot-Dry ¦ SDG&E ¦ Hot-Dry | Com Central HVAC (Small) - Fuel Sub - Panel Upgrade - Hot-Dry | 0.0051502 | 0.186 | 0 | CBSA 2014, adjusted to reflect new efficiencies | 158.976 | 2032 | 1 | SWHC046-03
COM-HVAC-FS-PU-24.1 | Com ¦ Small Packaged Heat Pump (SEER 18) - Fuel Sub - Panel Upgrade - Marine ¦ PG&E ¦ Marine | Com ¦ Small Packaged Heat Pump (SEER 18) - Fuel Sub - Panel Upgrade - Marine | PG&E ¦ Marine | PG&E | All | Electric & Gas | SEER18 Heat Pump, <65 kbtuh, NR | Efficient |  |  | 1 | Conventional | HVAC | Com - College | Com | ROB Only | 1 | 1000 sqft2 of floor space | Cap-Tons | 15 | DEER:HVAC_Split-Package_HP | -62.6166 | 0 | -35.6808 | SWHC046-03 | 1964.6667 | 2021 | 679.11 | 2021 | 2138.2074 | -50.67 | SWHC046-03 | Com Central HVAC (Small) - Fuel Sub - Panel Upgrade - Marine ¦ PG&E ¦ Marine | Com Central HVAC (Small) - Fuel Sub - Panel Upgrade - Marine | 0.020331 | 0.186 | 0 | CBSA 2014, adjusted to reflect new efficiencies | 122.426 | 2032 | 1 | SWHC046-03
COM-HVAC-FS-PU-24.2 | Com ¦ Small Packaged Heat Pump (SEER 18) - Fuel Sub - Panel Upgrade - Marine ¦ PG&E ¦ Marine | Com ¦ Small Packaged Heat Pump (SEER 18) - Fuel Sub - Panel Upgrade - Marine | PG&E ¦ Marine | PG&E | All | Electric & Gas | SEER18 Heat Pump, <65 kbtuh, NR | Efficient |  |  | 1 | Conventional | HVAC | Com - Grocery | Com | ROB Only | 1 | 1000 sqft2 of floor space | Cap-Tons | 15 | DEER:HVAC_Split-Package_HP | 270 | 0 | -181 | SWHC046-03 | 1964.6667 | 2021 | 679.11 | 2021 | 2138.2074 | -50.67 | SWHC046-03 | Com Central HVAC (Small) - Fuel Sub - Panel Upgrade - Marine ¦ PG&E ¦ Marine | Com Central HVAC (Small) - Fuel Sub - Panel Upgrade - Marine | 0.033922 | 0.186 | 0 | CBSA 2014, adjusted to reflect new efficiencies | 409.8354 | 2032 | 1 | SWHC046-03
COM-HVAC-FS-PU-24.3 | Com ¦ Small Packaged Heat Pump (SEER 18) - Fuel Sub - Panel Upgrade - Marine ¦ PG&E ¦ Marine | Com ¦ Small Packaged Heat Pump (SEER 18) - Fuel Sub - Panel Upgrade - Marine | PG&E ¦ Marine | PG&E | All | Electric & Gas | SEER18 Heat Pump, <65 kbtuh, NR | Efficient |  |  | 1 | Conventional | HVAC | Com - Health | Com | ROB Only | 1 | 1000 sqft2 of floor space | Cap-Tons | 15 | DEER:HVAC_Split-Package_HP | -259.9292 | 0 | -51.2293 | SWHC046-03 | 1964.6667 | 2021 | 679.11 | 2021 | 2138.2074 | -50.67 | SWHC046-03 | Com Central HVAC (Small) - Fuel Sub - Panel Upgrade - Marine ¦ PG&E ¦ Marine | Com Central HVAC (Small) - Fuel Sub - Panel Upgrade - Marine | 0.030022 | 0.186 | 0 | CBSA 2014, adjusted to reflect new efficiencies | 161.7103 | 2032 | 1 | SWHC046-03
COM-HVAC-FS-PU-24.4 | Com ¦ Small Packaged Heat Pump (SEER 18) - Fuel Sub - Panel Upgrade - Marine ¦ PG&E ¦ Marine | Com ¦ Small Packaged Heat Pump (SEER 18) - Fuel Sub - Panel Upgrade - Marine | PG&E ¦ Marine | PG&E | All | Electric & Gas | SEER18 Heat Pump, <65 kbtuh, NR | Efficient |  |  | 1 | Conventional | HVAC | Com - Lodging | Com | ROB Only | 1 | 1000 sqft2 of floor space | Cap-Tons | 15 | DEER:HVAC_Split-Package_HP | 53.2915 | 0 | -101.4521 | SWHC046-03 | 1964.6667 | 2021 | 679.11 | 2021 | 2138.2074 | -50.67 | SWHC046-03 | Com Central HVAC (Small) - Fuel Sub - Panel Upgrade - Marine ¦ PG&E ¦ Marine | Com Central HVAC (Small) - Fuel Sub - Panel Upgrade - Marine | 0.016003 | 0.186 | 0 | CBSA 2014, adjusted to reflect new efficiencies | 993.7764 | 2032 | 1 | SWHC046-03
COM-HVAC-FS-PU-24.5 | Com ¦ Small Packaged Heat Pump (SEER 18) - Fuel Sub - Panel Upgrade - Marine ¦ PG&E ¦ Marine | Com ¦ Small Packaged Heat Pump (SEER 18) - Fuel Sub - Panel Upgrade - Marine | PG&E ¦ Marine | PG&E | All | Electric & Gas | SEER18 Heat Pump, <65 kbtuh, NR | Efficient |  |  | 1 | Conventional | HVAC | Com - Office (Large) | Com | ROB Only | 1 | 1000 sqft2 of floor space | Cap-Tons | 15 | DEER:HVAC_Split-Package_HP | -159 | 0 | -4.64 | SWHC046-03 | 1964.6667 | 2021 | 679.11 | 2021 | 2138.2074 | -50.67 | SWHC046-03 | Com Central HVAC (Small) - Fuel Sub - Panel Upgrade - Marine ¦ PG&E ¦ Marine | Com Central HVAC (Small) - Fuel Sub - Panel Upgrade - Marine | 0.021319 | 0.186 | 0 | CBSA 2014, adjusted to reflect new efficiencies | 36.6496 | 2032 | 1 | SWHC046-03
COM-HVAC-FS-PU-24.6 | Com ¦ Small Packaged Heat Pump (SEER 18) - Fuel Sub - Panel Upgrade - Marine ¦ PG&E ¦ Marine | Com ¦ Small Packaged Heat Pump (SEER 18) - Fuel Sub - Panel Upgrade - Marine | PG&E ¦ Marine | PG&E | All | Electric & Gas | SEER18 Heat Pump, <65 kbtuh, NR | Efficient |  |  | 1 | Conventional | HVAC | Com - Office (Small) | Com | ROB Only | 1 | 1000 sqft2 of floor space | Cap-Tons | 15 | DEER:HVAC_Split-Package_HP | -94.8 | 0 | -17.4 | SWHC046-03 | 1964.6667 | 2021 | 679.11 | 2021 | 2138.2074 | -50.67 | SWHC046-03 | Com Central HVAC (Small) - Fuel Sub - Panel Upgrade - Marine ¦ PG&E ¦ Marine | Com Central HVAC (Small) - Fuel Sub - Panel Upgrade - Marine | 0.024933 | 0.186 | 0 | CBSA 2014, adjusted to reflect new efficiencies | 38.7927 | 2032 | 1 | SWHC046-03
COM-HVAC-FS-PU-24.7 | Com ¦ Small Packaged Heat Pump (SEER 18) - Fuel Sub - Panel Upgrade - Marine ¦ PG&E ¦ Marine | Com ¦ Small Packaged Heat Pump (SEER 18) - Fuel Sub - Panel Upgrade - Marine | PG&E ¦ Marine | PG&E | All | Electric & Gas | SEER18 Heat Pump, <65 kbtuh, NR | Efficient |  |  | 1 | Conventional | HVAC | Com - Other | Com | ROB Only | 1 | 1000 sqft2 of floor space | Cap-Tons | 15 | DEER:HVAC_Split-Package_HP | 31.1 | 0 | -66.4 | SWHC046-03 | 1964.6667 | 2021 | 679.11 | 2021 | 2138.2074 | -50.67 | SWHC046-03 | Com Central HVAC (Small) - Fuel Sub - Panel Upgrade - Marine ¦ PG&E ¦ Marine | Com Central HVAC (Small) - Fuel Sub - Panel Upgrade - Marine | 0.0353 | 0.186 | 0 | CBSA 2014, adjusted to reflect new efficiencies | 297.3582 | 2032 | 1 | SWHC046-03
COM-HVAC-FS-PU-24.8 | Com ¦ Small Packaged Heat Pump (SEER 18) - Fuel Sub - Panel Upgrade - Marine ¦ PG&E ¦ Marine | Com ¦ Small Packaged Heat Pump (SEER 18) - Fuel Sub - Panel Upgrade - Marine | PG&E ¦ Marine | PG&E | All | Electric & Gas | SEER18 Heat Pump, <65 kbtuh, NR | Efficient |  |  | 1 | Conventional | HVAC | Com - Refrig. Warehouse | Com | ROB Only | 1 | 1000 sqft2 of floor space | Cap-Tons | 15 | DEER:HVAC_Split-Package_HP | 0 | 0 | 0 | SWHC046-03 | 0 | 2021 | 0 | 2021 | 2138.2074 | -50.67 | SWHC046-03 | Com Central HVAC (Small) - Fuel Sub - Panel Upgrade - Marine ¦ PG&E ¦ Marine | Com Central HVAC (Small) - Fuel Sub - Panel Upgrade - Marine | 0 | 0.186 | 0 | CBSA 2014, adjusted to reflect new efficiencies | 0 | 2032 | 1 | SWHC046-03
COM-HVAC-FS-PU-24.9 | Com ¦ Small Packaged Heat Pump (SEER 18) - Fuel Sub - Panel Upgrade - Marine ¦ PG&E ¦ Marine | Com ¦ Small Packaged Heat Pump (SEER 18) - Fuel Sub - Panel Upgrade - Marine | PG&E ¦ Marine | PG&E | All | Electric & Gas | SEER18 Heat Pump, <65 kbtuh, NR | Efficient |  |  | 1 | Conventional | HVAC | Com - Restaurant | Com | ROB Only | 1 | 1000 sqft2 of floor space | Cap-Tons | 15 | DEER:HVAC_Split-Package_HP | -97.1955 | 0 | -40.0519 | SWHC046-03 | 1964.6667 | 2021 | 679.11 | 2021 | 2138.2074 | -50.67 | SWHC046-03 | Com Central HVAC (Small) - Fuel Sub - Panel Upgrade - Marine ¦ PG&E ¦ Marine | Com Central HVAC (Small) - Fuel Sub - Panel Upgrade - Marine | 0.036027 | 0.186 | 0 | CBSA 2014, adjusted to reflect new efficiencies | 31.8158 | 2032 | 1 | SWHC046-03
COM-HVAC-FS-PU-24.10 | Com ¦ Small Packaged Heat Pump (SEER 18) - Fuel Sub - Panel Upgrade - Marine ¦ PG&E ¦ Marine | Com ¦ Small Packaged Heat Pump (SEER 18) - Fuel Sub - Panel Upgrade - Marine | PG&E ¦ Marine | PG&E | All | Electric & Gas | SEER18 Heat Pump, <65 kbtuh, NR | Efficient |  |  | 1 | Conventional | HVAC | Com - Retail | Com | ROB Only | 1 | 1000 sqft2 of floor space | Cap-Tons | 15 | DEER:HVAC_Split-Package_HP | -125.4709 | 0 | -34.4464 | SWHC046-03 | 1964.6667 | 2021 | 679.11 | 2021 | 2138.2074 | -50.67 | SWHC046-03 | Com Central HVAC (Small) - Fuel Sub - Panel Upgrade - Marine ¦ PG&E ¦ Marine | Com Central HVAC (Small) - Fuel Sub - Panel Upgrade - Marine | 0.015015 | 0.186 | 0 | CBSA 2014, adjusted to reflect new efficiencies | 214.2838 | 2032 | 1 | SWHC046-03
COM-HVAC-FS-PU-24.11 | Com ¦ Small Packaged Heat Pump (SEER 18) - Fuel Sub - Panel Upgrade - Marine ¦ PG&E ¦ Marine | Com ¦ Small Packaged Heat Pump (SEER 18) - Fuel Sub - Panel Upgrade - Marine | PG&E ¦ Marine | PG&E | All | Electric & Gas | SEER18 Heat Pump, <65 kbtuh, NR | Efficient |  |  | 1 | Conventional | HVAC | Com - School | Com | ROB Only | 1 | 1000 sqft2 of floor space | Cap-Tons | 15 | DEER:HVAC_Split-Package_HP | 20.82 | 0 | -34.7585 | SWHC046-03 | 1964.6667 | 2021 | 679.11 | 2021 | 2138.2074 | -50.67 | SWHC046-03 | Com Central HVAC (Small) - Fuel Sub - Panel Upgrade - Marine ¦ PG&E ¦ Marine | Com Central HVAC (Small) - Fuel Sub - Panel Upgrade - Marine | 0.0228 | 0.186 | 0 | CBSA 2014, adjusted to reflect new efficiencies | 75.9864 | 2032 | 1 | SWHC046-03
COM-HVAC-FS-PU-24.12 | Com ¦ Small Packaged Heat Pump (SEER 18) - Fuel Sub - Panel Upgrade - Marine ¦ PG&E ¦ Marine | Com ¦ Small Packaged Heat Pump (SEER 18) - Fuel Sub - Panel Upgrade - Marine | PG&E ¦ Marine | PG&E | All | Electric & Gas | SEER18 Heat Pump, <65 kbtuh, NR | Efficient |  |  | 1 | Conventional | HVAC | Com - Warehouse | Com | ROB Only | 1 | 1000 sqft2 of floor space | Cap-Tons | 15 | DEER:HVAC_Split-Package_HP | 112 | 0 | -71.4 | SWHC046-03 | 1964.6667 | 2021 | 679.11 | 2021 | 2138.2074 | -50.67 | SWHC046-03 | Com Central HVAC (Small) - Fuel Sub - Panel Upgrade - Marine ¦ PG&E ¦ Marine | Com Central HVAC (Small) - Fuel Sub - Panel Upgrade - Marine | 0.0046728 | 0.186 | 0 | CBSA 2014, adjusted to reflect new efficiencies | 267.4158 | 2032 | 1 | SWHC046-03
COM-HVAC-FS-PU-24.13 | Com ¦ Small Packaged Heat Pump (SEER 18) - Fuel Sub - Panel Upgrade - Hot-Dry ¦ PG&E ¦ Hot-Dry | Com ¦ Small Packaged Heat Pump (SEER 18) - Fuel Sub - Panel Upgrade - Hot-Dry | PG&E ¦ Hot-Dry | PG&E | All | Electric & Gas | SEER18 Heat Pump, <65 kbtuh, NR | Efficient |  |  | 1 | Conventional | HVAC | Com - College | Com | ROB Only | 1 | 1000 sqft2 of floor space | Cap-Tons | 15 | DEER:HVAC_Split-Package_HP | -148.513 | 0 | -36.4895 | SWHC046-03 | 1964.6667 | 2021 | 679.11 | 2021 | 2138.2074 | -50.67 | SWHC046-03 | Com Central HVAC (Small) - Fuel Sub - Panel Upgrade - Hot-Dry ¦ PG&E ¦ Hot-Dry | Com Central HVAC (Small) - Fuel Sub - Panel Upgrade - Hot-Dry | 0.020331 | 0.186 | 0 | CBSA 2014, adjusted to reflect new efficiencies | 131.5787 | 2032 | 1 | SWHC046-03
COM-HVAC-FS-PU-24.14 | Com ¦ Small Packaged Heat Pump (SEER 18) - Fuel Sub - Panel Upgrade - Hot-Dry ¦ PG&E ¦ Hot-Dry | Com ¦ Small Packaged Heat Pump (SEER 18) - Fuel Sub - Panel Upgrade - Hot-Dry | PG&E ¦ Hot-Dry | PG&E | All | Electric & Gas | SEER18 Heat Pump, <65 kbtuh, NR | Efficient |  |  | 1 | Conventional | HVAC | Com - Grocery | Com | ROB Only | 1 | 1000 sqft2 of floor space | Cap-Tons | 15 | DEER:HVAC_Split-Package_HP | -64.8 | 0 | -107 | SWHC046-03 | 1964.6667 | 2021 | 679.11 | 2021 | 2138.2074 | -50.67 | SWHC046-03 | Com Central HVAC (Small) - Fuel Sub - Panel Upgrade - Hot-Dry ¦ PG&E ¦ Hot-Dry | Com Central HVAC (Small) - Fuel Sub - Panel Upgrade - Hot-Dry | 0.033922 | 0.186 | 0 | CBSA 2014, adjusted to reflect new efficiencies | 254.9014 | 2032 | 1 | SWHC046-03
COM-HVAC-FS-PU-24.15 | Com ¦ Small Packaged Heat Pump (SEER 18) - Fuel Sub - Panel Upgrade - Hot-Dry ¦ PG&E ¦ Hot-Dry | Com ¦ Small Packaged Heat Pump (SEER 18) - Fuel Sub - Panel Upgrade - Hot-Dry | PG&E ¦ Hot-Dry | PG&E | All | Electric & Gas | SEER18 Heat Pump, <65 kbtuh, NR | Efficient |  |  | 1 | Conventional | HVAC | Com - Health | Com | ROB Only | 1 | 1000 sqft2 of floor space | Cap-Tons | 15 | DEER:HVAC_Split-Package_HP | -311.5695 | 0 | -56.9423 | SWHC046-03 | 1964.6667 | 2021 | 679.11 | 2021 | 2138.2074 | -50.67 | SWHC046-03 | Com Central HVAC (Small) - Fuel Sub - Panel Upgrade - Hot-Dry ¦ PG&E ¦ Hot-Dry | Com Central HVAC (Small) - Fuel Sub - Panel Upgrade - Hot-Dry | 0.030022 | 0.186 | 0 | CBSA 2014, adjusted to reflect new efficiencies | 181.2262 | 2032 | 1 | SWHC046-03
COM-HVAC-FS-PU-24.16 | Com ¦ Small Packaged Heat Pump (SEER 18) - Fuel Sub - Panel Upgrade - Hot-Dry ¦ PG&E ¦ Hot-Dry | Com ¦ Small Packaged Heat Pump (SEER 18) - Fuel Sub - Panel Upgrade - Hot-Dry | PG&E ¦ Hot-Dry | PG&E | All | Electric & Gas | SEER18 Heat Pump, <65 kbtuh, NR | Efficient |  |  | 1 | Conventional | HVAC | Com - Lodging | Com | ROB Only | 1 | 1000 sqft2 of floor space | Cap-Tons | 15 | DEER:HVAC_Split-Package_HP | -82.6142 | 0 | -94.0446 | SWHC046-03 | 1964.6667 | 2021 | 679.11 | 2021 | 2138.2074 | -50.67 | SWHC046-03 | Com Central HVAC (Small) - Fuel Sub - Panel Upgrade - Hot-Dry ¦ PG&E ¦ Hot-Dry | Com Central HVAC (Small) - Fuel Sub - Panel Upgrade - Hot-Dry | 0.016003 | 0.186 | 0 | CBSA 2014, adjusted to reflect new efficiencies | 942.0324 | 2032 | 1 | SWHC046-03
COM-HVAC-FS-PU-24.17 | Com ¦ Small Packaged Heat Pump (SEER 18) - Fuel Sub - Panel Upgrade - Hot-Dry ¦ PG&E ¦ Hot-Dry | Com ¦ Small Packaged Heat Pump (SEER 18) - Fuel Sub - Panel Upgrade - Hot-Dry | PG&E ¦ Hot-Dry | PG&E | All | Electric & Gas | SEER18 Heat Pump, <65 kbtuh, NR | Efficient |  |  | 1 | Conventional | HVAC | Com - Office (Large) | Com | ROB Only | 1 | 1000 sqft2 of floor space | Cap-Tons | 15 | DEER:HVAC_Split-Package_HP | -237 | 0 | -6.14 | SWHC046-03 | 1964.6667 | 2021 | 679.11 | 2021 | 2138.2074 | -50.67 | SWHC046-03 | Com Central HVAC (Small) - Fuel Sub - Panel Upgrade - Hot-Dry ¦ PG&E ¦ Hot-Dry | Com Central HVAC (Small) - Fuel Sub - Panel Upgrade - Hot-Dry | 0.021319 | 0.186 | 0 | CBSA 2014, adjusted to reflect new efficiencies | 51.1429 | 2032 | 1 | SWHC046-03
COM-HVAC-FS-PU-24.18 | Com ¦ Small Packaged Heat Pump (SEER 18) - Fuel Sub - Panel Upgrade - Hot-Dry ¦ PG&E ¦ Hot-Dry | Com ¦ Small Packaged Heat Pump (SEER 18) - Fuel Sub - Panel Upgrade - Hot-Dry | PG&E ¦ Hot-Dry | PG&E | All | Electric & Gas | SEER18 Heat Pump, <65 kbtuh, NR | Efficient |  |  | 1 | Conventional | HVAC | Com - Office (Small) | Com | ROB Only | 1 | 1000 sqft2 of floor space | Cap-Tons | 15 | DEER:HVAC_Split-Package_HP | -172 | 0 | -17.2 | SWHC046-03 | 1964.6667 | 2021 | 679.11 | 2021 | 2138.2074 | -50.67 | SWHC046-03 | Com Central HVAC (Small) - Fuel Sub - Panel Upgrade - Hot-Dry ¦ PG&E ¦ Hot-Dry | Com Central HVAC (Small) - Fuel Sub - Panel Upgrade - Hot-Dry | 0.024933 | 0.186 | 0 | CBSA 2014, adjusted to reflect new efficiencies | 41.9363 | 2032 | 1 | SWHC046-03
COM-HVAC-FS-PU-24.19 | Com ¦ Small Packaged Heat Pump (SEER 18) - Fuel Sub - Panel Upgrade - Hot-Dry ¦ PG&E ¦ Hot-Dry | Com ¦ Small Packaged Heat Pump (SEER 18) - Fuel Sub - Panel Upgrade - Hot-Dry | PG&E ¦ Hot-Dry | PG&E | All | Electric & Gas | SEER18 Heat Pump, <65 kbtuh, NR | Efficient |  |  | 1 | Conventional | HVAC | Com - Other | Com | ROB Only | 1 | 1000 sqft2 of floor space | Cap-Tons | 15 | DEER:HVAC_Split-Package_HP | -87.6 | 0 | -65.5 | SWHC046-03 | 1964.6667 | 2021 | 679.11 | 2021 | 2138.2074 | -50.67 | SWHC046-03 | Com Central HVAC (Small) - Fuel Sub - Panel Upgrade - Hot-Dry ¦ PG&E ¦ Hot-Dry | Com Central HVAC (Small) - Fuel Sub - Panel Upgrade - Hot-Dry | 0.0353 | 0.186 | 0 | CBSA 2014, adjusted to reflect new efficiencies | 306.3886 | 2032 | 1 | SWHC046-03
COM-HVAC-FS-PU-24.20 | Com ¦ Small Packaged Heat Pump (SEER 18) - Fuel Sub - Panel Upgrade - Hot-Dry ¦ PG&E ¦ Hot-Dry | Com ¦ Small Packaged Heat Pump (SEER 18) - Fuel Sub - Panel Upgrade - Hot-Dry | PG&E ¦ Hot-Dry | PG&E | All | Electric & Gas | SEER18 Heat Pump, <65 kbtuh, NR | Efficient |  |  | 1 | Conventional | HVAC | Com - Refrig. Warehouse | Com | ROB Only | 1 | 1000 sqft2 of floor space | Cap-Tons | 15 | DEER:HVAC_Split-Package_HP | 0 | 0 | 0 | SWHC046-03 | 0 | 2021 | 0 | 2021 | 2138.2074 | -50.67 | SWHC046-03 | Com Central HVAC (Small) - Fuel Sub - Panel Upgrade - Hot-Dry ¦ PG&E ¦ Hot-Dry | Com Central HVAC (Small) - Fuel Sub - Panel Upgrade - Hot-Dry | 0 | 0.186 | 0 | CBSA 2014, adjusted to reflect new efficiencies | 0 | 2032 | 1 | SWHC046-03
COM-HVAC-FS-PU-24.21 | Com ¦ Small Packaged Heat Pump (SEER 18) - Fuel Sub - Panel Upgrade - Hot-Dry ¦ PG&E ¦ Hot-Dry | Com ¦ Small Packaged Heat Pump (SEER 18) - Fuel Sub - Panel Upgrade - Hot-Dry | PG&E ¦ Hot-Dry | PG&E | All | Electric & Gas | SEER18 Heat Pump, <65 kbtuh, NR | Efficient |  |  | 1 | Conventional | HVAC | Com - Restaurant | Com | ROB Only | 1 | 1000 sqft2 of floor space | Cap-Tons | 15 | DEER:HVAC_Split-Package_HP | -221.4949 | 0 | -43.4766 | SWHC046-03 | 1964.6667 | 2021 | 679.11 | 2021 | 2138.2074 | -50.67 | SWHC046-03 | Com Central HVAC (Small) - Fuel Sub - Panel Upgrade - Hot-Dry ¦ PG&E ¦ Hot-Dry | Com Central HVAC (Small) - Fuel Sub - Panel Upgrade - Hot-Dry | 0.036027 | 0.186 | 0 | CBSA 2014, adjusted to reflect new efficiencies | 36.5974 | 2032 | 1 | SWHC046-03
COM-HVAC-FS-PU-24.22 | Com ¦ Small Packaged Heat Pump (SEER 18) - Fuel Sub - Panel Upgrade - Hot-Dry ¦ PG&E ¦ Hot-Dry | Com ¦ Small Packaged Heat Pump (SEER 18) - Fuel Sub - Panel Upgrade - Hot-Dry | PG&E ¦ Hot-Dry | PG&E | All | Electric & Gas | SEER18 Heat Pump, <65 kbtuh, NR | Efficient |  |  | 1 | Conventional | HVAC | Com - Retail | Com | ROB Only | 1 | 1000 sqft2 of floor space | Cap-Tons | 15 | DEER:HVAC_Split-Package_HP | -277.1699 | 0 | -30.8133 | SWHC046-03 | 1964.6667 | 2021 | 679.11 | 2021 | 2138.2074 | -50.67 | SWHC046-03 | Com Central HVAC (Small) - Fuel Sub - Panel Upgrade - Hot-Dry ¦ PG&E ¦ Hot-Dry | Com Central HVAC (Small) - Fuel Sub - Panel Upgrade - Hot-Dry | 0.015015 | 0.186 | 0 | CBSA 2014, adjusted to reflect new efficiencies | 249.6265 | 2032 | 1 | SWHC046-03
COM-HVAC-FS-PU-24.23 | Com ¦ Small Packaged Heat Pump (SEER 18) - Fuel Sub - Panel Upgrade - Hot-Dry ¦ PG&E ¦ Hot-Dry | Com ¦ Small Packaged Heat Pump (SEER 18) - Fuel Sub - Panel Upgrade - Hot-Dry | PG&E ¦ Hot-Dry | PG&E | All | Electric & Gas | SEER18 Heat Pump, <65 kbtuh, NR | Efficient |  |  | 1 | Conventional | HVAC | Com - School | Com | ROB Only | 1 | 1000 sqft2 of floor space | Cap-Tons | 15 | DEER:HVAC_Split-Package_HP | -9.6537 | 0 | -36.8542 | SWHC046-03 | 1964.6667 | 2021 | 679.11 | 2021 | 2138.2074 | -50.67 | SWHC046-03 | Com Central HVAC (Small) - Fuel Sub - Panel Upgrade - Hot-Dry ¦ PG&E ¦ Hot-Dry | Com Central HVAC (Small) - Fuel Sub - Panel Upgrade - Hot-Dry | 0.0228 | 0.186 | 0 | CBSA 2014, adjusted to reflect new efficiencies | 85.7918 | 2032 | 1 | SWHC046-03
COM-HVAC-FS-PU-24.24 | Com ¦ Small Packaged Heat Pump (SEER 18) - Fuel Sub - Panel Upgrade - Hot-Dry ¦ PG&E ¦ Hot-Dry | Com ¦ Small Packaged Heat Pump (SEER 18) - Fuel Sub - Panel Upgrade - Hot-Dry | PG&E ¦ Hot-Dry | PG&E | All | Electric & Gas | SEER18 Heat Pump, <65 kbtuh, NR | Efficient |  |  | 1 | Conventional | HVAC | Com - Warehouse | Com | ROB Only | 1 | 1000 sqft2 of floor space | Cap-Tons | 15 | DEER:HVAC_Split-Package_HP | 91.8 | 0 | -79.6 | SWHC046-03 | 1964.6667 | 2021 | 679.11 | 2021 | 2138.2074 | -50.67 | SWHC046-03 | Com Central HVAC (Small) - Fuel Sub - Panel Upgrade - Hot-Dry ¦ PG&E ¦ Hot-Dry | Com Central HVAC (Small) - Fuel Sub - Panel Upgrade - Hot-Dry | 0.0046728 | 0.186 | 0 | CBSA 2014, adjusted to reflect new efficiencies | 308.0371 | 2032 | 1 | SWHC046-03
COM-HVAC-FS-PU-24.25 | Com ¦ Small Packaged Heat Pump (SEER 18) - Fuel Sub - Panel Upgrade - Cold ¦ PG&E ¦ Cold | Com ¦ Small Packaged Heat Pump (SEER 18) - Fuel Sub - Panel Upgrade - Cold | PG&E ¦ Cold | PG&E | All | Electric & Gas | SEER18 Heat Pump, <65 kbtuh, NR | Efficient |  |  | 1 | Conventional | HVAC | Com - College | Com | ROB Only | 1 | 1000 sqft2 of floor space | Cap-Tons | 15 | DEER:HVAC_Split-Package_HP | 305.9041 | 0 | -92.6695 | SWHC046-03 | 1964.6667 | 2021 | 679.11 | 2021 | 2138.2074 | -50.67 | SWHC046-03 | Com Central HVAC (Small) - Fuel Sub - Panel Upgrade - Cold ¦ PG&E ¦ Cold | Com Central HVAC (Small) - Fuel Sub - Panel Upgrade - Cold | 0.020331 | 0.186 | 0 | CBSA 2014, adjusted to reflect new efficiencies | 282.5893 | 2032 | 1 | SWHC046-03
COM-HVAC-FS-PU-24.26 | Com ¦ Small Packaged Heat Pump (SEER 18) - Fuel Sub - Panel Upgrade - Cold ¦ PG&E ¦ Cold | Com ¦ Small Packaged Heat Pump (SEER 18) - Fuel Sub - Panel Upgrade - Cold | PG&E ¦ Cold | PG&E | All | Electric & Gas | SEER18 Heat Pump, <65 kbtuh, NR | Efficient |  |  | 1 | Conventional | HVAC | Com - Grocery | Com | ROB Only | 1 | 1000 sqft2 of floor space | Cap-Tons | 15 | DEER:HVAC_Split-Package_HP | 1300 | 0 | -332 | SWHC046-03 | 1964.6667 | 2021 | 679.11 | 2021 | 2138.2074 | -50.67 | SWHC046-03 | Com Central HVAC (Small) - Fuel Sub - Panel Upgrade - Cold ¦ PG&E ¦ Cold | Com Central HVAC (Small) - Fuel Sub - Panel Upgrade - Cold | 0.033922 | 0.186 | 0 | CBSA 2014, adjusted to reflect new efficiencies | 706.4759 | 2032 | 1 | SWHC046-03
COM-HVAC-FS-PU-24.27 | Com ¦ Small Packaged Heat Pump (SEER 18) - Fuel Sub - Panel Upgrade - Cold ¦ PG&E ¦ Cold | Com ¦ Small Packaged Heat Pump (SEER 18) - Fuel Sub - Panel Upgrade - Cold | PG&E ¦ Cold | PG&E | All | Electric & Gas | SEER18 Heat Pump, <65 kbtuh, NR | Efficient |  |  | 1 | Conventional | HVAC | Com - Health | Com | ROB Only | 1 | 1000 sqft2 of floor space | Cap-Tons | 15 | DEER:HVAC_Split-Package_HP | 175.1343 | 0 | -128.9495 | SWHC046-03 | 1964.6667 | 2021 | 679.11 | 2021 | 2138.2074 | -50.67 | SWHC046-03 | Com Central HVAC (Small) - Fuel Sub - Panel Upgrade - Cold ¦ PG&E ¦ Cold | Com Central HVAC (Small) - Fuel Sub - Panel Upgrade - Cold | 0.030022 | 0.186 | 0 | CBSA 2014, adjusted to reflect new efficiencies | 352.768 | 2032 | 1 | SWHC046-03
COM-HVAC-FS-PU-24.28 | Com ¦ Small Packaged Heat Pump (SEER 18) - Fuel Sub - Panel Upgrade - Cold ¦ PG&E ¦ Cold | Com ¦ Small Packaged Heat Pump (SEER 18) - Fuel Sub - Panel Upgrade - Cold | PG&E ¦ Cold | PG&E | All | Electric & Gas | SEER18 Heat Pump, <65 kbtuh, NR | Efficient |  |  | 1 | Conventional | HVAC | Com - Lodging | Com | ROB Only | 1 | 1000 sqft2 of floor space | Cap-Tons | 15 | DEER:HVAC_Split-Package_HP | 868.3606 | 0 | -210.3596 | SWHC046-03 | 1964.6667 | 2021 | 679.11 | 2021 | 2138.2074 | -50.67 | SWHC046-03 | Com Central HVAC (Small) - Fuel Sub - Panel Upgrade - Cold ¦ PG&E ¦ Cold | Com Central HVAC (Small) - Fuel Sub - Panel Upgrade - Cold | 0.016003 | 0.186 | 0 | CBSA 2014, adjusted to reflect new efficiencies | 1941.0809 | 2032 | 1 | SWHC046-03
COM-HVAC-FS-PU-24.29 | Com ¦ Small Packaged Heat Pump (SEER 18) - Fuel Sub - Panel Upgrade - Cold ¦ PG&E ¦ Cold | Com ¦ Small Packaged Heat Pump (SEER 18) - Fuel Sub - Panel Upgrade - Cold | PG&E ¦ Cold | PG&E | All | Electric & Gas | SEER18 Heat Pump, <65 kbtuh, NR | Efficient |  |  | 1 | Conventional | HVAC | Com - Office (Large) | Com | ROB Only | 1 | 1000 sqft2 of floor space | Cap-Tons | 15 | DEER:HVAC_Split-Package_HP | -71.3 | 0 | -24.4 | SWHC046-03 | 1964.6667 | 2021 | 679.11 | 2021 | 2138.2074 | -50.67 | SWHC046-03 | Com Central HVAC (Small) - Fuel Sub - Panel Upgrade - Cold ¦ PG&E ¦ Cold | Com Central HVAC (Small) - Fuel Sub - Panel Upgrade - Cold | 0.021319 | 0.186 | 0 | CBSA 2014, adjusted to reflect new efficiencies | 116.6638 | 2032 | 1 | SWHC046-03
COM-HVAC-FS-PU-24.30 | Com ¦ Small Packaged Heat Pump (SEER 18) - Fuel Sub - Panel Upgrade - Cold ¦ PG&E ¦ Cold | Com ¦ Small Packaged Heat Pump (SEER 18) - Fuel Sub - Panel Upgrade - Cold | PG&E ¦ Cold | PG&E | All | Electric & Gas | SEER18 Heat Pump, <65 kbtuh, NR | Efficient |  |  | 1 | Conventional | HVAC | Com - Office (Small) | Com | ROB Only | 1 | 1000 sqft2 of floor space | Cap-Tons | 15 | DEER:HVAC_Split-Package_HP | 110 | 0 | -49.4 | SWHC046-03 | 1964.6667 | 2021 | 679.11 | 2021 | 2138.2074 | -50.67 | SWHC046-03 | Com Central HVAC (Small) - Fuel Sub - Panel Upgrade - Cold ¦ PG&E ¦ Cold | Com Central HVAC (Small) - Fuel Sub - Panel Upgrade - Cold | 0.024933 | 0.186 | 0 | CBSA 2014, adjusted to reflect new efficiencies | 92.7527 | 2032 | 1 | SWHC046-03
COM-HVAC-FS-PU-24.31 | Com ¦ Small Packaged Heat Pump (SEER 18) - Fuel Sub - Panel Upgrade - Cold ¦ PG&E ¦ Cold | Com ¦ Small Packaged Heat Pump (SEER 18) - Fuel Sub - Panel Upgrade - Cold | PG&E ¦ Cold | PG&E | All | Electric & Gas | SEER18 Heat Pump, <65 kbtuh, NR | Efficient |  |  | 1 | Conventional | HVAC | Com - Other | Com | ROB Only | 1 | 1000 sqft2 of floor space | Cap-Tons | 15 | DEER:HVAC_Split-Package_HP | 662 | 0 | -172 | SWHC046-03 | 1964.6667 | 2021 | 679.11 | 2021 | 2138.2074 | -50.67 | SWHC046-03 | Com Central HVAC (Small) - Fuel Sub - Panel Upgrade - Cold ¦ PG&E ¦ Cold | Com Central HVAC (Small) - Fuel Sub - Panel Upgrade - Cold | 0.0353 | 0.186 | 0 | CBSA 2014, adjusted to reflect new efficiencies | 706.0601 | 2032 | 1 | SWHC046-03
COM-HVAC-FS-PU-24.32 | Com ¦ Small Packaged Heat Pump (SEER 18) - Fuel Sub - Panel Upgrade - Cold ¦ PG&E ¦ Cold | Com ¦ Small Packaged Heat Pump (SEER 18) - Fuel Sub - Panel Upgrade - Cold | PG&E ¦ Cold | PG&E | All | Electric & Gas | SEER18 Heat Pump, <65 kbtuh, NR | Efficient |  |  | 1 | Conventional | HVAC | Com - Refrig. Warehouse | Com | ROB Only | 1 | 1000 sqft2 of floor space | Cap-Tons | 15 | DEER:HVAC_Split-Package_HP | 0 | 0 | 0 | SWHC046-03 | 0 | 2021 | 0 | 2021 | 2138.2074 | -50.67 | SWHC046-03 | Com Central HVAC (Small) - Fuel Sub - Panel Upgrade - Cold ¦ PG&E ¦ Cold | Com Central HVAC (Small) - Fuel Sub - Panel Upgrade - Cold | 0 | 0.186 | 0 | CBSA 2014, adjusted to reflect new efficiencies | 0 | 2032 | 1 | SWHC046-03
COM-HVAC-FS-PU-24.33 | Com ¦ Small Packaged Heat Pump (SEER 18) - Fuel Sub - Panel Upgrade - Cold ¦ PG&E ¦ Cold | Com ¦ Small Packaged Heat Pump (SEER 18) - Fuel Sub - Panel Upgrade - Cold | PG&E ¦ Cold | PG&E | All | Electric & Gas | SEER18 Heat Pump, <65 kbtuh, NR | Efficient |  |  | 1 | Conventional | HVAC | Com - Restaurant | Com | ROB Only | 1 | 1000 sqft2 of floor space | Cap-Tons | 15 | DEER:HVAC_Split-Package_HP | 381.2646 | 0 | -140.5022 | SWHC046-03 | 1964.6667 | 2021 | 679.11 | 2021 | 2138.2074 | -50.67 | SWHC046-03 | Com Central HVAC (Small) - Fuel Sub - Panel Upgrade - Cold ¦ PG&E ¦ Cold | Com Central HVAC (Small) - Fuel Sub - Panel Upgrade - Cold | 0.036027 | 0.186 | 0 | CBSA 2014, adjusted to reflect new efficiencies | 98.775 | 2032 | 1 | SWHC046-03
COM-HVAC-FS-PU-24.34 | Com ¦ Small Packaged Heat Pump (SEER 18) - Fuel Sub - Panel Upgrade - Cold ¦ PG&E ¦ Cold | Com ¦ Small Packaged Heat Pump (SEER 18) - Fuel Sub - Panel Upgrade - Cold | PG&E ¦ Cold | PG&E | All | Electric & Gas | SEER18 Heat Pump, <65 kbtuh, NR | Efficient |  |  | 1 | Conventional | HVAC | Com - Retail | Com | ROB Only | 1 | 1000 sqft2 of floor space | Cap-Tons | 15 | DEER:HVAC_Split-Package_HP | 307.8367 | 0 | -114.1883 | SWHC046-03 | 1964.6667 | 2021 | 679.11 | 2021 | 2138.2074 | -50.67 | SWHC046-03 | Com Central HVAC (Small) - Fuel Sub - Panel Upgrade - Cold ¦ PG&E ¦ Cold | Com Central HVAC (Small) - Fuel Sub - Panel Upgrade - Cold | 0.015015 | 0.186 | 0 | CBSA 2014, adjusted to reflect new efficiencies | 456.0692 | 2032 | 1 | SWHC046-03
COM-HVAC-FS-PU-24.35 | Com ¦ Small Packaged Heat Pump (SEER 18) - Fuel Sub - Panel Upgrade - Cold ¦ PG&E ¦ Cold | Com ¦ Small Packaged Heat Pump (SEER 18) - Fuel Sub - Panel Upgrade - Cold | PG&E ¦ Cold | PG&E | All | Electric & Gas | SEER18 Heat Pump, <65 kbtuh, NR | Efficient |  |  | 1 | Conventional | HVAC | Com - School | Com | ROB Only | 1 | 1000 sqft2 of floor space | Cap-Tons | 15 | DEER:HVAC_Split-Package_HP | 428.0987 | 0 | -96.149 | SWHC046-03 | 1964.6667 | 2021 | 679.11 | 2021 | 2138.2074 | -50.67 | SWHC046-03 | Com Central HVAC (Small) - Fuel Sub - Panel Upgrade - Cold ¦ PG&E ¦ Cold | Com Central HVAC (Small) - Fuel Sub - Panel Upgrade - Cold | 0.0228 | 0.186 | 0 | CBSA 2014, adjusted to reflect new efficiencies | 149.1908 | 2032 | 1 | SWHC046-03
COM-HVAC-FS-PU-24.36 | Com ¦ Small Packaged Heat Pump (SEER 18) - Fuel Sub - Panel Upgrade - Cold ¦ PG&E ¦ Cold | Com ¦ Small Packaged Heat Pump (SEER 18) - Fuel Sub - Panel Upgrade - Cold | PG&E ¦ Cold | PG&E | All | Electric & Gas | SEER18 Heat Pump, <65 kbtuh, NR | Efficient |  |  | 1 | Conventional | HVAC | Com - Warehouse | Com | ROB Only | 1 | 1000 sqft2 of floor space | Cap-Tons | 15 | DEER:HVAC_Split-Package_HP | 726 | 0 | -152 | SWHC046-03 | 1964.6667 | 2021 | 679.11 | 2021 | 2138.2074 | -50.67 | SWHC046-03 | Com Central HVAC (Small) - Fuel Sub - Panel Upgrade - Cold ¦ PG&E ¦ Cold | Com Central HVAC (Small) - Fuel Sub - Panel Upgrade - Cold | 0.0046728 | 0.186 | 0 | CBSA 2014, adjusted to reflect new efficiencies | 423.1525 | 2032 | 1 | SWHC046-03
COM-HVAC-FS-PU-24.37 | Com ¦ Small Packaged Heat Pump (SEER 18) - Fuel Sub - Panel Upgrade - Marine ¦ SCG ¦ Marine | Com ¦ Small Packaged Heat Pump (SEER 18) - Fuel Sub - Panel Upgrade - Marine | SCG ¦ Marine | SCG | All | Electric & Gas | SEER18 Heat Pump, <65 kbtuh, NR | Efficient |  |  | 1 | Conventional | HVAC | Com - College | Com | ROB Only | 1 | 1000 sqft2 of floor space | Cap-Tons | 15 | DEER:HVAC_Split-Package_HP | -226.3478 | 0 | -12.4101 | SWHC046-03 | 1964.6667 | 2021 | 679.11 | 2021 | 2138.2074 | -50.67 | SWHC046-03 | Com Central HVAC (Small) - Fuel Sub - Panel Upgrade - Marine ¦ SCG ¦ Marine | Com Central HVAC (Small) - Fuel Sub - Panel Upgrade - Marine | 0.022689 | 0.186 | 0 | CBSA 2014, adjusted to reflect new efficiencies | 58.0253 | 2032 | 1 | SWHC046-03
COM-HVAC-FS-PU-24.38 | Com ¦ Small Packaged Heat Pump (SEER 18) - Fuel Sub - Panel Upgrade - Marine ¦ SCG ¦ Marine | Com ¦ Small Packaged Heat Pump (SEER 18) - Fuel Sub - Panel Upgrade - Marine | SCG ¦ Marine | SCG | All | Electric & Gas | SEER18 Heat Pump, <65 kbtuh, NR | Efficient |  |  | 1 | Conventional | HVAC | Com - Grocery | Com | ROB Only | 1 | 1000 sqft2 of floor space | Cap-Tons | 15 | DEER:HVAC_Split-Package_HP | -208 | 0 | -80.6 | SWHC046-03 | 1964.6667 | 2021 | 679.11 | 2021 | 2138.2074 | -50.67 | SWHC046-03 | Com Central HVAC (Small) - Fuel Sub - Panel Upgrade - Marine ¦ SCG ¦ Marine | Com Central HVAC (Small) - Fuel Sub - Panel Upgrade - Marine | 0.040359 | 0.186 | 0 | CBSA 2014, adjusted to reflect new efficiencies | 200.9639 | 2032 | 1 | SWHC046-03
COM-HVAC-FS-PU-24.39 | Com ¦ Small Packaged Heat Pump (SEER 18) - Fuel Sub - Panel Upgrade - Marine ¦ SCG ¦ Marine | Com ¦ Small Packaged Heat Pump (SEER 18) - Fuel Sub - Panel Upgrade - Marine | SCG ¦ Marine | SCG | All | Electric & Gas | SEER18 Heat Pump, <65 kbtuh, NR | Efficient |  |  | 1 | Conventional | HVAC | Com - Health | Com | ROB Only | 1 | 1000 sqft2 of floor space | Cap-Tons | 15 | DEER:HVAC_Split-Package_HP | -439.1087 | 0 | -22.4855 | SWHC046-03 | 1964.6667 | 2021 | 679.11 | 2021 | 2138.2074 | -50.67 | SWHC046-03 | Com Central HVAC (Small) - Fuel Sub - Panel Upgrade - Marine ¦ SCG ¦ Marine | Com Central HVAC (Small) - Fuel Sub - Panel Upgrade - Marine | 0.032178 | 0.186 | 0 | CBSA 2014, adjusted to reflect new efficiencies | 92.246 | 2032 | 1 | SWHC046-03
COM-HVAC-FS-PU-24.40 | Com ¦ Small Packaged Heat Pump (SEER 18) - Fuel Sub - Panel Upgrade - Marine ¦ SCG ¦ Marine | Com ¦ Small Packaged Heat Pump (SEER 18) - Fuel Sub - Panel Upgrade - Marine | SCG ¦ Marine | SCG | All | Electric & Gas | SEER18 Heat Pump, <65 kbtuh, NR | Efficient |  |  | 1 | Conventional | HVAC | Com - Lodging | Com | ROB Only | 1 | 1000 sqft2 of floor space | Cap-Tons | 15 | DEER:HVAC_Split-Package_HP | -271.2338 | 0 | -41.9064 | SWHC046-03 | 1964.6667 | 2021 | 679.11 | 2021 | 2138.2074 | -50.67 | SWHC046-03 | Com Central HVAC (Small) - Fuel Sub - Panel Upgrade - Marine ¦ SCG ¦ Marine | Com Central HVAC (Small) - Fuel Sub - Panel Upgrade - Marine | 0.018069 | 0.186 | 0 | CBSA 2014, adjusted to reflect new efficiencies | 456.7347 | 2032 | 1 | SWHC046-03
COM-HVAC-FS-PU-24.41 | Com ¦ Small Packaged Heat Pump (SEER 18) - Fuel Sub - Panel Upgrade - Marine ¦ SCG ¦ Marine | Com ¦ Small Packaged Heat Pump (SEER 18) - Fuel Sub - Panel Upgrade - Marine | SCG ¦ Marine | SCG | All | Electric & Gas | SEER18 Heat Pump, <65 kbtuh, NR | Efficient |  |  | 1 | Conventional | HVAC | Com - Office (Large) | Com | ROB Only | 1 | 1000 sqft2 of floor space | Cap-Tons | 15 | DEER:HVAC_Split-Package_HP | -247 | 0 | -0.948 | SWHC046-03 | 1964.6667 | 2021 | 679.11 | 2021 | 2138.2074 | -50.67 | SWHC046-03 | Com Central HVAC (Small) - Fuel Sub - Panel Upgrade - Marine ¦ SCG ¦ Marine | Com Central HVAC (Small) - Fuel Sub - Panel Upgrade - Marine | 0.023953 | 0.186 | 0 | CBSA 2014, adjusted to reflect new efficiencies | 28.8217 | 2032 | 1 | SWHC046-03
COM-HVAC-FS-PU-24.42 | Com ¦ Small Packaged Heat Pump (SEER 18) - Fuel Sub - Panel Upgrade - Marine ¦ SCG ¦ Marine | Com ¦ Small Packaged Heat Pump (SEER 18) - Fuel Sub - Panel Upgrade - Marine | SCG ¦ Marine | SCG | All | Electric & Gas | SEER18 Heat Pump, <65 kbtuh, NR | Efficient |  |  | 1 | Conventional | HVAC | Com - Office (Small) | Com | ROB Only | 1 | 1000 sqft2 of floor space | Cap-Tons | 15 | DEER:HVAC_Split-Package_HP | -217 | 0 | -5.55 | SWHC046-03 | 1964.6667 | 2021 | 679.11 | 2021 | 2138.2074 | -50.67 | SWHC046-03 | Com Central HVAC (Small) - Fuel Sub - Panel Upgrade - Marine ¦ SCG ¦ Marine | Com Central HVAC (Small) - Fuel Sub - Panel Upgrade - Marine | 0.027176 | 0.186 | 0 | CBSA 2014, adjusted to reflect new efficiencies | 20.9362 | 2032 | 1 | SWHC046-03
COM-HVAC-FS-PU-24.43 | Com ¦ Small Packaged Heat Pump (SEER 18) - Fuel Sub - Panel Upgrade - Marine ¦ SCG ¦ Marine | Com ¦ Small Packaged Heat Pump (SEER 18) - Fuel Sub - Panel Upgrade - Marine | SCG ¦ Marine | SCG | All | Electric & Gas | SEER18 Heat Pump, <65 kbtuh, NR | Efficient |  |  | 1 | Conventional | HVAC | Com - Other | Com | ROB Only | 1 | 1000 sqft2 of floor space | Cap-Tons | 15 | DEER:HVAC_Split-Package_HP | -205 | 0 | -25 | SWHC046-03 | 1964.6667 | 2021 | 679.11 | 2021 | 2138.2074 | -50.67 | SWHC046-03 | Com Central HVAC (Small) - Fuel Sub - Panel Upgrade - Marine ¦ SCG ¦ Marine | Com Central HVAC (Small) - Fuel Sub - Panel Upgrade - Marine | 0.038925 | 0.186 | 0 | CBSA 2014, adjusted to reflect new efficiencies | 135.8872 | 2032 | 1 | SWHC046-03
COM-HVAC-FS-PU-24.44 | Com ¦ Small Packaged Heat Pump (SEER 18) - Fuel Sub - Panel Upgrade - Marine ¦ SCG ¦ Marine | Com ¦ Small Packaged Heat Pump (SEER 18) - Fuel Sub - Panel Upgrade - Marine | SCG ¦ Marine | SCG | All | Electric & Gas | SEER18 Heat Pump, <65 kbtuh, NR | Efficient |  |  | 1 | Conventional | HVAC | Com - Refrig. Warehouse | Com | ROB Only | 1 | 1000 sqft2 of floor space | Cap-Tons | 15 | DEER:HVAC_Split-Package_HP | 0 | 0 | 0 | SWHC046-03 | 0 | 2021 | 0 | 2021 | 2138.2074 | -50.67 | SWHC046-03 | Com Central HVAC (Small) - Fuel Sub - Panel Upgrade - Marine ¦ SCG ¦ Marine | Com Central HVAC (Small) - Fuel Sub - Panel Upgrade - Marine | 0 | 0.186 | 0 | CBSA 2014, adjusted to reflect new efficiencies | 0 | 2032 | 1 | SWHC046-03
COM-HVAC-FS-PU-24.45 | Com ¦ Small Packaged Heat Pump (SEER 18) - Fuel Sub - Panel Upgrade - Marine ¦ SCG ¦ Marine | Com ¦ Small Packaged Heat Pump (SEER 18) - Fuel Sub - Panel Upgrade - Marine | SCG ¦ Marine | SCG | All | Electric & Gas | SEER18 Heat Pump, <65 kbtuh, NR | Efficient |  |  | 1 | Conventional | HVAC | Com - Restaurant | Com | ROB Only | 1 | 1000 sqft2 of floor space | Cap-Tons | 15 | DEER:HVAC_Split-Package_HP | -261.2502 | 0 | -11.7207 | SWHC046-03 | 1964.6667 | 2021 | 679.11 | 2021 | 2138.2074 | -50.67 | SWHC046-03 | Com Central HVAC (Small) - Fuel Sub - Panel Upgrade - Marine ¦ SCG ¦ Marine | Com Central HVAC (Small) - Fuel Sub - Panel Upgrade - Marine | 0.039657 | 0.186 | 0 | CBSA 2014, adjusted to reflect new efficiencies | 13.4477 | 2032 | 1 | SWHC046-03
COM-HVAC-FS-PU-24.46 | Com ¦ Small Packaged Heat Pump (SEER 18) - Fuel Sub - Panel Upgrade - Marine ¦ SCG ¦ Marine | Com ¦ Small Packaged Heat Pump (SEER 18) - Fuel Sub - Panel Upgrade - Marine | SCG ¦ Marine | SCG | All | Electric & Gas | SEER18 Heat Pump, <65 kbtuh, NR | Efficient |  |  | 1 | Conventional | HVAC | Com - Retail | Com | ROB Only | 1 | 1000 sqft2 of floor space | Cap-Tons | 15 | DEER:HVAC_Split-Package_HP | -318.6752 | 0 | -11.8403 | SWHC046-03 | 1964.6667 | 2021 | 679.11 | 2021 | 2138.2074 | -50.67 | SWHC046-03 | Com Central HVAC (Small) - Fuel Sub - Panel Upgrade - Marine ¦ SCG ¦ Marine | Com Central HVAC (Small) - Fuel Sub - Panel Upgrade - Marine | 0.016778 | 0.186 | 0 | CBSA 2014, adjusted to reflect new efficiencies | 170.4605 | 2032 | 1 | SWHC046-03
COM-HVAC-FS-PU-24.47 | Com ¦ Small Packaged Heat Pump (SEER 18) - Fuel Sub - Panel Upgrade - Marine ¦ SCG ¦ Marine | Com ¦ Small Packaged Heat Pump (SEER 18) - Fuel Sub - Panel Upgrade - Marine | SCG ¦ Marine | SCG | All | Electric & Gas | SEER18 Heat Pump, <65 kbtuh, NR | Efficient |  |  | 1 | Conventional | HVAC | Com - School | Com | ROB Only | 1 | 1000 sqft2 of floor space | Cap-Tons | 15 | DEER:HVAC_Split-Package_HP | -112.5677 | 0 | -12.1639 | SWHC046-03 | 1964.6667 | 2021 | 679.11 | 2021 | 2138.2074 | -50.67 | SWHC046-03 | Com Central HVAC (Small) - Fuel Sub - Panel Upgrade - Marine ¦ SCG ¦ Marine | Com Central HVAC (Small) - Fuel Sub - Panel Upgrade - Marine | 0.027322 | 0.186 | 0 | CBSA 2014, adjusted to reflect new efficiencies | 46.3252 | 2032 | 1 | SWHC046-03
COM-HVAC-FS-PU-24.48 | Com ¦ Small Packaged Heat Pump (SEER 18) - Fuel Sub - Panel Upgrade - Marine ¦ SCG ¦ Marine | Com ¦ Small Packaged Heat Pump (SEER 18) - Fuel Sub - Panel Upgrade - Marine | SCG ¦ Marine | SCG | All | Electric & Gas | SEER18 Heat Pump, <65 kbtuh, NR | Efficient |  |  | 1 | Conventional | HVAC | Com - Warehouse | Com | ROB Only | 1 | 1000 sqft2 of floor space | Cap-Tons | 15 | DEER:HVAC_Split-Package_HP | -87.7 | 0 | -34.2 | SWHC046-03 | 1964.6667 | 2021 | 679.11 | 2021 | 2138.2074 | -50.67 | SWHC046-03 | Com Central HVAC (Small) - Fuel Sub - Panel Upgrade - Marine ¦ SCG ¦ Marine | Com Central HVAC (Small) - Fuel Sub - Panel Upgrade - Marine | 0.0051386 | 0.186 | 0 | CBSA 2014, adjusted to reflect new efficiencies | 170.455 | 2032 | 1 | SWHC046-03
COM-HVAC-FS-PU-24.49 | Com ¦ Small Packaged Heat Pump (SEER 18) - Fuel Sub - Panel Upgrade - Hot-Dry ¦ SCG ¦ Hot-Dry | Com ¦ Small Packaged Heat Pump (SEER 18) - Fuel Sub - Panel Upgrade - Hot-Dry | SCG ¦ Hot-Dry | SCG | All | Electric & Gas | SEER18 Heat Pump, <65 kbtuh, NR | Efficient |  |  | 1 | Conventional | HVAC | Com - College | Com | ROB Only | 1 | 1000 sqft2 of floor space | Cap-Tons | 15 | DEER:HVAC_Split-Package_HP | -263.3738 | 0 | -13.1859 | SWHC046-03 | 1964.6667 | 2021 | 679.11 | 2021 | 2138.2074 | -50.67 | SWHC046-03 | Com Central HVAC (Small) - Fuel Sub - Panel Upgrade - Hot-Dry ¦ SCG ¦ Hot-Dry | Com Central HVAC (Small) - Fuel Sub - Panel Upgrade - Hot-Dry | 0.022689 | 0.186 | 0 | CBSA 2014, adjusted to reflect new efficiencies | 63.3798 | 2032 | 1 | SWHC046-03
COM-HVAC-FS-PU-24.50 | Com ¦ Small Packaged Heat Pump (SEER 18) - Fuel Sub - Panel Upgrade - Hot-Dry ¦ SCG ¦ Hot-Dry | Com ¦ Small Packaged Heat Pump (SEER 18) - Fuel Sub - Panel Upgrade - Hot-Dry | SCG ¦ Hot-Dry | SCG | All | Electric & Gas | SEER18 Heat Pump, <65 kbtuh, NR | Efficient |  |  | 1 | Conventional | HVAC | Com - Grocery | Com | ROB Only | 1 | 1000 sqft2 of floor space | Cap-Tons | 15 | DEER:HVAC_Split-Package_HP | -313 | 0 | -84.7 | SWHC046-03 | 1964.6667 | 2021 | 679.11 | 2021 | 2138.2074 | -50.67 | SWHC046-03 | Com Central HVAC (Small) - Fuel Sub - Panel Upgrade - Hot-Dry ¦ SCG ¦ Hot-Dry | Com Central HVAC (Small) - Fuel Sub - Panel Upgrade - Hot-Dry | 0.040359 | 0.186 | 0 | CBSA 2014, adjusted to reflect new efficiencies | 216.4977 | 2032 | 1 | SWHC046-03
COM-HVAC-FS-PU-24.51 | Com ¦ Small Packaged Heat Pump (SEER 18) - Fuel Sub - Panel Upgrade - Hot-Dry ¦ SCG ¦ Hot-Dry | Com ¦ Small Packaged Heat Pump (SEER 18) - Fuel Sub - Panel Upgrade - Hot-Dry | SCG ¦ Hot-Dry | SCG | All | Electric & Gas | SEER18 Heat Pump, <65 kbtuh, NR | Efficient |  |  | 1 | Conventional | HVAC | Com - Health | Com | ROB Only | 1 | 1000 sqft2 of floor space | Cap-Tons | 15 | DEER:HVAC_Split-Package_HP | -461.4684 | 0 | -25.6229 | SWHC046-03 | 1964.6667 | 2021 | 679.11 | 2021 | 2138.2074 | -50.67 | SWHC046-03 | Com Central HVAC (Small) - Fuel Sub - Panel Upgrade - Hot-Dry ¦ SCG ¦ Hot-Dry | Com Central HVAC (Small) - Fuel Sub - Panel Upgrade - Hot-Dry | 0.032178 | 0.186 | 0 | CBSA 2014, adjusted to reflect new efficiencies | 102.571 | 2032 | 1 | SWHC046-03
COM-HVAC-FS-PU-24.52 | Com ¦ Small Packaged Heat Pump (SEER 18) - Fuel Sub - Panel Upgrade - Hot-Dry ¦ SCG ¦ Hot-Dry | Com ¦ Small Packaged Heat Pump (SEER 18) - Fuel Sub - Panel Upgrade - Hot-Dry | SCG ¦ Hot-Dry | SCG | All | Electric & Gas | SEER18 Heat Pump, <65 kbtuh, NR | Efficient |  |  | 1 | Conventional | HVAC | Com - Lodging | Com | ROB Only | 1 | 1000 sqft2 of floor space | Cap-Tons | 15 | DEER:HVAC_Split-Package_HP | -340.8364 | 0 | -40.2704 | SWHC046-03 | 1964.6667 | 2021 | 679.11 | 2021 | 2138.2074 | -50.67 | SWHC046-03 | Com Central HVAC (Small) - Fuel Sub - Panel Upgrade - Hot-Dry ¦ SCG ¦ Hot-Dry | Com Central HVAC (Small) - Fuel Sub - Panel Upgrade - Hot-Dry | 0.018069 | 0.186 | 0 | CBSA 2014, adjusted to reflect new efficiencies | 451.5492 | 2032 | 1 | SWHC046-03
COM-HVAC-FS-PU-24.53 | Com ¦ Small Packaged Heat Pump (SEER 18) - Fuel Sub - Panel Upgrade - Hot-Dry ¦ SCG ¦ Hot-Dry | Com ¦ Small Packaged Heat Pump (SEER 18) - Fuel Sub - Panel Upgrade - Hot-Dry | SCG ¦ Hot-Dry | SCG | All | Electric & Gas | SEER18 Heat Pump, <65 kbtuh, NR | Efficient |  |  | 1 | Conventional | HVAC | Com - Office (Large) | Com | ROB Only | 1 | 1000 sqft2 of floor space | Cap-Tons | 15 | DEER:HVAC_Split-Package_HP | -274 | 0 | -1.48 | SWHC046-03 | 1964.6667 | 2021 | 679.11 | 2021 | 2138.2074 | -50.67 | SWHC046-03 | Com Central HVAC (Small) - Fuel Sub - Panel Upgrade - Hot-Dry ¦ SCG ¦ Hot-Dry | Com Central HVAC (Small) - Fuel Sub - Panel Upgrade - Hot-Dry | 0.023953 | 0.186 | 0 | CBSA 2014, adjusted to reflect new efficiencies | 33.8959 | 2032 | 1 | SWHC046-03
COM-HVAC-FS-PU-24.54 | Com ¦ Small Packaged Heat Pump (SEER 18) - Fuel Sub - Panel Upgrade - Hot-Dry ¦ SCG ¦ Hot-Dry | Com ¦ Small Packaged Heat Pump (SEER 18) - Fuel Sub - Panel Upgrade - Hot-Dry | SCG ¦ Hot-Dry | SCG | All | Electric & Gas | SEER18 Heat Pump, <65 kbtuh, NR | Efficient |  |  | 1 | Conventional | HVAC | Com - Office (Small) | Com | ROB Only | 1 | 1000 sqft2 of floor space | Cap-Tons | 15 | DEER:HVAC_Split-Package_HP | -245 | 0 | -6.68 | SWHC046-03 | 1964.6667 | 2021 | 679.11 | 2021 | 2138.2074 | -50.67 | SWHC046-03 | Com Central HVAC (Small) - Fuel Sub - Panel Upgrade - Hot-Dry ¦ SCG ¦ Hot-Dry | Com Central HVAC (Small) - Fuel Sub - Panel Upgrade - Hot-Dry | 0.027176 | 0.186 | 0 | CBSA 2014, adjusted to reflect new efficiencies | 24.457 | 2032 | 1 | SWHC046-03
COM-HVAC-FS-PU-24.55 | Com ¦ Small Packaged Heat Pump (SEER 18) - Fuel Sub - Panel Upgrade - Hot-Dry ¦ SCG ¦ Hot-Dry | Com ¦ Small Packaged Heat Pump (SEER 18) - Fuel Sub - Panel Upgrade - Hot-Dry | SCG ¦ Hot-Dry | SCG | All | Electric & Gas | SEER18 Heat Pump, <65 kbtuh, NR | Efficient |  |  | 1 | Conventional | HVAC | Com - Other | Com | ROB Only | 1 | 1000 sqft2 of floor space | Cap-Tons | 15 | DEER:HVAC_Split-Package_HP | -264 | 0 | -24.5 | SWHC046-03 | 1964.6667 | 2021 | 679.11 | 2021 | 2138.2074 | -50.67 | SWHC046-03 | Com Central HVAC (Small) - Fuel Sub - Panel Upgrade - Hot-Dry ¦ SCG ¦ Hot-Dry | Com Central HVAC (Small) - Fuel Sub - Panel Upgrade - Hot-Dry | 0.038925 | 0.186 | 0 | CBSA 2014, adjusted to reflect new efficiencies | 140.1372 | 2032 | 1 | SWHC046-03
COM-HVAC-FS-PU-24.56 | Com ¦ Small Packaged Heat Pump (SEER 18) - Fuel Sub - Panel Upgrade - Hot-Dry ¦ SCG ¦ Hot-Dry | Com ¦ Small Packaged Heat Pump (SEER 18) - Fuel Sub - Panel Upgrade - Hot-Dry | SCG ¦ Hot-Dry | SCG | All | Electric & Gas | SEER18 Heat Pump, <65 kbtuh, NR | Efficient |  |  | 1 | Conventional | HVAC | Com - Refrig. Warehouse | Com | ROB Only | 1 | 1000 sqft2 of floor space | Cap-Tons | 15 | DEER:HVAC_Split-Package_HP | 0 | 0 | 0 | SWHC046-03 | 0 | 2021 | 0 | 2021 | 2138.2074 | -50.67 | SWHC046-03 | Com Central HVAC (Small) - Fuel Sub - Panel Upgrade - Hot-Dry ¦ SCG ¦ Hot-Dry | Com Central HVAC (Small) - Fuel Sub - Panel Upgrade - Hot-Dry | 0 | 0.186 | 0 | CBSA 2014, adjusted to reflect new efficiencies | 0 | 2032 | 1 | SWHC046-03
COM-HVAC-FS-PU-24.57 | Com ¦ Small Packaged Heat Pump (SEER 18) - Fuel Sub - Panel Upgrade - Hot-Dry ¦ SCG ¦ Hot-Dry | Com ¦ Small Packaged Heat Pump (SEER 18) - Fuel Sub - Panel Upgrade - Hot-Dry | SCG ¦ Hot-Dry | SCG | All | Electric & Gas | SEER18 Heat Pump, <65 kbtuh, NR | Efficient |  |  | 1 | Conventional | HVAC | Com - Restaurant | Com | ROB Only | 1 | 1000 sqft2 of floor space | Cap-Tons | 15 | DEER:HVAC_Split-Package_HP | -331.5001 | 0 | -12.6233 | SWHC046-03 | 1964.6667 | 2021 | 679.11 | 2021 | 2138.2074 | -50.67 | SWHC046-03 | Com Central HVAC (Small) - Fuel Sub - Panel Upgrade - Hot-Dry ¦ SCG ¦ Hot-Dry | Com Central HVAC (Small) - Fuel Sub - Panel Upgrade - Hot-Dry | 0.039657 | 0.186 | 0 | CBSA 2014, adjusted to reflect new efficiencies | 15.3742 | 2032 | 1 | SWHC046-03
COM-HVAC-FS-PU-24.58 | Com ¦ Small Packaged Heat Pump (SEER 18) - Fuel Sub - Panel Upgrade - Hot-Dry ¦ SCG ¦ Hot-Dry | Com ¦ Small Packaged Heat Pump (SEER 18) - Fuel Sub - Panel Upgrade - Hot-Dry | SCG ¦ Hot-Dry | SCG | All | Electric & Gas | SEER18 Heat Pump, <65 kbtuh, NR | Efficient |  |  | 1 | Conventional | HVAC | Com - Retail | Com | ROB Only | 1 | 1000 sqft2 of floor space | Cap-Tons | 15 | DEER:HVAC_Split-Package_HP | -373.5844 | 0 | -10.1827 | SWHC046-03 | 1964.6667 | 2021 | 679.11 | 2021 | 2138.2074 | -50.67 | SWHC046-03 | Com Central HVAC (Small) - Fuel Sub - Panel Upgrade - Hot-Dry ¦ SCG ¦ Hot-Dry | Com Central HVAC (Small) - Fuel Sub - Panel Upgrade - Hot-Dry | 0.016778 | 0.186 | 0 | CBSA 2014, adjusted to reflect new efficiencies | 181.5607 | 2032 | 1 | SWHC046-03
COM-HVAC-FS-PU-24.59 | Com ¦ Small Packaged Heat Pump (SEER 18) - Fuel Sub - Panel Upgrade - Hot-Dry ¦ SCG ¦ Hot-Dry | Com ¦ Small Packaged Heat Pump (SEER 18) - Fuel Sub - Panel Upgrade - Hot-Dry | SCG ¦ Hot-Dry | SCG | All | Electric & Gas | SEER18 Heat Pump, <65 kbtuh, NR | Efficient |  |  | 1 | Conventional | HVAC | Com - School | Com | ROB Only | 1 | 1000 sqft2 of floor space | Cap-Tons | 15 | DEER:HVAC_Split-Package_HP | -140.1614 | 0 | -12.0107 | SWHC046-03 | 1964.6667 | 2021 | 679.11 | 2021 | 2138.2074 | -50.67 | SWHC046-03 | Com Central HVAC (Small) - Fuel Sub - Panel Upgrade - Hot-Dry ¦ SCG ¦ Hot-Dry | Com Central HVAC (Small) - Fuel Sub - Panel Upgrade - Hot-Dry | 0.027322 | 0.186 | 0 | CBSA 2014, adjusted to reflect new efficiencies | 50.5184 | 2032 | 1 | SWHC046-03
COM-HVAC-FS-PU-24.60 | Com ¦ Small Packaged Heat Pump (SEER 18) - Fuel Sub - Panel Upgrade - Hot-Dry ¦ SCG ¦ Hot-Dry | Com ¦ Small Packaged Heat Pump (SEER 18) - Fuel Sub - Panel Upgrade - Hot-Dry | SCG ¦ Hot-Dry | SCG | All | Electric & Gas | SEER18 Heat Pump, <65 kbtuh, NR | Efficient |  |  | 1 | Conventional | HVAC | Com - Warehouse | Com | ROB Only | 1 | 1000 sqft2 of floor space | Cap-Tons | 15 | DEER:HVAC_Split-Package_HP | -162 | 0 | -33.6 | SWHC046-03 | 1964.6667 | 2021 | 679.11 | 2021 | 2138.2074 | -50.67 | SWHC046-03 | Com Central HVAC (Small) - Fuel Sub - Panel Upgrade - Hot-Dry ¦ SCG ¦ Hot-Dry | Com Central HVAC (Small) - Fuel Sub - Panel Upgrade - Hot-Dry | 0.0051386 | 0.186 | 0 | CBSA 2014, adjusted to reflect new efficiencies | 190.1952 | 2032 | 1 | SWHC046-03
COM-HVAC-FS-PU-24.61 | Com ¦ Small Packaged Heat Pump (SEER 18) - Fuel Sub - Panel Upgrade - Cold ¦ SCG ¦ Cold | Com ¦ Small Packaged Heat Pump (SEER 18) - Fuel Sub - Panel Upgrade - Cold | SCG ¦ Cold | SCG | All | Electric & Gas | SEER18 Heat Pump, <65 kbtuh, NR | Efficient |  |  | 1 | Conventional | HVAC | Com - College | Com | ROB Only | 1 | 1000 sqft2 of floor space | Cap-Tons | 15 | DEER:HVAC_Split-Package_HP | 305.9041 | 0 | -92.6695 | SWHC046-03 | 1964.6667 | 2021 | 679.11 | 2021 | 2138.2074 | -50.67 | SWHC046-03 | Com Central HVAC (Small) - Fuel Sub - Panel Upgrade - Cold ¦ SCG ¦ Cold | Com Central HVAC (Small) - Fuel Sub - Panel Upgrade - Cold | 0.022689 | 0.186 | 0 | CBSA 2014, adjusted to reflect new efficiencies | 282.5893 | 2032 | 1 | SWHC046-03
COM-HVAC-FS-PU-24.62 | Com ¦ Small Packaged Heat Pump (SEER 18) - Fuel Sub - Panel Upgrade - Cold ¦ SCG ¦ Cold | Com ¦ Small Packaged Heat Pump (SEER 18) - Fuel Sub - Panel Upgrade - Cold | SCG ¦ Cold | SCG | All | Electric & Gas | SEER18 Heat Pump, <65 kbtuh, NR | Efficient |  |  | 1 | Conventional | HVAC | Com - Grocery | Com | ROB Only | 1 | 1000 sqft2 of floor space | Cap-Tons | 15 | DEER:HVAC_Split-Package_HP | 1300 | 0 | -332 | SWHC046-03 | 1964.6667 | 2021 | 679.11 | 2021 | 2138.2074 | -50.67 | SWHC046-03 | Com Central HVAC (Small) - Fuel Sub - Panel Upgrade - Cold ¦ SCG ¦ Cold | Com Central HVAC (Small) - Fuel Sub - Panel Upgrade - Cold | 0.040359 | 0.186 | 0 | CBSA 2014, adjusted to reflect new efficiencies | 706.4759 | 2032 | 1 | SWHC046-03
COM-HVAC-FS-PU-24.63 | Com ¦ Small Packaged Heat Pump (SEER 18) - Fuel Sub - Panel Upgrade - Cold ¦ SCG ¦ Cold | Com ¦ Small Packaged Heat Pump (SEER 18) - Fuel Sub - Panel Upgrade - Cold | SCG ¦ Cold | SCG | All | Electric & Gas | SEER18 Heat Pump, <65 kbtuh, NR | Efficient |  |  | 1 | Conventional | HVAC | Com - Health | Com | ROB Only | 1 | 1000 sqft2 of floor space | Cap-Tons | 15 | DEER:HVAC_Split-Package_HP | 175.1343 | 0 | -128.9495 | SWHC046-03 | 1964.6667 | 2021 | 679.11 | 2021 | 2138.2074 | -50.67 | SWHC046-03 | Com Central HVAC (Small) - Fuel Sub - Panel Upgrade - Cold ¦ SCG ¦ Cold | Com Central HVAC (Small) - Fuel Sub - Panel Upgrade - Cold | 0.032178 | 0.186 | 0 | CBSA 2014, adjusted to reflect new efficiencies | 352.768 | 2032 | 1 | SWHC046-03
COM-HVAC-FS-PU-24.64 | Com ¦ Small Packaged Heat Pump (SEER 18) - Fuel Sub - Panel Upgrade - Cold ¦ SCG ¦ Cold | Com ¦ Small Packaged Heat Pump (SEER 18) - Fuel Sub - Panel Upgrade - Cold | SCG ¦ Cold | SCG | All | Electric & Gas | SEER18 Heat Pump, <65 kbtuh, NR | Efficient |  |  | 1 | Conventional | HVAC | Com - Lodging | Com | ROB Only | 1 | 1000 sqft2 of floor space | Cap-Tons | 15 | DEER:HVAC_Split-Package_HP | 868.3606 | 0 | -210.3596 | SWHC046-03 | 1964.6667 | 2021 | 679.11 | 2021 | 2138.2074 | -50.67 | SWHC046-03 | Com Central HVAC (Small) - Fuel Sub - Panel Upgrade - Cold ¦ SCG ¦ Cold | Com Central HVAC (Small) - Fuel Sub - Panel Upgrade - Cold | 0.018069 | 0.186 | 0 | CBSA 2014, adjusted to reflect new efficiencies | 1941.0809 | 2032 | 1 | SWHC046-03
COM-HVAC-FS-PU-24.65 | Com ¦ Small Packaged Heat Pump (SEER 18) - Fuel Sub - Panel Upgrade - Cold ¦ SCG ¦ Cold | Com ¦ Small Packaged Heat Pump (SEER 18) - Fuel Sub - Panel Upgrade - Cold | SCG ¦ Cold | SCG | All | Electric & Gas | SEER18 Heat Pump, <65 kbtuh, NR | Efficient |  |  | 1 | Conventional | HVAC | Com - Office (Large) | Com | ROB Only | 1 | 1000 sqft2 of floor space | Cap-Tons | 15 | DEER:HVAC_Split-Package_HP | -71.3 | 0 | -24.4 | SWHC046-03 | 1964.6667 | 2021 | 679.11 | 2021 | 2138.2074 | -50.67 | SWHC046-03 | Com Central HVAC (Small) - Fuel Sub - Panel Upgrade - Cold ¦ SCG ¦ Cold | Com Central HVAC (Small) - Fuel Sub - Panel Upgrade - Cold | 0.023953 | 0.186 | 0 | CBSA 2014, adjusted to reflect new efficiencies | 116.6638 | 2032 | 1 | SWHC046-03
COM-HVAC-FS-PU-24.66 | Com ¦ Small Packaged Heat Pump (SEER 18) - Fuel Sub - Panel Upgrade - Cold ¦ SCG ¦ Cold | Com ¦ Small Packaged Heat Pump (SEER 18) - Fuel Sub - Panel Upgrade - Cold | SCG ¦ Cold | SCG | All | Electric & Gas | SEER18 Heat Pump, <65 kbtuh, NR | Efficient |  |  | 1 | Conventional | HVAC | Com - Office (Small) | Com | ROB Only | 1 | 1000 sqft2 of floor space | Cap-Tons | 15 | DEER:HVAC_Split-Package_HP | 110 | 0 | -49.4 | SWHC046-03 | 1964.6667 | 2021 | 679.11 | 2021 | 2138.2074 | -50.67 | SWHC046-03 | Com Central HVAC (Small) - Fuel Sub - Panel Upgrade - Cold ¦ SCG ¦ Cold | Com Central HVAC (Small) - Fuel Sub - Panel Upgrade - Cold | 0.027176 | 0.186 | 0 | CBSA 2014, adjusted to reflect new efficiencies | 92.7527 | 2032 | 1 | SWHC046-03
COM-HVAC-FS-PU-24.67 | Com ¦ Small Packaged Heat Pump (SEER 18) - Fuel Sub - Panel Upgrade - Cold ¦ SCG ¦ Cold | Com ¦ Small Packaged Heat Pump (SEER 18) - Fuel Sub - Panel Upgrade - Cold | SCG ¦ Cold | SCG | All | Electric & Gas | SEER18 Heat Pump, <65 kbtuh, NR | Efficient |  |  | 1 | Conventional | HVAC | Com - Other | Com | ROB Only | 1 | 1000 sqft2 of floor space | Cap-Tons | 15 | DEER:HVAC_Split-Package_HP | 662 | 0 | -172 | SWHC046-03 | 1964.6667 | 2021 | 679.11 | 2021 | 2138.2074 | -50.67 | SWHC046-03 | Com Central HVAC (Small) - Fuel Sub - Panel Upgrade - Cold ¦ SCG ¦ Cold | Com Central HVAC (Small) - Fuel Sub - Panel Upgrade - Cold | 0.038925 | 0.186 | 0 | CBSA 2014, adjusted to reflect new efficiencies | 706.0601 | 2032 | 1 | SWHC046-03
COM-HVAC-FS-PU-24.68 | Com ¦ Small Packaged Heat Pump (SEER 18) - Fuel Sub - Panel Upgrade - Cold ¦ SCG ¦ Cold | Com ¦ Small Packaged Heat Pump (SEER 18) - Fuel Sub - Panel Upgrade - Cold | SCG ¦ Cold | SCG | All | Electric & Gas | SEER18 Heat Pump, <65 kbtuh, NR | Efficient |  |  | 1 | Conventional | HVAC | Com - Refrig. Warehouse | Com | ROB Only | 1 | 1000 sqft2 of floor space | Cap-Tons | 15 | DEER:HVAC_Split-Package_HP | 0 | 0 | 0 | SWHC046-03 | 0 | 2021 | 0 | 2021 | 2138.2074 | -50.67 | SWHC046-03 | Com Central HVAC (Small) - Fuel Sub - Panel Upgrade - Cold ¦ SCG ¦ Cold | Com Central HVAC (Small) - Fuel Sub - Panel Upgrade - Cold | 0 | 0.186 | 0 | CBSA 2014, adjusted to reflect new efficiencies | 0 | 2032 | 1 | SWHC046-03
COM-HVAC-FS-PU-24.69 | Com ¦ Small Packaged Heat Pump (SEER 18) - Fuel Sub - Panel Upgrade - Cold ¦ SCG ¦ Cold | Com ¦ Small Packaged Heat Pump (SEER 18) - Fuel Sub - Panel Upgrade - Cold | SCG ¦ Cold | SCG | All | Electric & Gas | SEER18 Heat Pump, <65 kbtuh, NR | Efficient |  |  | 1 | Conventional | HVAC | Com - Restaurant | Com | ROB Only | 1 | 1000 sqft2 of floor space | Cap-Tons | 15 | DEER:HVAC_Split-Package_HP | 381.2646 | 0 | -140.5022 | SWHC046-03 | 1964.6667 | 2021 | 679.11 | 2021 | 2138.2074 | -50.67 | SWHC046-03 | Com Central HVAC (Small) - Fuel Sub - Panel Upgrade - Cold ¦ SCG ¦ Cold | Com Central HVAC (Small) - Fuel Sub - Panel Upgrade - Cold | 0.039657 | 0.186 | 0 | CBSA 2014, adjusted to reflect new efficiencies | 98.775 | 2032 | 1 | SWHC046-03
COM-HVAC-FS-PU-24.70 | Com ¦ Small Packaged Heat Pump (SEER 18) - Fuel Sub - Panel Upgrade - Cold ¦ SCG ¦ Cold | Com ¦ Small Packaged Heat Pump (SEER 18) - Fuel Sub - Panel Upgrade - Cold | SCG ¦ Cold | SCG | All | Electric & Gas | SEER18 Heat Pump, <65 kbtuh, NR | Efficient |  |  | 1 | Conventional | HVAC | Com - Retail | Com | ROB Only | 1 | 1000 sqft2 of floor space | Cap-Tons | 15 | DEER:HVAC_Split-Package_HP | 307.8367 | 0 | -114.1883 | SWHC046-03 | 1964.6667 | 2021 | 679.11 | 2021 | 2138.2074 | -50.67 | SWHC046-03 | Com Central HVAC (Small) - Fuel Sub - Panel Upgrade - Cold ¦ SCG ¦ Cold | Com Central HVAC (Small) - Fuel Sub - Panel Upgrade - Cold | 0.016778 | 0.186 | 0 | CBSA 2014, adjusted to reflect new efficiencies | 456.0692 | 2032 | 1 | SWHC046-03
COM-HVAC-FS-PU-24.71 | Com ¦ Small Packaged Heat Pump (SEER 18) - Fuel Sub - Panel Upgrade - Cold ¦ SCG ¦ Cold | Com ¦ Small Packaged Heat Pump (SEER 18) - Fuel Sub - Panel Upgrade - Cold | SCG ¦ Cold | SCG | All | Electric & Gas | SEER18 Heat Pump, <65 kbtuh, NR | Efficient |  |  | 1 | Conventional | HVAC | Com - School | Com | ROB Only | 1 | 1000 sqft2 of floor space | Cap-Tons | 15 | DEER:HVAC_Split-Package_HP | 428.0987 | 0 | -96.149 | SWHC046-03 | 1964.6667 | 2021 | 679.11 | 2021 | 2138.2074 | -50.67 | SWHC046-03 | Com Central HVAC (Small) - Fuel Sub - Panel Upgrade - Cold ¦ SCG ¦ Cold | Com Central HVAC (Small) - Fuel Sub - Panel Upgrade - Cold | 0.027322 | 0.186 | 0 | CBSA 2014, adjusted to reflect new efficiencies | 149.1908 | 2032 | 1 | SWHC046-03
COM-HVAC-FS-PU-24.72 | Com ¦ Small Packaged Heat Pump (SEER 18) - Fuel Sub - Panel Upgrade - Cold ¦ SCG ¦ Cold | Com ¦ Small Packaged Heat Pump (SEER 18) - Fuel Sub - Panel Upgrade - Cold | SCG ¦ Cold | SCG | All | Electric & Gas | SEER18 Heat Pump, <65 kbtuh, NR | Efficient |  |  | 1 | Conventional | HVAC | Com - Warehouse | Com | ROB Only | 1 | 1000 sqft2 of floor space | Cap-Tons | 15 | DEER:HVAC_Split-Package_HP | 726 | 0 | -152 | SWHC046-03 | 1964.6667 | 2021 | 679.11 | 2021 | 2138.2074 | -50.67 | SWHC046-03 | Com Central HVAC (Small) - Fuel Sub - Panel Upgrade - Cold ¦ SCG ¦ Cold | Com Central HVAC (Small) - Fuel Sub - Panel Upgrade - Cold | 0.0051386 | 0.186 | 0 | CBSA 2014, adjusted to reflect new efficiencies | 423.1525 | 2032 | 1 | SWHC046-03
COM-HVAC-FS-PU-24.73 | Com ¦ Small Packaged Heat Pump (SEER 18) - Fuel Sub - Panel Upgrade - Marine ¦ SDG&E ¦ Marine | Com ¦ Small Packaged Heat Pump (SEER 18) - Fuel Sub - Panel Upgrade - Marine | SDG&E ¦ Marine | SDG&E | All | Electric & Gas | SEER18 Heat Pump, <65 kbtuh, NR | Efficient |  |  | 1 | Conventional | HVAC | Com - College | Com | ROB Only | 1 | 1000 sqft2 of floor space | Cap-Tons | 15 | DEER:HVAC_Split-Package_HP | -226.3478 | 0 | -12.4101 | SWHC046-03 | 1964.6667 | 2021 | 679.11 | 2021 | 2138.2074 | -50.67 | SWHC046-03 | Com Central HVAC (Small) - Fuel Sub - Panel Upgrade - Marine ¦ SDG&E ¦ Marine | Com Central HVAC (Small) - Fuel Sub - Panel Upgrade - Marine | 0.022234 | 0.186 | 0 | CBSA 2014, adjusted to reflect new efficiencies | 58.0253 | 2032 | 1 | SWHC046-03
COM-HVAC-FS-PU-24.74 | Com ¦ Small Packaged Heat Pump (SEER 18) - Fuel Sub - Panel Upgrade - Marine ¦ SDG&E ¦ Marine | Com ¦ Small Packaged Heat Pump (SEER 18) - Fuel Sub - Panel Upgrade - Marine | SDG&E ¦ Marine | SDG&E | All | Electric & Gas | SEER18 Heat Pump, <65 kbtuh, NR | Efficient |  |  | 1 | Conventional | HVAC | Com - Grocery | Com | ROB Only | 1 | 1000 sqft2 of floor space | Cap-Tons | 15 | DEER:HVAC_Split-Package_HP | -208 | 0 | -80.6 | SWHC046-03 | 1964.6667 | 2021 | 679.11 | 2021 | 2138.2074 | -50.67 | SWHC046-03 | Com Central HVAC (Small) - Fuel Sub - Panel Upgrade - Marine ¦ SDG&E ¦ Marine | Com Central HVAC (Small) - Fuel Sub - Panel Upgrade - Marine | 0.041033 | 0.186 | 0 | CBSA 2014, adjusted to reflect new efficiencies | 200.9639 | 2032 | 1 | SWHC046-03
COM-HVAC-FS-PU-24.75 | Com ¦ Small Packaged Heat Pump (SEER 18) - Fuel Sub - Panel Upgrade - Marine ¦ SDG&E ¦ Marine | Com ¦ Small Packaged Heat Pump (SEER 18) - Fuel Sub - Panel Upgrade - Marine | SDG&E ¦ Marine | SDG&E | All | Electric & Gas | SEER18 Heat Pump, <65 kbtuh, NR | Efficient |  |  | 1 | Conventional | HVAC | Com - Health | Com | ROB Only | 1 | 1000 sqft2 of floor space | Cap-Tons | 15 | DEER:HVAC_Split-Package_HP | -439.1087 | 0 | -22.4855 | SWHC046-03 | 1964.6667 | 2021 | 679.11 | 2021 | 2138.2074 | -50.67 | SWHC046-03 | Com Central HVAC (Small) - Fuel Sub - Panel Upgrade - Marine ¦ SDG&E ¦ Marine | Com Central HVAC (Small) - Fuel Sub - Panel Upgrade - Marine | 0.031998 | 0.186 | 0 | CBSA 2014, adjusted to reflect new efficiencies | 92.246 | 2032 | 1 | SWHC046-03
COM-HVAC-FS-PU-24.76 | Com ¦ Small Packaged Heat Pump (SEER 18) - Fuel Sub - Panel Upgrade - Marine ¦ SDG&E ¦ Marine | Com ¦ Small Packaged Heat Pump (SEER 18) - Fuel Sub - Panel Upgrade - Marine | SDG&E ¦ Marine | SDG&E | All | Electric & Gas | SEER18 Heat Pump, <65 kbtuh, NR | Efficient |  |  | 1 | Conventional | HVAC | Com - Lodging | Com | ROB Only | 1 | 1000 sqft2 of floor space | Cap-Tons | 15 | DEER:HVAC_Split-Package_HP | -271.2338 | 0 | -41.9064 | SWHC046-03 | 1964.6667 | 2021 | 679.11 | 2021 | 2138.2074 | -50.67 | SWHC046-03 | Com Central HVAC (Small) - Fuel Sub - Panel Upgrade - Marine ¦ SDG&E ¦ Marine | Com Central HVAC (Small) - Fuel Sub - Panel Upgrade - Marine | 0.017903 | 0.186 | 0 | CBSA 2014, adjusted to reflect new efficiencies | 456.7347 | 2032 | 1 | SWHC046-03
COM-HVAC-FS-PU-24.77 | Com ¦ Small Packaged Heat Pump (SEER 18) - Fuel Sub - Panel Upgrade - Marine ¦ SDG&E ¦ Marine | Com ¦ Small Packaged Heat Pump (SEER 18) - Fuel Sub - Panel Upgrade - Marine | SDG&E ¦ Marine | SDG&E | All | Electric & Gas | SEER18 Heat Pump, <65 kbtuh, NR | Efficient |  |  | 1 | Conventional | HVAC | Com - Office (Large) | Com | ROB Only | 1 | 1000 sqft2 of floor space | Cap-Tons | 15 | DEER:HVAC_Split-Package_HP | -247 | 0 | -0.948 | SWHC046-03 | 1964.6667 | 2021 | 679.11 | 2021 | 2138.2074 | -50.67 | SWHC046-03 | Com Central HVAC (Small) - Fuel Sub - Panel Upgrade - Marine ¦ SDG&E ¦ Marine | Com Central HVAC (Small) - Fuel Sub - Panel Upgrade - Marine | 0.023374 | 0.186 | 0 | CBSA 2014, adjusted to reflect new efficiencies | 28.8217 | 2032 | 1 | SWHC046-03
COM-HVAC-FS-PU-24.78 | Com ¦ Small Packaged Heat Pump (SEER 18) - Fuel Sub - Panel Upgrade - Marine ¦ SDG&E ¦ Marine | Com ¦ Small Packaged Heat Pump (SEER 18) - Fuel Sub - Panel Upgrade - Marine | SDG&E ¦ Marine | SDG&E | All | Electric & Gas | SEER18 Heat Pump, <65 kbtuh, NR | Efficient |  |  | 1 | Conventional | HVAC | Com - Office (Small) | Com | ROB Only | 1 | 1000 sqft2 of floor space | Cap-Tons | 15 | DEER:HVAC_Split-Package_HP | -217 | 0 | -5.55 | SWHC046-03 | 1964.6667 | 2021 | 679.11 | 2021 | 2138.2074 | -50.67 | SWHC046-03 | Com Central HVAC (Small) - Fuel Sub - Panel Upgrade - Marine ¦ SDG&E ¦ Marine | Com Central HVAC (Small) - Fuel Sub - Panel Upgrade - Marine | 0.028381 | 0.186 | 0 | CBSA 2014, adjusted to reflect new efficiencies | 20.9362 | 2032 | 1 | SWHC046-03
COM-HVAC-FS-PU-24.79 | Com ¦ Small Packaged Heat Pump (SEER 18) - Fuel Sub - Panel Upgrade - Marine ¦ SDG&E ¦ Marine | Com ¦ Small Packaged Heat Pump (SEER 18) - Fuel Sub - Panel Upgrade - Marine | SDG&E ¦ Marine | SDG&E | All | Electric & Gas | SEER18 Heat Pump, <65 kbtuh, NR | Efficient |  |  | 1 | Conventional | HVAC | Com - Other | Com | ROB Only | 1 | 1000 sqft2 of floor space | Cap-Tons | 15 | DEER:HVAC_Split-Package_HP | -205 | 0 | -25 | SWHC046-03 | 1964.6667 | 2021 | 679.11 | 2021 | 2138.2074 | -50.67 | SWHC046-03 | Com Central HVAC (Small) - Fuel Sub - Panel Upgrade - Marine ¦ SDG&E ¦ Marine | Com Central HVAC (Small) - Fuel Sub - Panel Upgrade - Marine | 0.03826 | 0.186 | 0 | CBSA 2014, adjusted to reflect new efficiencies | 135.8872 | 2032 | 1 | SWHC046-03
COM-HVAC-FS-PU-24.80 | Com ¦ Small Packaged Heat Pump (SEER 18) - Fuel Sub - Panel Upgrade - Marine ¦ SDG&E ¦ Marine | Com ¦ Small Packaged Heat Pump (SEER 18) - Fuel Sub - Panel Upgrade - Marine | SDG&E ¦ Marine | SDG&E | All | Electric & Gas | SEER18 Heat Pump, <65 kbtuh, NR | Efficient |  |  | 1 | Conventional | HVAC | Com - Refrig. Warehouse | Com | ROB Only | 1 | 1000 sqft2 of floor space | Cap-Tons | 15 | DEER:HVAC_Split-Package_HP | 0 | 0 | 0 | SWHC046-03 | 0 | 2021 | 0 | 2021 | 2138.2074 | -50.67 | SWHC046-03 | Com Central HVAC (Small) - Fuel Sub - Panel Upgrade - Marine ¦ SDG&E ¦ Marine | Com Central HVAC (Small) - Fuel Sub - Panel Upgrade - Marine | 0 | 0.186 | 0 | CBSA 2014, adjusted to reflect new efficiencies | 0 | 2032 | 1 | SWHC046-03
COM-HVAC-FS-PU-24.81 | Com ¦ Small Packaged Heat Pump (SEER 18) - Fuel Sub - Panel Upgrade - Marine ¦ SDG&E ¦ Marine | Com ¦ Small Packaged Heat Pump (SEER 18) - Fuel Sub - Panel Upgrade - Marine | SDG&E ¦ Marine | SDG&E | All | Electric & Gas | SEER18 Heat Pump, <65 kbtuh, NR | Efficient |  |  | 1 | Conventional | HVAC | Com - Restaurant | Com | ROB Only | 1 | 1000 sqft2 of floor space | Cap-Tons | 15 | DEER:HVAC_Split-Package_HP | -261.2502 | 0 | -11.7207 | SWHC046-03 | 1964.6667 | 2021 | 679.11 | 2021 | 2138.2074 | -50.67 | SWHC046-03 | Com Central HVAC (Small) - Fuel Sub - Panel Upgrade - Marine ¦ SDG&E ¦ Marine | Com Central HVAC (Small) - Fuel Sub - Panel Upgrade - Marine | 0.041427 | 0.186 | 0 | CBSA 2014, adjusted to reflect new efficiencies | 13.4477 | 2032 | 1 | SWHC046-03
COM-HVAC-FS-PU-24.82 | Com ¦ Small Packaged Heat Pump (SEER 18) - Fuel Sub - Panel Upgrade - Marine ¦ SDG&E ¦ Marine | Com ¦ Small Packaged Heat Pump (SEER 18) - Fuel Sub - Panel Upgrade - Marine | SDG&E ¦ Marine | SDG&E | All | Electric & Gas | SEER18 Heat Pump, <65 kbtuh, NR | Efficient |  |  | 1 | Conventional | HVAC | Com - Retail | Com | ROB Only | 1 | 1000 sqft2 of floor space | Cap-Tons | 15 | DEER:HVAC_Split-Package_HP | -318.6752 | 0 | -11.8403 | SWHC046-03 | 1964.6667 | 2021 | 679.11 | 2021 | 2138.2074 | -50.67 | SWHC046-03 | Com Central HVAC (Small) - Fuel Sub - Panel Upgrade - Marine ¦ SDG&E ¦ Marine | Com Central HVAC (Small) - Fuel Sub - Panel Upgrade - Marine | 0.016794 | 0.186 | 0 | CBSA 2014, adjusted to reflect new efficiencies | 170.4605 | 2032 | 1 | SWHC046-03
COM-HVAC-FS-PU-24.83 | Com ¦ Small Packaged Heat Pump (SEER 18) - Fuel Sub - Panel Upgrade - Marine ¦ SDG&E ¦ Marine | Com ¦ Small Packaged Heat Pump (SEER 18) - Fuel Sub - Panel Upgrade - Marine | SDG&E ¦ Marine | SDG&E | All | Electric & Gas | SEER18 Heat Pump, <65 kbtuh, NR | Efficient |  |  | 1 | Conventional | HVAC | Com - School | Com | ROB Only | 1 | 1000 sqft2 of floor space | Cap-Tons | 15 | DEER:HVAC_Split-Package_HP | -112.5677 | 0 | -12.1639 | SWHC046-03 | 1964.6667 | 2021 | 679.11 | 2021 | 2138.2074 | -50.67 | SWHC046-03 | Com Central HVAC (Small) - Fuel Sub - Panel Upgrade - Marine ¦ SDG&E ¦ Marine | Com Central HVAC (Small) - Fuel Sub - Panel Upgrade - Marine | 0.028241 | 0.186 | 0 | CBSA 2014, adjusted to reflect new efficiencies | 46.3252 | 2032 | 1 | SWHC046-03
COM-HVAC-FS-PU-24.84 | Com ¦ Small Packaged Heat Pump (SEER 18) - Fuel Sub - Panel Upgrade - Marine ¦ SDG&E ¦ Marine | Com ¦ Small Packaged Heat Pump (SEER 18) - Fuel Sub - Panel Upgrade - Marine | SDG&E ¦ Marine | SDG&E | All | Electric & Gas | SEER18 Heat Pump, <65 kbtuh, NR | Efficient |  |  | 1 | Conventional | HVAC | Com - Warehouse | Com | ROB Only | 1 | 1000 sqft2 of floor space | Cap-Tons | 15 | DEER:HVAC_Split-Package_HP | -87.7 | 0 | -34.2 | SWHC046-03 | 1964.6667 | 2021 | 679.11 | 2021 | 2138.2074 | -50.67 | SWHC046-03 | Com Central HVAC (Small) - Fuel Sub - Panel Upgrade - Marine ¦ SDG&E ¦ Marine | Com Central HVAC (Small) - Fuel Sub - Panel Upgrade - Marine | 0.0051502 | 0.186 | 0 | CBSA 2014, adjusted to reflect new efficiencies | 170.455 | 2032 | 1 | SWHC046-03
COM-HVAC-FS-PU-24.85 | Com ¦ Small Packaged Heat Pump (SEER 18) - Fuel Sub - Panel Upgrade - Hot-Dry ¦ SDG&E ¦ Hot-Dry | Com ¦ Small Packaged Heat Pump (SEER 18) - Fuel Sub - Panel Upgrade - Hot-Dry | SDG&E ¦ Hot-Dry | SDG&E | All | Electric & Gas | SEER18 Heat Pump, <65 kbtuh, NR | Efficient |  |  | 1 | Conventional | HVAC | Com - College | Com | ROB Only | 1 | 1000 sqft2 of floor space | Cap-Tons | 15 | DEER:HVAC_Split-Package_HP | -203.0782 | 0 | -10.793 | SWHC046-03 | 1964.6667 | 2021 | 679.11 | 2021 | 2138.2074 | -50.67 | SWHC046-03 | Com Central HVAC (Small) - Fuel Sub - Panel Upgrade - Hot-Dry ¦ SDG&E ¦ Hot-Dry | Com Central HVAC (Small) - Fuel Sub - Panel Upgrade - Hot-Dry | 0.022234 | 0.186 | 0 | CBSA 2014, adjusted to reflect new efficiencies | 50.9344 | 2032 | 1 | SWHC046-03
COM-HVAC-FS-PU-24.86 | Com ¦ Small Packaged Heat Pump (SEER 18) - Fuel Sub - Panel Upgrade - Hot-Dry ¦ SDG&E ¦ Hot-Dry | Com ¦ Small Packaged Heat Pump (SEER 18) - Fuel Sub - Panel Upgrade - Hot-Dry | SDG&E ¦ Hot-Dry | SDG&E | All | Electric & Gas | SEER18 Heat Pump, <65 kbtuh, NR | Efficient |  |  | 1 | Conventional | HVAC | Com - Grocery | Com | ROB Only | 1 | 1000 sqft2 of floor space | Cap-Tons | 15 | DEER:HVAC_Split-Package_HP | -206 | 0 | -79.1 | SWHC046-03 | 1964.6667 | 2021 | 679.11 | 2021 | 2138.2074 | -50.67 | SWHC046-03 | Com Central HVAC (Small) - Fuel Sub - Panel Upgrade - Hot-Dry ¦ SDG&E ¦ Hot-Dry | Com Central HVAC (Small) - Fuel Sub - Panel Upgrade - Hot-Dry | 0.041033 | 0.186 | 0 | CBSA 2014, adjusted to reflect new efficiencies | 197.3292 | 2032 | 1 | SWHC046-03
COM-HVAC-FS-PU-24.87 | Com ¦ Small Packaged Heat Pump (SEER 18) - Fuel Sub - Panel Upgrade - Hot-Dry ¦ SDG&E ¦ Hot-Dry | Com ¦ Small Packaged Heat Pump (SEER 18) - Fuel Sub - Panel Upgrade - Hot-Dry | SDG&E ¦ Hot-Dry | SDG&E | All | Electric & Gas | SEER18 Heat Pump, <65 kbtuh, NR | Efficient |  |  | 1 | Conventional | HVAC | Com - Health | Com | ROB Only | 1 | 1000 sqft2 of floor space | Cap-Tons | 15 | DEER:HVAC_Split-Package_HP | -415.1878 | 0 | -17.1467 | SWHC046-03 | 1964.6667 | 2021 | 679.11 | 2021 | 2138.2074 | -50.67 | SWHC046-03 | Com Central HVAC (Small) - Fuel Sub - Panel Upgrade - Hot-Dry ¦ SDG&E ¦ Hot-Dry | Com Central HVAC (Small) - Fuel Sub - Panel Upgrade - Hot-Dry | 0.031998 | 0.186 | 0 | CBSA 2014, adjusted to reflect new efficiencies | 75.6007 | 2032 | 1 | SWHC046-03
COM-HVAC-FS-PU-24.88 | Com ¦ Small Packaged Heat Pump (SEER 18) - Fuel Sub - Panel Upgrade - Hot-Dry ¦ SDG&E ¦ Hot-Dry | Com ¦ Small Packaged Heat Pump (SEER 18) - Fuel Sub - Panel Upgrade - Hot-Dry | SDG&E ¦ Hot-Dry | SDG&E | All | Electric & Gas | SEER18 Heat Pump, <65 kbtuh, NR | Efficient |  |  | 1 | Conventional | HVAC | Com - Lodging | Com | ROB Only | 1 | 1000 sqft2 of floor space | Cap-Tons | 15 | DEER:HVAC_Split-Package_HP | -275.3034 | 0 | -33.7874 | SWHC046-03 | 1964.6667 | 2021 | 679.11 | 2021 | 2138.2074 | -50.67 | SWHC046-03 | Com Central HVAC (Small) - Fuel Sub - Panel Upgrade - Hot-Dry ¦ SDG&E ¦ Hot-Dry | Com Central HVAC (Small) - Fuel Sub - Panel Upgrade - Hot-Dry | 0.017903 | 0.186 | 0 | CBSA 2014, adjusted to reflect new efficiencies | 377.1747 | 2032 | 1 | SWHC046-03
COM-HVAC-FS-PU-24.89 | Com ¦ Small Packaged Heat Pump (SEER 18) - Fuel Sub - Panel Upgrade - Hot-Dry ¦ SDG&E ¦ Hot-Dry | Com ¦ Small Packaged Heat Pump (SEER 18) - Fuel Sub - Panel Upgrade - Hot-Dry | SDG&E ¦ Hot-Dry | SDG&E | All | Electric & Gas | SEER18 Heat Pump, <65 kbtuh, NR | Efficient |  |  | 1 | Conventional | HVAC | Com - Office (Large) | Com | ROB Only | 1 | 1000 sqft2 of floor space | Cap-Tons | 15 | DEER:HVAC_Split-Package_HP | -219 | 0 | -0.58 | SWHC046-03 | 1964.6667 | 2021 | 679.11 | 2021 | 2138.2074 | -50.67 | SWHC046-03 | Com Central HVAC (Small) - Fuel Sub - Panel Upgrade - Hot-Dry ¦ SDG&E ¦ Hot-Dry | Com Central HVAC (Small) - Fuel Sub - Panel Upgrade - Hot-Dry | 0.023374 | 0.186 | 0 | CBSA 2014, adjusted to reflect new efficiencies | 24.3845 | 2032 | 1 | SWHC046-03
COM-HVAC-FS-PU-24.90 | Com ¦ Small Packaged Heat Pump (SEER 18) - Fuel Sub - Panel Upgrade - Hot-Dry ¦ SDG&E ¦ Hot-Dry | Com ¦ Small Packaged Heat Pump (SEER 18) - Fuel Sub - Panel Upgrade - Hot-Dry | SDG&E ¦ Hot-Dry | SDG&E | All | Electric & Gas | SEER18 Heat Pump, <65 kbtuh, NR | Efficient |  |  | 1 | Conventional | HVAC | Com - Office (Small) | Com | ROB Only | 1 | 1000 sqft2 of floor space | Cap-Tons | 15 | DEER:HVAC_Split-Package_HP | -199 | 0 | -4.44 | SWHC046-03 | 1964.6667 | 2021 | 679.11 | 2021 | 2138.2074 | -50.67 | SWHC046-03 | Com Central HVAC (Small) - Fuel Sub - Panel Upgrade - Hot-Dry ¦ SDG&E ¦ Hot-Dry | Com Central HVAC (Small) - Fuel Sub - Panel Upgrade - Hot-Dry | 0.028381 | 0.186 | 0 | CBSA 2014, adjusted to reflect new efficiencies | 17.9135 | 2032 | 1 | SWHC046-03
COM-HVAC-FS-PU-24.91 | Com ¦ Small Packaged Heat Pump (SEER 18) - Fuel Sub - Panel Upgrade - Hot-Dry ¦ SDG&E ¦ Hot-Dry | Com ¦ Small Packaged Heat Pump (SEER 18) - Fuel Sub - Panel Upgrade - Hot-Dry | SDG&E ¦ Hot-Dry | SDG&E | All | Electric & Gas | SEER18 Heat Pump, <65 kbtuh, NR | Efficient |  |  | 1 | Conventional | HVAC | Com - Other | Com | ROB Only | 1 | 1000 sqft2 of floor space | Cap-Tons | 15 | DEER:HVAC_Split-Package_HP | -186 | 0 | -21.8 | SWHC046-03 | 1964.6667 | 2021 | 679.11 | 2021 | 2138.2074 | -50.67 | SWHC046-03 | Com Central HVAC (Small) - Fuel Sub - Panel Upgrade - Hot-Dry ¦ SDG&E ¦ Hot-Dry | Com Central HVAC (Small) - Fuel Sub - Panel Upgrade - Hot-Dry | 0.03826 | 0.186 | 0 | CBSA 2014, adjusted to reflect new efficiencies | 119.2931 | 2032 | 1 | SWHC046-03
COM-HVAC-FS-PU-24.92 | Com ¦ Small Packaged Heat Pump (SEER 18) - Fuel Sub - Panel Upgrade - Hot-Dry ¦ SDG&E ¦ Hot-Dry | Com ¦ Small Packaged Heat Pump (SEER 18) - Fuel Sub - Panel Upgrade - Hot-Dry | SDG&E ¦ Hot-Dry | SDG&E | All | Electric & Gas | SEER18 Heat Pump, <65 kbtuh, NR | Efficient |  |  | 1 | Conventional | HVAC | Com - Refrig. Warehouse | Com | ROB Only | 1 | 1000 sqft2 of floor space | Cap-Tons | 15 | DEER:HVAC_Split-Package_HP | 0 | 0 | 0 | SWHC046-03 | 0 | 2021 | 0 | 2021 | 2138.2074 | -50.67 | SWHC046-03 | Com Central HVAC (Small) - Fuel Sub - Panel Upgrade - Hot-Dry ¦ SDG&E ¦ Hot-Dry | Com Central HVAC (Small) - Fuel Sub - Panel Upgrade - Hot-Dry | 0 | 0.186 | 0 | CBSA 2014, adjusted to reflect new efficiencies | 0 | 2032 | 1 | SWHC046-03
COM-HVAC-FS-PU-24.93 | Com ¦ Small Packaged Heat Pump (SEER 18) - Fuel Sub - Panel Upgrade - Hot-Dry ¦ SDG&E ¦ Hot-Dry | Com ¦ Small Packaged Heat Pump (SEER 18) - Fuel Sub - Panel Upgrade - Hot-Dry | SDG&E ¦ Hot-Dry | SDG&E | All | Electric & Gas | SEER18 Heat Pump, <65 kbtuh, NR | Efficient |  |  | 1 | Conventional | HVAC | Com - Restaurant | Com | ROB Only | 1 | 1000 sqft2 of floor space | Cap-Tons | 15 | DEER:HVAC_Split-Package_HP | -233.7513 | 0 | -8.0956 | SWHC046-03 | 1964.6667 | 2021 | 679.11 | 2021 | 2138.2074 | -50.67 | SWHC046-03 | Com Central HVAC (Small) - Fuel Sub - Panel Upgrade - Hot-Dry ¦ SDG&E ¦ Hot-Dry | Com Central HVAC (Small) - Fuel Sub - Panel Upgrade - Hot-Dry | 0.041427 | 0.186 | 0 | CBSA 2014, adjusted to reflect new efficiencies | 10.2357 | 2032 | 1 | SWHC046-03
COM-HVAC-FS-PU-24.94 | Com ¦ Small Packaged Heat Pump (SEER 18) - Fuel Sub - Panel Upgrade - Hot-Dry ¦ SDG&E ¦ Hot-Dry | Com ¦ Small Packaged Heat Pump (SEER 18) - Fuel Sub - Panel Upgrade - Hot-Dry | SDG&E ¦ Hot-Dry | SDG&E | All | Electric & Gas | SEER18 Heat Pump, <65 kbtuh, NR | Efficient |  |  | 1 | Conventional | HVAC | Com - Retail | Com | ROB Only | 1 | 1000 sqft2 of floor space | Cap-Tons | 15 | DEER:HVAC_Split-Package_HP | -282.8757 | 0 | -9.8185 | SWHC046-03 | 1964.6667 | 2021 | 679.11 | 2021 | 2138.2074 | -50.67 | SWHC046-03 | Com Central HVAC (Small) - Fuel Sub - Panel Upgrade - Hot-Dry ¦ SDG&E ¦ Hot-Dry | Com Central HVAC (Small) - Fuel Sub - Panel Upgrade - Hot-Dry | 0.016794 | 0.186 | 0 | CBSA 2014, adjusted to reflect new efficiencies | 147.8935 | 2032 | 1 | SWHC046-03
COM-HVAC-FS-PU-24.95 | Com ¦ Small Packaged Heat Pump (SEER 18) - Fuel Sub - Panel Upgrade - Hot-Dry ¦ SDG&E ¦ Hot-Dry | Com ¦ Small Packaged Heat Pump (SEER 18) - Fuel Sub - Panel Upgrade - Hot-Dry | SDG&E ¦ Hot-Dry | SDG&E | All | Electric & Gas | SEER18 Heat Pump, <65 kbtuh, NR | Efficient |  |  | 1 | Conventional | HVAC | Com - School | Com | ROB Only | 1 | 1000 sqft2 of floor space | Cap-Tons | 15 | DEER:HVAC_Split-Package_HP | -99.5748 | 0 | -10.9429 | SWHC046-03 | 1964.6667 | 2021 | 679.11 | 2021 | 2138.2074 | -50.67 | SWHC046-03 | Com Central HVAC (Small) - Fuel Sub - Panel Upgrade - Hot-Dry ¦ SDG&E ¦ Hot-Dry | Com Central HVAC (Small) - Fuel Sub - Panel Upgrade - Hot-Dry | 0.028241 | 0.186 | 0 | CBSA 2014, adjusted to reflect new efficiencies | 41.3962 | 2032 | 1 | SWHC046-03
COM-HVAC-FS-PU-24.96 | Com ¦ Small Packaged Heat Pump (SEER 18) - Fuel Sub - Panel Upgrade - Hot-Dry ¦ SDG&E ¦ Hot-Dry | Com ¦ Small Packaged Heat Pump (SEER 18) - Fuel Sub - Panel Upgrade - Hot-Dry | SDG&E ¦ Hot-Dry | SDG&E | All | Electric & Gas | SEER18 Heat Pump, <65 kbtuh, NR | Efficient |  |  | 1 | Conventional | HVAC | Com - Warehouse | Com | ROB Only | 1 | 1000 sqft2 of floor space | Cap-Tons | 15 | DEER:HVAC_Split-Package_HP | -95.5 | 0 | -31.9 | SWHC046-03 | 1964.6667 | 2021 | 679.11 | 2021 | 2138.2074 | -50.67 | SWHC046-03 | Com Central HVAC (Small) - Fuel Sub - Panel Upgrade - Hot-Dry ¦ SDG&E ¦ Hot-Dry | Com Central HVAC (Small) - Fuel Sub - Panel Upgrade - Hot-Dry | 0.0051502 | 0.186 | 0 | CBSA 2014, adjusted to reflect new efficiencies | 163.0973 | 2032 | 1 | SWHC046-03
COM-HVAC-10.1 | Com ¦ Small Unitary Heat Pump (SEER 14) - Marine ¦ PG&E ¦ Marine | Com ¦ Small Unitary Heat Pump (SEER 14) - Marine | PG&E ¦ Marine | PG&E | All | Electric | Small Unitary Heat Pump (SEER 14) | Average Existing and Code |  |  | 0 | Conventional | HVAC | Com - College | Com | ROB and NEW | 0 | 1000 sqft2 of floor space | Cap-Tons | 15 | DEER:HVAC_Split-Package_AC | 0 | 0 | 0 | eTRM SWHC014-04 | 1050 | 2021 | 1000 | 2021 | 0 | 0 | SWHC014-04 | Com Unitary Heat Pump (Small) - Marine ¦ PG&E ¦ Marine | Com Unitary Heat Pump (Small) - Marine | 0.13195 | 1 | 0.78067 | CBSA 2014 | 0 | 2012 | 0.5 | SWHC014-04
COM-HVAC-10.2 | Com ¦ Small Unitary Heat Pump (SEER 14) - Marine ¦ PG&E ¦ Marine | Com ¦ Small Unitary Heat Pump (SEER 14) - Marine | PG&E ¦ Marine | PG&E | All | Electric | Small Unitary Heat Pump (SEER 14) | Average Existing and Code |  |  | 0 | Conventional | HVAC | Com - Grocery | Com | ROB and NEW | 0 | 1000 sqft2 of floor space | Cap-Tons | 15 | DEER:HVAC_Split-Package_AC | 0 | 0 | 0 | eTRM SWHC014-04 | 1050 | 2021 | 1000 | 2021 | 0 | 0 | SWHC014-04 | Com Unitary Heat Pump (Small) - Marine ¦ PG&E ¦ Marine | Com Unitary Heat Pump (Small) - Marine | 0 | 1 | 0 | CBSA 2014 | 0 | 2012 | 0.5 | SWHC014-04
COM-HVAC-10.3 | Com ¦ Small Unitary Heat Pump (SEER 14) - Marine ¦ PG&E ¦ Marine | Com ¦ Small Unitary Heat Pump (SEER 14) - Marine | PG&E ¦ Marine | PG&E | All | Electric | Small Unitary Heat Pump (SEER 14) | Average Existing and Code |  |  | 0 | Conventional | HVAC | Com - Health | Com | ROB and NEW | 0 | 1000 sqft2 of floor space | Cap-Tons | 15 | DEER:HVAC_Split-Package_AC | 0 | 0 | 0 | eTRM SWHC014-04 | 1050 | 2021 | 1000 | 2021 | 0 | 0 | SWHC014-04 | Com Unitary Heat Pump (Small) - Marine ¦ PG&E ¦ Marine | Com Unitary Heat Pump (Small) - Marine | 0.19485 | 1 | 0.78067 | CBSA 2014 | 0 | 2012 | 0.5 | SWHC014-04
COM-HVAC-10.4 | Com ¦ Small Unitary Heat Pump (SEER 14) - Marine ¦ PG&E ¦ Marine | Com ¦ Small Unitary Heat Pump (SEER 14) - Marine | PG&E ¦ Marine | PG&E | All | Electric | Small Unitary Heat Pump (SEER 14) | Average Existing and Code |  |  | 0 | Conventional | HVAC | Com - Lodging | Com | ROB and NEW | 0 | 1000 sqft2 of floor space | Cap-Tons | 15 | DEER:HVAC_Split-Package_AC | 0 | 0 | 0 | eTRM SWHC014-04 | 1050 | 2021 | 1000 | 2021 | 0 | 0 | SWHC014-04 | Com Unitary Heat Pump (Small) - Marine ¦ PG&E ¦ Marine | Com Unitary Heat Pump (Small) - Marine | 0.10386 | 1 | 0.78067 | CBSA 2014 | 0 | 2012 | 0.5 | SWHC014-04
COM-HVAC-10.5 | Com ¦ Small Unitary Heat Pump (SEER 14) - Marine ¦ PG&E ¦ Marine | Com ¦ Small Unitary Heat Pump (SEER 14) - Marine | PG&E ¦ Marine | PG&E | All | Electric | Small Unitary Heat Pump (SEER 14) | Average Existing and Code |  |  | 0 | Conventional | HVAC | Com - Office (Large) | Com | ROB and NEW | 0 | 1000 sqft2 of floor space | Cap-Tons | 15 | DEER:HVAC_Split-Package_AC | 0 | 0 | 0 | eTRM SWHC014-04 | 1050 | 2021 | 1000 | 2021 | 0 | 0 | SWHC014-04 | Com Unitary Heat Pump (Small) - Marine ¦ PG&E ¦ Marine | Com Unitary Heat Pump (Small) - Marine | 0.13836 | 1 | 0.78067 | CBSA 2014 | 0 | 2012 | 0.5 | SWHC014-04
COM-HVAC-10.6 | Com ¦ Small Unitary Heat Pump (SEER 14) - Marine ¦ PG&E ¦ Marine | Com ¦ Small Unitary Heat Pump (SEER 14) - Marine | PG&E ¦ Marine | PG&E | All | Electric | Small Unitary Heat Pump (SEER 14) | Average Existing and Code |  |  | 0 | Conventional | HVAC | Com - Office (Small) | Com | ROB and NEW | 0 | 1000 sqft2 of floor space | Cap-Tons | 15 | DEER:HVAC_Split-Package_AC | 0 | 0 | 0 | eTRM SWHC014-04 | 1050 | 2021 | 1000 | 2021 | 0 | 0 | SWHC014-04 | Com Unitary Heat Pump (Small) - Marine ¦ PG&E ¦ Marine | Com Unitary Heat Pump (Small) - Marine | 0.16182 | 1 | 0.78067 | CBSA 2014 | 0 | 2012 | 0.5 | SWHC014-04
COM-HVAC-10.7 | Com ¦ Small Unitary Heat Pump (SEER 14) - Marine ¦ PG&E ¦ Marine | Com ¦ Small Unitary Heat Pump (SEER 14) - Marine | PG&E ¦ Marine | PG&E | All | Electric | Small Unitary Heat Pump (SEER 14) | Average Existing and Code |  |  | 0 | Conventional | HVAC | Com - Other | Com | ROB and NEW | 0 | 1000 sqft2 of floor space | Cap-Tons | 15 | DEER:HVAC_Split-Package_AC | 0 | 0 | 0 | eTRM SWHC014-04 | 1050 | 2021 | 1000 | 2021 | 0 | 0 | SWHC014-04 | Com Unitary Heat Pump (Small) - Marine ¦ PG&E ¦ Marine | Com Unitary Heat Pump (Small) - Marine | 0.076368 | 1 | 0.78067 | CBSA 2014 | 0 | 2012 | 0.5 | SWHC014-04
COM-HVAC-10.8 | Com ¦ Small Unitary Heat Pump (SEER 14) - Marine ¦ PG&E ¦ Marine | Com ¦ Small Unitary Heat Pump (SEER 14) - Marine | PG&E ¦ Marine | PG&E | All | Electric | Small Unitary Heat Pump (SEER 14) | Average Existing and Code |  |  | 0 | Conventional | HVAC | Com - Refrig. Warehouse | Com | ROB and NEW | 0 | 1000 sqft2 of floor space | Cap-Tons | 15 | DEER:HVAC_Split-Package_AC | 0 | 0 | 0 | eTRM SWHC014-04 | 1050 | 2021 | 1000 | 2021 | 0 | 0 | SWHC014-04 | Com Unitary Heat Pump (Small) - Marine ¦ PG&E ¦ Marine | Com Unitary Heat Pump (Small) - Marine | 0 | 1 | 0 | CBSA 2014 | 0 | 2012 | 0.5 | SWHC014-04
COM-HVAC-10.9 | Com ¦ Small Unitary Heat Pump (SEER 14) - Marine ¦ PG&E ¦ Marine | Com ¦ Small Unitary Heat Pump (SEER 14) - Marine | PG&E ¦ Marine | PG&E | All | Electric | Small Unitary Heat Pump (SEER 14) | Average Existing and Code |  |  | 0 | Conventional | HVAC | Com - Restaurant | Com | ROB and NEW | 0 | 1000 sqft2 of floor space | Cap-Tons | 15 | DEER:HVAC_Split-Package_AC | 0 | 0 | 0 | eTRM SWHC014-04 | 1050 | 2021 | 1000 | 2021 | 0 | 0 | SWHC014-04 | Com Unitary Heat Pump (Small) - Marine ¦ PG&E ¦ Marine | Com Unitary Heat Pump (Small) - Marine | 0.23382 | 1 | 0.78067 | CBSA 2014 | 0 | 2012 | 0.5 | SWHC014-04
COM-HVAC-10.10 | Com ¦ Small Unitary Heat Pump (SEER 14) - Marine ¦ PG&E ¦ Marine | Com ¦ Small Unitary Heat Pump (SEER 14) - Marine | PG&E ¦ Marine | PG&E | All | Electric | Small Unitary Heat Pump (SEER 14) | Average Existing and Code |  |  | 0 | Conventional | HVAC | Com - Retail | Com | ROB and NEW | 0 | 1000 sqft2 of floor space | Cap-Tons | 15 | DEER:HVAC_Split-Package_AC | 0 | 0 | 0 | eTRM SWHC014-04 | 1050 | 2021 | 1000 | 2021 | 0 | 0 | SWHC014-04 | Com Unitary Heat Pump (Small) - Marine ¦ PG&E ¦ Marine | Com Unitary Heat Pump (Small) - Marine | 0.097448 | 1 | 0.78067 | CBSA 2014 | 0 | 2012 | 0.5 | SWHC014-04
COM-HVAC-10.11 | Com ¦ Small Unitary Heat Pump (SEER 14) - Marine ¦ PG&E ¦ Marine | Com ¦ Small Unitary Heat Pump (SEER 14) - Marine | PG&E ¦ Marine | PG&E | All | Electric | Small Unitary Heat Pump (SEER 14) | Average Existing and Code |  |  | 0 | Conventional | HVAC | Com - School | Com | ROB and NEW | 0 | 1000 sqft2 of floor space | Cap-Tons | 15 | DEER:HVAC_Split-Package_AC | 0 | 0 | 0 | eTRM SWHC014-04 | 1050 | 2021 | 1000 | 2021 | 0 | 0 | SWHC014-04 | Com Unitary Heat Pump (Small) - Marine ¦ PG&E ¦ Marine | Com Unitary Heat Pump (Small) - Marine | 0.14798 | 1 | 0.78067 | CBSA 2014 | 0 | 2012 | 0.5 | SWHC014-04
COM-HVAC-10.12 | Com ¦ Small Unitary Heat Pump (SEER 14) - Marine ¦ PG&E ¦ Marine | Com ¦ Small Unitary Heat Pump (SEER 14) - Marine | PG&E ¦ Marine | PG&E | All | Electric | Small Unitary Heat Pump (SEER 14) | Average Existing and Code |  |  | 0 | Conventional | HVAC | Com - Warehouse | Com | ROB and NEW | 0 | 1000 sqft2 of floor space | Cap-Tons | 15 | DEER:HVAC_Split-Package_AC | 0 | 0 | 0 | eTRM SWHC014-04 | 1050 | 2021 | 1000 | 2021 | 0 | 0 | SWHC014-04 | Com Unitary Heat Pump (Small) - Marine ¦ PG&E ¦ Marine | Com Unitary Heat Pump (Small) - Marine | 0.030327 | 1 | 0.78067 | CBSA 2014 | 0 | 2012 | 0.5 | SWHC014-04
COM-HVAC-10.13 | Com ¦ Small Unitary Heat Pump (SEER 14) - Hot-Dry ¦ PG&E ¦ Hot-Dry | Com ¦ Small Unitary Heat Pump (SEER 14) - Hot-Dry | PG&E ¦ Hot-Dry | PG&E | All | Electric | Small Unitary Heat Pump (SEER 14) | Average Existing and Code |  |  | 0 | Conventional | HVAC | Com - College | Com | ROB and NEW | 0 | 1000 sqft2 of floor space | Cap-Tons | 15 | DEER:HVAC_Split-Package_AC | 0 | 0 | 0 | eTRM SWHC014-04 | 1050 | 2021 | 1000 | 2021 | 0 | 0 | SWHC014-04 | Com Unitary Heat Pump (Small) - Hot-Dry ¦ PG&E ¦ Hot-Dry | Com Unitary Heat Pump (Small) - Hot-Dry | 0.13195 | 1 | 0.78067 | CBSA 2014 | 0 | 2012 | 0.5 | SWHC014-04
COM-HVAC-10.14 | Com ¦ Small Unitary Heat Pump (SEER 14) - Hot-Dry ¦ PG&E ¦ Hot-Dry | Com ¦ Small Unitary Heat Pump (SEER 14) - Hot-Dry | PG&E ¦ Hot-Dry | PG&E | All | Electric | Small Unitary Heat Pump (SEER 14) | Average Existing and Code |  |  | 0 | Conventional | HVAC | Com - Grocery | Com | ROB and NEW | 0 | 1000 sqft2 of floor space | Cap-Tons | 15 | DEER:HVAC_Split-Package_AC | 0 | 0 | 0 | eTRM SWHC014-04 | 1050 | 2021 | 1000 | 2021 | 0 | 0 | SWHC014-04 | Com Unitary Heat Pump (Small) - Hot-Dry ¦ PG&E ¦ Hot-Dry | Com Unitary Heat Pump (Small) - Hot-Dry | 0 | 1 | 0 | CBSA 2014 | 0 | 2012 | 0.5 | SWHC014-04
COM-HVAC-10.15 | Com ¦ Small Unitary Heat Pump (SEER 14) - Hot-Dry ¦ PG&E ¦ Hot-Dry | Com ¦ Small Unitary Heat Pump (SEER 14) - Hot-Dry | PG&E ¦ Hot-Dry | PG&E | All | Electric | Small Unitary Heat Pump (SEER 14) | Average Existing and Code |  |  | 0 | Conventional | HVAC | Com - Health | Com | ROB and NEW | 0 | 1000 sqft2 of floor space | Cap-Tons | 15 | DEER:HVAC_Split-Package_AC | 0 | 0 | 0 | eTRM SWHC014-04 | 1050 | 2021 | 1000 | 2021 | 0 | 0 | SWHC014-04 | Com Unitary Heat Pump (Small) - Hot-Dry ¦ PG&E ¦ Hot-Dry | Com Unitary Heat Pump (Small) - Hot-Dry | 0.19485 | 1 | 0.78067 | CBSA 2014 | 0 | 2012 | 0.5 | SWHC014-04
COM-HVAC-10.16 | Com ¦ Small Unitary Heat Pump (SEER 14) - Hot-Dry ¦ PG&E ¦ Hot-Dry | Com ¦ Small Unitary Heat Pump (SEER 14) - Hot-Dry | PG&E ¦ Hot-Dry | PG&E | All | Electric | Small Unitary Heat Pump (SEER 14) | Average Existing and Code |  |  | 0 | Conventional | HVAC | Com - Lodging | Com | ROB and NEW | 0 | 1000 sqft2 of floor space | Cap-Tons | 15 | DEER:HVAC_Split-Package_AC | 0 | 0 | 0 | eTRM SWHC014-04 | 1050 | 2021 | 1000 | 2021 | 0 | 0 | SWHC014-04 | Com Unitary Heat Pump (Small) - Hot-Dry ¦ PG&E ¦ Hot-Dry | Com Unitary Heat Pump (Small) - Hot-Dry | 0.10386 | 1 | 0.78067 | CBSA 2014 | 0 | 2012 | 0.5 | SWHC014-04
COM-HVAC-10.17 | Com ¦ Small Unitary Heat Pump (SEER 14) - Hot-Dry ¦ PG&E ¦ Hot-Dry | Com ¦ Small Unitary Heat Pump (SEER 14) - Hot-Dry | PG&E ¦ Hot-Dry | PG&E | All | Electric | Small Unitary Heat Pump (SEER 14) | Average Existing and Code |  |  | 0 | Conventional | HVAC | Com - Office (Large) | Com | ROB and NEW | 0 | 1000 sqft2 of floor space | Cap-Tons | 15 | DEER:HVAC_Split-Package_AC | 0 | 0 | 0 | eTRM SWHC014-04 | 1050 | 2021 | 1000 | 2021 | 0 | 0 | SWHC014-04 | Com Unitary Heat Pump (Small) - Hot-Dry ¦ PG&E ¦ Hot-Dry | Com Unitary Heat Pump (Small) - Hot-Dry | 0.13836 | 1 | 0.78067 | CBSA 2014 | 0 | 2012 | 0.5 | SWHC014-04
COM-HVAC-10.18 | Com ¦ Small Unitary Heat Pump (SEER 14) - Hot-Dry ¦ PG&E ¦ Hot-Dry | Com ¦ Small Unitary Heat Pump (SEER 14) - Hot-Dry | PG&E ¦ Hot-Dry | PG&E | All | Electric | Small Unitary Heat Pump (SEER 14) | Average Existing and Code |  |  | 0 | Conventional | HVAC | Com - Office (Small) | Com | ROB and NEW | 0 | 1000 sqft2 of floor space | Cap-Tons | 15 | DEER:HVAC_Split-Package_AC | 0 | 0 | 0 | eTRM SWHC014-04 | 1050 | 2021 | 1000 | 2021 | 0 | 0 | SWHC014-04 | Com Unitary Heat Pump (Small) - Hot-Dry ¦ PG&E ¦ Hot-Dry | Com Unitary Heat Pump (Small) - Hot-Dry | 0.16182 | 1 | 0.78067 | CBSA 2014 | 0 | 2012 | 0.5 | SWHC014-04
COM-HVAC-10.19 | Com ¦ Small Unitary Heat Pump (SEER 14) - Hot-Dry ¦ PG&E ¦ Hot-Dry | Com ¦ Small Unitary Heat Pump (SEER 14) - Hot-Dry | PG&E ¦ Hot-Dry | PG&E | All | Electric | Small Unitary Heat Pump (SEER 14) | Average Existing and Code |  |  | 0 | Conventional | HVAC | Com - Other | Com | ROB and NEW | 0 | 1000 sqft2 of floor space | Cap-Tons | 15 | DEER:HVAC_Split-Package_AC | 0 | 0 | 0 | eTRM SWHC014-04 | 1050 | 2021 | 1000 | 2021 | 0 | 0 | SWHC014-04 | Com Unitary Heat Pump (Small) - Hot-Dry ¦ PG&E ¦ Hot-Dry | Com Unitary Heat Pump (Small) - Hot-Dry | 0.076368 | 1 | 0.78067 | CBSA 2014 | 0 | 2012 | 0.5 | SWHC014-04
COM-HVAC-10.20 | Com ¦ Small Unitary Heat Pump (SEER 14) - Hot-Dry ¦ PG&E ¦ Hot-Dry | Com ¦ Small Unitary Heat Pump (SEER 14) - Hot-Dry | PG&E ¦ Hot-Dry | PG&E | All | Electric | Small Unitary Heat Pump (SEER 14) | Average Existing and Code |  |  | 0 | Conventional | HVAC | Com - Refrig. Warehouse | Com | ROB and NEW | 0 | 1000 sqft2 of floor space | Cap-Tons | 15 | DEER:HVAC_Split-Package_AC | 0 | 0 | 0 | eTRM SWHC014-04 | 1050 | 2021 | 1000 | 2021 | 0 | 0 | SWHC014-04 | Com Unitary Heat Pump (Small) - Hot-Dry ¦ PG&E ¦ Hot-Dry | Com Unitary Heat Pump (Small) - Hot-Dry | 0 | 1 | 0 | CBSA 2014 | 0 | 2012 | 0.5 | SWHC014-04
COM-HVAC-10.21 | Com ¦ Small Unitary Heat Pump (SEER 14) - Hot-Dry ¦ PG&E ¦ Hot-Dry | Com ¦ Small Unitary Heat Pump (SEER 14) - Hot-Dry | PG&E ¦ Hot-Dry | PG&E | All | Electric | Small Unitary Heat Pump (SEER 14) | Average Existing and Code |  |  | 0 | Conventional | HVAC | Com - Restaurant | Com | ROB and NEW | 0 | 1000 sqft2 of floor space | Cap-Tons | 15 | DEER:HVAC_Split-Package_AC | 0 | 0 | 0 | eTRM SWHC014-04 | 1050 | 2021 | 1000 | 2021 | 0 | 0 | SWHC014-04 | Com Unitary Heat Pump (Small) - Hot-Dry ¦ PG&E ¦ Hot-Dry | Com Unitary Heat Pump (Small) - Hot-Dry | 0.23382 | 1 | 0.78067 | CBSA 2014 | 0 | 2012 | 0.5 | SWHC014-04
COM-HVAC-10.22 | Com ¦ Small Unitary Heat Pump (SEER 14) - Hot-Dry ¦ PG&E ¦ Hot-Dry | Com ¦ Small Unitary Heat Pump (SEER 14) - Hot-Dry | PG&E ¦ Hot-Dry | PG&E | All | Electric | Small Unitary Heat Pump (SEER 14) | Average Existing and Code |  |  | 0 | Conventional | HVAC | Com - Retail | Com | ROB and NEW | 0 | 1000 sqft2 of floor space | Cap-Tons | 15 | DEER:HVAC_Split-Package_AC | 0 | 0 | 0 | eTRM SWHC014-04 | 1050 | 2021 | 1000 | 2021 | 0 | 0 | SWHC014-04 | Com Unitary Heat Pump (Small) - Hot-Dry ¦ PG&E ¦ Hot-Dry | Com Unitary Heat Pump (Small) - Hot-Dry | 0.097448 | 1 | 0.78067 | CBSA 2014 | 0 | 2012 | 0.5 | SWHC014-04
COM-HVAC-10.23 | Com ¦ Small Unitary Heat Pump (SEER 14) - Hot-Dry ¦ PG&E ¦ Hot-Dry | Com ¦ Small Unitary Heat Pump (SEER 14) - Hot-Dry | PG&E ¦ Hot-Dry | PG&E | All | Electric | Small Unitary Heat Pump (SEER 14) | Average Existing and Code |  |  | 0 | Conventional | HVAC | Com - School | Com | ROB and NEW | 0 | 1000 sqft2 of floor space | Cap-Tons | 15 | DEER:HVAC_Split-Package_AC | 0 | 0 | 0 | eTRM SWHC014-04 | 1050 | 2021 | 1000 | 2021 | 0 | 0 | SWHC014-04 | Com Unitary Heat Pump (Small) - Hot-Dry ¦ PG&E ¦ Hot-Dry | Com Unitary Heat Pump (Small) - Hot-Dry | 0.14798 | 1 | 0.78067 | CBSA 2014 | 0 | 2012 | 0.5 | SWHC014-04
COM-HVAC-10.24 | Com ¦ Small Unitary Heat Pump (SEER 14) - Hot-Dry ¦ PG&E ¦ Hot-Dry | Com ¦ Small Unitary Heat Pump (SEER 14) - Hot-Dry | PG&E ¦ Hot-Dry | PG&E | All | Electric | Small Unitary Heat Pump (SEER 14) | Average Existing and Code |  |  | 0 | Conventional | HVAC | Com - Warehouse | Com | ROB and NEW | 0 | 1000 sqft2 of floor space | Cap-Tons | 15 | DEER:HVAC_Split-Package_AC | 0 | 0 | 0 | eTRM SWHC014-04 | 1050 | 2021 | 1000 | 2021 | 0 | 0 | SWHC014-04 | Com Unitary Heat Pump (Small) - Hot-Dry ¦ PG&E ¦ Hot-Dry | Com Unitary Heat Pump (Small) - Hot-Dry | 0.030327 | 1 | 0.78067 | CBSA 2014 | 0 | 2012 | 0.5 | SWHC014-04
COM-HVAC-10.25 | Com ¦ Small Unitary Heat Pump (SEER 14) - Cold ¦ PG&E ¦ Cold | Com ¦ Small Unitary Heat Pump (SEER 14) - Cold | PG&E ¦ Cold | PG&E | All | Electric | Small Unitary Heat Pump (SEER 14) | Average Existing and Code |  |  | 0 | Conventional | HVAC | Com - College | Com | ROB and NEW | 0 | 1000 sqft2 of floor space | Cap-Tons | 15 | DEER:HVAC_Split-Package_AC | 0 | 0 | 0 | eTRM SWHC014-04 | 1050 | 2021 | 1000 | 2021 | 0 | 0 | SWHC014-04 | Com Unitary Heat Pump (Small) - Cold ¦ PG&E ¦ Cold | Com Unitary Heat Pump (Small) - Cold | 0.13195 | 1 | 0.78067 | CBSA 2014 | 0 | 2012 | 0.5 | SWHC014-04
COM-HVAC-10.26 | Com ¦ Small Unitary Heat Pump (SEER 14) - Cold ¦ PG&E ¦ Cold | Com ¦ Small Unitary Heat Pump (SEER 14) - Cold | PG&E ¦ Cold | PG&E | All | Electric | Small Unitary Heat Pump (SEER 14) | Average Existing and Code |  |  | 0 | Conventional | HVAC | Com - Grocery | Com | ROB and NEW | 0 | 1000 sqft2 of floor space | Cap-Tons | 15 | DEER:HVAC_Split-Package_AC | 0 | 0 | 0 | eTRM SWHC014-04 | 1050 | 2021 | 1000 | 2021 | 0 | 0 | SWHC014-04 | Com Unitary Heat Pump (Small) - Cold ¦ PG&E ¦ Cold | Com Unitary Heat Pump (Small) - Cold | 0 | 1 | 0 | CBSA 2014 | 0 | 2012 | 0.5 | SWHC014-04
COM-HVAC-10.27 | Com ¦ Small Unitary Heat Pump (SEER 14) - Cold ¦ PG&E ¦ Cold | Com ¦ Small Unitary Heat Pump (SEER 14) - Cold | PG&E ¦ Cold | PG&E | All | Electric | Small Unitary Heat Pump (SEER 14) | Average Existing and Code |  |  | 0 | Conventional | HVAC | Com - Health | Com | ROB and NEW | 0 | 1000 sqft2 of floor space | Cap-Tons | 15 | DEER:HVAC_Split-Package_AC | 0 | 0 | 0 | eTRM SWHC014-04 | 1050 | 2021 | 1000 | 2021 | 0 | 0 | SWHC014-04 | Com Unitary Heat Pump (Small) - Cold ¦ PG&E ¦ Cold | Com Unitary Heat Pump (Small) - Cold | 0.19485 | 1 | 0.78067 | CBSA 2014 | 0 | 2012 | 0.5 | SWHC014-04
COM-HVAC-10.28 | Com ¦ Small Unitary Heat Pump (SEER 14) - Cold ¦ PG&E ¦ Cold | Com ¦ Small Unitary Heat Pump (SEER 14) - Cold | PG&E ¦ Cold | PG&E | All | Electric | Small Unitary Heat Pump (SEER 14) | Average Existing and Code |  |  | 0 | Conventional | HVAC | Com - Lodging | Com | ROB and NEW | 0 | 1000 sqft2 of floor space | Cap-Tons | 15 | DEER:HVAC_Split-Package_AC | 0 | 0 | 0 | eTRM SWHC014-04 | 1050 | 2021 | 1000 | 2021 | 0 | 0 | SWHC014-04 | Com Unitary Heat Pump (Small) - Cold ¦ PG&E ¦ Cold | Com Unitary Heat Pump (Small) - Cold | 0.10386 | 1 | 0.78067 | CBSA 2014 | 0 | 2012 | 0.5 | SWHC014-04
COM-HVAC-10.29 | Com ¦ Small Unitary Heat Pump (SEER 14) - Cold ¦ PG&E ¦ Cold | Com ¦ Small Unitary Heat Pump (SEER 14) - Cold | PG&E ¦ Cold | PG&E | All | Electric | Small Unitary Heat Pump (SEER 14) | Average Existing and Code |  |  | 0 | Conventional | HVAC | Com - Office (Large) | Com | ROB and NEW | 0 | 1000 sqft2 of floor space | Cap-Tons | 15 | DEER:HVAC_Split-Package_AC | 0 | 0 | 0 | eTRM SWHC014-04 | 1050 | 2021 | 1000 | 2021 | 0 | 0 | SWHC014-04 | Com Unitary Heat Pump (Small) - Cold ¦ PG&E ¦ Cold | Com Unitary Heat Pump (Small) - Cold | 0.13836 | 1 | 0.78067 | CBSA 2014 | 0 | 2012 | 0.5 | SWHC014-04
COM-HVAC-10.30 | Com ¦ Small Unitary Heat Pump (SEER 14) - Cold ¦ PG&E ¦ Cold | Com ¦ Small Unitary Heat Pump (SEER 14) - Cold | PG&E ¦ Cold | PG&E | All | Electric | Small Unitary Heat Pump (SEER 14) | Average Existing and Code |  |  | 0 | Conventional | HVAC | Com - Office (Small) | Com | ROB and NEW | 0 | 1000 sqft2 of floor space | Cap-Tons | 15 | DEER:HVAC_Split-Package_AC | 0 | 0 | 0 | eTRM SWHC014-04 | 1050 | 2021 | 1000 | 2021 | 0 | 0 | SWHC014-04 | Com Unitary Heat Pump (Small) - Cold ¦ PG&E ¦ Cold | Com Unitary Heat Pump (Small) - Cold | 0.16182 | 1 | 0.78067 | CBSA 2014 | 0 | 2012 | 0.5 | SWHC014-04
COM-HVAC-10.31 | Com ¦ Small Unitary Heat Pump (SEER 14) - Cold ¦ PG&E ¦ Cold | Com ¦ Small Unitary Heat Pump (SEER 14) - Cold | PG&E ¦ Cold | PG&E | All | Electric | Small Unitary Heat Pump (SEER 14) | Average Existing and Code |  |  | 0 | Conventional | HVAC | Com - Other | Com | ROB and NEW | 0 | 1000 sqft2 of floor space | Cap-Tons | 15 | DEER:HVAC_Split-Package_AC | 0 | 0 | 0 | eTRM SWHC014-04 | 1050 | 2021 | 1000 | 2021 | 0 | 0 | SWHC014-04 | Com Unitary Heat Pump (Small) - Cold ¦ PG&E ¦ Cold | Com Unitary Heat Pump (Small) - Cold | 0.076368 | 1 | 0.78067 | CBSA 2014 | 0 | 2012 | 0.5 | SWHC014-04
COM-HVAC-10.32 | Com ¦ Small Unitary Heat Pump (SEER 14) - Cold ¦ PG&E ¦ Cold | Com ¦ Small Unitary Heat Pump (SEER 14) - Cold | PG&E ¦ Cold | PG&E | All | Electric | Small Unitary Heat Pump (SEER 14) | Average Existing and Code |  |  | 0 | Conventional | HVAC | Com - Refrig. Warehouse | Com | ROB and NEW | 0 | 1000 sqft2 of floor space | Cap-Tons | 15 | DEER:HVAC_Split-Package_AC | 0 | 0 | 0 | eTRM SWHC014-04 | 1050 | 2021 | 1000 | 2021 | 0 | 0 | SWHC014-04 | Com Unitary Heat Pump (Small) - Cold ¦ PG&E ¦ Cold | Com Unitary Heat Pump (Small) - Cold | 0 | 1 | 0 | CBSA 2014 | 0 | 2012 | 0.5 | SWHC014-04
COM-HVAC-10.33 | Com ¦ Small Unitary Heat Pump (SEER 14) - Cold ¦ PG&E ¦ Cold | Com ¦ Small Unitary Heat Pump (SEER 14) - Cold | PG&E ¦ Cold | PG&E | All | Electric | Small Unitary Heat Pump (SEER 14) | Average Existing and Code |  |  | 0 | Conventional | HVAC | Com - Restaurant | Com | ROB and NEW | 0 | 1000 sqft2 of floor space | Cap-Tons | 15 | DEER:HVAC_Split-Package_AC | 0 | 0 | 0 | eTRM SWHC014-04 | 1050 | 2021 | 1000 | 2021 | 0 | 0 | SWHC014-04 | Com Unitary Heat Pump (Small) - Cold ¦ PG&E ¦ Cold | Com Unitary Heat Pump (Small) - Cold | 0.23382 | 1 | 0.78067 | CBSA 2014 | 0 | 2012 | 0.5 | SWHC014-04
COM-HVAC-10.34 | Com ¦ Small Unitary Heat Pump (SEER 14) - Cold ¦ PG&E ¦ Cold | Com ¦ Small Unitary Heat Pump (SEER 14) - Cold | PG&E ¦ Cold | PG&E | All | Electric | Small Unitary Heat Pump (SEER 14) | Average Existing and Code |  |  | 0 | Conventional | HVAC | Com - Retail | Com | ROB and NEW | 0 | 1000 sqft2 of floor space | Cap-Tons | 15 | DEER:HVAC_Split-Package_AC | 0 | 0 | 0 | eTRM SWHC014-04 | 1050 | 2021 | 1000 | 2021 | 0 | 0 | SWHC014-04 | Com Unitary Heat Pump (Small) - Cold ¦ PG&E ¦ Cold | Com Unitary Heat Pump (Small) - Cold | 0.097448 | 1 | 0.78067 | CBSA 2014 | 0 | 2012 | 0.5 | SWHC014-04
COM-HVAC-10.35 | Com ¦ Small Unitary Heat Pump (SEER 14) - Cold ¦ PG&E ¦ Cold | Com ¦ Small Unitary Heat Pump (SEER 14) - Cold | PG&E ¦ Cold | PG&E | All | Electric | Small Unitary Heat Pump (SEER 14) | Average Existing and Code |  |  | 0 | Conventional | HVAC | Com - School | Com | ROB and NEW | 0 | 1000 sqft2 of floor space | Cap-Tons | 15 | DEER:HVAC_Split-Package_AC | 0 | 0 | 0 | eTRM SWHC014-04 | 1050 | 2021 | 1000 | 2021 | 0 | 0 | SWHC014-04 | Com Unitary Heat Pump (Small) - Cold ¦ PG&E ¦ Cold | Com Unitary Heat Pump (Small) - Cold | 0.14798 | 1 | 0.78067 | CBSA 2014 | 0 | 2012 | 0.5 | SWHC014-04
COM-HVAC-10.36 | Com ¦ Small Unitary Heat Pump (SEER 14) - Cold ¦ PG&E ¦ Cold | Com ¦ Small Unitary Heat Pump (SEER 14) - Cold | PG&E ¦ Cold | PG&E | All | Electric | Small Unitary Heat Pump (SEER 14) | Average Existing and Code |  |  | 0 | Conventional | HVAC | Com - Warehouse | Com | ROB and NEW | 0 | 1000 sqft2 of floor space | Cap-Tons | 15 | DEER:HVAC_Split-Package_AC | 0 | 0 | 0 | eTRM SWHC014-04 | 1050 | 2021 | 1000 | 2021 | 0 | 0 | SWHC014-04 | Com Unitary Heat Pump (Small) - Cold ¦ PG&E ¦ Cold | Com Unitary Heat Pump (Small) - Cold | 0.030327 | 1 | 0.78067 | CBSA 2014 | 0 | 2012 | 0.5 | SWHC014-04
COM-HVAC-10.37 | Com ¦ Small Unitary Heat Pump (SEER 14) - Marine ¦ SCE ¦ Marine | Com ¦ Small Unitary Heat Pump (SEER 14) - Marine | SCE ¦ Marine | SCE | All | Electric | Small Unitary Heat Pump (SEER 14) | Average Existing and Code |  |  | 0 | Conventional | HVAC | Com - College | Com | ROB and NEW | 0 | 1000 sqft2 of floor space | Cap-Tons | 15 | DEER:HVAC_Split-Package_AC | 0 | 0 | 0 | eTRM SWHC014-04 | 1050 | 2021 | 1000 | 2021 | 0 | 0 | SWHC014-04 | Com Unitary Heat Pump (Small) - Marine ¦ SCE ¦ Marine | Com Unitary Heat Pump (Small) - Marine | 0.14726 | 1 | 0.78067 | CBSA 2014 | 0 | 2012 | 0.5 | SWHC014-04
COM-HVAC-10.38 | Com ¦ Small Unitary Heat Pump (SEER 14) - Marine ¦ SCE ¦ Marine | Com ¦ Small Unitary Heat Pump (SEER 14) - Marine | SCE ¦ Marine | SCE | All | Electric | Small Unitary Heat Pump (SEER 14) | Average Existing and Code |  |  | 0 | Conventional | HVAC | Com - Grocery | Com | ROB and NEW | 0 | 1000 sqft2 of floor space | Cap-Tons | 15 | DEER:HVAC_Split-Package_AC | 0 | 0 | 0 | eTRM SWHC014-04 | 1050 | 2021 | 1000 | 2021 | 0 | 0 | SWHC014-04 | Com Unitary Heat Pump (Small) - Marine ¦ SCE ¦ Marine | Com Unitary Heat Pump (Small) - Marine | 0 | 1 | 0 | CBSA 2014 | 0 | 2012 | 0.5 | SWHC014-04
COM-HVAC-10.39 | Com ¦ Small Unitary Heat Pump (SEER 14) - Marine ¦ SCE ¦ Marine | Com ¦ Small Unitary Heat Pump (SEER 14) - Marine | SCE ¦ Marine | SCE | All | Electric | Small Unitary Heat Pump (SEER 14) | Average Existing and Code |  |  | 0 | Conventional | HVAC | Com - Health | Com | ROB and NEW | 0 | 1000 sqft2 of floor space | Cap-Tons | 15 | DEER:HVAC_Split-Package_AC | 0 | 0 | 0 | eTRM SWHC014-04 | 1050 | 2021 | 1000 | 2021 | 0 | 0 | SWHC014-04 | Com Unitary Heat Pump (Small) - Marine ¦ SCE ¦ Marine | Com Unitary Heat Pump (Small) - Marine | 0.20884 | 1 | 0.78067 | CBSA 2014 | 0 | 2012 | 0.5 | SWHC014-04
COM-HVAC-10.40 | Com ¦ Small Unitary Heat Pump (SEER 14) - Marine ¦ SCE ¦ Marine | Com ¦ Small Unitary Heat Pump (SEER 14) - Marine | SCE ¦ Marine | SCE | All | Electric | Small Unitary Heat Pump (SEER 14) | Average Existing and Code |  |  | 0 | Conventional | HVAC | Com - Lodging | Com | ROB and NEW | 0 | 1000 sqft2 of floor space | Cap-Tons | 15 | DEER:HVAC_Split-Package_AC | 0 | 0 | 0 | eTRM SWHC014-04 | 1050 | 2021 | 1000 | 2021 | 0 | 0 | SWHC014-04 | Com Unitary Heat Pump (Small) - Marine ¦ SCE ¦ Marine | Com Unitary Heat Pump (Small) - Marine | 0.11727 | 1 | 0.78067 | CBSA 2014 | 0 | 2012 | 0.5 | SWHC014-04
COM-HVAC-10.41 | Com ¦ Small Unitary Heat Pump (SEER 14) - Marine ¦ SCE ¦ Marine | Com ¦ Small Unitary Heat Pump (SEER 14) - Marine | SCE ¦ Marine | SCE | All | Electric | Small Unitary Heat Pump (SEER 14) | Average Existing and Code |  |  | 0 | Conventional | HVAC | Com - Office (Large) | Com | ROB and NEW | 0 | 1000 sqft2 of floor space | Cap-Tons | 15 | DEER:HVAC_Split-Package_AC | 0 | 0 | 0 | eTRM SWHC014-04 | 1050 | 2021 | 1000 | 2021 | 0 | 0 | SWHC014-04 | Com Unitary Heat Pump (Small) - Marine ¦ SCE ¦ Marine | Com Unitary Heat Pump (Small) - Marine | 0.15546 | 1 | 0.78067 | CBSA 2014 | 0 | 2012 | 0.5 | SWHC014-04
COM-HVAC-10.42 | Com ¦ Small Unitary Heat Pump (SEER 14) - Marine ¦ SCE ¦ Marine | Com ¦ Small Unitary Heat Pump (SEER 14) - Marine | SCE ¦ Marine | SCE | All | Electric | Small Unitary Heat Pump (SEER 14) | Average Existing and Code |  |  | 0 | Conventional | HVAC | Com - Office (Small) | Com | ROB and NEW | 0 | 1000 sqft2 of floor space | Cap-Tons | 15 | DEER:HVAC_Split-Package_AC | 0 | 0 | 0 | eTRM SWHC014-04 | 1050 | 2021 | 1000 | 2021 | 0 | 0 | SWHC014-04 | Com Unitary Heat Pump (Small) - Marine ¦ SCE ¦ Marine | Com Unitary Heat Pump (Small) - Marine | 0.17638 | 1 | 0.78067 | CBSA 2014 | 0 | 2012 | 0.5 | SWHC014-04
COM-HVAC-10.43 | Com ¦ Small Unitary Heat Pump (SEER 14) - Marine ¦ SCE ¦ Marine | Com ¦ Small Unitary Heat Pump (SEER 14) - Marine | SCE ¦ Marine | SCE | All | Electric | Small Unitary Heat Pump (SEER 14) | Average Existing and Code |  |  | 0 | Conventional | HVAC | Com - Other | Com | ROB and NEW | 0 | 1000 sqft2 of floor space | Cap-Tons | 15 | DEER:HVAC_Split-Package_AC | 0 | 0 | 0 | eTRM SWHC014-04 | 1050 | 2021 | 1000 | 2021 | 0 | 0 | SWHC014-04 | Com Unitary Heat Pump (Small) - Marine ¦ SCE ¦ Marine | Com Unitary Heat Pump (Small) - Marine | 0.08421 | 1 | 0.78067 | CBSA 2014 | 0 | 2012 | 0.5 | SWHC014-04
COM-HVAC-10.44 | Com ¦ Small Unitary Heat Pump (SEER 14) - Marine ¦ SCE ¦ Marine | Com ¦ Small Unitary Heat Pump (SEER 14) - Marine | SCE ¦ Marine | SCE | All | Electric | Small Unitary Heat Pump (SEER 14) | Average Existing and Code |  |  | 0 | Conventional | HVAC | Com - Refrig. Warehouse | Com | ROB and NEW | 0 | 1000 sqft2 of floor space | Cap-Tons | 15 | DEER:HVAC_Split-Package_AC | 0 | 0 | 0 | eTRM SWHC014-04 | 1050 | 2021 | 1000 | 2021 | 0 | 0 | SWHC014-04 | Com Unitary Heat Pump (Small) - Marine ¦ SCE ¦ Marine | Com Unitary Heat Pump (Small) - Marine | 0 | 1 | 0 | CBSA 2014 | 0 | 2012 | 0.5 | SWHC014-04
COM-HVAC-10.45 | Com ¦ Small Unitary Heat Pump (SEER 14) - Marine ¦ SCE ¦ Marine | Com ¦ Small Unitary Heat Pump (SEER 14) - Marine | SCE ¦ Marine | SCE | All | Electric | Small Unitary Heat Pump (SEER 14) | Average Existing and Code |  |  | 0 | Conventional | HVAC | Com - Restaurant | Com | ROB and NEW | 0 | 1000 sqft2 of floor space | Cap-Tons | 15 | DEER:HVAC_Split-Package_AC | 0 | 0 | 0 | eTRM SWHC014-04 | 1050 | 2021 | 1000 | 2021 | 0 | 0 | SWHC014-04 | Com Unitary Heat Pump (Small) - Marine ¦ SCE ¦ Marine | Com Unitary Heat Pump (Small) - Marine | 0.25738 | 1 | 0.78067 | CBSA 2014 | 0 | 2012 | 0.5 | SWHC014-04
COM-HVAC-10.46 | Com ¦ Small Unitary Heat Pump (SEER 14) - Marine ¦ SCE ¦ Marine | Com ¦ Small Unitary Heat Pump (SEER 14) - Marine | SCE ¦ Marine | SCE | All | Electric | Small Unitary Heat Pump (SEER 14) | Average Existing and Code |  |  | 0 | Conventional | HVAC | Com - Retail | Com | ROB and NEW | 0 | 1000 sqft2 of floor space | Cap-Tons | 15 | DEER:HVAC_Split-Package_AC | 0 | 0 | 0 | eTRM SWHC014-04 | 1050 | 2021 | 1000 | 2021 | 0 | 0 | SWHC014-04 | Com Unitary Heat Pump (Small) - Marine ¦ SCE ¦ Marine | Com Unitary Heat Pump (Small) - Marine | 0.10889 | 1 | 0.78067 | CBSA 2014 | 0 | 2012 | 0.5 | SWHC014-04
COM-HVAC-10.47 | Com ¦ Small Unitary Heat Pump (SEER 14) - Marine ¦ SCE ¦ Marine | Com ¦ Small Unitary Heat Pump (SEER 14) - Marine | SCE ¦ Marine | SCE | All | Electric | Small Unitary Heat Pump (SEER 14) | Average Existing and Code |  |  | 0 | Conventional | HVAC | Com - School | Com | ROB and NEW | 0 | 1000 sqft2 of floor space | Cap-Tons | 15 | DEER:HVAC_Split-Package_AC | 0 | 0 | 0 | eTRM SWHC014-04 | 1050 | 2021 | 1000 | 2021 | 0 | 0 | SWHC014-04 | Com Unitary Heat Pump (Small) - Marine ¦ SCE ¦ Marine | Com Unitary Heat Pump (Small) - Marine | 0.17732 | 1 | 0.78067 | CBSA 2014 | 0 | 2012 | 0.5 | SWHC014-04
COM-HVAC-10.48 | Com ¦ Small Unitary Heat Pump (SEER 14) - Marine ¦ SCE ¦ Marine | Com ¦ Small Unitary Heat Pump (SEER 14) - Marine | SCE ¦ Marine | SCE | All | Electric | Small Unitary Heat Pump (SEER 14) | Average Existing and Code |  |  | 0 | Conventional | HVAC | Com - Warehouse | Com | ROB and NEW | 0 | 1000 sqft2 of floor space | Cap-Tons | 15 | DEER:HVAC_Split-Package_AC | 0 | 0 | 0 | eTRM SWHC014-04 | 1050 | 2021 | 1000 | 2021 | 0 | 0 | SWHC014-04 | Com Unitary Heat Pump (Small) - Marine ¦ SCE ¦ Marine | Com Unitary Heat Pump (Small) - Marine | 0.033351 | 1 | 0.78067 | CBSA 2014 | 0 | 2012 | 0.5 | SWHC014-04
COM-HVAC-10.49 | Com ¦ Small Unitary Heat Pump (SEER 14) - Hot-Dry ¦ SCE ¦ Hot-Dry | Com ¦ Small Unitary Heat Pump (SEER 14) - Hot-Dry | SCE ¦ Hot-Dry | SCE | All | Electric | Small Unitary Heat Pump (SEER 14) | Average Existing and Code |  |  | 0 | Conventional | HVAC | Com - College | Com | ROB and NEW | 0 | 1000 sqft2 of floor space | Cap-Tons | 15 | DEER:HVAC_Split-Package_AC | 0 | 0 | 0 | eTRM SWHC014-04 | 1050 | 2021 | 1000 | 2021 | 0 | 0 | SWHC014-04 | Com Unitary Heat Pump (Small) - Hot-Dry ¦ SCE ¦ Hot-Dry | Com Unitary Heat Pump (Small) - Hot-Dry | 0.14726 | 1 | 0.78067 | CBSA 2014 | 0 | 2012 | 0.5 | SWHC014-04
COM-HVAC-10.50 | Com ¦ Small Unitary Heat Pump (SEER 14) - Hot-Dry ¦ SCE ¦ Hot-Dry | Com ¦ Small Unitary Heat Pump (SEER 14) - Hot-Dry | SCE ¦ Hot-Dry | SCE | All | Electric | Small Unitary Heat Pump (SEER 14) | Average Existing and Code |  |  | 0 | Conventional | HVAC | Com - Grocery | Com | ROB and NEW | 0 | 1000 sqft2 of floor space | Cap-Tons | 15 | DEER:HVAC_Split-Package_AC | 0 | 0 | 0 | eTRM SWHC014-04 | 1050 | 2021 | 1000 | 2021 | 0 | 0 | SWHC014-04 | Com Unitary Heat Pump (Small) - Hot-Dry ¦ SCE ¦ Hot-Dry | Com Unitary Heat Pump (Small) - Hot-Dry | 0 | 1 | 0 | CBSA 2014 | 0 | 2012 | 0.5 | SWHC014-04
COM-HVAC-10.51 | Com ¦ Small Unitary Heat Pump (SEER 14) - Hot-Dry ¦ SCE ¦ Hot-Dry | Com ¦ Small Unitary Heat Pump (SEER 14) - Hot-Dry | SCE ¦ Hot-Dry | SCE | All | Electric | Small Unitary Heat Pump (SEER 14) | Average Existing and Code |  |  | 0 | Conventional | HVAC | Com - Health | Com | ROB and NEW | 0 | 1000 sqft2 of floor space | Cap-Tons | 15 | DEER:HVAC_Split-Package_AC | 0 | 0 | 0 | eTRM SWHC014-04 | 1050 | 2021 | 1000 | 2021 | 0 | 0 | SWHC014-04 | Com Unitary Heat Pump (Small) - Hot-Dry ¦ SCE ¦ Hot-Dry | Com Unitary Heat Pump (Small) - Hot-Dry | 0.20884 | 1 | 0.78067 | CBSA 2014 | 0 | 2012 | 0.5 | SWHC014-04
COM-HVAC-10.52 | Com ¦ Small Unitary Heat Pump (SEER 14) - Hot-Dry ¦ SCE ¦ Hot-Dry | Com ¦ Small Unitary Heat Pump (SEER 14) - Hot-Dry | SCE ¦ Hot-Dry | SCE | All | Electric | Small Unitary Heat Pump (SEER 14) | Average Existing and Code |  |  | 0 | Conventional | HVAC | Com - Lodging | Com | ROB and NEW | 0 | 1000 sqft2 of floor space | Cap-Tons | 15 | DEER:HVAC_Split-Package_AC | 0 | 0 | 0 | eTRM SWHC014-04 | 1050 | 2021 | 1000 | 2021 | 0 | 0 | SWHC014-04 | Com Unitary Heat Pump (Small) - Hot-Dry ¦ SCE ¦ Hot-Dry | Com Unitary Heat Pump (Small) - Hot-Dry | 0.11727 | 1 | 0.78067 | CBSA 2014 | 0 | 2012 | 0.5 | SWHC014-04
COM-HVAC-10.53 | Com ¦ Small Unitary Heat Pump (SEER 14) - Hot-Dry ¦ SCE ¦ Hot-Dry | Com ¦ Small Unitary Heat Pump (SEER 14) - Hot-Dry | SCE ¦ Hot-Dry | SCE | All | Electric | Small Unitary Heat Pump (SEER 14) | Average Existing and Code |  |  | 0 | Conventional | HVAC | Com - Office (Large) | Com | ROB and NEW | 0 | 1000 sqft2 of floor space | Cap-Tons | 15 | DEER:HVAC_Split-Package_AC | 0 | 0 | 0 | eTRM SWHC014-04 | 1050 | 2021 | 1000 | 2021 | 0 | 0 | SWHC014-04 | Com Unitary Heat Pump (Small) - Hot-Dry ¦ SCE ¦ Hot-Dry | Com Unitary Heat Pump (Small) - Hot-Dry | 0.15546 | 1 | 0.78067 | CBSA 2014 | 0 | 2012 | 0.5 | SWHC014-04
COM-HVAC-10.54 | Com ¦ Small Unitary Heat Pump (SEER 14) - Hot-Dry ¦ SCE ¦ Hot-Dry | Com ¦ Small Unitary Heat Pump (SEER 14) - Hot-Dry | SCE ¦ Hot-Dry | SCE | All | Electric | Small Unitary Heat Pump (SEER 14) | Average Existing and Code |  |  | 0 | Conventional | HVAC | Com - Office (Small) | Com | ROB and NEW | 0 | 1000 sqft2 of floor space | Cap-Tons | 15 | DEER:HVAC_Split-Package_AC | 0 | 0 | 0 | eTRM SWHC014-04 | 1050 | 2021 | 1000 | 2021 | 0 | 0 | SWHC014-04 | Com Unitary Heat Pump (Small) - Hot-Dry ¦ SCE ¦ Hot-Dry | Com Unitary Heat Pump (Small) - Hot-Dry | 0.17638 | 1 | 0.78067 | CBSA 2014 | 0 | 2012 | 0.5 | SWHC014-04
COM-HVAC-10.55 | Com ¦ Small Unitary Heat Pump (SEER 14) - Hot-Dry ¦ SCE ¦ Hot-Dry | Com ¦ Small Unitary Heat Pump (SEER 14) - Hot-Dry | SCE ¦ Hot-Dry | SCE | All | Electric | Small Unitary Heat Pump (SEER 14) | Average Existing and Code |  |  | 0 | Conventional | HVAC | Com - Other | Com | ROB and NEW | 0 | 1000 sqft2 of floor space | Cap-Tons | 15 | DEER:HVAC_Split-Package_AC | 0 | 0 | 0 | eTRM SWHC014-04 | 1050 | 2021 | 1000 | 2021 | 0 | 0 | SWHC014-04 | Com Unitary Heat Pump (Small) - Hot-Dry ¦ SCE ¦ Hot-Dry | Com Unitary Heat Pump (Small) - Hot-Dry | 0.08421 | 1 | 0.78067 | CBSA 2014 | 0 | 2012 | 0.5 | SWHC014-04
COM-HVAC-10.56 | Com ¦ Small Unitary Heat Pump (SEER 14) - Hot-Dry ¦ SCE ¦ Hot-Dry | Com ¦ Small Unitary Heat Pump (SEER 14) - Hot-Dry | SCE ¦ Hot-Dry | SCE | All | Electric | Small Unitary Heat Pump (SEER 14) | Average Existing and Code |  |  | 0 | Conventional | HVAC | Com - Refrig. Warehouse | Com | ROB and NEW | 0 | 1000 sqft2 of floor space | Cap-Tons | 15 | DEER:HVAC_Split-Package_AC | 0 | 0 | 0 | eTRM SWHC014-04 | 1050 | 2021 | 1000 | 2021 | 0 | 0 | SWHC014-04 | Com Unitary Heat Pump (Small) - Hot-Dry ¦ SCE ¦ Hot-Dry | Com Unitary Heat Pump (Small) - Hot-Dry | 0 | 1 | 0 | CBSA 2014 | 0 | 2012 | 0.5 | SWHC014-04
COM-HVAC-10.57 | Com ¦ Small Unitary Heat Pump (SEER 14) - Hot-Dry ¦ SCE ¦ Hot-Dry | Com ¦ Small Unitary Heat Pump (SEER 14) - Hot-Dry | SCE ¦ Hot-Dry | SCE | All | Electric | Small Unitary Heat Pump (SEER 14) | Average Existing and Code |  |  | 0 | Conventional | HVAC | Com - Restaurant | Com | ROB and NEW | 0 | 1000 sqft2 of floor space | Cap-Tons | 15 | DEER:HVAC_Split-Package_AC | 0 | 0 | 0 | eTRM SWHC014-04 | 1050 | 2021 | 1000 | 2021 | 0 | 0 | SWHC014-04 | Com Unitary Heat Pump (Small) - Hot-Dry ¦ SCE ¦ Hot-Dry | Com Unitary Heat Pump (Small) - Hot-Dry | 0.25738 | 1 | 0.78067 | CBSA 2014 | 0 | 2012 | 0.5 | SWHC014-04
COM-HVAC-10.58 | Com ¦ Small Unitary Heat Pump (SEER 14) - Hot-Dry ¦ SCE ¦ Hot-Dry | Com ¦ Small Unitary Heat Pump (SEER 14) - Hot-Dry | SCE ¦ Hot-Dry | SCE | All | Electric | Small Unitary Heat Pump (SEER 14) | Average Existing and Code |  |  | 0 | Conventional | HVAC | Com - Retail | Com | ROB and NEW | 0 | 1000 sqft2 of floor space | Cap-Tons | 15 | DEER:HVAC_Split-Package_AC | 0 | 0 | 0 | eTRM SWHC014-04 | 1050 | 2021 | 1000 | 2021 | 0 | 0 | SWHC014-04 | Com Unitary Heat Pump (Small) - Hot-Dry ¦ SCE ¦ Hot-Dry | Com Unitary Heat Pump (Small) - Hot-Dry | 0.10889 | 1 | 0.78067 | CBSA 2014 | 0 | 2012 | 0.5 | SWHC014-04
COM-HVAC-10.59 | Com ¦ Small Unitary Heat Pump (SEER 14) - Hot-Dry ¦ SCE ¦ Hot-Dry | Com ¦ Small Unitary Heat Pump (SEER 14) - Hot-Dry | SCE ¦ Hot-Dry | SCE | All | Electric | Small Unitary Heat Pump (SEER 14) | Average Existing and Code |  |  | 0 | Conventional | HVAC | Com - School | Com | ROB and NEW | 0 | 1000 sqft2 of floor space | Cap-Tons | 15 | DEER:HVAC_Split-Package_AC | 0 | 0 | 0 | eTRM SWHC014-04 | 1050 | 2021 | 1000 | 2021 | 0 | 0 | SWHC014-04 | Com Unitary Heat Pump (Small) - Hot-Dry ¦ SCE ¦ Hot-Dry | Com Unitary Heat Pump (Small) - Hot-Dry | 0.17732 | 1 | 0.78067 | CBSA 2014 | 0 | 2012 | 0.5 | SWHC014-04
COM-HVAC-10.60 | Com ¦ Small Unitary Heat Pump (SEER 14) - Hot-Dry ¦ SCE ¦ Hot-Dry | Com ¦ Small Unitary Heat Pump (SEER 14) - Hot-Dry | SCE ¦ Hot-Dry | SCE | All | Electric | Small Unitary Heat Pump (SEER 14) | Average Existing and Code |  |  | 0 | Conventional | HVAC | Com - Warehouse | Com | ROB and NEW | 0 | 1000 sqft2 of floor space | Cap-Tons | 15 | DEER:HVAC_Split-Package_AC | 0 | 0 | 0 | eTRM SWHC014-04 | 1050 | 2021 | 1000 | 2021 | 0 | 0 | SWHC014-04 | Com Unitary Heat Pump (Small) - Hot-Dry ¦ SCE ¦ Hot-Dry | Com Unitary Heat Pump (Small) - Hot-Dry | 0.033351 | 1 | 0.78067 | CBSA 2014 | 0 | 2012 | 0.5 | SWHC014-04
COM-HVAC-10.61 | Com ¦ Small Unitary Heat Pump (SEER 14) - Cold ¦ SCE ¦ Cold | Com ¦ Small Unitary Heat Pump (SEER 14) - Cold | SCE ¦ Cold | SCE | All | Electric | Small Unitary Heat Pump (SEER 14) | Average Existing and Code |  |  | 0 | Conventional | HVAC | Com - College | Com | ROB and NEW | 0 | 1000 sqft2 of floor space | Cap-Tons | 15 | DEER:HVAC_Split-Package_AC | 0 | 0 | 0 | eTRM SWHC014-04 | 1050 | 2021 | 1000 | 2021 | 0 | 0 | SWHC014-04 | Com Unitary Heat Pump (Small) - Cold ¦ SCE ¦ Cold | Com Unitary Heat Pump (Small) - Cold | 0.14726 | 1 | 0.78067 | CBSA 2014 | 0 | 2012 | 0.5 | SWHC014-04
COM-HVAC-10.62 | Com ¦ Small Unitary Heat Pump (SEER 14) - Cold ¦ SCE ¦ Cold | Com ¦ Small Unitary Heat Pump (SEER 14) - Cold | SCE ¦ Cold | SCE | All | Electric | Small Unitary Heat Pump (SEER 14) | Average Existing and Code |  |  | 0 | Conventional | HVAC | Com - Grocery | Com | ROB and NEW | 0 | 1000 sqft2 of floor space | Cap-Tons | 15 | DEER:HVAC_Split-Package_AC | 0 | 0 | 0 | eTRM SWHC014-04 | 1050 | 2021 | 1000 | 2021 | 0 | 0 | SWHC014-04 | Com Unitary Heat Pump (Small) - Cold ¦ SCE ¦ Cold | Com Unitary Heat Pump (Small) - Cold | 0 | 1 | 0 | CBSA 2014 | 0 | 2012 | 0.5 | SWHC014-04
COM-HVAC-10.63 | Com ¦ Small Unitary Heat Pump (SEER 14) - Cold ¦ SCE ¦ Cold | Com ¦ Small Unitary Heat Pump (SEER 14) - Cold | SCE ¦ Cold | SCE | All | Electric | Small Unitary Heat Pump (SEER 14) | Average Existing and Code |  |  | 0 | Conventional | HVAC | Com - Health | Com | ROB and NEW | 0 | 1000 sqft2 of floor space | Cap-Tons | 15 | DEER:HVAC_Split-Package_AC | 0 | 0 | 0 | eTRM SWHC014-04 | 1050 | 2021 | 1000 | 2021 | 0 | 0 | SWHC014-04 | Com Unitary Heat Pump (Small) - Cold ¦ SCE ¦ Cold | Com Unitary Heat Pump (Small) - Cold | 0.20884 | 1 | 0.78067 | CBSA 2014 | 0 | 2012 | 0.5 | SWHC014-04
COM-HVAC-10.64 | Com ¦ Small Unitary Heat Pump (SEER 14) - Cold ¦ SCE ¦ Cold | Com ¦ Small Unitary Heat Pump (SEER 14) - Cold | SCE ¦ Cold | SCE | All | Electric | Small Unitary Heat Pump (SEER 14) | Average Existing and Code |  |  | 0 | Conventional | HVAC | Com - Lodging | Com | ROB and NEW | 0 | 1000 sqft2 of floor space | Cap-Tons | 15 | DEER:HVAC_Split-Package_AC | 0 | 0 | 0 | eTRM SWHC014-04 | 1050 | 2021 | 1000 | 2021 | 0 | 0 | SWHC014-04 | Com Unitary Heat Pump (Small) - Cold ¦ SCE ¦ Cold | Com Unitary Heat Pump (Small) - Cold | 0.11727 | 1 | 0.78067 | CBSA 2014 | 0 | 2012 | 0.5 | SWHC014-04
COM-HVAC-10.65 | Com ¦ Small Unitary Heat Pump (SEER 14) - Cold ¦ SCE ¦ Cold | Com ¦ Small Unitary Heat Pump (SEER 14) - Cold | SCE ¦ Cold | SCE | All | Electric | Small Unitary Heat Pump (SEER 14) | Average Existing and Code |  |  | 0 | Conventional | HVAC | Com - Office (Large) | Com | ROB and NEW | 0 | 1000 sqft2 of floor space | Cap-Tons | 15 | DEER:HVAC_Split-Package_AC | 0 | 0 | 0 | eTRM SWHC014-04 | 1050 | 2021 | 1000 | 2021 | 0 | 0 | SWHC014-04 | Com Unitary Heat Pump (Small) - Cold ¦ SCE ¦ Cold | Com Unitary Heat Pump (Small) - Cold | 0.15546 | 1 | 0.78067 | CBSA 2014 | 0 | 2012 | 0.5 | SWHC014-04
COM-HVAC-10.66 | Com ¦ Small Unitary Heat Pump (SEER 14) - Cold ¦ SCE ¦ Cold | Com ¦ Small Unitary Heat Pump (SEER 14) - Cold | SCE ¦ Cold | SCE | All | Electric | Small Unitary Heat Pump (SEER 14) | Average Existing and Code |  |  | 0 | Conventional | HVAC | Com - Office (Small) | Com | ROB and NEW | 0 | 1000 sqft2 of floor space | Cap-Tons | 15 | DEER:HVAC_Split-Package_AC | 0 | 0 | 0 | eTRM SWHC014-04 | 1050 | 2021 | 1000 | 2021 | 0 | 0 | SWHC014-04 | Com Unitary Heat Pump (Small) - Cold ¦ SCE ¦ Cold | Com Unitary Heat Pump (Small) - Cold | 0.17638 | 1 | 0.78067 | CBSA 2014 | 0 | 2012 | 0.5 | SWHC014-04
COM-HVAC-10.67 | Com ¦ Small Unitary Heat Pump (SEER 14) - Cold ¦ SCE ¦ Cold | Com ¦ Small Unitary Heat Pump (SEER 14) - Cold | SCE ¦ Cold | SCE | All | Electric | Small Unitary Heat Pump (SEER 14) | Average Existing and Code |  |  | 0 | Conventional | HVAC | Com - Other | Com | ROB and NEW | 0 | 1000 sqft2 of floor space | Cap-Tons | 15 | DEER:HVAC_Split-Package_AC | 0 | 0 | 0 | eTRM SWHC014-04 | 1050 | 2021 | 1000 | 2021 | 0 | 0 | SWHC014-04 | Com Unitary Heat Pump (Small) - Cold ¦ SCE ¦ Cold | Com Unitary Heat Pump (Small) - Cold | 0.08421 | 1 | 0.78067 | CBSA 2014 | 0 | 2012 | 0.5 | SWHC014-04
COM-HVAC-10.68 | Com ¦ Small Unitary Heat Pump (SEER 14) - Cold ¦ SCE ¦ Cold | Com ¦ Small Unitary Heat Pump (SEER 14) - Cold | SCE ¦ Cold | SCE | All | Electric | Small Unitary Heat Pump (SEER 14) | Average Existing and Code |  |  | 0 | Conventional | HVAC | Com - Refrig. Warehouse | Com | ROB and NEW | 0 | 1000 sqft2 of floor space | Cap-Tons | 15 | DEER:HVAC_Split-Package_AC | 0 | 0 | 0 | eTRM SWHC014-04 | 1050 | 2021 | 1000 | 2021 | 0 | 0 | SWHC014-04 | Com Unitary Heat Pump (Small) - Cold ¦ SCE ¦ Cold | Com Unitary Heat Pump (Small) - Cold | 0 | 1 | 0 | CBSA 2014 | 0 | 2012 | 0.5 | SWHC014-04
COM-HVAC-10.69 | Com ¦ Small Unitary Heat Pump (SEER 14) - Cold ¦ SCE ¦ Cold | Com ¦ Small Unitary Heat Pump (SEER 14) - Cold | SCE ¦ Cold | SCE | All | Electric | Small Unitary Heat Pump (SEER 14) | Average Existing and Code |  |  | 0 | Conventional | HVAC | Com - Restaurant | Com | ROB and NEW | 0 | 1000 sqft2 of floor space | Cap-Tons | 15 | DEER:HVAC_Split-Package_AC | 0 | 0 | 0 | eTRM SWHC014-04 | 1050 | 2021 | 1000 | 2021 | 0 | 0 | SWHC014-04 | Com Unitary Heat Pump (Small) - Cold ¦ SCE ¦ Cold | Com Unitary Heat Pump (Small) - Cold | 0.25738 | 1 | 0.78067 | CBSA 2014 | 0 | 2012 | 0.5 | SWHC014-04
COM-HVAC-10.70 | Com ¦ Small Unitary Heat Pump (SEER 14) - Cold ¦ SCE ¦ Cold | Com ¦ Small Unitary Heat Pump (SEER 14) - Cold | SCE ¦ Cold | SCE | All | Electric | Small Unitary Heat Pump (SEER 14) | Average Existing and Code |  |  | 0 | Conventional | HVAC | Com - Retail | Com | ROB and NEW | 0 | 1000 sqft2 of floor space | Cap-Tons | 15 | DEER:HVAC_Split-Package_AC | 0 | 0 | 0 | eTRM SWHC014-04 | 1050 | 2021 | 1000 | 2021 | 0 | 0 | SWHC014-04 | Com Unitary Heat Pump (Small) - Cold ¦ SCE ¦ Cold | Com Unitary Heat Pump (Small) - Cold | 0.10889 | 1 | 0.78067 | CBSA 2014 | 0 | 2012 | 0.5 | SWHC014-04
COM-HVAC-10.71 | Com ¦ Small Unitary Heat Pump (SEER 14) - Cold ¦ SCE ¦ Cold | Com ¦ Small Unitary Heat Pump (SEER 14) - Cold | SCE ¦ Cold | SCE | All | Electric | Small Unitary Heat Pump (SEER 14) | Average Existing and Code |  |  | 0 | Conventional | HVAC | Com - School | Com | ROB and NEW | 0 | 1000 sqft2 of floor space | Cap-Tons | 15 | DEER:HVAC_Split-Package_AC | 0 | 0 | 0 | eTRM SWHC014-04 | 1050 | 2021 | 1000 | 2021 | 0 | 0 | SWHC014-04 | Com Unitary Heat Pump (Small) - Cold ¦ SCE ¦ Cold | Com Unitary Heat Pump (Small) - Cold | 0.17732 | 1 | 0.78067 | CBSA 2014 | 0 | 2012 | 0.5 | SWHC014-04
COM-HVAC-10.72 | Com ¦ Small Unitary Heat Pump (SEER 14) - Cold ¦ SCE ¦ Cold | Com ¦ Small Unitary Heat Pump (SEER 14) - Cold | SCE ¦ Cold | SCE | All | Electric | Small Unitary Heat Pump (SEER 14) | Average Existing and Code |  |  | 0 | Conventional | HVAC | Com - Warehouse | Com | ROB and NEW | 0 | 1000 sqft2 of floor space | Cap-Tons | 15 | DEER:HVAC_Split-Package_AC | 0 | 0 | 0 | eTRM SWHC014-04 | 1050 | 2021 | 1000 | 2021 | 0 | 0 | SWHC014-04 | Com Unitary Heat Pump (Small) - Cold ¦ SCE ¦ Cold | Com Unitary Heat Pump (Small) - Cold | 0.033351 | 1 | 0.78067 | CBSA 2014 | 0 | 2012 | 0.5 | SWHC014-04
COM-HVAC-10.73 | Com ¦ Small Unitary Heat Pump (SEER 14) - Marine ¦ SDG&E ¦ Marine | Com ¦ Small Unitary Heat Pump (SEER 14) - Marine | SDG&E ¦ Marine | SDG&E | All | Electric | Small Unitary Heat Pump (SEER 14) | Average Existing and Code |  |  | 0 | Conventional | HVAC | Com - College | Com | ROB and NEW | 0 | 1000 sqft2 of floor space | Cap-Tons | 15 | DEER:HVAC_Split-Package_AC | 0 | 0 | 0 | eTRM SWHC014-04 | 1050 | 2021 | 1000 | 2021 | 0 | 0 | SWHC014-04 | Com Unitary Heat Pump (Small) - Marine ¦ SDG&E ¦ Marine | Com Unitary Heat Pump (Small) - Marine | 0.1443 | 1 | 0.78067 | CBSA 2014 | 0 | 2012 | 0.5 | SWHC014-04
COM-HVAC-10.74 | Com ¦ Small Unitary Heat Pump (SEER 14) - Marine ¦ SDG&E ¦ Marine | Com ¦ Small Unitary Heat Pump (SEER 14) - Marine | SDG&E ¦ Marine | SDG&E | All | Electric | Small Unitary Heat Pump (SEER 14) | Average Existing and Code |  |  | 0 | Conventional | HVAC | Com - Grocery | Com | ROB and NEW | 0 | 1000 sqft2 of floor space | Cap-Tons | 15 | DEER:HVAC_Split-Package_AC | 0 | 0 | 0 | eTRM SWHC014-04 | 1050 | 2021 | 1000 | 2021 | 0 | 0 | SWHC014-04 | Com Unitary Heat Pump (Small) - Marine ¦ SDG&E ¦ Marine | Com Unitary Heat Pump (Small) - Marine | 0 | 1 | 0 | CBSA 2014 | 0 | 2012 | 0.5 | SWHC014-04
COM-HVAC-10.75 | Com ¦ Small Unitary Heat Pump (SEER 14) - Marine ¦ SDG&E ¦ Marine | Com ¦ Small Unitary Heat Pump (SEER 14) - Marine | SDG&E ¦ Marine | SDG&E | All | Electric | Small Unitary Heat Pump (SEER 14) | Average Existing and Code |  |  | 0 | Conventional | HVAC | Com - Health | Com | ROB and NEW | 0 | 1000 sqft2 of floor space | Cap-Tons | 15 | DEER:HVAC_Split-Package_AC | 0 | 0 | 0 | eTRM SWHC014-04 | 1050 | 2021 | 1000 | 2021 | 0 | 0 | SWHC014-04 | Com Unitary Heat Pump (Small) - Marine ¦ SDG&E ¦ Marine | Com Unitary Heat Pump (Small) - Marine | 0.20767 | 1 | 0.78067 | CBSA 2014 | 0 | 2012 | 0.5 | SWHC014-04
COM-HVAC-10.76 | Com ¦ Small Unitary Heat Pump (SEER 14) - Marine ¦ SDG&E ¦ Marine | Com ¦ Small Unitary Heat Pump (SEER 14) - Marine | SDG&E ¦ Marine | SDG&E | All | Electric | Small Unitary Heat Pump (SEER 14) | Average Existing and Code |  |  | 0 | Conventional | HVAC | Com - Lodging | Com | ROB and NEW | 0 | 1000 sqft2 of floor space | Cap-Tons | 15 | DEER:HVAC_Split-Package_AC | 0 | 0 | 0 | eTRM SWHC014-04 | 1050 | 2021 | 1000 | 2021 | 0 | 0 | SWHC014-04 | Com Unitary Heat Pump (Small) - Marine ¦ SDG&E ¦ Marine | Com Unitary Heat Pump (Small) - Marine | 0.11619 | 1 | 0.78067 | CBSA 2014 | 0 | 2012 | 0.5 | SWHC014-04
COM-HVAC-10.77 | Com ¦ Small Unitary Heat Pump (SEER 14) - Marine ¦ SDG&E ¦ Marine | Com ¦ Small Unitary Heat Pump (SEER 14) - Marine | SDG&E ¦ Marine | SDG&E | All | Electric | Small Unitary Heat Pump (SEER 14) | Average Existing and Code |  |  | 0 | Conventional | HVAC | Com - Office (Large) | Com | ROB and NEW | 0 | 1000 sqft2 of floor space | Cap-Tons | 15 | DEER:HVAC_Split-Package_AC | 0 | 0 | 0 | eTRM SWHC014-04 | 1050 | 2021 | 1000 | 2021 | 0 | 0 | SWHC014-04 | Com Unitary Heat Pump (Small) - Marine ¦ SDG&E ¦ Marine | Com Unitary Heat Pump (Small) - Marine | 0.1517 | 1 | 0.78067 | CBSA 2014 | 0 | 2012 | 0.5 | SWHC014-04
COM-HVAC-10.78 | Com ¦ Small Unitary Heat Pump (SEER 14) - Marine ¦ SDG&E ¦ Marine | Com ¦ Small Unitary Heat Pump (SEER 14) - Marine | SDG&E ¦ Marine | SDG&E | All | Electric | Small Unitary Heat Pump (SEER 14) | Average Existing and Code |  |  | 0 | Conventional | HVAC | Com - Office (Small) | Com | ROB and NEW | 0 | 1000 sqft2 of floor space | Cap-Tons | 15 | DEER:HVAC_Split-Package_AC | 0 | 0 | 0 | eTRM SWHC014-04 | 1050 | 2021 | 1000 | 2021 | 0 | 0 | SWHC014-04 | Com Unitary Heat Pump (Small) - Marine ¦ SDG&E ¦ Marine | Com Unitary Heat Pump (Small) - Marine | 0.1842 | 1 | 0.78067 | CBSA 2014 | 0 | 2012 | 0.5 | SWHC014-04
COM-HVAC-10.79 | Com ¦ Small Unitary Heat Pump (SEER 14) - Marine ¦ SDG&E ¦ Marine | Com ¦ Small Unitary Heat Pump (SEER 14) - Marine | SDG&E ¦ Marine | SDG&E | All | Electric | Small Unitary Heat Pump (SEER 14) | Average Existing and Code |  |  | 0 | Conventional | HVAC | Com - Other | Com | ROB and NEW | 0 | 1000 sqft2 of floor space | Cap-Tons | 15 | DEER:HVAC_Split-Package_AC | 0 | 0 | 0 | eTRM SWHC014-04 | 1050 | 2021 | 1000 | 2021 | 0 | 0 | SWHC014-04 | Com Unitary Heat Pump (Small) - Marine ¦ SDG&E ¦ Marine | Com Unitary Heat Pump (Small) - Marine | 0.082771 | 1 | 0.78067 | CBSA 2014 | 0 | 2012 | 0.5 | SWHC014-04
COM-HVAC-10.80 | Com ¦ Small Unitary Heat Pump (SEER 14) - Marine ¦ SDG&E ¦ Marine | Com ¦ Small Unitary Heat Pump (SEER 14) - Marine | SDG&E ¦ Marine | SDG&E | All | Electric | Small Unitary Heat Pump (SEER 14) | Average Existing and Code |  |  | 0 | Conventional | HVAC | Com - Refrig. Warehouse | Com | ROB and NEW | 0 | 1000 sqft2 of floor space | Cap-Tons | 15 | DEER:HVAC_Split-Package_AC | 0 | 0 | 0 | eTRM SWHC014-04 | 1050 | 2021 | 1000 | 2021 | 0 | 0 | SWHC014-04 | Com Unitary Heat Pump (Small) - Marine ¦ SDG&E ¦ Marine | Com Unitary Heat Pump (Small) - Marine | 0 | 1 | 0 | CBSA 2014 | 0 | 2012 | 0.5 | SWHC014-04
COM-HVAC-10.81 | Com ¦ Small Unitary Heat Pump (SEER 14) - Marine ¦ SDG&E ¦ Marine | Com ¦ Small Unitary Heat Pump (SEER 14) - Marine | SDG&E ¦ Marine | SDG&E | All | Electric | Small Unitary Heat Pump (SEER 14) | Average Existing and Code |  |  | 0 | Conventional | HVAC | Com - Restaurant | Com | ROB and NEW | 0 | 1000 sqft2 of floor space | Cap-Tons | 15 | DEER:HVAC_Split-Package_AC | 0 | 0 | 0 | eTRM SWHC014-04 | 1050 | 2021 | 1000 | 2021 | 0 | 0 | SWHC014-04 | Com Unitary Heat Pump (Small) - Marine ¦ SDG&E ¦ Marine | Com Unitary Heat Pump (Small) - Marine | 0.26887 | 1 | 0.78067 | CBSA 2014 | 0 | 2012 | 0.5 | SWHC014-04
COM-HVAC-10.82 | Com ¦ Small Unitary Heat Pump (SEER 14) - Marine ¦ SDG&E ¦ Marine | Com ¦ Small Unitary Heat Pump (SEER 14) - Marine | SDG&E ¦ Marine | SDG&E | All | Electric | Small Unitary Heat Pump (SEER 14) | Average Existing and Code |  |  | 0 | Conventional | HVAC | Com - Retail | Com | ROB and NEW | 0 | 1000 sqft2 of floor space | Cap-Tons | 15 | DEER:HVAC_Split-Package_AC | 0 | 0 | 0 | eTRM SWHC014-04 | 1050 | 2021 | 1000 | 2021 | 0 | 0 | SWHC014-04 | Com Unitary Heat Pump (Small) - Marine ¦ SDG&E ¦ Marine | Com Unitary Heat Pump (Small) - Marine | 0.109 | 1 | 0.78067 | CBSA 2014 | 0 | 2012 | 0.5 | SWHC014-04
COM-HVAC-10.83 | Com ¦ Small Unitary Heat Pump (SEER 14) - Marine ¦ SDG&E ¦ Marine | Com ¦ Small Unitary Heat Pump (SEER 14) - Marine | SDG&E ¦ Marine | SDG&E | All | Electric | Small Unitary Heat Pump (SEER 14) | Average Existing and Code |  |  | 0 | Conventional | HVAC | Com - School | Com | ROB and NEW | 0 | 1000 sqft2 of floor space | Cap-Tons | 15 | DEER:HVAC_Split-Package_AC | 0 | 0 | 0 | eTRM SWHC014-04 | 1050 | 2021 | 1000 | 2021 | 0 | 0 | SWHC014-04 | Com Unitary Heat Pump (Small) - Marine ¦ SDG&E ¦ Marine | Com Unitary Heat Pump (Small) - Marine | 0.18329 | 1 | 0.78067 | CBSA 2014 | 0 | 2012 | 0.5 | SWHC014-04
COM-HVAC-10.84 | Com ¦ Small Unitary Heat Pump (SEER 14) - Marine ¦ SDG&E ¦ Marine | Com ¦ Small Unitary Heat Pump (SEER 14) - Marine | SDG&E ¦ Marine | SDG&E | All | Electric | Small Unitary Heat Pump (SEER 14) | Average Existing and Code |  |  | 0 | Conventional | HVAC | Com - Warehouse | Com | ROB and NEW | 0 | 1000 sqft2 of floor space | Cap-Tons | 15 | DEER:HVAC_Split-Package_AC | 0 | 0 | 0 | eTRM SWHC014-04 | 1050 | 2021 | 1000 | 2021 | 0 | 0 | SWHC014-04 | Com Unitary Heat Pump (Small) - Marine ¦ SDG&E ¦ Marine | Com Unitary Heat Pump (Small) - Marine | 0.033426 | 1 | 0.78067 | CBSA 2014 | 0 | 2012 | 0.5 | SWHC014-04
COM-HVAC-10.85 | Com ¦ Small Unitary Heat Pump (SEER 14) - Hot-Dry ¦ SDG&E ¦ Hot-Dry | Com ¦ Small Unitary Heat Pump (SEER 14) - Hot-Dry | SDG&E ¦ Hot-Dry | SDG&E | All | Electric | Small Unitary Heat Pump (SEER 14) | Average Existing and Code |  |  | 0 | Conventional | HVAC | Com - College | Com | ROB and NEW | 0 | 1000 sqft2 of floor space | Cap-Tons | 15 | DEER:HVAC_Split-Package_AC | 0 | 0 | 0 | eTRM SWHC014-04 | 1050 | 2021 | 1000 | 2021 | 0 | 0 | SWHC014-04 | Com Unitary Heat Pump (Small) - Hot-Dry ¦ SDG&E ¦ Hot-Dry | Com Unitary Heat Pump (Small) - Hot-Dry | 0.1443 | 1 | 0.78067 | CBSA 2014 | 0 | 2012 | 0.5 | SWHC014-04
COM-HVAC-10.86 | Com ¦ Small Unitary Heat Pump (SEER 14) - Hot-Dry ¦ SDG&E ¦ Hot-Dry | Com ¦ Small Unitary Heat Pump (SEER 14) - Hot-Dry | SDG&E ¦ Hot-Dry | SDG&E | All | Electric | Small Unitary Heat Pump (SEER 14) | Average Existing and Code |  |  | 0 | Conventional | HVAC | Com - Grocery | Com | ROB and NEW | 0 | 1000 sqft2 of floor space | Cap-Tons | 15 | DEER:HVAC_Split-Package_AC | 0 | 0 | 0 | eTRM SWHC014-04 | 1050 | 2021 | 1000 | 2021 | 0 | 0 | SWHC014-04 | Com Unitary Heat Pump (Small) - Hot-Dry ¦ SDG&E ¦ Hot-Dry | Com Unitary Heat Pump (Small) - Hot-Dry | 0 | 1 | 0 | CBSA 2014 | 0 | 2012 | 0.5 | SWHC014-04
COM-HVAC-10.87 | Com ¦ Small Unitary Heat Pump (SEER 14) - Hot-Dry ¦ SDG&E ¦ Hot-Dry | Com ¦ Small Unitary Heat Pump (SEER 14) - Hot-Dry | SDG&E ¦ Hot-Dry | SDG&E | All | Electric | Small Unitary Heat Pump (SEER 14) | Average Existing and Code |  |  | 0 | Conventional | HVAC | Com - Health | Com | ROB and NEW | 0 | 1000 sqft2 of floor space | Cap-Tons | 15 | DEER:HVAC_Split-Package_AC | 0 | 0 | 0 | eTRM SWHC014-04 | 1050 | 2021 | 1000 | 2021 | 0 | 0 | SWHC014-04 | Com Unitary Heat Pump (Small) - Hot-Dry ¦ SDG&E ¦ Hot-Dry | Com Unitary Heat Pump (Small) - Hot-Dry | 0.20767 | 1 | 0.78067 | CBSA 2014 | 0 | 2012 | 0.5 | SWHC014-04
COM-HVAC-10.88 | Com ¦ Small Unitary Heat Pump (SEER 14) - Hot-Dry ¦ SDG&E ¦ Hot-Dry | Com ¦ Small Unitary Heat Pump (SEER 14) - Hot-Dry | SDG&E ¦ Hot-Dry | SDG&E | All | Electric | Small Unitary Heat Pump (SEER 14) | Average Existing and Code |  |  | 0 | Conventional | HVAC | Com - Lodging | Com | ROB and NEW | 0 | 1000 sqft2 of floor space | Cap-Tons | 15 | DEER:HVAC_Split-Package_AC | 0 | 0 | 0 | eTRM SWHC014-04 | 1050 | 2021 | 1000 | 2021 | 0 | 0 | SWHC014-04 | Com Unitary Heat Pump (Small) - Hot-Dry ¦ SDG&E ¦ Hot-Dry | Com Unitary Heat Pump (Small) - Hot-Dry | 0.11619 | 1 | 0.78067 | CBSA 2014 | 0 | 2012 | 0.5 | SWHC014-04
COM-HVAC-10.89 | Com ¦ Small Unitary Heat Pump (SEER 14) - Hot-Dry ¦ SDG&E ¦ Hot-Dry | Com ¦ Small Unitary Heat Pump (SEER 14) - Hot-Dry | SDG&E ¦ Hot-Dry | SDG&E | All | Electric | Small Unitary Heat Pump (SEER 14) | Average Existing and Code |  |  | 0 | Conventional | HVAC | Com - Office (Large) | Com | ROB and NEW | 0 | 1000 sqft2 of floor space | Cap-Tons | 15 | DEER:HVAC_Split-Package_AC | 0 | 0 | 0 | eTRM SWHC014-04 | 1050 | 2021 | 1000 | 2021 | 0 | 0 | SWHC014-04 | Com Unitary Heat Pump (Small) - Hot-Dry ¦ SDG&E ¦ Hot-Dry | Com Unitary Heat Pump (Small) - Hot-Dry | 0.1517 | 1 | 0.78067 | CBSA 2014 | 0 | 2012 | 0.5 | SWHC014-04
COM-HVAC-10.90 | Com ¦ Small Unitary Heat Pump (SEER 14) - Hot-Dry ¦ SDG&E ¦ Hot-Dry | Com ¦ Small Unitary Heat Pump (SEER 14) - Hot-Dry | SDG&E ¦ Hot-Dry | SDG&E | All | Electric | Small Unitary Heat Pump (SEER 14) | Average Existing and Code |  |  | 0 | Conventional | HVAC | Com - Office (Small) | Com | ROB and NEW | 0 | 1000 sqft2 of floor space | Cap-Tons | 15 | DEER:HVAC_Split-Package_AC | 0 | 0 | 0 | eTRM SWHC014-04 | 1050 | 2021 | 1000 | 2021 | 0 | 0 | SWHC014-04 | Com Unitary Heat Pump (Small) - Hot-Dry ¦ SDG&E ¦ Hot-Dry | Com Unitary Heat Pump (Small) - Hot-Dry | 0.1842 | 1 | 0.78067 | CBSA 2014 | 0 | 2012 | 0.5 | SWHC014-04
COM-HVAC-10.91 | Com ¦ Small Unitary Heat Pump (SEER 14) - Hot-Dry ¦ SDG&E ¦ Hot-Dry | Com ¦ Small Unitary Heat Pump (SEER 14) - Hot-Dry | SDG&E ¦ Hot-Dry | SDG&E | All | Electric | Small Unitary Heat Pump (SEER 14) | Average Existing and Code |  |  | 0 | Conventional | HVAC | Com - Other | Com | ROB and NEW | 0 | 1000 sqft2 of floor space | Cap-Tons | 15 | DEER:HVAC_Split-Package_AC | 0 | 0 | 0 | eTRM SWHC014-04 | 1050 | 2021 | 1000 | 2021 | 0 | 0 | SWHC014-04 | Com Unitary Heat Pump (Small) - Hot-Dry ¦ SDG&E ¦ Hot-Dry | Com Unitary Heat Pump (Small) - Hot-Dry | 0.082771 | 1 | 0.78067 | CBSA 2014 | 0 | 2012 | 0.5 | SWHC014-04
COM-HVAC-10.92 | Com ¦ Small Unitary Heat Pump (SEER 14) - Hot-Dry ¦ SDG&E ¦ Hot-Dry | Com ¦ Small Unitary Heat Pump (SEER 14) - Hot-Dry | SDG&E ¦ Hot-Dry | SDG&E | All | Electric | Small Unitary Heat Pump (SEER 14) | Average Existing and Code |  |  | 0 | Conventional | HVAC | Com - Refrig. Warehouse | Com | ROB and NEW | 0 | 1000 sqft2 of floor space | Cap-Tons | 15 | DEER:HVAC_Split-Package_AC | 0 | 0 | 0 | eTRM SWHC014-04 | 1050 | 2021 | 1000 | 2021 | 0 | 0 | SWHC014-04 | Com Unitary Heat Pump (Small) - Hot-Dry ¦ SDG&E ¦ Hot-Dry | Com Unitary Heat Pump (Small) - Hot-Dry | 0 | 1 | 0 | CBSA 2014 | 0 | 2012 | 0.5 | SWHC014-04
COM-HVAC-10.93 | Com ¦ Small Unitary Heat Pump (SEER 14) - Hot-Dry ¦ SDG&E ¦ Hot-Dry | Com ¦ Small Unitary Heat Pump (SEER 14) - Hot-Dry | SDG&E ¦ Hot-Dry | SDG&E | All | Electric | Small Unitary Heat Pump (SEER 14) | Average Existing and Code |  |  | 0 | Conventional | HVAC | Com - Restaurant | Com | ROB and NEW | 0 | 1000 sqft2 of floor space | Cap-Tons | 15 | DEER:HVAC_Split-Package_AC | 0 | 0 | 0 | eTRM SWHC014-04 | 1050 | 2021 | 1000 | 2021 | 0 | 0 | SWHC014-04 | Com Unitary Heat Pump (Small) - Hot-Dry ¦ SDG&E ¦ Hot-Dry | Com Unitary Heat Pump (Small) - Hot-Dry | 0.26887 | 1 | 0.78067 | CBSA 2014 | 0 | 2012 | 0.5 | SWHC014-04
COM-HVAC-10.94 | Com ¦ Small Unitary Heat Pump (SEER 14) - Hot-Dry ¦ SDG&E ¦ Hot-Dry | Com ¦ Small Unitary Heat Pump (SEER 14) - Hot-Dry | SDG&E ¦ Hot-Dry | SDG&E | All | Electric | Small Unitary Heat Pump (SEER 14) | Average Existing and Code |  |  | 0 | Conventional | HVAC | Com - Retail | Com | ROB and NEW | 0 | 1000 sqft2 of floor space | Cap-Tons | 15 | DEER:HVAC_Split-Package_AC | 0 | 0 | 0 | eTRM SWHC014-04 | 1050 | 2021 | 1000 | 2021 | 0 | 0 | SWHC014-04 | Com Unitary Heat Pump (Small) - Hot-Dry ¦ SDG&E ¦ Hot-Dry | Com Unitary Heat Pump (Small) - Hot-Dry | 0.109 | 1 | 0.78067 | CBSA 2014 | 0 | 2012 | 0.5 | SWHC014-04
COM-HVAC-10.95 | Com ¦ Small Unitary Heat Pump (SEER 14) - Hot-Dry ¦ SDG&E ¦ Hot-Dry | Com ¦ Small Unitary Heat Pump (SEER 14) - Hot-Dry | SDG&E ¦ Hot-Dry | SDG&E | All | Electric | Small Unitary Heat Pump (SEER 14) | Average Existing and Code |  |  | 0 | Conventional | HVAC | Com - School | Com | ROB and NEW | 0 | 1000 sqft2 of floor space | Cap-Tons | 15 | DEER:HVAC_Split-Package_AC | 0 | 0 | 0 | eTRM SWHC014-04 | 1050 | 2021 | 1000 | 2021 | 0 | 0 | SWHC014-04 | Com Unitary Heat Pump (Small) - Hot-Dry ¦ SDG&E ¦ Hot-Dry | Com Unitary Heat Pump (Small) - Hot-Dry | 0.18329 | 1 | 0.78067 | CBSA 2014 | 0 | 2012 | 0.5 | SWHC014-04
COM-HVAC-10.96 | Com ¦ Small Unitary Heat Pump (SEER 14) - Hot-Dry ¦ SDG&E ¦ Hot-Dry | Com ¦ Small Unitary Heat Pump (SEER 14) - Hot-Dry | SDG&E ¦ Hot-Dry | SDG&E | All | Electric | Small Unitary Heat Pump (SEER 14) | Average Existing and Code |  |  | 0 | Conventional | HVAC | Com - Warehouse | Com | ROB and NEW | 0 | 1000 sqft2 of floor space | Cap-Tons | 15 | DEER:HVAC_Split-Package_AC | 0 | 0 | 0 | eTRM SWHC014-04 | 1050 | 2021 | 1000 | 2021 | 0 | 0 | SWHC014-04 | Com Unitary Heat Pump (Small) - Hot-Dry ¦ SDG&E ¦ Hot-Dry | Com Unitary Heat Pump (Small) - Hot-Dry | 0.033426 | 1 | 0.78067 | CBSA 2014 | 0 | 2012 | 0.5 | SWHC014-04
COM-HVAC-11.1 | Com ¦ Small Unitary Heat Pump (SEER 15) - Marine ¦ PG&E ¦ Marine | Com ¦ Small Unitary Heat Pump (SEER 15) - Marine | PG&E ¦ Marine | PG&E | All | Electric | Small Unitary Heat Pump (SEER 15) | Efficient |  |  | 0 | Conventional | HVAC | Com - College | Com | ROB and NEW | 0 | 1000 sqft2 of floor space | Cap-Tons | 15 | DEER:HVAC_Split-Package_AC | 0 | 0 | 0 | eTRM SWHC014-04 | 1153.78 | 2021 | 1000 | 2021 | 0 | 0 | SWHC014-04 | Com Unitary Heat Pump (Small) - Marine ¦ PG&E ¦ Marine | Com Unitary Heat Pump (Small) - Marine | 0.13195 | 1 | 0.20885 | CBSA 2014 | 0 | 2032 | 0.5 | SWHC014-04
COM-HVAC-11.2 | Com ¦ Small Unitary Heat Pump (SEER 15) - Marine ¦ PG&E ¦ Marine | Com ¦ Small Unitary Heat Pump (SEER 15) - Marine | PG&E ¦ Marine | PG&E | All | Electric | Small Unitary Heat Pump (SEER 15) | Efficient |  |  | 0 | Conventional | HVAC | Com - Grocery | Com | ROB and NEW | 0 | 1000 sqft2 of floor space | Cap-Tons | 15 | DEER:HVAC_Split-Package_AC | -97.375 | -0.019625 | 0.0002375 | eTRM SWHC014-04 | 1153.78 | 2021 | 1000 | 2021 | 0 | 0 | SWHC014-04 | Com Unitary Heat Pump (Small) - Marine ¦ PG&E ¦ Marine | Com Unitary Heat Pump (Small) - Marine | 0 | 1 | 0 | CBSA 2014 | 5.4767 | 2032 | 0.5 | SWHC014-04
COM-HVAC-11.3 | Com ¦ Small Unitary Heat Pump (SEER 15) - Marine ¦ PG&E ¦ Marine | Com ¦ Small Unitary Heat Pump (SEER 15) - Marine | PG&E ¦ Marine | PG&E | All | Electric | Small Unitary Heat Pump (SEER 15) | Efficient |  |  | 0 | Conventional | HVAC | Com - Health | Com | ROB and NEW | 0 | 1000 sqft2 of floor space | Cap-Tons | 15 | DEER:HVAC_Split-Package_AC | 0 | 0 | 0 | eTRM SWHC014-04 | 1153.78 | 2021 | 1000 | 2021 | 0 | 0 | SWHC014-04 | Com Unitary Heat Pump (Small) - Marine ¦ PG&E ¦ Marine | Com Unitary Heat Pump (Small) - Marine | 0.19485 | 1 | 0.20885 | CBSA 2014 | 0 | 2032 | 0.5 | SWHC014-04
COM-HVAC-11.4 | Com ¦ Small Unitary Heat Pump (SEER 15) - Marine ¦ PG&E ¦ Marine | Com ¦ Small Unitary Heat Pump (SEER 15) - Marine | PG&E ¦ Marine | PG&E | All | Electric | Small Unitary Heat Pump (SEER 15) | Efficient |  |  | 0 | Conventional | HVAC | Com - Lodging | Com | ROB and NEW | 0 | 1000 sqft2 of floor space | Cap-Tons | 15 | DEER:HVAC_Split-Package_AC | -69.465 | -0.02321 | 0 | eTRM SWHC014-04 | 1153.78 | 2021 | 1000 | 2021 | 0 | 0 | SWHC014-04 | Com Unitary Heat Pump (Small) - Marine ¦ PG&E ¦ Marine | Com Unitary Heat Pump (Small) - Marine | 0.10386 | 1 | 0.20885 | CBSA 2014 | 10.9534 | 2032 | 0.5 | SWHC014-04
COM-HVAC-11.5 | Com ¦ Small Unitary Heat Pump (SEER 15) - Marine ¦ PG&E ¦ Marine | Com ¦ Small Unitary Heat Pump (SEER 15) - Marine | PG&E ¦ Marine | PG&E | All | Electric | Small Unitary Heat Pump (SEER 15) | Efficient |  |  | 0 | Conventional | HVAC | Com - Office (Large) | Com | ROB and NEW | 0 | 1000 sqft2 of floor space | Cap-Tons | 15 | DEER:HVAC_Split-Package_AC | -47.4 | -0.011525 | 0 | eTRM SWHC014-04 | 1153.78 | 2021 | 1000 | 2021 | 0 | 0 | SWHC014-04 | Com Unitary Heat Pump (Small) - Marine ¦ PG&E ¦ Marine | Com Unitary Heat Pump (Small) - Marine | 0.13836 | 1 | 0.20885 | CBSA 2014 | 4.714 | 2032 | 0.5 | SWHC014-04
COM-HVAC-11.6 | Com ¦ Small Unitary Heat Pump (SEER 15) - Marine ¦ PG&E ¦ Marine | Com ¦ Small Unitary Heat Pump (SEER 15) - Marine | PG&E ¦ Marine | PG&E | All | Electric | Small Unitary Heat Pump (SEER 15) | Efficient |  |  | 0 | Conventional | HVAC | Com - Office (Small) | Com | ROB and NEW | 0 | 1000 sqft2 of floor space | Cap-Tons | 15 | DEER:HVAC_Split-Package_AC | -42 | -0.01125 | 0 | eTRM SWHC014-04 | 1153.78 | 2021 | 1000 | 2021 | 0 | 0 | SWHC014-04 | Com Unitary Heat Pump (Small) - Marine ¦ PG&E ¦ Marine | Com Unitary Heat Pump (Small) - Marine | 0.16182 | 1 | 0.20885 | CBSA 2014 | 1.9256 | 2032 | 0.5 | SWHC014-04
COM-HVAC-11.7 | Com ¦ Small Unitary Heat Pump (SEER 15) - Marine ¦ PG&E ¦ Marine | Com ¦ Small Unitary Heat Pump (SEER 15) - Marine | PG&E ¦ Marine | PG&E | All | Electric | Small Unitary Heat Pump (SEER 15) | Efficient |  |  | 0 | Conventional | HVAC | Com - Other | Com | ROB and NEW | 0 | 1000 sqft2 of floor space | Cap-Tons | 15 | DEER:HVAC_Split-Package_AC | -48.45 | -0.025025 | 0 | eTRM SWHC014-04 | 1153.78 | 2021 | 1000 | 2021 | 0 | 0 | SWHC014-04 | Com Unitary Heat Pump (Small) - Marine ¦ PG&E ¦ Marine | Com Unitary Heat Pump (Small) - Marine | 0.076368 | 1 | 0.20885 | CBSA 2014 | 5.3501 | 2032 | 0.5 | SWHC014-04
COM-HVAC-11.8 | Com ¦ Small Unitary Heat Pump (SEER 15) - Marine ¦ PG&E ¦ Marine | Com ¦ Small Unitary Heat Pump (SEER 15) - Marine | PG&E ¦ Marine | PG&E | All | Electric | Small Unitary Heat Pump (SEER 15) | Efficient |  |  | 0 | Conventional | HVAC | Com - Refrig. Warehouse | Com | ROB and NEW | 0 | 1000 sqft2 of floor space | Cap-Tons | 15 | DEER:HVAC_Split-Package_AC | 0 | 0 | 0 | eTRM SWHC014-04 | 1153.78 | 2021 | 1000 | 2021 | 0 | 0 | SWHC014-04 | Com Unitary Heat Pump (Small) - Marine ¦ PG&E ¦ Marine | Com Unitary Heat Pump (Small) - Marine | 0 | 1 | 0 | CBSA 2014 | 0 | 2032 | 0.5 | SWHC014-04
COM-HVAC-11.9 | Com ¦ Small Unitary Heat Pump (SEER 15) - Marine ¦ PG&E ¦ Marine | Com ¦ Small Unitary Heat Pump (SEER 15) - Marine | PG&E ¦ Marine | PG&E | All | Electric | Small Unitary Heat Pump (SEER 15) | Efficient |  |  | 0 | Conventional | HVAC | Com - Restaurant | Com | ROB and NEW | 0 | 1000 sqft2 of floor space | Cap-Tons | 15 | DEER:HVAC_Split-Package_AC | 0 | 0 | 0 | eTRM SWHC014-04 | 1153.78 | 2021 | 1000 | 2021 | 0 | 0 | SWHC014-04 | Com Unitary Heat Pump (Small) - Marine ¦ PG&E ¦ Marine | Com Unitary Heat Pump (Small) - Marine | 0.23382 | 1 | 0.20885 | CBSA 2014 | 0 | 2032 | 0.5 | SWHC014-04
COM-HVAC-11.10 | Com ¦ Small Unitary Heat Pump (SEER 15) - Marine ¦ PG&E ¦ Marine | Com ¦ Small Unitary Heat Pump (SEER 15) - Marine | PG&E ¦ Marine | PG&E | All | Electric | Small Unitary Heat Pump (SEER 15) | Efficient |  |  | 0 | Conventional | HVAC | Com - Retail | Com | ROB and NEW | 0 | 1000 sqft2 of floor space | Cap-Tons | 15 | DEER:HVAC_Split-Package_AC | -66.1813 | -0.029977 | 0 | eTRM SWHC014-04 | 1153.78 | 2021 | 1000 | 2021 | 0 | 0 | SWHC014-04 | Com Unitary Heat Pump (Small) - Marine ¦ PG&E ¦ Marine | Com Unitary Heat Pump (Small) - Marine | 0.097448 | 1 | 0.20885 | CBSA 2014 | 23.2506 | 2032 | 0.5 | SWHC014-04
COM-HVAC-11.11 | Com ¦ Small Unitary Heat Pump (SEER 15) - Marine ¦ PG&E ¦ Marine | Com ¦ Small Unitary Heat Pump (SEER 15) - Marine | PG&E ¦ Marine | PG&E | All | Electric | Small Unitary Heat Pump (SEER 15) | Efficient |  |  | 0 | Conventional | HVAC | Com - School | Com | ROB and NEW | 0 | 1000 sqft2 of floor space | Cap-Tons | 15 | DEER:HVAC_Split-Package_AC | -29.0317 | -0.01309 | 0 | eTRM SWHC014-04 | 1153.78 | 2021 | 1000 | 2021 | 0 | 0 | SWHC014-04 | Com Unitary Heat Pump (Small) - Marine ¦ PG&E ¦ Marine | Com Unitary Heat Pump (Small) - Marine | 0.14798 | 1 | 0.20885 | CBSA 2014 | 4.78 | 2032 | 0.5 | SWHC014-04
COM-HVAC-11.12 | Com ¦ Small Unitary Heat Pump (SEER 15) - Marine ¦ PG&E ¦ Marine | Com ¦ Small Unitary Heat Pump (SEER 15) - Marine | PG&E ¦ Marine | PG&E | All | Electric | Small Unitary Heat Pump (SEER 15) | Efficient |  |  | 0 | Conventional | HVAC | Com - Warehouse | Com | ROB and NEW | 0 | 1000 sqft2 of floor space | Cap-Tons | 15 | DEER:HVAC_Split-Package_AC | -23.7622 | -0.0042712 | 0 | eTRM SWHC014-04 | 1153.78 | 2021 | 1000 | 2021 | 0 | 0 | SWHC014-04 | Com Unitary Heat Pump (Small) - Marine ¦ PG&E ¦ Marine | Com Unitary Heat Pump (Small) - Marine | 0.030327 | 1 | 0.20885 | CBSA 2014 | 7.1221 | 2032 | 0.5 | SWHC014-04
COM-HVAC-11.13 | Com ¦ Small Unitary Heat Pump (SEER 15) - Hot-Dry ¦ PG&E ¦ Hot-Dry | Com ¦ Small Unitary Heat Pump (SEER 15) - Hot-Dry | PG&E ¦ Hot-Dry | PG&E | All | Electric | Small Unitary Heat Pump (SEER 15) | Efficient |  |  | 0 | Conventional | HVAC | Com - College | Com | ROB and NEW | 0 | 1000 sqft2 of floor space | Cap-Tons | 15 | DEER:HVAC_Split-Package_AC | 0 | 0 | 0 | eTRM SWHC014-04 | 1153.78 | 2021 | 1000 | 2021 | 0 | 0 | SWHC014-04 | Com Unitary Heat Pump (Small) - Hot-Dry ¦ PG&E ¦ Hot-Dry | Com Unitary Heat Pump (Small) - Hot-Dry | 0.13195 | 1 | 0.20885 | CBSA 2014 | 0 | 2032 | 0.5 | SWHC014-04
COM-HVAC-11.14 | Com ¦ Small Unitary Heat Pump (SEER 15) - Hot-Dry ¦ PG&E ¦ Hot-Dry | Com ¦ Small Unitary Heat Pump (SEER 15) - Hot-Dry | PG&E ¦ Hot-Dry | PG&E | All | Electric | Small Unitary Heat Pump (SEER 15) | Efficient |  |  | 0 | Conventional | HVAC | Com - Grocery | Com | ROB and NEW | 0 | 1000 sqft2 of floor space | Cap-Tons | 15 | DEER:HVAC_Split-Package_AC | -91.5625 | -0.0391 | 0.0003 | eTRM SWHC014-04 | 1153.78 | 2021 | 1000 | 2021 | 0 | 0 | SWHC014-04 | Com Unitary Heat Pump (Small) - Hot-Dry ¦ PG&E ¦ Hot-Dry | Com Unitary Heat Pump (Small) - Hot-Dry | 0 | 1 | 0 | CBSA 2014 | 5.1496 | 2032 | 0.5 | SWHC014-04
COM-HVAC-11.15 | Com ¦ Small Unitary Heat Pump (SEER 15) - Hot-Dry ¦ PG&E ¦ Hot-Dry | Com ¦ Small Unitary Heat Pump (SEER 15) - Hot-Dry | PG&E ¦ Hot-Dry | PG&E | All | Electric | Small Unitary Heat Pump (SEER 15) | Efficient |  |  | 0 | Conventional | HVAC | Com - Health | Com | ROB and NEW | 0 | 1000 sqft2 of floor space | Cap-Tons | 15 | DEER:HVAC_Split-Package_AC | 0 | 0 | 0 | eTRM SWHC014-04 | 1153.78 | 2021 | 1000 | 2021 | 0 | 0 | SWHC014-04 | Com Unitary Heat Pump (Small) - Hot-Dry ¦ PG&E ¦ Hot-Dry | Com Unitary Heat Pump (Small) - Hot-Dry | 0.19485 | 1 | 0.20885 | CBSA 2014 | 0 | 2032 | 0.5 | SWHC014-04
COM-HVAC-11.16 | Com ¦ Small Unitary Heat Pump (SEER 15) - Hot-Dry ¦ PG&E ¦ Hot-Dry | Com ¦ Small Unitary Heat Pump (SEER 15) - Hot-Dry | PG&E ¦ Hot-Dry | PG&E | All | Electric | Small Unitary Heat Pump (SEER 15) | Efficient |  |  | 0 | Conventional | HVAC | Com - Lodging | Com | ROB and NEW | 0 | 1000 sqft2 of floor space | Cap-Tons | 15 | DEER:HVAC_Split-Package_AC | -106.8722 | -0.048806 | 0 | eTRM SWHC014-04 | 1153.78 | 2021 | 1000 | 2021 | 0 | 0 | SWHC014-04 | Com Unitary Heat Pump (Small) - Hot-Dry ¦ PG&E ¦ Hot-Dry | Com Unitary Heat Pump (Small) - Hot-Dry | 0.10386 | 1 | 0.20885 | CBSA 2014 | 16.8519 | 2032 | 0.5 | SWHC014-04
COM-HVAC-11.17 | Com ¦ Small Unitary Heat Pump (SEER 15) - Hot-Dry ¦ PG&E ¦ Hot-Dry | Com ¦ Small Unitary Heat Pump (SEER 15) - Hot-Dry | PG&E ¦ Hot-Dry | PG&E | All | Electric | Small Unitary Heat Pump (SEER 15) | Efficient |  |  | 0 | Conventional | HVAC | Com - Office (Large) | Com | ROB and NEW | 0 | 1000 sqft2 of floor space | Cap-Tons | 15 | DEER:HVAC_Split-Package_AC | -67.3875 | -0.02265 | 0 | eTRM SWHC014-04 | 1153.78 | 2021 | 1000 | 2021 | 0 | 0 | SWHC014-04 | Com Unitary Heat Pump (Small) - Hot-Dry ¦ PG&E ¦ Hot-Dry | Com Unitary Heat Pump (Small) - Hot-Dry | 0.13836 | 1 | 0.20885 | CBSA 2014 | 6.7018 | 2032 | 0.5 | SWHC014-04
COM-HVAC-11.18 | Com ¦ Small Unitary Heat Pump (SEER 15) - Hot-Dry ¦ PG&E ¦ Hot-Dry | Com ¦ Small Unitary Heat Pump (SEER 15) - Hot-Dry | PG&E ¦ Hot-Dry | PG&E | All | Electric | Small Unitary Heat Pump (SEER 15) | Efficient |  |  | 0 | Conventional | HVAC | Com - Office (Small) | Com | ROB and NEW | 0 | 1000 sqft2 of floor space | Cap-Tons | 15 | DEER:HVAC_Split-Package_AC | -62.375 | -0.02255 | 0 | eTRM SWHC014-04 | 1153.78 | 2021 | 1000 | 2021 | 0 | 0 | SWHC014-04 | Com Unitary Heat Pump (Small) - Hot-Dry ¦ PG&E ¦ Hot-Dry | Com Unitary Heat Pump (Small) - Hot-Dry | 0.16182 | 1 | 0.20885 | CBSA 2014 | 2.8598 | 2032 | 0.5 | SWHC014-04
COM-HVAC-11.19 | Com ¦ Small Unitary Heat Pump (SEER 15) - Hot-Dry ¦ PG&E ¦ Hot-Dry | Com ¦ Small Unitary Heat Pump (SEER 15) - Hot-Dry | PG&E ¦ Hot-Dry | PG&E | All | Electric | Small Unitary Heat Pump (SEER 15) | Efficient |  |  | 0 | Conventional | HVAC | Com - Other | Com | ROB and NEW | 0 | 1000 sqft2 of floor space | Cap-Tons | 15 | DEER:HVAC_Split-Package_AC | -81.5 | -0.04985 | 0 | eTRM SWHC014-04 | 1153.78 | 2021 | 1000 | 2021 | 0 | 0 | SWHC014-04 | Com Unitary Heat Pump (Small) - Hot-Dry ¦ PG&E ¦ Hot-Dry | Com Unitary Heat Pump (Small) - Hot-Dry | 0.076368 | 1 | 0.20885 | CBSA 2014 | 8.9996 | 2032 | 0.5 | SWHC014-04
COM-HVAC-11.20 | Com ¦ Small Unitary Heat Pump (SEER 15) - Hot-Dry ¦ PG&E ¦ Hot-Dry | Com ¦ Small Unitary Heat Pump (SEER 15) - Hot-Dry | PG&E ¦ Hot-Dry | PG&E | All | Electric | Small Unitary Heat Pump (SEER 15) | Efficient |  |  | 0 | Conventional | HVAC | Com - Refrig. Warehouse | Com | ROB and NEW | 0 | 1000 sqft2 of floor space | Cap-Tons | 15 | DEER:HVAC_Split-Package_AC | 0 | 0 | 0 | eTRM SWHC014-04 | 1153.78 | 2021 | 1000 | 2021 | 0 | 0 | SWHC014-04 | Com Unitary Heat Pump (Small) - Hot-Dry ¦ PG&E ¦ Hot-Dry | Com Unitary Heat Pump (Small) - Hot-Dry | 0 | 1 | 0 | CBSA 2014 | 0 | 2032 | 0.5 | SWHC014-04
COM-HVAC-11.21 | Com ¦ Small Unitary Heat Pump (SEER 15) - Hot-Dry ¦ PG&E ¦ Hot-Dry | Com ¦ Small Unitary Heat Pump (SEER 15) - Hot-Dry | PG&E ¦ Hot-Dry | PG&E | All | Electric | Small Unitary Heat Pump (SEER 15) | Efficient |  |  | 0 | Conventional | HVAC | Com - Restaurant | Com | ROB and NEW | 0 | 1000 sqft2 of floor space | Cap-Tons | 15 | DEER:HVAC_Split-Package_AC | 0 | 0 | 0 | eTRM SWHC014-04 | 1153.78 | 2021 | 1000 | 2021 | 0 | 0 | SWHC014-04 | Com Unitary Heat Pump (Small) - Hot-Dry ¦ PG&E ¦ Hot-Dry | Com Unitary Heat Pump (Small) - Hot-Dry | 0.23382 | 1 | 0.20885 | CBSA 2014 | 0 | 2032 | 0.5 | SWHC014-04
COM-HVAC-11.22 | Com ¦ Small Unitary Heat Pump (SEER 15) - Hot-Dry ¦ PG&E ¦ Hot-Dry | Com ¦ Small Unitary Heat Pump (SEER 15) - Hot-Dry | PG&E ¦ Hot-Dry | PG&E | All | Electric | Small Unitary Heat Pump (SEER 15) | Efficient |  |  | 0 | Conventional | HVAC | Com - Retail | Com | ROB and NEW | 0 | 1000 sqft2 of floor space | Cap-Tons | 15 | DEER:HVAC_Split-Package_AC | -91.2221 | -0.049584 | 0 | eTRM SWHC014-04 | 1153.78 | 2021 | 1000 | 2021 | 0 | 0 | SWHC014-04 | Com Unitary Heat Pump (Small) - Hot-Dry ¦ PG&E ¦ Hot-Dry | Com Unitary Heat Pump (Small) - Hot-Dry | 0.097448 | 1 | 0.20885 | CBSA 2014 | 32.0479 | 2032 | 0.5 | SWHC014-04
COM-HVAC-11.23 | Com ¦ Small Unitary Heat Pump (SEER 15) - Hot-Dry ¦ PG&E ¦ Hot-Dry | Com ¦ Small Unitary Heat Pump (SEER 15) - Hot-Dry | PG&E ¦ Hot-Dry | PG&E | All | Electric | Small Unitary Heat Pump (SEER 15) | Efficient |  |  | 0 | Conventional | HVAC | Com - School | Com | ROB and NEW | 0 | 1000 sqft2 of floor space | Cap-Tons | 15 | DEER:HVAC_Split-Package_AC | -45.9219 | -0.0076715 | 0 | eTRM SWHC014-04 | 1153.78 | 2021 | 1000 | 2021 | 0 | 0 | SWHC014-04 | Com Unitary Heat Pump (Small) - Hot-Dry ¦ PG&E ¦ Hot-Dry | Com Unitary Heat Pump (Small) - Hot-Dry | 0.14798 | 1 | 0.20885 | CBSA 2014 | 7.5609 | 2032 | 0.5 | SWHC014-04
COM-HVAC-11.24 | Com ¦ Small Unitary Heat Pump (SEER 15) - Hot-Dry ¦ PG&E ¦ Hot-Dry | Com ¦ Small Unitary Heat Pump (SEER 15) - Hot-Dry | PG&E ¦ Hot-Dry | PG&E | All | Electric | Small Unitary Heat Pump (SEER 15) | Efficient |  |  | 0 | Conventional | HVAC | Com - Warehouse | Com | ROB and NEW | 0 | 1000 sqft2 of floor space | Cap-Tons | 15 | DEER:HVAC_Split-Package_AC | -38.5239 | -0.017446 | 0 | eTRM SWHC014-04 | 1153.78 | 2021 | 1000 | 2021 | 0 | 0 | SWHC014-04 | Com Unitary Heat Pump (Small) - Hot-Dry ¦ PG&E ¦ Hot-Dry | Com Unitary Heat Pump (Small) - Hot-Dry | 0.030327 | 1 | 0.20885 | CBSA 2014 | 11.5465 | 2032 | 0.5 | SWHC014-04
COM-HVAC-11.25 | Com ¦ Small Unitary Heat Pump (SEER 15) - Cold ¦ PG&E ¦ Cold | Com ¦ Small Unitary Heat Pump (SEER 15) - Cold | PG&E ¦ Cold | PG&E | All | Electric | Small Unitary Heat Pump (SEER 15) | Efficient |  |  | 0 | Conventional | HVAC | Com - College | Com | ROB and NEW | 0 | 1000 sqft2 of floor space | Cap-Tons | 15 | DEER:HVAC_Split-Package_AC | 0 | 0 | 0 | eTRM SWHC014-04 | 1153.78 | 2021 | 1000 | 2021 | 0 | 0 | SWHC014-04 | Com Unitary Heat Pump (Small) - Cold ¦ PG&E ¦ Cold | Com Unitary Heat Pump (Small) - Cold | 0.13195 | 1 | 0.20885 | CBSA 2014 | 0 | 2032 | 0.5 | SWHC014-04
COM-HVAC-11.26 | Com ¦ Small Unitary Heat Pump (SEER 15) - Cold ¦ PG&E ¦ Cold | Com ¦ Small Unitary Heat Pump (SEER 15) - Cold | PG&E ¦ Cold | PG&E | All | Electric | Small Unitary Heat Pump (SEER 15) | Efficient |  |  | 0 | Conventional | HVAC | Com - Grocery | Com | ROB and NEW | 0 | 1000 sqft2 of floor space | Cap-Tons | 15 | DEER:HVAC_Split-Package_AC | -127.15 | -0.025575 | 0.0012125 | eTRM SWHC014-04 | 1153.78 | 2021 | 1000 | 2021 | 0 | 0 | SWHC014-04 | Com Unitary Heat Pump (Small) - Cold ¦ PG&E ¦ Cold | Com Unitary Heat Pump (Small) - Cold | 0 | 1 | 0 | CBSA 2014 | 7.1492 | 2032 | 0.5 | SWHC014-04
COM-HVAC-11.27 | Com ¦ Small Unitary Heat Pump (SEER 15) - Cold ¦ PG&E ¦ Cold | Com ¦ Small Unitary Heat Pump (SEER 15) - Cold | PG&E ¦ Cold | PG&E | All | Electric | Small Unitary Heat Pump (SEER 15) | Efficient |  |  | 0 | Conventional | HVAC | Com - Health | Com | ROB and NEW | 0 | 1000 sqft2 of floor space | Cap-Tons | 15 | DEER:HVAC_Split-Package_AC | 0 | 0 | 0 | eTRM SWHC014-04 | 1153.78 | 2021 | 1000 | 2021 | 0 | 0 | SWHC014-04 | Com Unitary Heat Pump (Small) - Cold ¦ PG&E ¦ Cold | Com Unitary Heat Pump (Small) - Cold | 0.19485 | 1 | 0.20885 | CBSA 2014 | 0 | 2032 | 0.5 | SWHC014-04
COM-HVAC-11.28 | Com ¦ Small Unitary Heat Pump (SEER 15) - Cold ¦ PG&E ¦ Cold | Com ¦ Small Unitary Heat Pump (SEER 15) - Cold | PG&E ¦ Cold | PG&E | All | Electric | Small Unitary Heat Pump (SEER 15) | Efficient |  |  | 0 | Conventional | HVAC | Com - Lodging | Com | ROB and NEW | 0 | 1000 sqft2 of floor space | Cap-Tons | 15 | DEER:HVAC_Split-Package_AC | -98.8383 | -0.024954 | 0 | eTRM SWHC014-04 | 1153.78 | 2021 | 1000 | 2021 | 0 | 0 | SWHC014-04 | Com Unitary Heat Pump (Small) - Cold ¦ PG&E ¦ Cold | Com Unitary Heat Pump (Small) - Cold | 0.10386 | 1 | 0.20885 | CBSA 2014 | 15.5851 | 2032 | 0.5 | SWHC014-04
COM-HVAC-11.29 | Com ¦ Small Unitary Heat Pump (SEER 15) - Cold ¦ PG&E ¦ Cold | Com ¦ Small Unitary Heat Pump (SEER 15) - Cold | PG&E ¦ Cold | PG&E | All | Electric | Small Unitary Heat Pump (SEER 15) | Efficient |  |  | 0 | Conventional | HVAC | Com - Office (Large) | Com | ROB and NEW | 0 | 1000 sqft2 of floor space | Cap-Tons | 15 | DEER:HVAC_Split-Package_AC | -48.575 | -0.01165 | 0 | eTRM SWHC014-04 | 1153.78 | 2021 | 1000 | 2021 | 0 | 0 | SWHC014-04 | Com Unitary Heat Pump (Small) - Cold ¦ PG&E ¦ Cold | Com Unitary Heat Pump (Small) - Cold | 0.13836 | 1 | 0.20885 | CBSA 2014 | 4.8309 | 2032 | 0.5 | SWHC014-04
COM-HVAC-11.30 | Com ¦ Small Unitary Heat Pump (SEER 15) - Cold ¦ PG&E ¦ Cold | Com ¦ Small Unitary Heat Pump (SEER 15) - Cold | PG&E ¦ Cold | PG&E | All | Electric | Small Unitary Heat Pump (SEER 15) | Efficient |  |  | 0 | Conventional | HVAC | Com - Office (Small) | Com | ROB and NEW | 0 | 1000 sqft2 of floor space | Cap-Tons | 15 | DEER:HVAC_Split-Package_AC | -49.95 | -0.0117 | 0 | eTRM SWHC014-04 | 1153.78 | 2021 | 1000 | 2021 | 0 | 0 | SWHC014-04 | Com Unitary Heat Pump (Small) - Cold ¦ PG&E ¦ Cold | Com Unitary Heat Pump (Small) - Cold | 0.16182 | 1 | 0.20885 | CBSA 2014 | 2.2901 | 2032 | 0.5 | SWHC014-04
COM-HVAC-11.31 | Com ¦ Small Unitary Heat Pump (SEER 15) - Cold ¦ PG&E ¦ Cold | Com ¦ Small Unitary Heat Pump (SEER 15) - Cold | PG&E ¦ Cold | PG&E | All | Electric | Small Unitary Heat Pump (SEER 15) | Efficient |  |  | 0 | Conventional | HVAC | Com - Other | Com | ROB and NEW | 0 | 1000 sqft2 of floor space | Cap-Tons | 15 | DEER:HVAC_Split-Package_AC | -74.325 | -0.027025 | 0 | eTRM SWHC014-04 | 1153.78 | 2021 | 1000 | 2021 | 0 | 0 | SWHC014-04 | Com Unitary Heat Pump (Small) - Cold ¦ PG&E ¦ Cold | Com Unitary Heat Pump (Small) - Cold | 0.076368 | 1 | 0.20885 | CBSA 2014 | 8.2073 | 2032 | 0.5 | SWHC014-04
COM-HVAC-11.32 | Com ¦ Small Unitary Heat Pump (SEER 15) - Cold ¦ PG&E ¦ Cold | Com ¦ Small Unitary Heat Pump (SEER 15) - Cold | PG&E ¦ Cold | PG&E | All | Electric | Small Unitary Heat Pump (SEER 15) | Efficient |  |  | 0 | Conventional | HVAC | Com - Refrig. Warehouse | Com | ROB and NEW | 0 | 1000 sqft2 of floor space | Cap-Tons | 15 | DEER:HVAC_Split-Package_AC | 0 | 0 | 0 | eTRM SWHC014-04 | 1153.78 | 2021 | 1000 | 2021 | 0 | 0 | SWHC014-04 | Com Unitary Heat Pump (Small) - Cold ¦ PG&E ¦ Cold | Com Unitary Heat Pump (Small) - Cold | 0 | 1 | 0 | CBSA 2014 | 0 | 2032 | 0.5 | SWHC014-04
COM-HVAC-11.33 | Com ¦ Small Unitary Heat Pump (SEER 15) - Cold ¦ PG&E ¦ Cold | Com ¦ Small Unitary Heat Pump (SEER 15) - Cold | PG&E ¦ Cold | PG&E | All | Electric | Small Unitary Heat Pump (SEER 15) | Efficient |  |  | 0 | Conventional | HVAC | Com - Restaurant | Com | ROB and NEW | 0 | 1000 sqft2 of floor space | Cap-Tons | 15 | DEER:HVAC_Split-Package_AC | 0 | 0 | 0 | eTRM SWHC014-04 | 1153.78 | 2021 | 1000 | 2021 | 0 | 0 | SWHC014-04 | Com Unitary Heat Pump (Small) - Cold ¦ PG&E ¦ Cold | Com Unitary Heat Pump (Small) - Cold | 0.23382 | 1 | 0.20885 | CBSA 2014 | 0 | 2032 | 0.5 | SWHC014-04
COM-HVAC-11.34 | Com ¦ Small Unitary Heat Pump (SEER 15) - Cold ¦ PG&E ¦ Cold | Com ¦ Small Unitary Heat Pump (SEER 15) - Cold | PG&E ¦ Cold | PG&E | All | Electric | Small Unitary Heat Pump (SEER 15) | Efficient |  |  | 0 | Conventional | HVAC | Com - Retail | Com | ROB and NEW | 0 | 1000 sqft2 of floor space | Cap-Tons | 15 | DEER:HVAC_Split-Package_AC | -81.5471 | -0.031305 | 0 | eTRM SWHC014-04 | 1153.78 | 2021 | 1000 | 2021 | 0 | 0 | SWHC014-04 | Com Unitary Heat Pump (Small) - Cold ¦ PG&E ¦ Cold | Com Unitary Heat Pump (Small) - Cold | 0.097448 | 1 | 0.20885 | CBSA 2014 | 28.6489 | 2032 | 0.5 | SWHC014-04
COM-HVAC-11.35 | Com ¦ Small Unitary Heat Pump (SEER 15) - Cold ¦ PG&E ¦ Cold | Com ¦ Small Unitary Heat Pump (SEER 15) - Cold | PG&E ¦ Cold | PG&E | All | Electric | Small Unitary Heat Pump (SEER 15) | Efficient |  |  | 0 | Conventional | HVAC | Com - School | Com | ROB and NEW | 0 | 1000 sqft2 of floor space | Cap-Tons | 15 | DEER:HVAC_Split-Package_AC | -42.8282 | -0.0022828 | 0 | eTRM SWHC014-04 | 1153.78 | 2021 | 1000 | 2021 | 0 | 0 | SWHC014-04 | Com Unitary Heat Pump (Small) - Cold ¦ PG&E ¦ Cold | Com Unitary Heat Pump (Small) - Cold | 0.14798 | 1 | 0.20885 | CBSA 2014 | 7.0515 | 2032 | 0.5 | SWHC014-04
COM-HVAC-11.36 | Com ¦ Small Unitary Heat Pump (SEER 15) - Cold ¦ PG&E ¦ Cold | Com ¦ Small Unitary Heat Pump (SEER 15) - Cold | PG&E ¦ Cold | PG&E | All | Electric | Small Unitary Heat Pump (SEER 15) | Efficient |  |  | 0 | Conventional | HVAC | Com - Warehouse | Com | ROB and NEW | 0 | 1000 sqft2 of floor space | Cap-Tons | 15 | DEER:HVAC_Split-Package_AC | -37.4673 | -0.0063906 | 0 | eTRM SWHC014-04 | 1153.78 | 2021 | 1000 | 2021 | 0 | 0 | SWHC014-04 | Com Unitary Heat Pump (Small) - Cold ¦ PG&E ¦ Cold | Com Unitary Heat Pump (Small) - Cold | 0.030327 | 1 | 0.20885 | CBSA 2014 | 11.2299 | 2032 | 0.5 | SWHC014-04
COM-HVAC-11.37 | Com ¦ Small Unitary Heat Pump (SEER 15) - Marine ¦ SCE ¦ Marine | Com ¦ Small Unitary Heat Pump (SEER 15) - Marine | SCE ¦ Marine | SCE | All | Electric | Small Unitary Heat Pump (SEER 15) | Efficient |  |  | 0 | Conventional | HVAC | Com - College | Com | ROB and NEW | 0 | 1000 sqft2 of floor space | Cap-Tons | 15 | DEER:HVAC_Split-Package_AC | 0 | 0 | 0 | eTRM SWHC014-04 | 1153.78 | 2021 | 1000 | 2021 | 0 | 0 | SWHC014-04 | Com Unitary Heat Pump (Small) - Marine ¦ SCE ¦ Marine | Com Unitary Heat Pump (Small) - Marine | 0.14726 | 1 | 0.20885 | CBSA 2014 | 0 | 2032 | 0.5 | SWHC014-04
COM-HVAC-11.38 | Com ¦ Small Unitary Heat Pump (SEER 15) - Marine ¦ SCE ¦ Marine | Com ¦ Small Unitary Heat Pump (SEER 15) - Marine | SCE ¦ Marine | SCE | All | Electric | Small Unitary Heat Pump (SEER 15) | Efficient |  |  | 0 | Conventional | HVAC | Com - Grocery | Com | ROB and NEW | 0 | 1000 sqft2 of floor space | Cap-Tons | 15 | DEER:HVAC_Split-Package_AC | -79.5625 | -0.02285 | 0.00045 | eTRM SWHC014-04 | 1153.78 | 2021 | 1000 | 2021 | 0 | 0 | SWHC014-04 | Com Unitary Heat Pump (Small) - Marine ¦ SCE ¦ Marine | Com Unitary Heat Pump (Small) - Marine | 0 | 1 | 0 | CBSA 2014 | 4.4742 | 2032 | 0.5 | SWHC014-04
COM-HVAC-11.39 | Com ¦ Small Unitary Heat Pump (SEER 15) - Marine ¦ SCE ¦ Marine | Com ¦ Small Unitary Heat Pump (SEER 15) - Marine | SCE ¦ Marine | SCE | All | Electric | Small Unitary Heat Pump (SEER 15) | Efficient |  |  | 0 | Conventional | HVAC | Com - Health | Com | ROB and NEW | 0 | 1000 sqft2 of floor space | Cap-Tons | 15 | DEER:HVAC_Split-Package_AC | 0 | 0 | 0 | eTRM SWHC014-04 | 1153.78 | 2021 | 1000 | 2021 | 0 | 0 | SWHC014-04 | Com Unitary Heat Pump (Small) - Marine ¦ SCE ¦ Marine | Com Unitary Heat Pump (Small) - Marine | 0.20884 | 1 | 0.20885 | CBSA 2014 | 0 | 2032 | 0.5 | SWHC014-04
COM-HVAC-11.40 | Com ¦ Small Unitary Heat Pump (SEER 15) - Marine ¦ SCE ¦ Marine | Com ¦ Small Unitary Heat Pump (SEER 15) - Marine | SCE ¦ Marine | SCE | All | Electric | Small Unitary Heat Pump (SEER 15) | Efficient |  |  | 0 | Conventional | HVAC | Com - Lodging | Com | ROB and NEW | 0 | 1000 sqft2 of floor space | Cap-Tons | 15 | DEER:HVAC_Split-Package_AC | -85.011 | -0.027211 | 0 | eTRM SWHC014-04 | 1153.78 | 2021 | 1000 | 2021 | 0 | 0 | SWHC014-04 | Com Unitary Heat Pump (Small) - Marine ¦ SCE ¦ Marine | Com Unitary Heat Pump (Small) - Marine | 0.11727 | 1 | 0.20885 | CBSA 2014 | 13.4048 | 2032 | 0.5 | SWHC014-04
COM-HVAC-11.41 | Com ¦ Small Unitary Heat Pump (SEER 15) - Marine ¦ SCE ¦ Marine | Com ¦ Small Unitary Heat Pump (SEER 15) - Marine | SCE ¦ Marine | SCE | All | Electric | Small Unitary Heat Pump (SEER 15) | Efficient |  |  | 0 | Conventional | HVAC | Com - Office (Large) | Com | ROB and NEW | 0 | 1000 sqft2 of floor space | Cap-Tons | 15 | DEER:HVAC_Split-Package_AC | -61.8875 | -0.01175 | 0 | eTRM SWHC014-04 | 1153.78 | 2021 | 1000 | 2021 | 0 | 0 | SWHC014-04 | Com Unitary Heat Pump (Small) - Marine ¦ SCE ¦ Marine | Com Unitary Heat Pump (Small) - Marine | 0.15546 | 1 | 0.20885 | CBSA 2014 | 6.1548 | 2032 | 0.5 | SWHC014-04
COM-HVAC-11.42 | Com ¦ Small Unitary Heat Pump (SEER 15) - Marine ¦ SCE ¦ Marine | Com ¦ Small Unitary Heat Pump (SEER 15) - Marine | SCE ¦ Marine | SCE | All | Electric | Small Unitary Heat Pump (SEER 15) | Efficient |  |  | 0 | Conventional | HVAC | Com - Office (Small) | Com | ROB and NEW | 0 | 1000 sqft2 of floor space | Cap-Tons | 15 | DEER:HVAC_Split-Package_AC | -55.4375 | -0.0117 | 0 | eTRM SWHC014-04 | 1153.78 | 2021 | 1000 | 2021 | 0 | 0 | SWHC014-04 | Com Unitary Heat Pump (Small) - Marine ¦ SCE ¦ Marine | Com Unitary Heat Pump (Small) - Marine | 0.17638 | 1 | 0.20885 | CBSA 2014 | 2.5417 | 2032 | 0.5 | SWHC014-04
COM-HVAC-11.43 | Com ¦ Small Unitary Heat Pump (SEER 15) - Marine ¦ SCE ¦ Marine | Com ¦ Small Unitary Heat Pump (SEER 15) - Marine | SCE ¦ Marine | SCE | All | Electric | Small Unitary Heat Pump (SEER 15) | Efficient |  |  | 0 | Conventional | HVAC | Com - Other | Com | ROB and NEW | 0 | 1000 sqft2 of floor space | Cap-Tons | 15 | DEER:HVAC_Split-Package_AC | -63.2375 | -0.0294 | 0 | eTRM SWHC014-04 | 1153.78 | 2021 | 1000 | 2021 | 0 | 0 | SWHC014-04 | Com Unitary Heat Pump (Small) - Marine ¦ SCE ¦ Marine | Com Unitary Heat Pump (Small) - Marine | 0.08421 | 1 | 0.20885 | CBSA 2014 | 6.983 | 2032 | 0.5 | SWHC014-04
COM-HVAC-11.44 | Com ¦ Small Unitary Heat Pump (SEER 15) - Marine ¦ SCE ¦ Marine | Com ¦ Small Unitary Heat Pump (SEER 15) - Marine | SCE ¦ Marine | SCE | All | Electric | Small Unitary Heat Pump (SEER 15) | Efficient |  |  | 0 | Conventional | HVAC | Com - Refrig. Warehouse | Com | ROB and NEW | 0 | 1000 sqft2 of floor space | Cap-Tons | 15 | DEER:HVAC_Split-Package_AC | 0 | 0 | 0 | eTRM SWHC014-04 | 1153.78 | 2021 | 1000 | 2021 | 0 | 0 | SWHC014-04 | Com Unitary Heat Pump (Small) - Marine ¦ SCE ¦ Marine | Com Unitary Heat Pump (Small) - Marine | 0 | 1 | 0 | CBSA 2014 | 0 | 2032 | 0.5 | SWHC014-04
COM-HVAC-11.45 | Com ¦ Small Unitary Heat Pump (SEER 15) - Marine ¦ SCE ¦ Marine | Com ¦ Small Unitary Heat Pump (SEER 15) - Marine | SCE ¦ Marine | SCE | All | Electric | Small Unitary Heat Pump (SEER 15) | Efficient |  |  | 0 | Conventional | HVAC | Com - Restaurant | Com | ROB and NEW | 0 | 1000 sqft2 of floor space | Cap-Tons | 15 | DEER:HVAC_Split-Package_AC | 0 | 0 | 0 | eTRM SWHC014-04 | 1153.78 | 2021 | 1000 | 2021 | 0 | 0 | SWHC014-04 | Com Unitary Heat Pump (Small) - Marine ¦ SCE ¦ Marine | Com Unitary Heat Pump (Small) - Marine | 0.25738 | 1 | 0.20885 | CBSA 2014 | 0 | 2032 | 0.5 | SWHC014-04
COM-HVAC-11.46 | Com ¦ Small Unitary Heat Pump (SEER 15) - Marine ¦ SCE ¦ Marine | Com ¦ Small Unitary Heat Pump (SEER 15) - Marine | SCE ¦ Marine | SCE | All | Electric | Small Unitary Heat Pump (SEER 15) | Efficient |  |  | 0 | Conventional | HVAC | Com - Retail | Com | ROB and NEW | 0 | 1000 sqft2 of floor space | Cap-Tons | 15 | DEER:HVAC_Split-Package_AC | -92.0031 | -0.034844 | 0 | eTRM SWHC014-04 | 1153.78 | 2021 | 1000 | 2021 | 0 | 0 | SWHC014-04 | Com Unitary Heat Pump (Small) - Marine ¦ SCE ¦ Marine | Com Unitary Heat Pump (Small) - Marine | 0.10889 | 1 | 0.20885 | CBSA 2014 | 32.3223 | 2032 | 0.5 | SWHC014-04
COM-HVAC-11.47 | Com ¦ Small Unitary Heat Pump (SEER 15) - Marine ¦ SCE ¦ Marine | Com ¦ Small Unitary Heat Pump (SEER 15) - Marine | SCE ¦ Marine | SCE | All | Electric | Small Unitary Heat Pump (SEER 15) | Efficient |  |  | 0 | Conventional | HVAC | Com - School | Com | ROB and NEW | 0 | 1000 sqft2 of floor space | Cap-Tons | 15 | DEER:HVAC_Split-Package_AC | -37.4821 | -0.014968 | 0 | eTRM SWHC014-04 | 1153.78 | 2021 | 1000 | 2021 | 0 | 0 | SWHC014-04 | Com Unitary Heat Pump (Small) - Marine ¦ SCE ¦ Marine | Com Unitary Heat Pump (Small) - Marine | 0.17732 | 1 | 0.20885 | CBSA 2014 | 6.1713 | 2032 | 0.5 | SWHC014-04
COM-HVAC-11.48 | Com ¦ Small Unitary Heat Pump (SEER 15) - Marine ¦ SCE ¦ Marine | Com ¦ Small Unitary Heat Pump (SEER 15) - Marine | SCE ¦ Marine | SCE | All | Electric | Small Unitary Heat Pump (SEER 15) | Efficient |  |  | 0 | Conventional | HVAC | Com - Warehouse | Com | ROB and NEW | 0 | 1000 sqft2 of floor space | Cap-Tons | 15 | DEER:HVAC_Split-Package_AC | -20.5075 | -0.0069412 | 0 | eTRM SWHC014-04 | 1153.78 | 2021 | 1000 | 2021 | 0 | 0 | SWHC014-04 | Com Unitary Heat Pump (Small) - Marine ¦ SCE ¦ Marine | Com Unitary Heat Pump (Small) - Marine | 0.033351 | 1 | 0.20885 | CBSA 2014 | 6.1466 | 2032 | 0.5 | SWHC014-04
COM-HVAC-11.49 | Com ¦ Small Unitary Heat Pump (SEER 15) - Hot-Dry ¦ SCE ¦ Hot-Dry | Com ¦ Small Unitary Heat Pump (SEER 15) - Hot-Dry | SCE ¦ Hot-Dry | SCE | All | Electric | Small Unitary Heat Pump (SEER 15) | Efficient |  |  | 0 | Conventional | HVAC | Com - College | Com | ROB and NEW | 0 | 1000 sqft2 of floor space | Cap-Tons | 15 | DEER:HVAC_Split-Package_AC | 0 | 0 | 0 | eTRM SWHC014-04 | 1153.78 | 2021 | 1000 | 2021 | 0 | 0 | SWHC014-04 | Com Unitary Heat Pump (Small) - Hot-Dry ¦ SCE ¦ Hot-Dry | Com Unitary Heat Pump (Small) - Hot-Dry | 0.14726 | 1 | 0.20885 | CBSA 2014 | 0 | 2032 | 0.5 | SWHC014-04
COM-HVAC-11.50 | Com ¦ Small Unitary Heat Pump (SEER 15) - Hot-Dry ¦ SCE ¦ Hot-Dry | Com ¦ Small Unitary Heat Pump (SEER 15) - Hot-Dry | SCE ¦ Hot-Dry | SCE | All | Electric | Small Unitary Heat Pump (SEER 15) | Efficient |  |  | 0 | Conventional | HVAC | Com - Grocery | Com | ROB and NEW | 0 | 1000 sqft2 of floor space | Cap-Tons | 15 | DEER:HVAC_Split-Package_AC | -98.0875 | -0.036788 | -5e-05 | eTRM SWHC014-04 | 1153.78 | 2021 | 1000 | 2021 | 0 | 0 | SWHC014-04 | Com Unitary Heat Pump (Small) - Hot-Dry ¦ SCE ¦ Hot-Dry | Com Unitary Heat Pump (Small) - Hot-Dry | 0 | 1 | 0 | CBSA 2014 | 5.5174 | 2032 | 0.5 | SWHC014-04
COM-HVAC-11.51 | Com ¦ Small Unitary Heat Pump (SEER 15) - Hot-Dry ¦ SCE ¦ Hot-Dry | Com ¦ Small Unitary Heat Pump (SEER 15) - Hot-Dry | SCE ¦ Hot-Dry | SCE | All | Electric | Small Unitary Heat Pump (SEER 15) | Efficient |  |  | 0 | Conventional | HVAC | Com - Health | Com | ROB and NEW | 0 | 1000 sqft2 of floor space | Cap-Tons | 15 | DEER:HVAC_Split-Package_AC | 0 | 0 | 0 | eTRM SWHC014-04 | 1153.78 | 2021 | 1000 | 2021 | 0 | 0 | SWHC014-04 | Com Unitary Heat Pump (Small) - Hot-Dry ¦ SCE ¦ Hot-Dry | Com Unitary Heat Pump (Small) - Hot-Dry | 0.20884 | 1 | 0.20885 | CBSA 2014 | 0 | 2032 | 0.5 | SWHC014-04
COM-HVAC-11.52 | Com ¦ Small Unitary Heat Pump (SEER 15) - Hot-Dry ¦ SCE ¦ Hot-Dry | Com ¦ Small Unitary Heat Pump (SEER 15) - Hot-Dry | SCE ¦ Hot-Dry | SCE | All | Electric | Small Unitary Heat Pump (SEER 15) | Efficient |  |  | 0 | Conventional | HVAC | Com - Lodging | Com | ROB and NEW | 0 | 1000 sqft2 of floor space | Cap-Tons | 15 | DEER:HVAC_Split-Package_AC | -97.823 | -0.036477 | 0 | eTRM SWHC014-04 | 1153.78 | 2021 | 1000 | 2021 | 0 | 0 | SWHC014-04 | Com Unitary Heat Pump (Small) - Hot-Dry ¦ SCE ¦ Hot-Dry | Com Unitary Heat Pump (Small) - Hot-Dry | 0.11727 | 1 | 0.20885 | CBSA 2014 | 15.425 | 2032 | 0.5 | SWHC014-04
COM-HVAC-11.53 | Com ¦ Small Unitary Heat Pump (SEER 15) - Hot-Dry ¦ SCE ¦ Hot-Dry | Com ¦ Small Unitary Heat Pump (SEER 15) - Hot-Dry | SCE ¦ Hot-Dry | SCE | All | Electric | Small Unitary Heat Pump (SEER 15) | Efficient |  |  | 0 | Conventional | HVAC | Com - Office (Large) | Com | ROB and NEW | 0 | 1000 sqft2 of floor space | Cap-Tons | 15 | DEER:HVAC_Split-Package_AC | -68.8625 | -0.01655 | 0 | eTRM SWHC014-04 | 1153.78 | 2021 | 1000 | 2021 | 0 | 0 | SWHC014-04 | Com Unitary Heat Pump (Small) - Hot-Dry ¦ SCE ¦ Hot-Dry | Com Unitary Heat Pump (Small) - Hot-Dry | 0.15546 | 1 | 0.20885 | CBSA 2014 | 6.8485 | 2032 | 0.5 | SWHC014-04
COM-HVAC-11.54 | Com ¦ Small Unitary Heat Pump (SEER 15) - Hot-Dry ¦ SCE ¦ Hot-Dry | Com ¦ Small Unitary Heat Pump (SEER 15) - Hot-Dry | SCE ¦ Hot-Dry | SCE | All | Electric | Small Unitary Heat Pump (SEER 15) | Efficient |  |  | 0 | Conventional | HVAC | Com - Office (Small) | Com | ROB and NEW | 0 | 1000 sqft2 of floor space | Cap-Tons | 15 | DEER:HVAC_Split-Package_AC | -62.65 | -0.01645 | 0 | eTRM SWHC014-04 | 1153.78 | 2021 | 1000 | 2021 | 0 | 0 | SWHC014-04 | Com Unitary Heat Pump (Small) - Hot-Dry ¦ SCE ¦ Hot-Dry | Com Unitary Heat Pump (Small) - Hot-Dry | 0.17638 | 1 | 0.20885 | CBSA 2014 | 2.8724 | 2032 | 0.5 | SWHC014-04
COM-HVAC-11.55 | Com ¦ Small Unitary Heat Pump (SEER 15) - Hot-Dry ¦ SCE ¦ Hot-Dry | Com ¦ Small Unitary Heat Pump (SEER 15) - Hot-Dry | SCE ¦ Hot-Dry | SCE | All | Electric | Small Unitary Heat Pump (SEER 15) | Efficient |  |  | 0 | Conventional | HVAC | Com - Other | Com | ROB and NEW | 0 | 1000 sqft2 of floor space | Cap-Tons | 15 | DEER:HVAC_Split-Package_AC | -72.4125 | -0.03655 | 0 | eTRM SWHC014-04 | 1153.78 | 2021 | 1000 | 2021 | 0 | 0 | SWHC014-04 | Com Unitary Heat Pump (Small) - Hot-Dry ¦ SCE ¦ Hot-Dry | Com Unitary Heat Pump (Small) - Hot-Dry | 0.08421 | 1 | 0.20885 | CBSA 2014 | 7.9961 | 2032 | 0.5 | SWHC014-04
COM-HVAC-11.56 | Com ¦ Small Unitary Heat Pump (SEER 15) - Hot-Dry ¦ SCE ¦ Hot-Dry | Com ¦ Small Unitary Heat Pump (SEER 15) - Hot-Dry | SCE ¦ Hot-Dry | SCE | All | Electric | Small Unitary Heat Pump (SEER 15) | Efficient |  |  | 0 | Conventional | HVAC | Com - Refrig. Warehouse | Com | ROB and NEW | 0 | 1000 sqft2 of floor space | Cap-Tons | 15 | DEER:HVAC_Split-Package_AC | 0 | 0 | 0 | eTRM SWHC014-04 | 1153.78 | 2021 | 1000 | 2021 | 0 | 0 | SWHC014-04 | Com Unitary Heat Pump (Small) - Hot-Dry ¦ SCE ¦ Hot-Dry | Com Unitary Heat Pump (Small) - Hot-Dry | 0 | 1 | 0 | CBSA 2014 | 0 | 2032 | 0.5 | SWHC014-04
COM-HVAC-11.57 | Com ¦ Small Unitary Heat Pump (SEER 15) - Hot-Dry ¦ SCE ¦ Hot-Dry | Com ¦ Small Unitary Heat Pump (SEER 15) - Hot-Dry | SCE ¦ Hot-Dry | SCE | All | Electric | Small Unitary Heat Pump (SEER 15) | Efficient |  |  | 0 | Conventional | HVAC | Com - Restaurant | Com | ROB and NEW | 0 | 1000 sqft2 of floor space | Cap-Tons | 15 | DEER:HVAC_Split-Package_AC | 0 | 0 | 0 | eTRM SWHC014-04 | 1153.78 | 2021 | 1000 | 2021 | 0 | 0 | SWHC014-04 | Com Unitary Heat Pump (Small) - Hot-Dry ¦ SCE ¦ Hot-Dry | Com Unitary Heat Pump (Small) - Hot-Dry | 0.25738 | 1 | 0.20885 | CBSA 2014 | 0 | 2032 | 0.5 | SWHC014-04
COM-HVAC-11.58 | Com ¦ Small Unitary Heat Pump (SEER 15) - Hot-Dry ¦ SCE ¦ Hot-Dry | Com ¦ Small Unitary Heat Pump (SEER 15) - Hot-Dry | SCE ¦ Hot-Dry | SCE | All | Electric | Small Unitary Heat Pump (SEER 15) | Efficient |  |  | 0 | Conventional | HVAC | Com - Retail | Com | ROB and NEW | 0 | 1000 sqft2 of floor space | Cap-Tons | 15 | DEER:HVAC_Split-Package_AC | -88.5758 | -0.037607 | 0 | eTRM SWHC014-04 | 1153.78 | 2021 | 1000 | 2021 | 0 | 0 | SWHC014-04 | Com Unitary Heat Pump (Small) - Hot-Dry ¦ SCE ¦ Hot-Dry | Com Unitary Heat Pump (Small) - Hot-Dry | 0.10889 | 1 | 0.20885 | CBSA 2014 | 31.1182 | 2032 | 0.5 | SWHC014-04
COM-HVAC-11.59 | Com ¦ Small Unitary Heat Pump (SEER 15) - Hot-Dry ¦ SCE ¦ Hot-Dry | Com ¦ Small Unitary Heat Pump (SEER 15) - Hot-Dry | SCE ¦ Hot-Dry | SCE | All | Electric | Small Unitary Heat Pump (SEER 15) | Efficient |  |  | 0 | Conventional | HVAC | Com - School | Com | ROB and NEW | 0 | 1000 sqft2 of floor space | Cap-Tons | 15 | DEER:HVAC_Split-Package_AC | -40.9917 | -0.020189 | 0 | eTRM SWHC014-04 | 1153.78 | 2021 | 1000 | 2021 | 0 | 0 | SWHC014-04 | Com Unitary Heat Pump (Small) - Hot-Dry ¦ SCE ¦ Hot-Dry | Com Unitary Heat Pump (Small) - Hot-Dry | 0.17732 | 1 | 0.20885 | CBSA 2014 | 6.7491 | 2032 | 0.5 | SWHC014-04
COM-HVAC-11.60 | Com ¦ Small Unitary Heat Pump (SEER 15) - Hot-Dry ¦ SCE ¦ Hot-Dry | Com ¦ Small Unitary Heat Pump (SEER 15) - Hot-Dry | SCE ¦ Hot-Dry | SCE | All | Electric | Small Unitary Heat Pump (SEER 15) | Efficient |  |  | 0 | Conventional | HVAC | Com - Warehouse | Com | ROB and NEW | 0 | 1000 sqft2 of floor space | Cap-Tons | 15 | DEER:HVAC_Split-Package_AC | -31.1816 | -0.012849 | 0 | eTRM SWHC014-04 | 1153.78 | 2021 | 1000 | 2021 | 0 | 0 | SWHC014-04 | Com Unitary Heat Pump (Small) - Hot-Dry ¦ SCE ¦ Hot-Dry | Com Unitary Heat Pump (Small) - Hot-Dry | 0.033351 | 1 | 0.20885 | CBSA 2014 | 9.3459 | 2032 | 0.5 | SWHC014-04
COM-HVAC-11.61 | Com ¦ Small Unitary Heat Pump (SEER 15) - Cold ¦ SCE ¦ Cold | Com ¦ Small Unitary Heat Pump (SEER 15) - Cold | SCE ¦ Cold | SCE | All | Electric | Small Unitary Heat Pump (SEER 15) | Efficient |  |  | 0 | Conventional | HVAC | Com - College | Com | ROB and NEW | 0 | 1000 sqft2 of floor space | Cap-Tons | 15 | DEER:HVAC_Split-Package_AC | 0 | 0 | 0 | eTRM SWHC014-04 | 1153.78 | 2021 | 1000 | 2021 | 0 | 0 | SWHC014-04 | Com Unitary Heat Pump (Small) - Cold ¦ SCE ¦ Cold | Com Unitary Heat Pump (Small) - Cold | 0.14726 | 1 | 0.20885 | CBSA 2014 | 0 | 2032 | 0.5 | SWHC014-04
COM-HVAC-11.62 | Com ¦ Small Unitary Heat Pump (SEER 15) - Cold ¦ SCE ¦ Cold | Com ¦ Small Unitary Heat Pump (SEER 15) - Cold | SCE ¦ Cold | SCE | All | Electric | Small Unitary Heat Pump (SEER 15) | Efficient |  |  | 0 | Conventional | HVAC | Com - Grocery | Com | ROB and NEW | 0 | 1000 sqft2 of floor space | Cap-Tons | 15 | DEER:HVAC_Split-Package_AC | -127.15 | -0.025575 | 0.0012125 | eTRM SWHC014-04 | 1153.78 | 2021 | 1000 | 2021 | 0 | 0 | SWHC014-04 | Com Unitary Heat Pump (Small) - Cold ¦ SCE ¦ Cold | Com Unitary Heat Pump (Small) - Cold | 0 | 1 | 0 | CBSA 2014 | 7.1492 | 2032 | 0.5 | SWHC014-04
COM-HVAC-11.63 | Com ¦ Small Unitary Heat Pump (SEER 15) - Cold ¦ SCE ¦ Cold | Com ¦ Small Unitary Heat Pump (SEER 15) - Cold | SCE ¦ Cold | SCE | All | Electric | Small Unitary Heat Pump (SEER 15) | Efficient |  |  | 0 | Conventional | HVAC | Com - Health | Com | ROB and NEW | 0 | 1000 sqft2 of floor space | Cap-Tons | 15 | DEER:HVAC_Split-Package_AC | 0 | 0 | 0 | eTRM SWHC014-04 | 1153.78 | 2021 | 1000 | 2021 | 0 | 0 | SWHC014-04 | Com Unitary Heat Pump (Small) - Cold ¦ SCE ¦ Cold | Com Unitary Heat Pump (Small) - Cold | 0.20884 | 1 | 0.20885 | CBSA 2014 | 0 | 2032 | 0.5 | SWHC014-04
COM-HVAC-11.64 | Com ¦ Small Unitary Heat Pump (SEER 15) - Cold ¦ SCE ¦ Cold | Com ¦ Small Unitary Heat Pump (SEER 15) - Cold | SCE ¦ Cold | SCE | All | Electric | Small Unitary Heat Pump (SEER 15) | Efficient |  |  | 0 | Conventional | HVAC | Com - Lodging | Com | ROB and NEW | 0 | 1000 sqft2 of floor space | Cap-Tons | 15 | DEER:HVAC_Split-Package_AC | -98.8383 | -0.024954 | 0 | eTRM SWHC014-04 | 1153.78 | 2021 | 1000 | 2021 | 0 | 0 | SWHC014-04 | Com Unitary Heat Pump (Small) - Cold ¦ SCE ¦ Cold | Com Unitary Heat Pump (Small) - Cold | 0.11727 | 1 | 0.20885 | CBSA 2014 | 15.5851 | 2032 | 0.5 | SWHC014-04
COM-HVAC-11.65 | Com ¦ Small Unitary Heat Pump (SEER 15) - Cold ¦ SCE ¦ Cold | Com ¦ Small Unitary Heat Pump (SEER 15) - Cold | SCE ¦ Cold | SCE | All | Electric | Small Unitary Heat Pump (SEER 15) | Efficient |  |  | 0 | Conventional | HVAC | Com - Office (Large) | Com | ROB and NEW | 0 | 1000 sqft2 of floor space | Cap-Tons | 15 | DEER:HVAC_Split-Package_AC | -48.575 | -0.01165 | 0 | eTRM SWHC014-04 | 1153.78 | 2021 | 1000 | 2021 | 0 | 0 | SWHC014-04 | Com Unitary Heat Pump (Small) - Cold ¦ SCE ¦ Cold | Com Unitary Heat Pump (Small) - Cold | 0.15546 | 1 | 0.20885 | CBSA 2014 | 4.8309 | 2032 | 0.5 | SWHC014-04
COM-HVAC-11.66 | Com ¦ Small Unitary Heat Pump (SEER 15) - Cold ¦ SCE ¦ Cold | Com ¦ Small Unitary Heat Pump (SEER 15) - Cold | SCE ¦ Cold | SCE | All | Electric | Small Unitary Heat Pump (SEER 15) | Efficient |  |  | 0 | Conventional | HVAC | Com - Office (Small) | Com | ROB and NEW | 0 | 1000 sqft2 of floor space | Cap-Tons | 15 | DEER:HVAC_Split-Package_AC | -49.95 | -0.0117 | 0 | eTRM SWHC014-04 | 1153.78 | 2021 | 1000 | 2021 | 0 | 0 | SWHC014-04 | Com Unitary Heat Pump (Small) - Cold ¦ SCE ¦ Cold | Com Unitary Heat Pump (Small) - Cold | 0.17638 | 1 | 0.20885 | CBSA 2014 | 2.2901 | 2032 | 0.5 | SWHC014-04
COM-HVAC-11.67 | Com ¦ Small Unitary Heat Pump (SEER 15) - Cold ¦ SCE ¦ Cold | Com ¦ Small Unitary Heat Pump (SEER 15) - Cold | SCE ¦ Cold | SCE | All | Electric | Small Unitary Heat Pump (SEER 15) | Efficient |  |  | 0 | Conventional | HVAC | Com - Other | Com | ROB and NEW | 0 | 1000 sqft2 of floor space | Cap-Tons | 15 | DEER:HVAC_Split-Package_AC | -74.325 | -0.027025 | 0 | eTRM SWHC014-04 | 1153.78 | 2021 | 1000 | 2021 | 0 | 0 | SWHC014-04 | Com Unitary Heat Pump (Small) - Cold ¦ SCE ¦ Cold | Com Unitary Heat Pump (Small) - Cold | 0.08421 | 1 | 0.20885 | CBSA 2014 | 8.2073 | 2032 | 0.5 | SWHC014-04
COM-HVAC-11.68 | Com ¦ Small Unitary Heat Pump (SEER 15) - Cold ¦ SCE ¦ Cold | Com ¦ Small Unitary Heat Pump (SEER 15) - Cold | SCE ¦ Cold | SCE | All | Electric | Small Unitary Heat Pump (SEER 15) | Efficient |  |  | 0 | Conventional | HVAC | Com - Refrig. Warehouse | Com | ROB and NEW | 0 | 1000 sqft2 of floor space | Cap-Tons | 15 | DEER:HVAC_Split-Package_AC | 0 | 0 | 0 | eTRM SWHC014-04 | 1153.78 | 2021 | 1000 | 2021 | 0 | 0 | SWHC014-04 | Com Unitary Heat Pump (Small) - Cold ¦ SCE ¦ Cold | Com Unitary Heat Pump (Small) - Cold | 0 | 1 | 0 | CBSA 2014 | 0 | 2032 | 0.5 | SWHC014-04
COM-HVAC-11.69 | Com ¦ Small Unitary Heat Pump (SEER 15) - Cold ¦ SCE ¦ Cold | Com ¦ Small Unitary Heat Pump (SEER 15) - Cold | SCE ¦ Cold | SCE | All | Electric | Small Unitary Heat Pump (SEER 15) | Efficient |  |  | 0 | Conventional | HVAC | Com - Restaurant | Com | ROB and NEW | 0 | 1000 sqft2 of floor space | Cap-Tons | 15 | DEER:HVAC_Split-Package_AC | 0 | 0 | 0 | eTRM SWHC014-04 | 1153.78 | 2021 | 1000 | 2021 | 0 | 0 | SWHC014-04 | Com Unitary Heat Pump (Small) - Cold ¦ SCE ¦ Cold | Com Unitary Heat Pump (Small) - Cold | 0.25738 | 1 | 0.20885 | CBSA 2014 | 0 | 2032 | 0.5 | SWHC014-04
COM-HVAC-11.70 | Com ¦ Small Unitary Heat Pump (SEER 15) - Cold ¦ SCE ¦ Cold | Com ¦ Small Unitary Heat Pump (SEER 15) - Cold | SCE ¦ Cold | SCE | All | Electric | Small Unitary Heat Pump (SEER 15) | Efficient |  |  | 0 | Conventional | HVAC | Com - Retail | Com | ROB and NEW | 0 | 1000 sqft2 of floor space | Cap-Tons | 15 | DEER:HVAC_Split-Package_AC | -81.5471 | -0.031305 | 0 | eTRM SWHC014-04 | 1153.78 | 2021 | 1000 | 2021 | 0 | 0 | SWHC014-04 | Com Unitary Heat Pump (Small) - Cold ¦ SCE ¦ Cold | Com Unitary Heat Pump (Small) - Cold | 0.10889 | 1 | 0.20885 | CBSA 2014 | 28.6489 | 2032 | 0.5 | SWHC014-04
COM-HVAC-11.71 | Com ¦ Small Unitary Heat Pump (SEER 15) - Cold ¦ SCE ¦ Cold | Com ¦ Small Unitary Heat Pump (SEER 15) - Cold | SCE ¦ Cold | SCE | All | Electric | Small Unitary Heat Pump (SEER 15) | Efficient |  |  | 0 | Conventional | HVAC | Com - School | Com | ROB and NEW | 0 | 1000 sqft2 of floor space | Cap-Tons | 15 | DEER:HVAC_Split-Package_AC | -42.8282 | -0.0022828 | 0 | eTRM SWHC014-04 | 1153.78 | 2021 | 1000 | 2021 | 0 | 0 | SWHC014-04 | Com Unitary Heat Pump (Small) - Cold ¦ SCE ¦ Cold | Com Unitary Heat Pump (Small) - Cold | 0.17732 | 1 | 0.20885 | CBSA 2014 | 7.0515 | 2032 | 0.5 | SWHC014-04
COM-HVAC-11.72 | Com ¦ Small Unitary Heat Pump (SEER 15) - Cold ¦ SCE ¦ Cold | Com ¦ Small Unitary Heat Pump (SEER 15) - Cold | SCE ¦ Cold | SCE | All | Electric | Small Unitary Heat Pump (SEER 15) | Efficient |  |  | 0 | Conventional | HVAC | Com - Warehouse | Com | ROB and NEW | 0 | 1000 sqft2 of floor space | Cap-Tons | 15 | DEER:HVAC_Split-Package_AC | -37.4673 | -0.0063906 | 0 | eTRM SWHC014-04 | 1153.78 | 2021 | 1000 | 2021 | 0 | 0 | SWHC014-04 | Com Unitary Heat Pump (Small) - Cold ¦ SCE ¦ Cold | Com Unitary Heat Pump (Small) - Cold | 0.033351 | 1 | 0.20885 | CBSA 2014 | 11.2299 | 2032 | 0.5 | SWHC014-04
COM-HVAC-11.73 | Com ¦ Small Unitary Heat Pump (SEER 15) - Marine ¦ SDG&E ¦ Marine | Com ¦ Small Unitary Heat Pump (SEER 15) - Marine | SDG&E ¦ Marine | SDG&E | All | Electric | Small Unitary Heat Pump (SEER 15) | Efficient |  |  | 0 | Conventional | HVAC | Com - College | Com | ROB and NEW | 0 | 1000 sqft2 of floor space | Cap-Tons | 15 | DEER:HVAC_Split-Package_AC | 0 | 0 | 0 | eTRM SWHC014-04 | 1153.78 | 2021 | 1000 | 2021 | 0 | 0 | SWHC014-04 | Com Unitary Heat Pump (Small) - Marine ¦ SDG&E ¦ Marine | Com Unitary Heat Pump (Small) - Marine | 0.1443 | 1 | 0.20885 | CBSA 2014 | 0 | 2032 | 0.5 | SWHC014-04
COM-HVAC-11.74 | Com ¦ Small Unitary Heat Pump (SEER 15) - Marine ¦ SDG&E ¦ Marine | Com ¦ Small Unitary Heat Pump (SEER 15) - Marine | SDG&E ¦ Marine | SDG&E | All | Electric | Small Unitary Heat Pump (SEER 15) | Efficient |  |  | 0 | Conventional | HVAC | Com - Grocery | Com | ROB and NEW | 0 | 1000 sqft2 of floor space | Cap-Tons | 15 | DEER:HVAC_Split-Package_AC | -79.5625 | -0.02285 | 0.00045 | eTRM SWHC014-04 | 1153.78 | 2021 | 1000 | 2021 | 0 | 0 | SWHC014-04 | Com Unitary Heat Pump (Small) - Marine ¦ SDG&E ¦ Marine | Com Unitary Heat Pump (Small) - Marine | 0 | 1 | 0 | CBSA 2014 | 4.4742 | 2032 | 0.5 | SWHC014-04
COM-HVAC-11.75 | Com ¦ Small Unitary Heat Pump (SEER 15) - Marine ¦ SDG&E ¦ Marine | Com ¦ Small Unitary Heat Pump (SEER 15) - Marine | SDG&E ¦ Marine | SDG&E | All | Electric | Small Unitary Heat Pump (SEER 15) | Efficient |  |  | 0 | Conventional | HVAC | Com - Health | Com | ROB and NEW | 0 | 1000 sqft2 of floor space | Cap-Tons | 15 | DEER:HVAC_Split-Package_AC | 0 | 0 | 0 | eTRM SWHC014-04 | 1153.78 | 2021 | 1000 | 2021 | 0 | 0 | SWHC014-04 | Com Unitary Heat Pump (Small) - Marine ¦ SDG&E ¦ Marine | Com Unitary Heat Pump (Small) - Marine | 0.20767 | 1 | 0.20885 | CBSA 2014 | 0 | 2032 | 0.5 | SWHC014-04
COM-HVAC-11.76 | Com ¦ Small Unitary Heat Pump (SEER 15) - Marine ¦ SDG&E ¦ Marine | Com ¦ Small Unitary Heat Pump (SEER 15) - Marine | SDG&E ¦ Marine | SDG&E | All | Electric | Small Unitary Heat Pump (SEER 15) | Efficient |  |  | 0 | Conventional | HVAC | Com - Lodging | Com | ROB and NEW | 0 | 1000 sqft2 of floor space | Cap-Tons | 15 | DEER:HVAC_Split-Package_AC | -85.011 | -0.027211 | 0 | eTRM SWHC014-04 | 1153.78 | 2021 | 1000 | 2021 | 0 | 0 | SWHC014-04 | Com Unitary Heat Pump (Small) - Marine ¦ SDG&E ¦ Marine | Com Unitary Heat Pump (Small) - Marine | 0.11619 | 1 | 0.20885 | CBSA 2014 | 13.4048 | 2032 | 0.5 | SWHC014-04
COM-HVAC-11.77 | Com ¦ Small Unitary Heat Pump (SEER 15) - Marine ¦ SDG&E ¦ Marine | Com ¦ Small Unitary Heat Pump (SEER 15) - Marine | SDG&E ¦ Marine | SDG&E | All | Electric | Small Unitary Heat Pump (SEER 15) | Efficient |  |  | 0 | Conventional | HVAC | Com - Office (Large) | Com | ROB and NEW | 0 | 1000 sqft2 of floor space | Cap-Tons | 15 | DEER:HVAC_Split-Package_AC | -61.8875 | -0.01175 | 0 | eTRM SWHC014-04 | 1153.78 | 2021 | 1000 | 2021 | 0 | 0 | SWHC014-04 | Com Unitary Heat Pump (Small) - Marine ¦ SDG&E ¦ Marine | Com Unitary Heat Pump (Small) - Marine | 0.1517 | 1 | 0.20885 | CBSA 2014 | 6.1548 | 2032 | 0.5 | SWHC014-04
COM-HVAC-11.78 | Com ¦ Small Unitary Heat Pump (SEER 15) - Marine ¦ SDG&E ¦ Marine | Com ¦ Small Unitary Heat Pump (SEER 15) - Marine | SDG&E ¦ Marine | SDG&E | All | Electric | Small Unitary Heat Pump (SEER 15) | Efficient |  |  | 0 | Conventional | HVAC | Com - Office (Small) | Com | ROB and NEW | 0 | 1000 sqft2 of floor space | Cap-Tons | 15 | DEER:HVAC_Split-Package_AC | -55.4375 | -0.0117 | 0 | eTRM SWHC014-04 | 1153.78 | 2021 | 1000 | 2021 | 0 | 0 | SWHC014-04 | Com Unitary Heat Pump (Small) - Marine ¦ SDG&E ¦ Marine | Com Unitary Heat Pump (Small) - Marine | 0.1842 | 1 | 0.20885 | CBSA 2014 | 2.5417 | 2032 | 0.5 | SWHC014-04
COM-HVAC-11.79 | Com ¦ Small Unitary Heat Pump (SEER 15) - Marine ¦ SDG&E ¦ Marine | Com ¦ Small Unitary Heat Pump (SEER 15) - Marine | SDG&E ¦ Marine | SDG&E | All | Electric | Small Unitary Heat Pump (SEER 15) | Efficient |  |  | 0 | Conventional | HVAC | Com - Other | Com | ROB and NEW | 0 | 1000 sqft2 of floor space | Cap-Tons | 15 | DEER:HVAC_Split-Package_AC | -63.2375 | -0.0294 | 0 | eTRM SWHC014-04 | 1153.78 | 2021 | 1000 | 2021 | 0 | 0 | SWHC014-04 | Com Unitary Heat Pump (Small) - Marine ¦ SDG&E ¦ Marine | Com Unitary Heat Pump (Small) - Marine | 0.082771 | 1 | 0.20885 | CBSA 2014 | 6.983 | 2032 | 0.5 | SWHC014-04
COM-HVAC-11.80 | Com ¦ Small Unitary Heat Pump (SEER 15) - Marine ¦ SDG&E ¦ Marine | Com ¦ Small Unitary Heat Pump (SEER 15) - Marine | SDG&E ¦ Marine | SDG&E | All | Electric | Small Unitary Heat Pump (SEER 15) | Efficient |  |  | 0 | Conventional | HVAC | Com - Refrig. Warehouse | Com | ROB and NEW | 0 | 1000 sqft2 of floor space | Cap-Tons | 15 | DEER:HVAC_Split-Package_AC | 0 | 0 | 0 | eTRM SWHC014-04 | 1153.78 | 2021 | 1000 | 2021 | 0 | 0 | SWHC014-04 | Com Unitary Heat Pump (Small) - Marine ¦ SDG&E ¦ Marine | Com Unitary Heat Pump (Small) - Marine | 0 | 1 | 0 | CBSA 2014 | 0 | 2032 | 0.5 | SWHC014-04
COM-HVAC-11.81 | Com ¦ Small Unitary Heat Pump (SEER 15) - Marine ¦ SDG&E ¦ Marine | Com ¦ Small Unitary Heat Pump (SEER 15) - Marine | SDG&E ¦ Marine | SDG&E | All | Electric | Small Unitary Heat Pump (SEER 15) | Efficient |  |  | 0 | Conventional | HVAC | Com - Restaurant | Com | ROB and NEW | 0 | 1000 sqft2 of floor space | Cap-Tons | 15 | DEER:HVAC_Split-Package_AC | 0 | 0 | 0 | eTRM SWHC014-04 | 1153.78 | 2021 | 1000 | 2021 | 0 | 0 | SWHC014-04 | Com Unitary Heat Pump (Small) - Marine ¦ SDG&E ¦ Marine | Com Unitary Heat Pump (Small) - Marine | 0.26887 | 1 | 0.20885 | CBSA 2014 | 0 | 2032 | 0.5 | SWHC014-04
COM-HVAC-11.82 | Com ¦ Small Unitary Heat Pump (SEER 15) - Marine ¦ SDG&E ¦ Marine | Com ¦ Small Unitary Heat Pump (SEER 15) - Marine | SDG&E ¦ Marine | SDG&E | All | Electric | Small Unitary Heat Pump (SEER 15) | Efficient |  |  | 0 | Conventional | HVAC | Com - Retail | Com | ROB and NEW | 0 | 1000 sqft2 of floor space | Cap-Tons | 15 | DEER:HVAC_Split-Package_AC | -92.0031 | -0.034844 | 0 | eTRM SWHC014-04 | 1153.78 | 2021 | 1000 | 2021 | 0 | 0 | SWHC014-04 | Com Unitary Heat Pump (Small) - Marine ¦ SDG&E ¦ Marine | Com Unitary Heat Pump (Small) - Marine | 0.109 | 1 | 0.20885 | CBSA 2014 | 32.3223 | 2032 | 0.5 | SWHC014-04
COM-HVAC-11.83 | Com ¦ Small Unitary Heat Pump (SEER 15) - Marine ¦ SDG&E ¦ Marine | Com ¦ Small Unitary Heat Pump (SEER 15) - Marine | SDG&E ¦ Marine | SDG&E | All | Electric | Small Unitary Heat Pump (SEER 15) | Efficient |  |  | 0 | Conventional | HVAC | Com - School | Com | ROB and NEW | 0 | 1000 sqft2 of floor space | Cap-Tons | 15 | DEER:HVAC_Split-Package_AC | -37.4821 | -0.014968 | 0 | eTRM SWHC014-04 | 1153.78 | 2021 | 1000 | 2021 | 0 | 0 | SWHC014-04 | Com Unitary Heat Pump (Small) - Marine ¦ SDG&E ¦ Marine | Com Unitary Heat Pump (Small) - Marine | 0.18329 | 1 | 0.20885 | CBSA 2014 | 6.1713 | 2032 | 0.5 | SWHC014-04
COM-HVAC-11.84 | Com ¦ Small Unitary Heat Pump (SEER 15) - Marine ¦ SDG&E ¦ Marine | Com ¦ Small Unitary Heat Pump (SEER 15) - Marine | SDG&E ¦ Marine | SDG&E | All | Electric | Small Unitary Heat Pump (SEER 15) | Efficient |  |  | 0 | Conventional | HVAC | Com - Warehouse | Com | ROB and NEW | 0 | 1000 sqft2 of floor space | Cap-Tons | 15 | DEER:HVAC_Split-Package_AC | -20.5075 | -0.0069412 | 0 | eTRM SWHC014-04 | 1153.78 | 2021 | 1000 | 2021 | 0 | 0 | SWHC014-04 | Com Unitary Heat Pump (Small) - Marine ¦ SDG&E ¦ Marine | Com Unitary Heat Pump (Small) - Marine | 0.033426 | 1 | 0.20885 | CBSA 2014 | 6.1466 | 2032 | 0.5 | SWHC014-04
COM-HVAC-11.85 | Com ¦ Small Unitary Heat Pump (SEER 15) - Hot-Dry ¦ SDG&E ¦ Hot-Dry | Com ¦ Small Unitary Heat Pump (SEER 15) - Hot-Dry | SDG&E ¦ Hot-Dry | SDG&E | All | Electric | Small Unitary Heat Pump (SEER 15) | Efficient |  |  | 0 | Conventional | HVAC | Com - College | Com | ROB and NEW | 0 | 1000 sqft2 of floor space | Cap-Tons | 15 | DEER:HVAC_Split-Package_AC | 0 | 0 | 0 | eTRM SWHC014-04 | 1153.78 | 2021 | 1000 | 2021 | 0 | 0 | SWHC014-04 | Com Unitary Heat Pump (Small) - Hot-Dry ¦ SDG&E ¦ Hot-Dry | Com Unitary Heat Pump (Small) - Hot-Dry | 0.1443 | 1 | 0.20885 | CBSA 2014 | 0 | 2032 | 0.5 | SWHC014-04
COM-HVAC-11.86 | Com ¦ Small Unitary Heat Pump (SEER 15) - Hot-Dry ¦ SDG&E ¦ Hot-Dry | Com ¦ Small Unitary Heat Pump (SEER 15) - Hot-Dry | SDG&E ¦ Hot-Dry | SDG&E | All | Electric | Small Unitary Heat Pump (SEER 15) | Efficient |  |  | 0 | Conventional | HVAC | Com - Grocery | Com | ROB and NEW | 0 | 1000 sqft2 of floor space | Cap-Tons | 15 | DEER:HVAC_Split-Package_AC | -79.025 | -0.01845 | -0.000475 | eTRM SWHC014-04 | 1153.78 | 2021 | 1000 | 2021 | 0 | 0 | SWHC014-04 | Com Unitary Heat Pump (Small) - Hot-Dry ¦ SDG&E ¦ Hot-Dry | Com Unitary Heat Pump (Small) - Hot-Dry | 0 | 1 | 0 | CBSA 2014 | 4.4462 | 2032 | 0.5 | SWHC014-04
COM-HVAC-11.87 | Com ¦ Small Unitary Heat Pump (SEER 15) - Hot-Dry ¦ SDG&E ¦ Hot-Dry | Com ¦ Small Unitary Heat Pump (SEER 15) - Hot-Dry | SDG&E ¦ Hot-Dry | SDG&E | All | Electric | Small Unitary Heat Pump (SEER 15) | Efficient |  |  | 0 | Conventional | HVAC | Com - Health | Com | ROB and NEW | 0 | 1000 sqft2 of floor space | Cap-Tons | 15 | DEER:HVAC_Split-Package_AC | 0 | 0 | 0 | eTRM SWHC014-04 | 1153.78 | 2021 | 1000 | 2021 | 0 | 0 | SWHC014-04 | Com Unitary Heat Pump (Small) - Hot-Dry ¦ SDG&E ¦ Hot-Dry | Com Unitary Heat Pump (Small) - Hot-Dry | 0.20767 | 1 | 0.20885 | CBSA 2014 | 0 | 2032 | 0.5 | SWHC014-04
COM-HVAC-11.88 | Com ¦ Small Unitary Heat Pump (SEER 15) - Hot-Dry ¦ SDG&E ¦ Hot-Dry | Com ¦ Small Unitary Heat Pump (SEER 15) - Hot-Dry | SDG&E ¦ Hot-Dry | SDG&E | All | Electric | Small Unitary Heat Pump (SEER 15) | Efficient |  |  | 0 | Conventional | HVAC | Com - Lodging | Com | ROB and NEW | 0 | 1000 sqft2 of floor space | Cap-Tons | 15 | DEER:HVAC_Split-Package_AC | -77.7507 | -0.022127 | 0 | eTRM SWHC014-04 | 1153.78 | 2021 | 1000 | 2021 | 0 | 0 | SWHC014-04 | Com Unitary Heat Pump (Small) - Hot-Dry ¦ SDG&E ¦ Hot-Dry | Com Unitary Heat Pump (Small) - Hot-Dry | 0.11619 | 1 | 0.20885 | CBSA 2014 | 12.2599 | 2032 | 0.5 | SWHC014-04
COM-HVAC-11.89 | Com ¦ Small Unitary Heat Pump (SEER 15) - Hot-Dry ¦ SDG&E ¦ Hot-Dry | Com ¦ Small Unitary Heat Pump (SEER 15) - Hot-Dry | SDG&E ¦ Hot-Dry | SDG&E | All | Electric | Small Unitary Heat Pump (SEER 15) | Efficient |  |  | 0 | Conventional | HVAC | Com - Office (Large) | Com | ROB and NEW | 0 | 1000 sqft2 of floor space | Cap-Tons | 15 | DEER:HVAC_Split-Package_AC | -58.8375 | -0.010475 | 0 | eTRM SWHC014-04 | 1153.78 | 2021 | 1000 | 2021 | 0 | 0 | SWHC014-04 | Com Unitary Heat Pump (Small) - Hot-Dry ¦ SDG&E ¦ Hot-Dry | Com Unitary Heat Pump (Small) - Hot-Dry | 0.1517 | 1 | 0.20885 | CBSA 2014 | 5.8515 | 2032 | 0.5 | SWHC014-04
COM-HVAC-11.90 | Com ¦ Small Unitary Heat Pump (SEER 15) - Hot-Dry ¦ SDG&E ¦ Hot-Dry | Com ¦ Small Unitary Heat Pump (SEER 15) - Hot-Dry | SDG&E ¦ Hot-Dry | SDG&E | All | Electric | Small Unitary Heat Pump (SEER 15) | Efficient |  |  | 0 | Conventional | HVAC | Com - Office (Small) | Com | ROB and NEW | 0 | 1000 sqft2 of floor space | Cap-Tons | 15 | DEER:HVAC_Split-Package_AC | -51.7875 | -0.010225 | 0 | eTRM SWHC014-04 | 1153.78 | 2021 | 1000 | 2021 | 0 | 0 | SWHC014-04 | Com Unitary Heat Pump (Small) - Hot-Dry ¦ SDG&E ¦ Hot-Dry | Com Unitary Heat Pump (Small) - Hot-Dry | 0.1842 | 1 | 0.20885 | CBSA 2014 | 2.3744 | 2032 | 0.5 | SWHC014-04
COM-HVAC-11.91 | Com ¦ Small Unitary Heat Pump (SEER 15) - Hot-Dry ¦ SDG&E ¦ Hot-Dry | Com ¦ Small Unitary Heat Pump (SEER 15) - Hot-Dry | SDG&E ¦ Hot-Dry | SDG&E | All | Electric | Small Unitary Heat Pump (SEER 15) | Efficient |  |  | 0 | Conventional | HVAC | Com - Other | Com | ROB and NEW | 0 | 1000 sqft2 of floor space | Cap-Tons | 15 | DEER:HVAC_Split-Package_AC | -56.3125 | -0.023975 | 0 | eTRM SWHC014-04 | 1153.78 | 2021 | 1000 | 2021 | 0 | 0 | SWHC014-04 | Com Unitary Heat Pump (Small) - Hot-Dry ¦ SDG&E ¦ Hot-Dry | Com Unitary Heat Pump (Small) - Hot-Dry | 0.082771 | 1 | 0.20885 | CBSA 2014 | 6.2183 | 2032 | 0.5 | SWHC014-04
COM-HVAC-11.92 | Com ¦ Small Unitary Heat Pump (SEER 15) - Hot-Dry ¦ SDG&E ¦ Hot-Dry | Com ¦ Small Unitary Heat Pump (SEER 15) - Hot-Dry | SDG&E ¦ Hot-Dry | SDG&E | All | Electric | Small Unitary Heat Pump (SEER 15) | Efficient |  |  | 0 | Conventional | HVAC | Com - Refrig. Warehouse | Com | ROB and NEW | 0 | 1000 sqft2 of floor space | Cap-Tons | 15 | DEER:HVAC_Split-Package_AC | 0 | 0 | 0 | eTRM SWHC014-04 | 1153.78 | 2021 | 1000 | 2021 | 0 | 0 | SWHC014-04 | Com Unitary Heat Pump (Small) - Hot-Dry ¦ SDG&E ¦ Hot-Dry | Com Unitary Heat Pump (Small) - Hot-Dry | 0 | 1 | 0 | CBSA 2014 | 0 | 2032 | 0.5 | SWHC014-04
COM-HVAC-11.93 | Com ¦ Small Unitary Heat Pump (SEER 15) - Hot-Dry ¦ SDG&E ¦ Hot-Dry | Com ¦ Small Unitary Heat Pump (SEER 15) - Hot-Dry | SDG&E ¦ Hot-Dry | SDG&E | All | Electric | Small Unitary Heat Pump (SEER 15) | Efficient |  |  | 0 | Conventional | HVAC | Com - Restaurant | Com | ROB and NEW | 0 | 1000 sqft2 of floor space | Cap-Tons | 15 | DEER:HVAC_Split-Package_AC | 0 | 0 | 0 | eTRM SWHC014-04 | 1153.78 | 2021 | 1000 | 2021 | 0 | 0 | SWHC014-04 | Com Unitary Heat Pump (Small) - Hot-Dry ¦ SDG&E ¦ Hot-Dry | Com Unitary Heat Pump (Small) - Hot-Dry | 0.26887 | 1 | 0.20885 | CBSA 2014 | 0 | 2032 | 0.5 | SWHC014-04
COM-HVAC-11.94 | Com ¦ Small Unitary Heat Pump (SEER 15) - Hot-Dry ¦ SDG&E ¦ Hot-Dry | Com ¦ Small Unitary Heat Pump (SEER 15) - Hot-Dry | SDG&E ¦ Hot-Dry | SDG&E | All | Electric | Small Unitary Heat Pump (SEER 15) | Efficient |  |  | 0 | Conventional | HVAC | Com - Retail | Com | ROB and NEW | 0 | 1000 sqft2 of floor space | Cap-Tons | 15 | DEER:HVAC_Split-Package_AC | -87.4453 | -0.030309 | 0 | eTRM SWHC014-04 | 1153.78 | 2021 | 1000 | 2021 | 0 | 0 | SWHC014-04 | Com Unitary Heat Pump (Small) - Hot-Dry ¦ SDG&E ¦ Hot-Dry | Com Unitary Heat Pump (Small) - Hot-Dry | 0.109 | 1 | 0.20885 | CBSA 2014 | 30.721 | 2032 | 0.5 | SWHC014-04
COM-HVAC-11.95 | Com ¦ Small Unitary Heat Pump (SEER 15) - Hot-Dry ¦ SDG&E ¦ Hot-Dry | Com ¦ Small Unitary Heat Pump (SEER 15) - Hot-Dry | SDG&E ¦ Hot-Dry | SDG&E | All | Electric | Small Unitary Heat Pump (SEER 15) | Efficient |  |  | 0 | Conventional | HVAC | Com - School | Com | ROB and NEW | 0 | 1000 sqft2 of floor space | Cap-Tons | 15 | DEER:HVAC_Split-Package_AC | -33.9334 | -0.012607 | 0 | eTRM SWHC014-04 | 1153.78 | 2021 | 1000 | 2021 | 0 | 0 | SWHC014-04 | Com Unitary Heat Pump (Small) - Hot-Dry ¦ SDG&E ¦ Hot-Dry | Com Unitary Heat Pump (Small) - Hot-Dry | 0.18329 | 1 | 0.20885 | CBSA 2014 | 5.587 | 2032 | 0.5 | SWHC014-04
COM-HVAC-11.96 | Com ¦ Small Unitary Heat Pump (SEER 15) - Hot-Dry ¦ SDG&E ¦ Hot-Dry | Com ¦ Small Unitary Heat Pump (SEER 15) - Hot-Dry | SDG&E ¦ Hot-Dry | SDG&E | All | Electric | Small Unitary Heat Pump (SEER 15) | Efficient |  |  | 0 | Conventional | HVAC | Com - Warehouse | Com | ROB and NEW | 0 | 1000 sqft2 of floor space | Cap-Tons | 15 | DEER:HVAC_Split-Package_AC | -20.1682 | -0.0053648 | 0 | eTRM SWHC014-04 | 1153.78 | 2021 | 1000 | 2021 | 0 | 0 | SWHC014-04 | Com Unitary Heat Pump (Small) - Hot-Dry ¦ SDG&E ¦ Hot-Dry | Com Unitary Heat Pump (Small) - Hot-Dry | 0.033426 | 1 | 0.20885 | CBSA 2014 | 6.0449 | 2032 | 0.5 | SWHC014-04
COM-HVAC-12.1 | Com ¦ Small Unitary Heat Pump (SEER 16) - Marine ¦ PG&E ¦ Marine | Com ¦ Small Unitary Heat Pump (SEER 16) - Marine | PG&E ¦ Marine | PG&E | All | Electric | Small Unitary Heat Pump (SEER 16) | Efficient |  |  | 0 | Conventional | HVAC | Com - College | Com | ROB and NEW | 0 | 1000 sqft2 of floor space | Cap-Tons | 15 | DEER:HVAC_Split-Package_AC | 0 | 0 | 0 | eTRM SWHC014-04 | 1257.56 | 2021 | 1000 | 2021 | 0 | 0 | SWHC014-04 | Com Unitary Heat Pump (Small) - Marine ¦ PG&E ¦ Marine | Com Unitary Heat Pump (Small) - Marine | 0.13195 | 1 | 0.010482 | CBSA 2014 | 0 | 2032 | 0.5 | SWHC014-04
COM-HVAC-12.2 | Com ¦ Small Unitary Heat Pump (SEER 16) - Marine ¦ PG&E ¦ Marine | Com ¦ Small Unitary Heat Pump (SEER 16) - Marine | PG&E ¦ Marine | PG&E | All | Electric | Small Unitary Heat Pump (SEER 16) | Efficient |  |  | 0 | Conventional | HVAC | Com - Grocery | Com | ROB and NEW | 0 | 1000 sqft2 of floor space | Cap-Tons | 15 | DEER:HVAC_Split-Package_AC | -720.5 | -0.12275 | 0.0003175 | eTRM SWHC014-04 | 1257.56 | 2021 | 1000 | 2021 | 0 | 0 | SWHC014-04 | Com Unitary Heat Pump (Small) - Marine ¦ PG&E ¦ Marine | Com Unitary Heat Pump (Small) - Marine | 0 | 1 | 0 | CBSA 2014 | 40.5265 | 2032 | 0.5 | SWHC014-04
COM-HVAC-12.3 | Com ¦ Small Unitary Heat Pump (SEER 16) - Marine ¦ PG&E ¦ Marine | Com ¦ Small Unitary Heat Pump (SEER 16) - Marine | PG&E ¦ Marine | PG&E | All | Electric | Small Unitary Heat Pump (SEER 16) | Efficient |  |  | 0 | Conventional | HVAC | Com - Health | Com | ROB and NEW | 0 | 1000 sqft2 of floor space | Cap-Tons | 15 | DEER:HVAC_Split-Package_AC | 0 | 0 | 0 | eTRM SWHC014-04 | 1257.56 | 2021 | 1000 | 2021 | 0 | 0 | SWHC014-04 | Com Unitary Heat Pump (Small) - Marine ¦ PG&E ¦ Marine | Com Unitary Heat Pump (Small) - Marine | 0.19485 | 1 | 0.010482 | CBSA 2014 | 0 | 2032 | 0.5 | SWHC014-04
COM-HVAC-12.4 | Com ¦ Small Unitary Heat Pump (SEER 16) - Marine ¦ PG&E ¦ Marine | Com ¦ Small Unitary Heat Pump (SEER 16) - Marine | PG&E ¦ Marine | PG&E | All | Electric | Small Unitary Heat Pump (SEER 16) | Efficient |  |  | 0 | Conventional | HVAC | Com - Lodging | Com | ROB and NEW | 0 | 1000 sqft2 of floor space | Cap-Tons | 15 | DEER:HVAC_Split-Package_AC | -463.2491 | -0.084068 | 0 | eTRM SWHC014-04 | 1257.56 | 2021 | 1000 | 2021 | 0 | 0 | SWHC014-04 | Com Unitary Heat Pump (Small) - Marine ¦ PG&E ¦ Marine | Com Unitary Heat Pump (Small) - Marine | 0.10386 | 1 | 0.010482 | CBSA 2014 | 73.0463 | 2032 | 0.5 | SWHC014-04
COM-HVAC-12.5 | Com ¦ Small Unitary Heat Pump (SEER 16) - Marine ¦ PG&E ¦ Marine | Com ¦ Small Unitary Heat Pump (SEER 16) - Marine | PG&E ¦ Marine | PG&E | All | Electric | Small Unitary Heat Pump (SEER 16) | Efficient |  |  | 0 | Conventional | HVAC | Com - Office (Large) | Com | ROB and NEW | 0 | 1000 sqft2 of floor space | Cap-Tons | 15 | DEER:HVAC_Split-Package_AC | -209.625 | -0.040375 | 0 | eTRM SWHC014-04 | 1257.56 | 2021 | 1000 | 2021 | 0 | 0 | SWHC014-04 | Com Unitary Heat Pump (Small) - Marine ¦ PG&E ¦ Marine | Com Unitary Heat Pump (Small) - Marine | 0.13836 | 1 | 0.010482 | CBSA 2014 | 20.8475 | 2032 | 0.5 | SWHC014-04
COM-HVAC-12.6 | Com ¦ Small Unitary Heat Pump (SEER 16) - Marine ¦ PG&E ¦ Marine | Com ¦ Small Unitary Heat Pump (SEER 16) - Marine | PG&E ¦ Marine | PG&E | All | Electric | Small Unitary Heat Pump (SEER 16) | Efficient |  |  | 0 | Conventional | HVAC | Com - Office (Small) | Com | ROB and NEW | 0 | 1000 sqft2 of floor space | Cap-Tons | 15 | DEER:HVAC_Split-Package_AC | -213 | -0.04025 | 0 | eTRM SWHC014-04 | 1257.56 | 2021 | 1000 | 2021 | 0 | 0 | SWHC014-04 | Com Unitary Heat Pump (Small) - Marine ¦ PG&E ¦ Marine | Com Unitary Heat Pump (Small) - Marine | 0.16182 | 1 | 0.010482 | CBSA 2014 | 9.7656 | 2032 | 0.5 | SWHC014-04
COM-HVAC-12.7 | Com ¦ Small Unitary Heat Pump (SEER 16) - Marine ¦ PG&E ¦ Marine | Com ¦ Small Unitary Heat Pump (SEER 16) - Marine | PG&E ¦ Marine | PG&E | All | Electric | Small Unitary Heat Pump (SEER 16) | Efficient |  |  | 0 | Conventional | HVAC | Com - Other | Com | ROB and NEW | 0 | 1000 sqft2 of floor space | Cap-Tons | 15 | DEER:HVAC_Split-Package_AC | -289.375 | -0.0806 | 0 | eTRM SWHC014-04 | 1257.56 | 2021 | 1000 | 2021 | 0 | 0 | SWHC014-04 | Com Unitary Heat Pump (Small) - Marine ¦ PG&E ¦ Marine | Com Unitary Heat Pump (Small) - Marine | 0.076368 | 1 | 0.010482 | CBSA 2014 | 31.9541 | 2032 | 0.5 | SWHC014-04
COM-HVAC-12.8 | Com ¦ Small Unitary Heat Pump (SEER 16) - Marine ¦ PG&E ¦ Marine | Com ¦ Small Unitary Heat Pump (SEER 16) - Marine | PG&E ¦ Marine | PG&E | All | Electric | Small Unitary Heat Pump (SEER 16) | Efficient |  |  | 0 | Conventional | HVAC | Com - Refrig. Warehouse | Com | ROB and NEW | 0 | 1000 sqft2 of floor space | Cap-Tons | 15 | DEER:HVAC_Split-Package_AC | 0 | 0 | 0 | eTRM SWHC014-04 | 1257.56 | 2021 | 1000 | 2021 | 0 | 0 | SWHC014-04 | Com Unitary Heat Pump (Small) - Marine ¦ PG&E ¦ Marine | Com Unitary Heat Pump (Small) - Marine | 0 | 1 | 0 | CBSA 2014 | 0 | 2032 | 0.5 | SWHC014-04
COM-HVAC-12.9 | Com ¦ Small Unitary Heat Pump (SEER 16) - Marine ¦ PG&E ¦ Marine | Com ¦ Small Unitary Heat Pump (SEER 16) - Marine | PG&E ¦ Marine | PG&E | All | Electric | Small Unitary Heat Pump (SEER 16) | Efficient |  |  | 0 | Conventional | HVAC | Com - Restaurant | Com | ROB and NEW | 0 | 1000 sqft2 of floor space | Cap-Tons | 15 | DEER:HVAC_Split-Package_AC | 0 | 0 | 0 | eTRM SWHC014-04 | 1257.56 | 2021 | 1000 | 2021 | 0 | 0 | SWHC014-04 | Com Unitary Heat Pump (Small) - Marine ¦ PG&E ¦ Marine | Com Unitary Heat Pump (Small) - Marine | 0.23382 | 1 | 0.010482 | CBSA 2014 | 0 | 2032 | 0.5 | SWHC014-04
COM-HVAC-12.10 | Com ¦ Small Unitary Heat Pump (SEER 16) - Marine ¦ PG&E ¦ Marine | Com ¦ Small Unitary Heat Pump (SEER 16) - Marine | PG&E ¦ Marine | PG&E | All | Electric | Small Unitary Heat Pump (SEER 16) | Efficient |  |  | 0 | Conventional | HVAC | Com - Retail | Com | ROB and NEW | 0 | 1000 sqft2 of floor space | Cap-Tons | 15 | DEER:HVAC_Split-Package_AC | -296.111 | -0.089057 | 0 | eTRM SWHC014-04 | 1257.56 | 2021 | 1000 | 2021 | 0 | 0 | SWHC014-04 | Com Unitary Heat Pump (Small) - Marine ¦ PG&E ¦ Marine | Com Unitary Heat Pump (Small) - Marine | 0.097448 | 1 | 0.010482 | CBSA 2014 | 104.0289 | 2032 | 0.5 | SWHC014-04
COM-HVAC-12.11 | Com ¦ Small Unitary Heat Pump (SEER 16) - Marine ¦ PG&E ¦ Marine | Com ¦ Small Unitary Heat Pump (SEER 16) - Marine | PG&E ¦ Marine | PG&E | All | Electric | Small Unitary Heat Pump (SEER 16) | Efficient |  |  | 0 | Conventional | HVAC | Com - School | Com | ROB and NEW | 0 | 1000 sqft2 of floor space | Cap-Tons | 15 | DEER:HVAC_Split-Package_AC | -162.8384 | -0.048498 | 0 | eTRM SWHC014-04 | 1257.56 | 2021 | 1000 | 2021 | 0 | 0 | SWHC014-04 | Com Unitary Heat Pump (Small) - Marine ¦ PG&E ¦ Marine | Com Unitary Heat Pump (Small) - Marine | 0.14798 | 1 | 0.010482 | CBSA 2014 | 26.8107 | 2032 | 0.5 | SWHC014-04
COM-HVAC-12.12 | Com ¦ Small Unitary Heat Pump (SEER 16) - Marine ¦ PG&E ¦ Marine | Com ¦ Small Unitary Heat Pump (SEER 16) - Marine | PG&E ¦ Marine | PG&E | All | Electric | Small Unitary Heat Pump (SEER 16) | Efficient |  |  | 0 | Conventional | HVAC | Com - Warehouse | Com | ROB and NEW | 0 | 1000 sqft2 of floor space | Cap-Tons | 15 | DEER:HVAC_Split-Package_AC | -192.7354 | -0.026886 | 0 | eTRM SWHC014-04 | 1257.56 | 2021 | 1000 | 2021 | 0 | 0 | SWHC014-04 | Com Unitary Heat Pump (Small) - Marine ¦ PG&E ¦ Marine | Com Unitary Heat Pump (Small) - Marine | 0.030327 | 1 | 0.010482 | CBSA 2014 | 57.7674 | 2032 | 0.5 | SWHC014-04
COM-HVAC-12.13 | Com ¦ Small Unitary Heat Pump (SEER 16) - Hot-Dry ¦ PG&E ¦ Hot-Dry | Com ¦ Small Unitary Heat Pump (SEER 16) - Hot-Dry | PG&E ¦ Hot-Dry | PG&E | All | Electric | Small Unitary Heat Pump (SEER 16) | Efficient |  |  | 0 | Conventional | HVAC | Com - College | Com | ROB and NEW | 0 | 1000 sqft2 of floor space | Cap-Tons | 15 | DEER:HVAC_Split-Package_AC | 0 | 0 | 0 | eTRM SWHC014-04 | 1257.56 | 2021 | 1000 | 2021 | 0 | 0 | SWHC014-04 | Com Unitary Heat Pump (Small) - Hot-Dry ¦ PG&E ¦ Hot-Dry | Com Unitary Heat Pump (Small) - Hot-Dry | 0.13195 | 1 | 0.010482 | CBSA 2014 | 0 | 2032 | 0.5 | SWHC014-04
COM-HVAC-12.14 | Com ¦ Small Unitary Heat Pump (SEER 16) - Hot-Dry ¦ PG&E ¦ Hot-Dry | Com ¦ Small Unitary Heat Pump (SEER 16) - Hot-Dry | PG&E ¦ Hot-Dry | PG&E | All | Electric | Small Unitary Heat Pump (SEER 16) | Efficient |  |  | 0 | Conventional | HVAC | Com - Grocery | Com | ROB and NEW | 0 | 1000 sqft2 of floor space | Cap-Tons | 15 | DEER:HVAC_Split-Package_AC | -658.625 | -0.19225 | 0.00015625 | eTRM SWHC014-04 | 1257.56 | 2021 | 1000 | 2021 | 0 | 0 | SWHC014-04 | Com Unitary Heat Pump (Small) - Hot-Dry ¦ PG&E ¦ Hot-Dry | Com Unitary Heat Pump (Small) - Hot-Dry | 0 | 1 | 0 | CBSA 2014 | 37.0465 | 2032 | 0.5 | SWHC014-04
COM-HVAC-12.15 | Com ¦ Small Unitary Heat Pump (SEER 16) - Hot-Dry ¦ PG&E ¦ Hot-Dry | Com ¦ Small Unitary Heat Pump (SEER 16) - Hot-Dry | PG&E ¦ Hot-Dry | PG&E | All | Electric | Small Unitary Heat Pump (SEER 16) | Efficient |  |  | 0 | Conventional | HVAC | Com - Health | Com | ROB and NEW | 0 | 1000 sqft2 of floor space | Cap-Tons | 15 | DEER:HVAC_Split-Package_AC | 0 | 0 | 0 | eTRM SWHC014-04 | 1257.56 | 2021 | 1000 | 2021 | 0 | 0 | SWHC014-04 | Com Unitary Heat Pump (Small) - Hot-Dry ¦ PG&E ¦ Hot-Dry | Com Unitary Heat Pump (Small) - Hot-Dry | 0.19485 | 1 | 0.010482 | CBSA 2014 | 0 | 2032 | 0.5 | SWHC014-04
COM-HVAC-12.16 | Com ¦ Small Unitary Heat Pump (SEER 16) - Hot-Dry ¦ PG&E ¦ Hot-Dry | Com ¦ Small Unitary Heat Pump (SEER 16) - Hot-Dry | PG&E ¦ Hot-Dry | PG&E | All | Electric | Small Unitary Heat Pump (SEER 16) | Efficient |  |  | 0 | Conventional | HVAC | Com - Lodging | Com | ROB and NEW | 0 | 1000 sqft2 of floor space | Cap-Tons | 15 | DEER:HVAC_Split-Package_AC | -579.5579 | -0.14165 | 0 | eTRM SWHC014-04 | 1257.56 | 2021 | 1000 | 2021 | 0 | 0 | SWHC014-04 | Com Unitary Heat Pump (Small) - Hot-Dry ¦ PG&E ¦ Hot-Dry | Com Unitary Heat Pump (Small) - Hot-Dry | 0.10386 | 1 | 0.010482 | CBSA 2014 | 91.3862 | 2032 | 0.5 | SWHC014-04
COM-HVAC-12.17 | Com ¦ Small Unitary Heat Pump (SEER 16) - Hot-Dry ¦ PG&E ¦ Hot-Dry | Com ¦ Small Unitary Heat Pump (SEER 16) - Hot-Dry | PG&E ¦ Hot-Dry | PG&E | All | Electric | Small Unitary Heat Pump (SEER 16) | Efficient |  |  | 0 | Conventional | HVAC | Com - Office (Large) | Com | ROB and NEW | 0 | 1000 sqft2 of floor space | Cap-Tons | 15 | DEER:HVAC_Split-Package_AC | -261.625 | -0.0603 | 0 | eTRM SWHC014-04 | 1257.56 | 2021 | 1000 | 2021 | 0 | 0 | SWHC014-04 | Com Unitary Heat Pump (Small) - Hot-Dry ¦ PG&E ¦ Hot-Dry | Com Unitary Heat Pump (Small) - Hot-Dry | 0.13836 | 1 | 0.010482 | CBSA 2014 | 26.019 | 2032 | 0.5 | SWHC014-04
COM-HVAC-12.18 | Com ¦ Small Unitary Heat Pump (SEER 16) - Hot-Dry ¦ PG&E ¦ Hot-Dry | Com ¦ Small Unitary Heat Pump (SEER 16) - Hot-Dry | PG&E ¦ Hot-Dry | PG&E | All | Electric | Small Unitary Heat Pump (SEER 16) | Efficient |  |  | 0 | Conventional | HVAC | Com - Office (Small) | Com | ROB and NEW | 0 | 1000 sqft2 of floor space | Cap-Tons | 15 | DEER:HVAC_Split-Package_AC | -263.875 | -0.060325 | 0 | eTRM SWHC014-04 | 1257.56 | 2021 | 1000 | 2021 | 0 | 0 | SWHC014-04 | Com Unitary Heat Pump (Small) - Hot-Dry ¦ PG&E ¦ Hot-Dry | Com Unitary Heat Pump (Small) - Hot-Dry | 0.16182 | 1 | 0.010482 | CBSA 2014 | 12.0981 | 2032 | 0.5 | SWHC014-04
COM-HVAC-12.19 | Com ¦ Small Unitary Heat Pump (SEER 16) - Hot-Dry ¦ PG&E ¦ Hot-Dry | Com ¦ Small Unitary Heat Pump (SEER 16) - Hot-Dry | PG&E ¦ Hot-Dry | PG&E | All | Electric | Small Unitary Heat Pump (SEER 16) | Efficient |  |  | 0 | Conventional | HVAC | Com - Other | Com | ROB and NEW | 0 | 1000 sqft2 of floor space | Cap-Tons | 15 | DEER:HVAC_Split-Package_AC | -398.5 | -0.151 | 0 | eTRM SWHC014-04 | 1257.56 | 2021 | 1000 | 2021 | 0 | 0 | SWHC014-04 | Com Unitary Heat Pump (Small) - Hot-Dry ¦ PG&E ¦ Hot-Dry | Com Unitary Heat Pump (Small) - Hot-Dry | 0.076368 | 1 | 0.010482 | CBSA 2014 | 44.0041 | 2032 | 0.5 | SWHC014-04
COM-HVAC-12.20 | Com ¦ Small Unitary Heat Pump (SEER 16) - Hot-Dry ¦ PG&E ¦ Hot-Dry | Com ¦ Small Unitary Heat Pump (SEER 16) - Hot-Dry | PG&E ¦ Hot-Dry | PG&E | All | Electric | Small Unitary Heat Pump (SEER 16) | Efficient |  |  | 0 | Conventional | HVAC | Com - Refrig. Warehouse | Com | ROB and NEW | 0 | 1000 sqft2 of floor space | Cap-Tons | 15 | DEER:HVAC_Split-Package_AC | 0 | 0 | 0 | eTRM SWHC014-04 | 1257.56 | 2021 | 1000 | 2021 | 0 | 0 | SWHC014-04 | Com Unitary Heat Pump (Small) - Hot-Dry ¦ PG&E ¦ Hot-Dry | Com Unitary Heat Pump (Small) - Hot-Dry | 0 | 1 | 0 | CBSA 2014 | 0 | 2032 | 0.5 | SWHC014-04
COM-HVAC-12.21 | Com ¦ Small Unitary Heat Pump (SEER 16) - Hot-Dry ¦ PG&E ¦ Hot-Dry | Com ¦ Small Unitary Heat Pump (SEER 16) - Hot-Dry | PG&E ¦ Hot-Dry | PG&E | All | Electric | Small Unitary Heat Pump (SEER 16) | Efficient |  |  | 0 | Conventional | HVAC | Com - Restaurant | Com | ROB and NEW | 0 | 1000 sqft2 of floor space | Cap-Tons | 15 | DEER:HVAC_Split-Package_AC | 0 | 0 | 0 | eTRM SWHC014-04 | 1257.56 | 2021 | 1000 | 2021 | 0 | 0 | SWHC014-04 | Com Unitary Heat Pump (Small) - Hot-Dry ¦ PG&E ¦ Hot-Dry | Com Unitary Heat Pump (Small) - Hot-Dry | 0.23382 | 1 | 0.010482 | CBSA 2014 | 0 | 2032 | 0.5 | SWHC014-04
COM-HVAC-12.22 | Com ¦ Small Unitary Heat Pump (SEER 16) - Hot-Dry ¦ PG&E ¦ Hot-Dry | Com ¦ Small Unitary Heat Pump (SEER 16) - Hot-Dry | PG&E ¦ Hot-Dry | PG&E | All | Electric | Small Unitary Heat Pump (SEER 16) | Efficient |  |  | 0 | Conventional | HVAC | Com - Retail | Com | ROB and NEW | 0 | 1000 sqft2 of floor space | Cap-Tons | 15 | DEER:HVAC_Split-Package_AC | -415.6385 | -0.15568 | 0 | eTRM SWHC014-04 | 1257.56 | 2021 | 1000 | 2021 | 0 | 0 | SWHC014-04 | Com Unitary Heat Pump (Small) - Hot-Dry ¦ PG&E ¦ Hot-Dry | Com Unitary Heat Pump (Small) - Hot-Dry | 0.097448 | 1 | 0.010482 | CBSA 2014 | 146.021 | 2032 | 0.5 | SWHC014-04
COM-HVAC-12.23 | Com ¦ Small Unitary Heat Pump (SEER 16) - Hot-Dry ¦ PG&E ¦ Hot-Dry | Com ¦ Small Unitary Heat Pump (SEER 16) - Hot-Dry | PG&E ¦ Hot-Dry | PG&E | All | Electric | Small Unitary Heat Pump (SEER 16) | Efficient |  |  | 0 | Conventional | HVAC | Com - School | Com | ROB and NEW | 0 | 1000 sqft2 of floor space | Cap-Tons | 15 | DEER:HVAC_Split-Package_AC | -203.5627 | -0.012808 | 0 | eTRM SWHC014-04 | 1257.56 | 2021 | 1000 | 2021 | 0 | 0 | SWHC014-04 | Com Unitary Heat Pump (Small) - Hot-Dry ¦ PG&E ¦ Hot-Dry | Com Unitary Heat Pump (Small) - Hot-Dry | 0.14798 | 1 | 0.010482 | CBSA 2014 | 33.5158 | 2032 | 0.5 | SWHC014-04
COM-HVAC-12.24 | Com ¦ Small Unitary Heat Pump (SEER 16) - Hot-Dry ¦ PG&E ¦ Hot-Dry | Com ¦ Small Unitary Heat Pump (SEER 16) - Hot-Dry | PG&E ¦ Hot-Dry | PG&E | All | Electric | Small Unitary Heat Pump (SEER 16) | Efficient |  |  | 0 | Conventional | HVAC | Com - Warehouse | Com | ROB and NEW | 0 | 1000 sqft2 of floor space | Cap-Tons | 15 | DEER:HVAC_Split-Package_AC | -235.2312 | -0.063242 | 0 | eTRM SWHC014-04 | 1257.56 | 2021 | 1000 | 2021 | 0 | 0 | SWHC014-04 | Com Unitary Heat Pump (Small) - Hot-Dry ¦ PG&E ¦ Hot-Dry | Com Unitary Heat Pump (Small) - Hot-Dry | 0.030327 | 1 | 0.010482 | CBSA 2014 | 70.5044 | 2032 | 0.5 | SWHC014-04
COM-HVAC-12.25 | Com ¦ Small Unitary Heat Pump (SEER 16) - Cold ¦ PG&E ¦ Cold | Com ¦ Small Unitary Heat Pump (SEER 16) - Cold | PG&E ¦ Cold | PG&E | All | Electric | Small Unitary Heat Pump (SEER 16) | Efficient |  |  | 0 | Conventional | HVAC | Com - College | Com | ROB and NEW | 0 | 1000 sqft2 of floor space | Cap-Tons | 15 | DEER:HVAC_Split-Package_AC | 0 | 0 | 0 | eTRM SWHC014-04 | 1257.56 | 2021 | 1000 | 2021 | 0 | 0 | SWHC014-04 | Com Unitary Heat Pump (Small) - Cold ¦ PG&E ¦ Cold | Com Unitary Heat Pump (Small) - Cold | 0.13195 | 1 | 0.010482 | CBSA 2014 | 0 | 2032 | 0.5 | SWHC014-04
COM-HVAC-12.26 | Com ¦ Small Unitary Heat Pump (SEER 16) - Cold ¦ PG&E ¦ Cold | Com ¦ Small Unitary Heat Pump (SEER 16) - Cold | PG&E ¦ Cold | PG&E | All | Electric | Small Unitary Heat Pump (SEER 16) | Efficient |  |  | 0 | Conventional | HVAC | Com - Grocery | Com | ROB and NEW | 0 | 1000 sqft2 of floor space | Cap-Tons | 15 | DEER:HVAC_Split-Package_AC | -889.125 | -0.12662 | -0.00496 | eTRM SWHC014-04 | 1257.56 | 2021 | 1000 | 2021 | 0 | 0 | SWHC014-04 | Com Unitary Heat Pump (Small) - Cold ¦ PG&E ¦ Cold | Com Unitary Heat Pump (Small) - Cold | 0 | 1 | 0 | CBSA 2014 | 50.0239 | 2032 | 0.5 | SWHC014-04
COM-HVAC-12.27 | Com ¦ Small Unitary Heat Pump (SEER 16) - Cold ¦ PG&E ¦ Cold | Com ¦ Small Unitary Heat Pump (SEER 16) - Cold | PG&E ¦ Cold | PG&E | All | Electric | Small Unitary Heat Pump (SEER 16) | Efficient |  |  | 0 | Conventional | HVAC | Com - Health | Com | ROB and NEW | 0 | 1000 sqft2 of floor space | Cap-Tons | 15 | DEER:HVAC_Split-Package_AC | 0 | 0 | 0 | eTRM SWHC014-04 | 1257.56 | 2021 | 1000 | 2021 | 0 | 0 | SWHC014-04 | Com Unitary Heat Pump (Small) - Cold ¦ PG&E ¦ Cold | Com Unitary Heat Pump (Small) - Cold | 0.19485 | 1 | 0.010482 | CBSA 2014 | 0 | 2032 | 0.5 | SWHC014-04
COM-HVAC-12.28 | Com ¦ Small Unitary Heat Pump (SEER 16) - Cold ¦ PG&E ¦ Cold | Com ¦ Small Unitary Heat Pump (SEER 16) - Cold | PG&E ¦ Cold | PG&E | All | Electric | Small Unitary Heat Pump (SEER 16) | Efficient |  |  | 0 | Conventional | HVAC | Com - Lodging | Com | ROB and NEW | 0 | 1000 sqft2 of floor space | Cap-Tons | 15 | DEER:HVAC_Split-Package_AC | -633.0531 | -0.090687 | 0 | eTRM SWHC014-04 | 1257.56 | 2021 | 1000 | 2021 | 0 | 0 | SWHC014-04 | Com Unitary Heat Pump (Small) - Cold ¦ PG&E ¦ Cold | Com Unitary Heat Pump (Small) - Cold | 0.10386 | 1 | 0.010482 | CBSA 2014 | 99.8214 | 2032 | 0.5 | SWHC014-04
COM-HVAC-12.29 | Com ¦ Small Unitary Heat Pump (SEER 16) - Cold ¦ PG&E ¦ Cold | Com ¦ Small Unitary Heat Pump (SEER 16) - Cold | PG&E ¦ Cold | PG&E | All | Electric | Small Unitary Heat Pump (SEER 16) | Efficient |  |  | 0 | Conventional | HVAC | Com - Office (Large) | Com | ROB and NEW | 0 | 1000 sqft2 of floor space | Cap-Tons | 15 | DEER:HVAC_Split-Package_AC | -251.25 | -0.04095 | 0 | eTRM SWHC014-04 | 1257.56 | 2021 | 1000 | 2021 | 0 | 0 | SWHC014-04 | Com Unitary Heat Pump (Small) - Cold ¦ PG&E ¦ Cold | Com Unitary Heat Pump (Small) - Cold | 0.13836 | 1 | 0.010482 | CBSA 2014 | 24.9872 | 2032 | 0.5 | SWHC014-04
COM-HVAC-12.30 | Com ¦ Small Unitary Heat Pump (SEER 16) - Cold ¦ PG&E ¦ Cold | Com ¦ Small Unitary Heat Pump (SEER 16) - Cold | PG&E ¦ Cold | PG&E | All | Electric | Small Unitary Heat Pump (SEER 16) | Efficient |  |  | 0 | Conventional | HVAC | Com - Office (Small) | Com | ROB and NEW | 0 | 1000 sqft2 of floor space | Cap-Tons | 15 | DEER:HVAC_Split-Package_AC | -264.375 | -0.04105 | 0 | eTRM SWHC014-04 | 1257.56 | 2021 | 1000 | 2021 | 0 | 0 | SWHC014-04 | Com Unitary Heat Pump (Small) - Cold ¦ PG&E ¦ Cold | Com Unitary Heat Pump (Small) - Cold | 0.16182 | 1 | 0.010482 | CBSA 2014 | 12.1211 | 2032 | 0.5 | SWHC014-04
COM-HVAC-12.31 | Com ¦ Small Unitary Heat Pump (SEER 16) - Cold ¦ PG&E ¦ Cold | Com ¦ Small Unitary Heat Pump (SEER 16) - Cold | PG&E ¦ Cold | PG&E | All | Electric | Small Unitary Heat Pump (SEER 16) | Efficient |  |  | 0 | Conventional | HVAC | Com - Other | Com | ROB and NEW | 0 | 1000 sqft2 of floor space | Cap-Tons | 15 | DEER:HVAC_Split-Package_AC | -427.625 | -0.0889 | 0 | eTRM SWHC014-04 | 1257.56 | 2021 | 1000 | 2021 | 0 | 0 | SWHC014-04 | Com Unitary Heat Pump (Small) - Cold ¦ PG&E ¦ Cold | Com Unitary Heat Pump (Small) - Cold | 0.076368 | 1 | 0.010482 | CBSA 2014 | 47.2203 | 2032 | 0.5 | SWHC014-04
COM-HVAC-12.32 | Com ¦ Small Unitary Heat Pump (SEER 16) - Cold ¦ PG&E ¦ Cold | Com ¦ Small Unitary Heat Pump (SEER 16) - Cold | PG&E ¦ Cold | PG&E | All | Electric | Small Unitary Heat Pump (SEER 16) | Efficient |  |  | 0 | Conventional | HVAC | Com - Refrig. Warehouse | Com | ROB and NEW | 0 | 1000 sqft2 of floor space | Cap-Tons | 15 | DEER:HVAC_Split-Package_AC | 0 | 0 | 0 | eTRM SWHC014-04 | 1257.56 | 2021 | 1000 | 2021 | 0 | 0 | SWHC014-04 | Com Unitary Heat Pump (Small) - Cold ¦ PG&E ¦ Cold | Com Unitary Heat Pump (Small) - Cold | 0 | 1 | 0 | CBSA 2014 | 0 | 2032 | 0.5 | SWHC014-04
COM-HVAC-12.33 | Com ¦ Small Unitary Heat Pump (SEER 16) - Cold ¦ PG&E ¦ Cold | Com ¦ Small Unitary Heat Pump (SEER 16) - Cold | PG&E ¦ Cold | PG&E | All | Electric | Small Unitary Heat Pump (SEER 16) | Efficient |  |  | 0 | Conventional | HVAC | Com - Restaurant | Com | ROB and NEW | 0 | 1000 sqft2 of floor space | Cap-Tons | 15 | DEER:HVAC_Split-Package_AC | 0 | 0 | 0 | eTRM SWHC014-04 | 1257.56 | 2021 | 1000 | 2021 | 0 | 0 | SWHC014-04 | Com Unitary Heat Pump (Small) - Cold ¦ PG&E ¦ Cold | Com Unitary Heat Pump (Small) - Cold | 0.23382 | 1 | 0.010482 | CBSA 2014 | 0 | 2032 | 0.5 | SWHC014-04
COM-HVAC-12.34 | Com ¦ Small Unitary Heat Pump (SEER 16) - Cold ¦ PG&E ¦ Cold | Com ¦ Small Unitary Heat Pump (SEER 16) - Cold | PG&E ¦ Cold | PG&E | All | Electric | Small Unitary Heat Pump (SEER 16) | Efficient |  |  | 0 | Conventional | HVAC | Com - Retail | Com | ROB and NEW | 0 | 1000 sqft2 of floor space | Cap-Tons | 15 | DEER:HVAC_Split-Package_AC | -514.0835 | -0.097838 | 0 | eTRM SWHC014-04 | 1257.56 | 2021 | 1000 | 2021 | 0 | 0 | SWHC014-04 | Com Unitary Heat Pump (Small) - Cold ¦ PG&E ¦ Cold | Com Unitary Heat Pump (Small) - Cold | 0.097448 | 1 | 0.010482 | CBSA 2014 | 180.6064 | 2032 | 0.5 | SWHC014-04
COM-HVAC-12.35 | Com ¦ Small Unitary Heat Pump (SEER 16) - Cold ¦ PG&E ¦ Cold | Com ¦ Small Unitary Heat Pump (SEER 16) - Cold | PG&E ¦ Cold | PG&E | All | Electric | Small Unitary Heat Pump (SEER 16) | Efficient |  |  | 0 | Conventional | HVAC | Com - School | Com | ROB and NEW | 0 | 1000 sqft2 of floor space | Cap-Tons | 15 | DEER:HVAC_Split-Package_AC | -262.8274 | -0.0041334 | 0 | eTRM SWHC014-04 | 1257.56 | 2021 | 1000 | 2021 | 0 | 0 | SWHC014-04 | Com Unitary Heat Pump (Small) - Cold ¦ PG&E ¦ Cold | Com Unitary Heat Pump (Small) - Cold | 0.14798 | 1 | 0.010482 | CBSA 2014 | 43.2735 | 2032 | 0.5 | SWHC014-04
COM-HVAC-12.36 | Com ¦ Small Unitary Heat Pump (SEER 16) - Cold ¦ PG&E ¦ Cold | Com ¦ Small Unitary Heat Pump (SEER 16) - Cold | PG&E ¦ Cold | PG&E | All | Electric | Small Unitary Heat Pump (SEER 16) | Efficient |  |  | 0 | Conventional | HVAC | Com - Warehouse | Com | ROB and NEW | 0 | 1000 sqft2 of floor space | Cap-Tons | 15 | DEER:HVAC_Split-Package_AC | -261.9936 | -0.033056 | 0 | eTRM SWHC014-04 | 1257.56 | 2021 | 1000 | 2021 | 0 | 0 | SWHC014-04 | Com Unitary Heat Pump (Small) - Cold ¦ PG&E ¦ Cold | Com Unitary Heat Pump (Small) - Cold | 0.030327 | 1 | 0.010482 | CBSA 2014 | 78.5257 | 2032 | 0.5 | SWHC014-04
COM-HVAC-12.37 | Com ¦ Small Unitary Heat Pump (SEER 16) - Marine ¦ SCE ¦ Marine | Com ¦ Small Unitary Heat Pump (SEER 16) - Marine | SCE ¦ Marine | SCE | All | Electric | Small Unitary Heat Pump (SEER 16) | Efficient |  |  | 0 | Conventional | HVAC | Com - College | Com | ROB and NEW | 0 | 1000 sqft2 of floor space | Cap-Tons | 15 | DEER:HVAC_Split-Package_AC | 0 | 0 | 0 | eTRM SWHC014-04 | 1257.56 | 2021 | 1000 | 2021 | 0 | 0 | SWHC014-04 | Com Unitary Heat Pump (Small) - Marine ¦ SCE ¦ Marine | Com Unitary Heat Pump (Small) - Marine | 0.14726 | 1 | 0.010482 | CBSA 2014 | 0 | 2032 | 0.5 | SWHC014-04
COM-HVAC-12.38 | Com ¦ Small Unitary Heat Pump (SEER 16) - Marine ¦ SCE ¦ Marine | Com ¦ Small Unitary Heat Pump (SEER 16) - Marine | SCE ¦ Marine | SCE | All | Electric | Small Unitary Heat Pump (SEER 16) | Efficient |  |  | 0 | Conventional | HVAC | Com - Grocery | Com | ROB and NEW | 0 | 1000 sqft2 of floor space | Cap-Tons | 15 | DEER:HVAC_Split-Package_AC | -654.375 | -0.1365 | -0.0017487 | eTRM SWHC014-04 | 1257.56 | 2021 | 1000 | 2021 | 0 | 0 | SWHC014-04 | Com Unitary Heat Pump (Small) - Marine ¦ SCE ¦ Marine | Com Unitary Heat Pump (Small) - Marine | 0 | 1 | 0 | CBSA 2014 | 36.8119 | 2032 | 0.5 | SWHC014-04
COM-HVAC-12.39 | Com ¦ Small Unitary Heat Pump (SEER 16) - Marine ¦ SCE ¦ Marine | Com ¦ Small Unitary Heat Pump (SEER 16) - Marine | SCE ¦ Marine | SCE | All | Electric | Small Unitary Heat Pump (SEER 16) | Efficient |  |  | 0 | Conventional | HVAC | Com - Health | Com | ROB and NEW | 0 | 1000 sqft2 of floor space | Cap-Tons | 15 | DEER:HVAC_Split-Package_AC | 0 | 0 | 0 | eTRM SWHC014-04 | 1257.56 | 2021 | 1000 | 2021 | 0 | 0 | SWHC014-04 | Com Unitary Heat Pump (Small) - Marine ¦ SCE ¦ Marine | Com Unitary Heat Pump (Small) - Marine | 0.20884 | 1 | 0.010482 | CBSA 2014 | 0 | 2032 | 0.5 | SWHC014-04
COM-HVAC-12.40 | Com ¦ Small Unitary Heat Pump (SEER 16) - Marine ¦ SCE ¦ Marine | Com ¦ Small Unitary Heat Pump (SEER 16) - Marine | SCE ¦ Marine | SCE | All | Electric | Small Unitary Heat Pump (SEER 16) | Efficient |  |  | 0 | Conventional | HVAC | Com - Lodging | Com | ROB and NEW | 0 | 1000 sqft2 of floor space | Cap-Tons | 15 | DEER:HVAC_Split-Package_AC | -438.625 | -0.096004 | 0 | eTRM SWHC014-04 | 1257.56 | 2021 | 1000 | 2021 | 0 | 0 | SWHC014-04 | Com Unitary Heat Pump (Small) - Marine ¦ SCE ¦ Marine | Com Unitary Heat Pump (Small) - Marine | 0.11727 | 1 | 0.010482 | CBSA 2014 | 69.1635 | 2032 | 0.5 | SWHC014-04
COM-HVAC-12.41 | Com ¦ Small Unitary Heat Pump (SEER 16) - Marine ¦ SCE ¦ Marine | Com ¦ Small Unitary Heat Pump (SEER 16) - Marine | SCE ¦ Marine | SCE | All | Electric | Small Unitary Heat Pump (SEER 16) | Efficient |  |  | 0 | Conventional | HVAC | Com - Office (Large) | Com | ROB and NEW | 0 | 1000 sqft2 of floor space | Cap-Tons | 15 | DEER:HVAC_Split-Package_AC | -242.25 | -0.041275 | 0 | eTRM SWHC014-04 | 1257.56 | 2021 | 1000 | 2021 | 0 | 0 | SWHC014-04 | Com Unitary Heat Pump (Small) - Marine ¦ SCE ¦ Marine | Com Unitary Heat Pump (Small) - Marine | 0.15546 | 1 | 0.010482 | CBSA 2014 | 24.0921 | 2032 | 0.5 | SWHC014-04
COM-HVAC-12.42 | Com ¦ Small Unitary Heat Pump (SEER 16) - Marine ¦ SCE ¦ Marine | Com ¦ Small Unitary Heat Pump (SEER 16) - Marine | SCE ¦ Marine | SCE | All | Electric | Small Unitary Heat Pump (SEER 16) | Efficient |  |  | 0 | Conventional | HVAC | Com - Office (Small) | Com | ROB and NEW | 0 | 1000 sqft2 of floor space | Cap-Tons | 15 | DEER:HVAC_Split-Package_AC | -237.125 | -0.04115 | 0 | eTRM SWHC014-04 | 1257.56 | 2021 | 1000 | 2021 | 0 | 0 | SWHC014-04 | Com Unitary Heat Pump (Small) - Marine ¦ SCE ¦ Marine | Com Unitary Heat Pump (Small) - Marine | 0.17638 | 1 | 0.010482 | CBSA 2014 | 10.8717 | 2032 | 0.5 | SWHC014-04
COM-HVAC-12.43 | Com ¦ Small Unitary Heat Pump (SEER 16) - Marine ¦ SCE ¦ Marine | Com ¦ Small Unitary Heat Pump (SEER 16) - Marine | SCE ¦ Marine | SCE | All | Electric | Small Unitary Heat Pump (SEER 16) | Efficient |  |  | 0 | Conventional | HVAC | Com - Other | Com | ROB and NEW | 0 | 1000 sqft2 of floor space | Cap-Tons | 15 | DEER:HVAC_Split-Package_AC | -283.625 | -0.095775 | 0 | eTRM SWHC014-04 | 1257.56 | 2021 | 1000 | 2021 | 0 | 0 | SWHC014-04 | Com Unitary Heat Pump (Small) - Marine ¦ SCE ¦ Marine | Com Unitary Heat Pump (Small) - Marine | 0.08421 | 1 | 0.010482 | CBSA 2014 | 31.3191 | 2032 | 0.5 | SWHC014-04
COM-HVAC-12.44 | Com ¦ Small Unitary Heat Pump (SEER 16) - Marine ¦ SCE ¦ Marine | Com ¦ Small Unitary Heat Pump (SEER 16) - Marine | SCE ¦ Marine | SCE | All | Electric | Small Unitary Heat Pump (SEER 16) | Efficient |  |  | 0 | Conventional | HVAC | Com - Refrig. Warehouse | Com | ROB and NEW | 0 | 1000 sqft2 of floor space | Cap-Tons | 15 | DEER:HVAC_Split-Package_AC | 0 | 0 | 0 | eTRM SWHC014-04 | 1257.56 | 2021 | 1000 | 2021 | 0 | 0 | SWHC014-04 | Com Unitary Heat Pump (Small) - Marine ¦ SCE ¦ Marine | Com Unitary Heat Pump (Small) - Marine | 0 | 1 | 0 | CBSA 2014 | 0 | 2032 | 0.5 | SWHC014-04
COM-HVAC-12.45 | Com ¦ Small Unitary Heat Pump (SEER 16) - Marine ¦ SCE ¦ Marine | Com ¦ Small Unitary Heat Pump (SEER 16) - Marine | SCE ¦ Marine | SCE | All | Electric | Small Unitary Heat Pump (SEER 16) | Efficient |  |  | 0 | Conventional | HVAC | Com - Restaurant | Com | ROB and NEW | 0 | 1000 sqft2 of floor space | Cap-Tons | 15 | DEER:HVAC_Split-Package_AC | 0 | 0 | 0 | eTRM SWHC014-04 | 1257.56 | 2021 | 1000 | 2021 | 0 | 0 | SWHC014-04 | Com Unitary Heat Pump (Small) - Marine ¦ SCE ¦ Marine | Com Unitary Heat Pump (Small) - Marine | 0.25738 | 1 | 0.010482 | CBSA 2014 | 0 | 2032 | 0.5 | SWHC014-04
COM-HVAC-12.46 | Com ¦ Small Unitary Heat Pump (SEER 16) - Marine ¦ SCE ¦ Marine | Com ¦ Small Unitary Heat Pump (SEER 16) - Marine | SCE ¦ Marine | SCE | All | Electric | Small Unitary Heat Pump (SEER 16) | Efficient |  |  | 0 | Conventional | HVAC | Com - Retail | Com | ROB and NEW | 0 | 1000 sqft2 of floor space | Cap-Tons | 15 | DEER:HVAC_Split-Package_AC | -317.045 | -0.10442 | 0 | eTRM SWHC014-04 | 1257.56 | 2021 | 1000 | 2021 | 0 | 0 | SWHC014-04 | Com Unitary Heat Pump (Small) - Marine ¦ SCE ¦ Marine | Com Unitary Heat Pump (Small) - Marine | 0.10889 | 1 | 0.010482 | CBSA 2014 | 111.3834 | 2032 | 0.5 | SWHC014-04
COM-HVAC-12.47 | Com ¦ Small Unitary Heat Pump (SEER 16) - Marine ¦ SCE ¦ Marine | Com ¦ Small Unitary Heat Pump (SEER 16) - Marine | SCE ¦ Marine | SCE | All | Electric | Small Unitary Heat Pump (SEER 16) | Efficient |  |  | 0 | Conventional | HVAC | Com - School | Com | ROB and NEW | 0 | 1000 sqft2 of floor space | Cap-Tons | 15 | DEER:HVAC_Split-Package_AC | -152.1806 | -0.052852 | 0 | eTRM SWHC014-04 | 1257.56 | 2021 | 1000 | 2021 | 0 | 0 | SWHC014-04 | Com Unitary Heat Pump (Small) - Marine ¦ SCE ¦ Marine | Com Unitary Heat Pump (Small) - Marine | 0.17732 | 1 | 0.010482 | CBSA 2014 | 25.0559 | 2032 | 0.5 | SWHC014-04
COM-HVAC-12.48 | Com ¦ Small Unitary Heat Pump (SEER 16) - Marine ¦ SCE ¦ Marine | Com ¦ Small Unitary Heat Pump (SEER 16) - Marine | SCE ¦ Marine | SCE | All | Electric | Small Unitary Heat Pump (SEER 16) | Efficient |  |  | 0 | Conventional | HVAC | Com - Warehouse | Com | ROB and NEW | 0 | 1000 sqft2 of floor space | Cap-Tons | 15 | DEER:HVAC_Split-Package_AC | -175.4594 | -0.033179 | 0 | eTRM SWHC014-04 | 1257.56 | 2021 | 1000 | 2021 | 0 | 0 | SWHC014-04 | Com Unitary Heat Pump (Small) - Marine ¦ SCE ¦ Marine | Com Unitary Heat Pump (Small) - Marine | 0.033351 | 1 | 0.010482 | CBSA 2014 | 52.5894 | 2032 | 0.5 | SWHC014-04
COM-HVAC-12.49 | Com ¦ Small Unitary Heat Pump (SEER 16) - Hot-Dry ¦ SCE ¦ Hot-Dry | Com ¦ Small Unitary Heat Pump (SEER 16) - Hot-Dry | SCE ¦ Hot-Dry | SCE | All | Electric | Small Unitary Heat Pump (SEER 16) | Efficient |  |  | 0 | Conventional | HVAC | Com - College | Com | ROB and NEW | 0 | 1000 sqft2 of floor space | Cap-Tons | 15 | DEER:HVAC_Split-Package_AC | 0 | 0 | 0 | eTRM SWHC014-04 | 1257.56 | 2021 | 1000 | 2021 | 0 | 0 | SWHC014-04 | Com Unitary Heat Pump (Small) - Hot-Dry ¦ SCE ¦ Hot-Dry | Com Unitary Heat Pump (Small) - Hot-Dry | 0.14726 | 1 | 0.010482 | CBSA 2014 | 0 | 2032 | 0.5 | SWHC014-04
COM-HVAC-12.50 | Com ¦ Small Unitary Heat Pump (SEER 16) - Hot-Dry ¦ SCE ¦ Hot-Dry | Com ¦ Small Unitary Heat Pump (SEER 16) - Hot-Dry | SCE ¦ Hot-Dry | SCE | All | Electric | Small Unitary Heat Pump (SEER 16) | Efficient |  |  | 0 | Conventional | HVAC | Com - Grocery | Com | ROB and NEW | 0 | 1000 sqft2 of floor space | Cap-Tons | 15 | DEER:HVAC_Split-Package_AC | -698.75 | -0.17288 | -0.0002725 | eTRM SWHC014-04 | 1257.56 | 2021 | 1000 | 2021 | 0 | 0 | SWHC014-04 | Com Unitary Heat Pump (Small) - Hot-Dry ¦ SCE ¦ Hot-Dry | Com Unitary Heat Pump (Small) - Hot-Dry | 0 | 1 | 0 | CBSA 2014 | 39.3045 | 2032 | 0.5 | SWHC014-04
COM-HVAC-12.51 | Com ¦ Small Unitary Heat Pump (SEER 16) - Hot-Dry ¦ SCE ¦ Hot-Dry | Com ¦ Small Unitary Heat Pump (SEER 16) - Hot-Dry | SCE ¦ Hot-Dry | SCE | All | Electric | Small Unitary Heat Pump (SEER 16) | Efficient |  |  | 0 | Conventional | HVAC | Com - Health | Com | ROB and NEW | 0 | 1000 sqft2 of floor space | Cap-Tons | 15 | DEER:HVAC_Split-Package_AC | 0 | 0 | 0 | eTRM SWHC014-04 | 1257.56 | 2021 | 1000 | 2021 | 0 | 0 | SWHC014-04 | Com Unitary Heat Pump (Small) - Hot-Dry ¦ SCE ¦ Hot-Dry | Com Unitary Heat Pump (Small) - Hot-Dry | 0.20884 | 1 | 0.010482 | CBSA 2014 | 0 | 2032 | 0.5 | SWHC014-04
COM-HVAC-12.52 | Com ¦ Small Unitary Heat Pump (SEER 16) - Hot-Dry ¦ SCE ¦ Hot-Dry | Com ¦ Small Unitary Heat Pump (SEER 16) - Hot-Dry | SCE ¦ Hot-Dry | SCE | All | Electric | Small Unitary Heat Pump (SEER 16) | Efficient |  |  | 0 | Conventional | HVAC | Com - Lodging | Com | ROB and NEW | 0 | 1000 sqft2 of floor space | Cap-Tons | 15 | DEER:HVAC_Split-Package_AC | -522.5177 | -0.13248 | 0 | eTRM SWHC014-04 | 1257.56 | 2021 | 1000 | 2021 | 0 | 0 | SWHC014-04 | Com Unitary Heat Pump (Small) - Hot-Dry ¦ SCE ¦ Hot-Dry | Com Unitary Heat Pump (Small) - Hot-Dry | 0.11727 | 1 | 0.010482 | CBSA 2014 | 82.3919 | 2032 | 0.5 | SWHC014-04
COM-HVAC-12.53 | Com ¦ Small Unitary Heat Pump (SEER 16) - Hot-Dry ¦ SCE ¦ Hot-Dry | Com ¦ Small Unitary Heat Pump (SEER 16) - Hot-Dry | SCE ¦ Hot-Dry | SCE | All | Electric | Small Unitary Heat Pump (SEER 16) | Efficient |  |  | 0 | Conventional | HVAC | Com - Office (Large) | Com | ROB and NEW | 0 | 1000 sqft2 of floor space | Cap-Tons | 15 | DEER:HVAC_Split-Package_AC | -267.125 | -0.055175 | 0 | eTRM SWHC014-04 | 1257.56 | 2021 | 1000 | 2021 | 0 | 0 | SWHC014-04 | Com Unitary Heat Pump (Small) - Hot-Dry ¦ SCE ¦ Hot-Dry | Com Unitary Heat Pump (Small) - Hot-Dry | 0.15546 | 1 | 0.010482 | CBSA 2014 | 26.566 | 2032 | 0.5 | SWHC014-04
COM-HVAC-12.54 | Com ¦ Small Unitary Heat Pump (SEER 16) - Hot-Dry ¦ SCE ¦ Hot-Dry | Com ¦ Small Unitary Heat Pump (SEER 16) - Hot-Dry | SCE ¦ Hot-Dry | SCE | All | Electric | Small Unitary Heat Pump (SEER 16) | Efficient |  |  | 0 | Conventional | HVAC | Com - Office (Small) | Com | ROB and NEW | 0 | 1000 sqft2 of floor space | Cap-Tons | 15 | DEER:HVAC_Split-Package_AC | -263 | -0.05535 | 0 | eTRM SWHC014-04 | 1257.56 | 2021 | 1000 | 2021 | 0 | 0 | SWHC014-04 | Com Unitary Heat Pump (Small) - Hot-Dry ¦ SCE ¦ Hot-Dry | Com Unitary Heat Pump (Small) - Hot-Dry | 0.17638 | 1 | 0.010482 | CBSA 2014 | 12.058 | 2032 | 0.5 | SWHC014-04
COM-HVAC-12.55 | Com ¦ Small Unitary Heat Pump (SEER 16) - Hot-Dry ¦ SCE ¦ Hot-Dry | Com ¦ Small Unitary Heat Pump (SEER 16) - Hot-Dry | SCE ¦ Hot-Dry | SCE | All | Electric | Small Unitary Heat Pump (SEER 16) | Efficient |  |  | 0 | Conventional | HVAC | Com - Other | Com | ROB and NEW | 0 | 1000 sqft2 of floor space | Cap-Tons | 15 | DEER:HVAC_Split-Package_AC | -348.5 | -0.13525 | 0 | eTRM SWHC014-04 | 1257.56 | 2021 | 1000 | 2021 | 0 | 0 | SWHC014-04 | Com Unitary Heat Pump (Small) - Hot-Dry ¦ SCE ¦ Hot-Dry | Com Unitary Heat Pump (Small) - Hot-Dry | 0.08421 | 1 | 0.010482 | CBSA 2014 | 38.4829 | 2032 | 0.5 | SWHC014-04
COM-HVAC-12.56 | Com ¦ Small Unitary Heat Pump (SEER 16) - Hot-Dry ¦ SCE ¦ Hot-Dry | Com ¦ Small Unitary Heat Pump (SEER 16) - Hot-Dry | SCE ¦ Hot-Dry | SCE | All | Electric | Small Unitary Heat Pump (SEER 16) | Efficient |  |  | 0 | Conventional | HVAC | Com - Refrig. Warehouse | Com | ROB and NEW | 0 | 1000 sqft2 of floor space | Cap-Tons | 15 | DEER:HVAC_Split-Package_AC | 0 | 0 | 0 | eTRM SWHC014-04 | 1257.56 | 2021 | 1000 | 2021 | 0 | 0 | SWHC014-04 | Com Unitary Heat Pump (Small) - Hot-Dry ¦ SCE ¦ Hot-Dry | Com Unitary Heat Pump (Small) - Hot-Dry | 0 | 1 | 0 | CBSA 2014 | 0 | 2032 | 0.5 | SWHC014-04
COM-HVAC-12.57 | Com ¦ Small Unitary Heat Pump (SEER 16) - Hot-Dry ¦ SCE ¦ Hot-Dry | Com ¦ Small Unitary Heat Pump (SEER 16) - Hot-Dry | SCE ¦ Hot-Dry | SCE | All | Electric | Small Unitary Heat Pump (SEER 16) | Efficient |  |  | 0 | Conventional | HVAC | Com - Restaurant | Com | ROB and NEW | 0 | 1000 sqft2 of floor space | Cap-Tons | 15 | DEER:HVAC_Split-Package_AC | 0 | 0 | 0 | eTRM SWHC014-04 | 1257.56 | 2021 | 1000 | 2021 | 0 | 0 | SWHC014-04 | Com Unitary Heat Pump (Small) - Hot-Dry ¦ SCE ¦ Hot-Dry | Com Unitary Heat Pump (Small) - Hot-Dry | 0.25738 | 1 | 0.010482 | CBSA 2014 | 0 | 2032 | 0.5 | SWHC014-04
COM-HVAC-12.58 | Com ¦ Small Unitary Heat Pump (SEER 16) - Hot-Dry ¦ SCE ¦ Hot-Dry | Com ¦ Small Unitary Heat Pump (SEER 16) - Hot-Dry | SCE ¦ Hot-Dry | SCE | All | Electric | Small Unitary Heat Pump (SEER 16) | Efficient |  |  | 0 | Conventional | HVAC | Com - Retail | Com | ROB and NEW | 0 | 1000 sqft2 of floor space | Cap-Tons | 15 | DEER:HVAC_Split-Package_AC | -385.593 | -0.13733 | 0 | eTRM SWHC014-04 | 1257.56 | 2021 | 1000 | 2021 | 0 | 0 | SWHC014-04 | Com Unitary Heat Pump (Small) - Hot-Dry ¦ SCE ¦ Hot-Dry | Com Unitary Heat Pump (Small) - Hot-Dry | 0.10889 | 1 | 0.010482 | CBSA 2014 | 135.4655 | 2032 | 0.5 | SWHC014-04
COM-HVAC-12.59 | Com ¦ Small Unitary Heat Pump (SEER 16) - Hot-Dry ¦ SCE ¦ Hot-Dry | Com ¦ Small Unitary Heat Pump (SEER 16) - Hot-Dry | SCE ¦ Hot-Dry | SCE | All | Electric | Small Unitary Heat Pump (SEER 16) | Efficient |  |  | 0 | Conventional | HVAC | Com - School | Com | ROB and NEW | 0 | 1000 sqft2 of floor space | Cap-Tons | 15 | DEER:HVAC_Split-Package_AC | -181.4272 | -0.075417 | 0 | eTRM SWHC014-04 | 1257.56 | 2021 | 1000 | 2021 | 0 | 0 | SWHC014-04 | Com Unitary Heat Pump (Small) - Hot-Dry ¦ SCE ¦ Hot-Dry | Com Unitary Heat Pump (Small) - Hot-Dry | 0.17732 | 1 | 0.010482 | CBSA 2014 | 29.8713 | 2032 | 0.5 | SWHC014-04
COM-HVAC-12.60 | Com ¦ Small Unitary Heat Pump (SEER 16) - Hot-Dry ¦ SCE ¦ Hot-Dry | Com ¦ Small Unitary Heat Pump (SEER 16) - Hot-Dry | SCE ¦ Hot-Dry | SCE | All | Electric | Small Unitary Heat Pump (SEER 16) | Efficient |  |  | 0 | Conventional | HVAC | Com - Warehouse | Com | ROB and NEW | 0 | 1000 sqft2 of floor space | Cap-Tons | 15 | DEER:HVAC_Split-Package_AC | -201.0649 | -0.050671 | 0 | eTRM SWHC014-04 | 1257.56 | 2021 | 1000 | 2021 | 0 | 0 | SWHC014-04 | Com Unitary Heat Pump (Small) - Hot-Dry ¦ SCE ¦ Hot-Dry | Com Unitary Heat Pump (Small) - Hot-Dry | 0.033351 | 1 | 0.010482 | CBSA 2014 | 60.2639 | 2032 | 0.5 | SWHC014-04
COM-HVAC-12.61 | Com ¦ Small Unitary Heat Pump (SEER 16) - Cold ¦ SCE ¦ Cold | Com ¦ Small Unitary Heat Pump (SEER 16) - Cold | SCE ¦ Cold | SCE | All | Electric | Small Unitary Heat Pump (SEER 16) | Efficient |  |  | 0 | Conventional | HVAC | Com - College | Com | ROB and NEW | 0 | 1000 sqft2 of floor space | Cap-Tons | 15 | DEER:HVAC_Split-Package_AC | 0 | 0 | 0 | eTRM SWHC014-04 | 1257.56 | 2021 | 1000 | 2021 | 0 | 0 | SWHC014-04 | Com Unitary Heat Pump (Small) - Cold ¦ SCE ¦ Cold | Com Unitary Heat Pump (Small) - Cold | 0.14726 | 1 | 0.010482 | CBSA 2014 | 0 | 2032 | 0.5 | SWHC014-04
COM-HVAC-12.62 | Com ¦ Small Unitary Heat Pump (SEER 16) - Cold ¦ SCE ¦ Cold | Com ¦ Small Unitary Heat Pump (SEER 16) - Cold | SCE ¦ Cold | SCE | All | Electric | Small Unitary Heat Pump (SEER 16) | Efficient |  |  | 0 | Conventional | HVAC | Com - Grocery | Com | ROB and NEW | 0 | 1000 sqft2 of floor space | Cap-Tons | 15 | DEER:HVAC_Split-Package_AC | -889.125 | -0.12662 | -0.00496 | eTRM SWHC014-04 | 1257.56 | 2021 | 1000 | 2021 | 0 | 0 | SWHC014-04 | Com Unitary Heat Pump (Small) - Cold ¦ SCE ¦ Cold | Com Unitary Heat Pump (Small) - Cold | 0 | 1 | 0 | CBSA 2014 | 50.0239 | 2032 | 0.5 | SWHC014-04
COM-HVAC-12.63 | Com ¦ Small Unitary Heat Pump (SEER 16) - Cold ¦ SCE ¦ Cold | Com ¦ Small Unitary Heat Pump (SEER 16) - Cold | SCE ¦ Cold | SCE | All | Electric | Small Unitary Heat Pump (SEER 16) | Efficient |  |  | 0 | Conventional | HVAC | Com - Health | Com | ROB and NEW | 0 | 1000 sqft2 of floor space | Cap-Tons | 15 | DEER:HVAC_Split-Package_AC | 0 | 0 | 0 | eTRM SWHC014-04 | 1257.56 | 2021 | 1000 | 2021 | 0 | 0 | SWHC014-04 | Com Unitary Heat Pump (Small) - Cold ¦ SCE ¦ Cold | Com Unitary Heat Pump (Small) - Cold | 0.20884 | 1 | 0.010482 | CBSA 2014 | 0 | 2032 | 0.5 | SWHC014-04
COM-HVAC-12.64 | Com ¦ Small Unitary Heat Pump (SEER 16) - Cold ¦ SCE ¦ Cold | Com ¦ Small Unitary Heat Pump (SEER 16) - Cold | SCE ¦ Cold | SCE | All | Electric | Small Unitary Heat Pump (SEER 16) | Efficient |  |  | 0 | Conventional | HVAC | Com - Lodging | Com | ROB and NEW | 0 | 1000 sqft2 of floor space | Cap-Tons | 15 | DEER:HVAC_Split-Package_AC | -633.0531 | -0.090687 | 0 | eTRM SWHC014-04 | 1257.56 | 2021 | 1000 | 2021 | 0 | 0 | SWHC014-04 | Com Unitary Heat Pump (Small) - Cold ¦ SCE ¦ Cold | Com Unitary Heat Pump (Small) - Cold | 0.11727 | 1 | 0.010482 | CBSA 2014 | 99.8214 | 2032 | 0.5 | SWHC014-04
COM-HVAC-12.65 | Com ¦ Small Unitary Heat Pump (SEER 16) - Cold ¦ SCE ¦ Cold | Com ¦ Small Unitary Heat Pump (SEER 16) - Cold | SCE ¦ Cold | SCE | All | Electric | Small Unitary Heat Pump (SEER 16) | Efficient |  |  | 0 | Conventional | HVAC | Com - Office (Large) | Com | ROB and NEW | 0 | 1000 sqft2 of floor space | Cap-Tons | 15 | DEER:HVAC_Split-Package_AC | -251.25 | -0.04095 | 0 | eTRM SWHC014-04 | 1257.56 | 2021 | 1000 | 2021 | 0 | 0 | SWHC014-04 | Com Unitary Heat Pump (Small) - Cold ¦ SCE ¦ Cold | Com Unitary Heat Pump (Small) - Cold | 0.15546 | 1 | 0.010482 | CBSA 2014 | 24.9872 | 2032 | 0.5 | SWHC014-04
COM-HVAC-12.66 | Com ¦ Small Unitary Heat Pump (SEER 16) - Cold ¦ SCE ¦ Cold | Com ¦ Small Unitary Heat Pump (SEER 16) - Cold | SCE ¦ Cold | SCE | All | Electric | Small Unitary Heat Pump (SEER 16) | Efficient |  |  | 0 | Conventional | HVAC | Com - Office (Small) | Com | ROB and NEW | 0 | 1000 sqft2 of floor space | Cap-Tons | 15 | DEER:HVAC_Split-Package_AC | -264.375 | -0.04105 | 0 | eTRM SWHC014-04 | 1257.56 | 2021 | 1000 | 2021 | 0 | 0 | SWHC014-04 | Com Unitary Heat Pump (Small) - Cold ¦ SCE ¦ Cold | Com Unitary Heat Pump (Small) - Cold | 0.17638 | 1 | 0.010482 | CBSA 2014 | 12.1211 | 2032 | 0.5 | SWHC014-04
COM-HVAC-12.67 | Com ¦ Small Unitary Heat Pump (SEER 16) - Cold ¦ SCE ¦ Cold | Com ¦ Small Unitary Heat Pump (SEER 16) - Cold | SCE ¦ Cold | SCE | All | Electric | Small Unitary Heat Pump (SEER 16) | Efficient |  |  | 0 | Conventional | HVAC | Com - Other | Com | ROB and NEW | 0 | 1000 sqft2 of floor space | Cap-Tons | 15 | DEER:HVAC_Split-Package_AC | -427.625 | -0.0889 | 0 | eTRM SWHC014-04 | 1257.56 | 2021 | 1000 | 2021 | 0 | 0 | SWHC014-04 | Com Unitary Heat Pump (Small) - Cold ¦ SCE ¦ Cold | Com Unitary Heat Pump (Small) - Cold | 0.08421 | 1 | 0.010482 | CBSA 2014 | 47.2203 | 2032 | 0.5 | SWHC014-04
COM-HVAC-12.68 | Com ¦ Small Unitary Heat Pump (SEER 16) - Cold ¦ SCE ¦ Cold | Com ¦ Small Unitary Heat Pump (SEER 16) - Cold | SCE ¦ Cold | SCE | All | Electric | Small Unitary Heat Pump (SEER 16) | Efficient |  |  | 0 | Conventional | HVAC | Com - Refrig. Warehouse | Com | ROB and NEW | 0 | 1000 sqft2 of floor space | Cap-Tons | 15 | DEER:HVAC_Split-Package_AC | 0 | 0 | 0 | eTRM SWHC014-04 | 1257.56 | 2021 | 1000 | 2021 | 0 | 0 | SWHC014-04 | Com Unitary Heat Pump (Small) - Cold ¦ SCE ¦ Cold | Com Unitary Heat Pump (Small) - Cold | 0 | 1 | 0 | CBSA 2014 | 0 | 2032 | 0.5 | SWHC014-04
COM-HVAC-12.69 | Com ¦ Small Unitary Heat Pump (SEER 16) - Cold ¦ SCE ¦ Cold | Com ¦ Small Unitary Heat Pump (SEER 16) - Cold | SCE ¦ Cold | SCE | All | Electric | Small Unitary Heat Pump (SEER 16) | Efficient |  |  | 0 | Conventional | HVAC | Com - Restaurant | Com | ROB and NEW | 0 | 1000 sqft2 of floor space | Cap-Tons | 15 | DEER:HVAC_Split-Package_AC | 0 | 0 | 0 | eTRM SWHC014-04 | 1257.56 | 2021 | 1000 | 2021 | 0 | 0 | SWHC014-04 | Com Unitary Heat Pump (Small) - Cold ¦ SCE ¦ Cold | Com Unitary Heat Pump (Small) - Cold | 0.25738 | 1 | 0.010482 | CBSA 2014 | 0 | 2032 | 0.5 | SWHC014-04
COM-HVAC-12.70 | Com ¦ Small Unitary Heat Pump (SEER 16) - Cold ¦ SCE ¦ Cold | Com ¦ Small Unitary Heat Pump (SEER 16) - Cold | SCE ¦ Cold | SCE | All | Electric | Small Unitary Heat Pump (SEER 16) | Efficient |  |  | 0 | Conventional | HVAC | Com - Retail | Com | ROB and NEW | 0 | 1000 sqft2 of floor space | Cap-Tons | 15 | DEER:HVAC_Split-Package_AC | -514.0835 | -0.097838 | 0 | eTRM SWHC014-04 | 1257.56 | 2021 | 1000 | 2021 | 0 | 0 | SWHC014-04 | Com Unitary Heat Pump (Small) - Cold ¦ SCE ¦ Cold | Com Unitary Heat Pump (Small) - Cold | 0.10889 | 1 | 0.010482 | CBSA 2014 | 180.6064 | 2032 | 0.5 | SWHC014-04
COM-HVAC-12.71 | Com ¦ Small Unitary Heat Pump (SEER 16) - Cold ¦ SCE ¦ Cold | Com ¦ Small Unitary Heat Pump (SEER 16) - Cold | SCE ¦ Cold | SCE | All | Electric | Small Unitary Heat Pump (SEER 16) | Efficient |  |  | 0 | Conventional | HVAC | Com - School | Com | ROB and NEW | 0 | 1000 sqft2 of floor space | Cap-Tons | 15 | DEER:HVAC_Split-Package_AC | -262.8274 | -0.0041334 | 0 | eTRM SWHC014-04 | 1257.56 | 2021 | 1000 | 2021 | 0 | 0 | SWHC014-04 | Com Unitary Heat Pump (Small) - Cold ¦ SCE ¦ Cold | Com Unitary Heat Pump (Small) - Cold | 0.17732 | 1 | 0.010482 | CBSA 2014 | 43.2735 | 2032 | 0.5 | SWHC014-04
COM-HVAC-12.72 | Com ¦ Small Unitary Heat Pump (SEER 16) - Cold ¦ SCE ¦ Cold | Com ¦ Small Unitary Heat Pump (SEER 16) - Cold | SCE ¦ Cold | SCE | All | Electric | Small Unitary Heat Pump (SEER 16) | Efficient |  |  | 0 | Conventional | HVAC | Com - Warehouse | Com | ROB and NEW | 0 | 1000 sqft2 of floor space | Cap-Tons | 15 | DEER:HVAC_Split-Package_AC | -261.9936 | -0.033056 | 0 | eTRM SWHC014-04 | 1257.56 | 2021 | 1000 | 2021 | 0 | 0 | SWHC014-04 | Com Unitary Heat Pump (Small) - Cold ¦ SCE ¦ Cold | Com Unitary Heat Pump (Small) - Cold | 0.033351 | 1 | 0.010482 | CBSA 2014 | 78.5257 | 2032 | 0.5 | SWHC014-04
COM-HVAC-12.73 | Com ¦ Small Unitary Heat Pump (SEER 16) - Marine ¦ SDG&E ¦ Marine | Com ¦ Small Unitary Heat Pump (SEER 16) - Marine | SDG&E ¦ Marine | SDG&E | All | Electric | Small Unitary Heat Pump (SEER 16) | Efficient |  |  | 0 | Conventional | HVAC | Com - College | Com | ROB and NEW | 0 | 1000 sqft2 of floor space | Cap-Tons | 15 | DEER:HVAC_Split-Package_AC | 0 | 0 | 0 | eTRM SWHC014-04 | 1257.56 | 2021 | 1000 | 2021 | 0 | 0 | SWHC014-04 | Com Unitary Heat Pump (Small) - Marine ¦ SDG&E ¦ Marine | Com Unitary Heat Pump (Small) - Marine | 0.1443 | 1 | 0.010482 | CBSA 2014 | 0 | 2032 | 0.5 | SWHC014-04
COM-HVAC-12.74 | Com ¦ Small Unitary Heat Pump (SEER 16) - Marine ¦ SDG&E ¦ Marine | Com ¦ Small Unitary Heat Pump (SEER 16) - Marine | SDG&E ¦ Marine | SDG&E | All | Electric | Small Unitary Heat Pump (SEER 16) | Efficient |  |  | 0 | Conventional | HVAC | Com - Grocery | Com | ROB and NEW | 0 | 1000 sqft2 of floor space | Cap-Tons | 15 | DEER:HVAC_Split-Package_AC | -654.375 | -0.1365 | -0.0017487 | eTRM SWHC014-04 | 1257.56 | 2021 | 1000 | 2021 | 0 | 0 | SWHC014-04 | Com Unitary Heat Pump (Small) - Marine ¦ SDG&E ¦ Marine | Com Unitary Heat Pump (Small) - Marine | 0 | 1 | 0 | CBSA 2014 | 36.8119 | 2032 | 0.5 | SWHC014-04
COM-HVAC-12.75 | Com ¦ Small Unitary Heat Pump (SEER 16) - Marine ¦ SDG&E ¦ Marine | Com ¦ Small Unitary Heat Pump (SEER 16) - Marine | SDG&E ¦ Marine | SDG&E | All | Electric | Small Unitary Heat Pump (SEER 16) | Efficient |  |  | 0 | Conventional | HVAC | Com - Health | Com | ROB and NEW | 0 | 1000 sqft2 of floor space | Cap-Tons | 15 | DEER:HVAC_Split-Package_AC | 0 | 0 | 0 | eTRM SWHC014-04 | 1257.56 | 2021 | 1000 | 2021 | 0 | 0 | SWHC014-04 | Com Unitary Heat Pump (Small) - Marine ¦ SDG&E ¦ Marine | Com Unitary Heat Pump (Small) - Marine | 0.20767 | 1 | 0.010482 | CBSA 2014 | 0 | 2032 | 0.5 | SWHC014-04
COM-HVAC-12.76 | Com ¦ Small Unitary Heat Pump (SEER 16) - Marine ¦ SDG&E ¦ Marine | Com ¦ Small Unitary Heat Pump (SEER 16) - Marine | SDG&E ¦ Marine | SDG&E | All | Electric | Small Unitary Heat Pump (SEER 16) | Efficient |  |  | 0 | Conventional | HVAC | Com - Lodging | Com | ROB and NEW | 0 | 1000 sqft2 of floor space | Cap-Tons | 15 | DEER:HVAC_Split-Package_AC | -438.625 | -0.096004 | 0 | eTRM SWHC014-04 | 1257.56 | 2021 | 1000 | 2021 | 0 | 0 | SWHC014-04 | Com Unitary Heat Pump (Small) - Marine ¦ SDG&E ¦ Marine | Com Unitary Heat Pump (Small) - Marine | 0.11619 | 1 | 0.010482 | CBSA 2014 | 69.1635 | 2032 | 0.5 | SWHC014-04
COM-HVAC-12.77 | Com ¦ Small Unitary Heat Pump (SEER 16) - Marine ¦ SDG&E ¦ Marine | Com ¦ Small Unitary Heat Pump (SEER 16) - Marine | SDG&E ¦ Marine | SDG&E | All | Electric | Small Unitary Heat Pump (SEER 16) | Efficient |  |  | 0 | Conventional | HVAC | Com - Office (Large) | Com | ROB and NEW | 0 | 1000 sqft2 of floor space | Cap-Tons | 15 | DEER:HVAC_Split-Package_AC | -242.25 | -0.041275 | 0 | eTRM SWHC014-04 | 1257.56 | 2021 | 1000 | 2021 | 0 | 0 | SWHC014-04 | Com Unitary Heat Pump (Small) - Marine ¦ SDG&E ¦ Marine | Com Unitary Heat Pump (Small) - Marine | 0.1517 | 1 | 0.010482 | CBSA 2014 | 24.0921 | 2032 | 0.5 | SWHC014-04
COM-HVAC-12.78 | Com ¦ Small Unitary Heat Pump (SEER 16) - Marine ¦ SDG&E ¦ Marine | Com ¦ Small Unitary Heat Pump (SEER 16) - Marine | SDG&E ¦ Marine | SDG&E | All | Electric | Small Unitary Heat Pump (SEER 16) | Efficient |  |  | 0 | Conventional | HVAC | Com - Office (Small) | Com | ROB and NEW | 0 | 1000 sqft2 of floor space | Cap-Tons | 15 | DEER:HVAC_Split-Package_AC | -237.125 | -0.04115 | 0 | eTRM SWHC014-04 | 1257.56 | 2021 | 1000 | 2021 | 0 | 0 | SWHC014-04 | Com Unitary Heat Pump (Small) - Marine ¦ SDG&E ¦ Marine | Com Unitary Heat Pump (Small) - Marine | 0.1842 | 1 | 0.010482 | CBSA 2014 | 10.8717 | 2032 | 0.5 | SWHC014-04
COM-HVAC-12.79 | Com ¦ Small Unitary Heat Pump (SEER 16) - Marine ¦ SDG&E ¦ Marine | Com ¦ Small Unitary Heat Pump (SEER 16) - Marine | SDG&E ¦ Marine | SDG&E | All | Electric | Small Unitary Heat Pump (SEER 16) | Efficient |  |  | 0 | Conventional | HVAC | Com - Other | Com | ROB and NEW | 0 | 1000 sqft2 of floor space | Cap-Tons | 15 | DEER:HVAC_Split-Package_AC | -283.625 | -0.095775 | 0 | eTRM SWHC014-04 | 1257.56 | 2021 | 1000 | 2021 | 0 | 0 | SWHC014-04 | Com Unitary Heat Pump (Small) - Marine ¦ SDG&E ¦ Marine | Com Unitary Heat Pump (Small) - Marine | 0.082771 | 1 | 0.010482 | CBSA 2014 | 31.3191 | 2032 | 0.5 | SWHC014-04
COM-HVAC-12.80 | Com ¦ Small Unitary Heat Pump (SEER 16) - Marine ¦ SDG&E ¦ Marine | Com ¦ Small Unitary Heat Pump (SEER 16) - Marine | SDG&E ¦ Marine | SDG&E | All | Electric | Small Unitary Heat Pump (SEER 16) | Efficient |  |  | 0 | Conventional | HVAC | Com - Refrig. Warehouse | Com | ROB and NEW | 0 | 1000 sqft2 of floor space | Cap-Tons | 15 | DEER:HVAC_Split-Package_AC | 0 | 0 | 0 | eTRM SWHC014-04 | 1257.56 | 2021 | 1000 | 2021 | 0 | 0 | SWHC014-04 | Com Unitary Heat Pump (Small) - Marine ¦ SDG&E ¦ Marine | Com Unitary Heat Pump (Small) - Marine | 0 | 1 | 0 | CBSA 2014 | 0 | 2032 | 0.5 | SWHC014-04
COM-HVAC-12.81 | Com ¦ Small Unitary Heat Pump (SEER 16) - Marine ¦ SDG&E ¦ Marine | Com ¦ Small Unitary Heat Pump (SEER 16) - Marine | SDG&E ¦ Marine | SDG&E | All | Electric | Small Unitary Heat Pump (SEER 16) | Efficient |  |  | 0 | Conventional | HVAC | Com - Restaurant | Com | ROB and NEW | 0 | 1000 sqft2 of floor space | Cap-Tons | 15 | DEER:HVAC_Split-Package_AC | 0 | 0 | 0 | eTRM SWHC014-04 | 1257.56 | 2021 | 1000 | 2021 | 0 | 0 | SWHC014-04 | Com Unitary Heat Pump (Small) - Marine ¦ SDG&E ¦ Marine | Com Unitary Heat Pump (Small) - Marine | 0.26887 | 1 | 0.010482 | CBSA 2014 | 0 | 2032 | 0.5 | SWHC014-04
COM-HVAC-12.82 | Com ¦ Small Unitary Heat Pump (SEER 16) - Marine ¦ SDG&E ¦ Marine | Com ¦ Small Unitary Heat Pump (SEER 16) - Marine | SDG&E ¦ Marine | SDG&E | All | Electric | Small Unitary Heat Pump (SEER 16) | Efficient |  |  | 0 | Conventional | HVAC | Com - Retail | Com | ROB and NEW | 0 | 1000 sqft2 of floor space | Cap-Tons | 15 | DEER:HVAC_Split-Package_AC | -317.045 | -0.10442 | 0 | eTRM SWHC014-04 | 1257.56 | 2021 | 1000 | 2021 | 0 | 0 | SWHC014-04 | Com Unitary Heat Pump (Small) - Marine ¦ SDG&E ¦ Marine | Com Unitary Heat Pump (Small) - Marine | 0.109 | 1 | 0.010482 | CBSA 2014 | 111.3834 | 2032 | 0.5 | SWHC014-04
COM-HVAC-12.83 | Com ¦ Small Unitary Heat Pump (SEER 16) - Marine ¦ SDG&E ¦ Marine | Com ¦ Small Unitary Heat Pump (SEER 16) - Marine | SDG&E ¦ Marine | SDG&E | All | Electric | Small Unitary Heat Pump (SEER 16) | Efficient |  |  | 0 | Conventional | HVAC | Com - School | Com | ROB and NEW | 0 | 1000 sqft2 of floor space | Cap-Tons | 15 | DEER:HVAC_Split-Package_AC | -152.1806 | -0.052852 | 0 | eTRM SWHC014-04 | 1257.56 | 2021 | 1000 | 2021 | 0 | 0 | SWHC014-04 | Com Unitary Heat Pump (Small) - Marine ¦ SDG&E ¦ Marine | Com Unitary Heat Pump (Small) - Marine | 0.18329 | 1 | 0.010482 | CBSA 2014 | 25.0559 | 2032 | 0.5 | SWHC014-04
COM-HVAC-12.84 | Com ¦ Small Unitary Heat Pump (SEER 16) - Marine ¦ SDG&E ¦ Marine | Com ¦ Small Unitary Heat Pump (SEER 16) - Marine | SDG&E ¦ Marine | SDG&E | All | Electric | Small Unitary Heat Pump (SEER 16) | Efficient |  |  | 0 | Conventional | HVAC | Com - Warehouse | Com | ROB and NEW | 0 | 1000 sqft2 of floor space | Cap-Tons | 15 | DEER:HVAC_Split-Package_AC | -175.4594 | -0.033179 | 0 | eTRM SWHC014-04 | 1257.56 | 2021 | 1000 | 2021 | 0 | 0 | SWHC014-04 | Com Unitary Heat Pump (Small) - Marine ¦ SDG&E ¦ Marine | Com Unitary Heat Pump (Small) - Marine | 0.033426 | 1 | 0.010482 | CBSA 2014 | 52.5894 | 2032 | 0.5 | SWHC014-04
COM-HVAC-12.85 | Com ¦ Small Unitary Heat Pump (SEER 16) - Hot-Dry ¦ SDG&E ¦ Hot-Dry | Com ¦ Small Unitary Heat Pump (SEER 16) - Hot-Dry | SDG&E ¦ Hot-Dry | SDG&E | All | Electric | Small Unitary Heat Pump (SEER 16) | Efficient |  |  | 0 | Conventional | HVAC | Com - College | Com | ROB and NEW | 0 | 1000 sqft2 of floor space | Cap-Tons | 15 | DEER:HVAC_Split-Package_AC | 0 | 0 | 0 | eTRM SWHC014-04 | 1257.56 | 2021 | 1000 | 2021 | 0 | 0 | SWHC014-04 | Com Unitary Heat Pump (Small) - Hot-Dry ¦ SDG&E ¦ Hot-Dry | Com Unitary Heat Pump (Small) - Hot-Dry | 0.1443 | 1 | 0.010482 | CBSA 2014 | 0 | 2032 | 0.5 | SWHC014-04
COM-HVAC-12.86 | Com ¦ Small Unitary Heat Pump (SEER 16) - Hot-Dry ¦ SDG&E ¦ Hot-Dry | Com ¦ Small Unitary Heat Pump (SEER 16) - Hot-Dry | SDG&E ¦ Hot-Dry | SDG&E | All | Electric | Small Unitary Heat Pump (SEER 16) | Efficient |  |  | 0 | Conventional | HVAC | Com - Grocery | Com | ROB and NEW | 0 | 1000 sqft2 of floor space | Cap-Tons | 15 | DEER:HVAC_Split-Package_AC | -668.25 | -0.1275 | 0.0012187 | eTRM SWHC014-04 | 1257.56 | 2021 | 1000 | 2021 | 0 | 0 | SWHC014-04 | Com Unitary Heat Pump (Small) - Hot-Dry ¦ SDG&E ¦ Hot-Dry | Com Unitary Heat Pump (Small) - Hot-Dry | 0 | 1 | 0 | CBSA 2014 | 37.5854 | 2032 | 0.5 | SWHC014-04
COM-HVAC-12.87 | Com ¦ Small Unitary Heat Pump (SEER 16) - Hot-Dry ¦ SDG&E ¦ Hot-Dry | Com ¦ Small Unitary Heat Pump (SEER 16) - Hot-Dry | SDG&E ¦ Hot-Dry | SDG&E | All | Electric | Small Unitary Heat Pump (SEER 16) | Efficient |  |  | 0 | Conventional | HVAC | Com - Health | Com | ROB and NEW | 0 | 1000 sqft2 of floor space | Cap-Tons | 15 | DEER:HVAC_Split-Package_AC | 0 | 0 | 0 | eTRM SWHC014-04 | 1257.56 | 2021 | 1000 | 2021 | 0 | 0 | SWHC014-04 | Com Unitary Heat Pump (Small) - Hot-Dry ¦ SDG&E ¦ Hot-Dry | Com Unitary Heat Pump (Small) - Hot-Dry | 0.20767 | 1 | 0.010482 | CBSA 2014 | 0 | 2032 | 0.5 | SWHC014-04
COM-HVAC-12.88 | Com ¦ Small Unitary Heat Pump (SEER 16) - Hot-Dry ¦ SDG&E ¦ Hot-Dry | Com ¦ Small Unitary Heat Pump (SEER 16) - Hot-Dry | SDG&E ¦ Hot-Dry | SDG&E | All | Electric | Small Unitary Heat Pump (SEER 16) | Efficient |  |  | 0 | Conventional | HVAC | Com - Lodging | Com | ROB and NEW | 0 | 1000 sqft2 of floor space | Cap-Tons | 15 | DEER:HVAC_Split-Package_AC | -409.7889 | -0.075807 | 0 | eTRM SWHC014-04 | 1257.56 | 2021 | 1000 | 2021 | 0 | 0 | SWHC014-04 | Com Unitary Heat Pump (Small) - Hot-Dry ¦ SDG&E ¦ Hot-Dry | Com Unitary Heat Pump (Small) - Hot-Dry | 0.11619 | 1 | 0.010482 | CBSA 2014 | 64.6166 | 2032 | 0.5 | SWHC014-04
COM-HVAC-12.89 | Com ¦ Small Unitary Heat Pump (SEER 16) - Hot-Dry ¦ SDG&E ¦ Hot-Dry | Com ¦ Small Unitary Heat Pump (SEER 16) - Hot-Dry | SDG&E ¦ Hot-Dry | SDG&E | All | Electric | Small Unitary Heat Pump (SEER 16) | Efficient |  |  | 0 | Conventional | HVAC | Com - Office (Large) | Com | ROB and NEW | 0 | 1000 sqft2 of floor space | Cap-Tons | 15 | DEER:HVAC_Split-Package_AC | -231.5 | -0.03745 | 0 | eTRM SWHC014-04 | 1257.56 | 2021 | 1000 | 2021 | 0 | 0 | SWHC014-04 | Com Unitary Heat Pump (Small) - Hot-Dry ¦ SDG&E ¦ Hot-Dry | Com Unitary Heat Pump (Small) - Hot-Dry | 0.1517 | 1 | 0.010482 | CBSA 2014 | 23.023 | 2032 | 0.5 | SWHC014-04
COM-HVAC-12.90 | Com ¦ Small Unitary Heat Pump (SEER 16) - Hot-Dry ¦ SDG&E ¦ Hot-Dry | Com ¦ Small Unitary Heat Pump (SEER 16) - Hot-Dry | SDG&E ¦ Hot-Dry | SDG&E | All | Electric | Small Unitary Heat Pump (SEER 16) | Efficient |  |  | 0 | Conventional | HVAC | Com - Office (Small) | Com | ROB and NEW | 0 | 1000 sqft2 of floor space | Cap-Tons | 15 | DEER:HVAC_Split-Package_AC | -226 | -0.036975 | 0 | eTRM SWHC014-04 | 1257.56 | 2021 | 1000 | 2021 | 0 | 0 | SWHC014-04 | Com Unitary Heat Pump (Small) - Hot-Dry ¦ SDG&E ¦ Hot-Dry | Com Unitary Heat Pump (Small) - Hot-Dry | 0.1842 | 1 | 0.010482 | CBSA 2014 | 10.3617 | 2032 | 0.5 | SWHC014-04
COM-HVAC-12.91 | Com ¦ Small Unitary Heat Pump (SEER 16) - Hot-Dry ¦ SDG&E ¦ Hot-Dry | Com ¦ Small Unitary Heat Pump (SEER 16) - Hot-Dry | SDG&E ¦ Hot-Dry | SDG&E | All | Electric | Small Unitary Heat Pump (SEER 16) | Efficient |  |  | 0 | Conventional | HVAC | Com - Other | Com | ROB and NEW | 0 | 1000 sqft2 of floor space | Cap-Tons | 15 | DEER:HVAC_Split-Package_AC | -261.75 | -0.071125 | 0 | eTRM SWHC014-04 | 1257.56 | 2021 | 1000 | 2021 | 0 | 0 | SWHC014-04 | Com Unitary Heat Pump (Small) - Hot-Dry ¦ SDG&E ¦ Hot-Dry | Com Unitary Heat Pump (Small) - Hot-Dry | 0.082771 | 1 | 0.010482 | CBSA 2014 | 28.9036 | 2032 | 0.5 | SWHC014-04
COM-HVAC-12.92 | Com ¦ Small Unitary Heat Pump (SEER 16) - Hot-Dry ¦ SDG&E ¦ Hot-Dry | Com ¦ Small Unitary Heat Pump (SEER 16) - Hot-Dry | SDG&E ¦ Hot-Dry | SDG&E | All | Electric | Small Unitary Heat Pump (SEER 16) | Efficient |  |  | 0 | Conventional | HVAC | Com - Refrig. Warehouse | Com | ROB and NEW | 0 | 1000 sqft2 of floor space | Cap-Tons | 15 | DEER:HVAC_Split-Package_AC | 0 | 0 | 0 | eTRM SWHC014-04 | 1257.56 | 2021 | 1000 | 2021 | 0 | 0 | SWHC014-04 | Com Unitary Heat Pump (Small) - Hot-Dry ¦ SDG&E ¦ Hot-Dry | Com Unitary Heat Pump (Small) - Hot-Dry | 0 | 1 | 0 | CBSA 2014 | 0 | 2032 | 0.5 | SWHC014-04
COM-HVAC-12.93 | Com ¦ Small Unitary Heat Pump (SEER 16) - Hot-Dry ¦ SDG&E ¦ Hot-Dry | Com ¦ Small Unitary Heat Pump (SEER 16) - Hot-Dry | SDG&E ¦ Hot-Dry | SDG&E | All | Electric | Small Unitary Heat Pump (SEER 16) | Efficient |  |  | 0 | Conventional | HVAC | Com - Restaurant | Com | ROB and NEW | 0 | 1000 sqft2 of floor space | Cap-Tons | 15 | DEER:HVAC_Split-Package_AC | 0 | 0 | 0 | eTRM SWHC014-04 | 1257.56 | 2021 | 1000 | 2021 | 0 | 0 | SWHC014-04 | Com Unitary Heat Pump (Small) - Hot-Dry ¦ SDG&E ¦ Hot-Dry | Com Unitary Heat Pump (Small) - Hot-Dry | 0.26887 | 1 | 0.010482 | CBSA 2014 | 0 | 2032 | 0.5 | SWHC014-04
COM-HVAC-12.94 | Com ¦ Small Unitary Heat Pump (SEER 16) - Hot-Dry ¦ SDG&E ¦ Hot-Dry | Com ¦ Small Unitary Heat Pump (SEER 16) - Hot-Dry | SDG&E ¦ Hot-Dry | SDG&E | All | Electric | Small Unitary Heat Pump (SEER 16) | Efficient |  |  | 0 | Conventional | HVAC | Com - Retail | Com | ROB and NEW | 0 | 1000 sqft2 of floor space | Cap-Tons | 15 | DEER:HVAC_Split-Package_AC | -293.8 | -0.084201 | 0 | eTRM SWHC014-04 | 1257.56 | 2021 | 1000 | 2021 | 0 | 0 | SWHC014-04 | Com Unitary Heat Pump (Small) - Hot-Dry ¦ SDG&E ¦ Hot-Dry | Com Unitary Heat Pump (Small) - Hot-Dry | 0.109 | 1 | 0.010482 | CBSA 2014 | 103.217 | 2032 | 0.5 | SWHC014-04
COM-HVAC-12.95 | Com ¦ Small Unitary Heat Pump (SEER 16) - Hot-Dry ¦ SDG&E ¦ Hot-Dry | Com ¦ Small Unitary Heat Pump (SEER 16) - Hot-Dry | SDG&E ¦ Hot-Dry | SDG&E | All | Electric | Small Unitary Heat Pump (SEER 16) | Efficient |  |  | 0 | Conventional | HVAC | Com - School | Com | ROB and NEW | 0 | 1000 sqft2 of floor space | Cap-Tons | 15 | DEER:HVAC_Split-Package_AC | -140.1986 | -0.043556 | 0 | eTRM SWHC014-04 | 1257.56 | 2021 | 1000 | 2021 | 0 | 0 | SWHC014-04 | Com Unitary Heat Pump (Small) - Hot-Dry ¦ SDG&E ¦ Hot-Dry | Com Unitary Heat Pump (Small) - Hot-Dry | 0.18329 | 1 | 0.010482 | CBSA 2014 | 23.0831 | 2032 | 0.5 | SWHC014-04
COM-HVAC-12.96 | Com ¦ Small Unitary Heat Pump (SEER 16) - Hot-Dry ¦ SDG&E ¦ Hot-Dry | Com ¦ Small Unitary Heat Pump (SEER 16) - Hot-Dry | SDG&E ¦ Hot-Dry | SDG&E | All | Electric | Small Unitary Heat Pump (SEER 16) | Efficient |  |  | 0 | Conventional | HVAC | Com - Warehouse | Com | ROB and NEW | 0 | 1000 sqft2 of floor space | Cap-Tons | 15 | DEER:HVAC_Split-Package_AC | -172.76 | -0.02741 | 0 | eTRM SWHC014-04 | 1257.56 | 2021 | 1000 | 2021 | 0 | 0 | SWHC014-04 | Com Unitary Heat Pump (Small) - Hot-Dry ¦ SDG&E ¦ Hot-Dry | Com Unitary Heat Pump (Small) - Hot-Dry | 0.033426 | 1 | 0.010482 | CBSA 2014 | 51.7803 | 2032 | 0.5 | SWHC014-04
COM-HVAC-13.1 | Com ¦ Small Unitary Heat Pump (SEER 17) - Marine ¦ PG&E ¦ Marine | Com ¦ Small Unitary Heat Pump (SEER 17) - Marine | PG&E ¦ Marine | PG&E | All | Electric | Small Unitary Heat Pump (SEER 17) | Efficient |  |  | 0 | Conventional | HVAC | Com - College | Com | ROB and NEW | 0 | 1000 sqft2 of floor space | Cap-Tons | 15 | DEER:HVAC_Split-Package_AC | 0 | 0 | 0 | eTRM SWHC014-04 | 1361.34 | 2021 | 1000 | 2021 | 0 | 0 | SWHC014-04 | Com Unitary Heat Pump (Small) - Marine ¦ PG&E ¦ Marine | Com Unitary Heat Pump (Small) - Marine | 0.13195 | 1 | 0 | CBSA 2014 | 0 | 2032 | 0.5 | SWHC014-04
COM-HVAC-13.2 | Com ¦ Small Unitary Heat Pump (SEER 17) - Marine ¦ PG&E ¦ Marine | Com ¦ Small Unitary Heat Pump (SEER 17) - Marine | PG&E ¦ Marine | PG&E | All | Electric | Small Unitary Heat Pump (SEER 17) | Efficient |  |  | 0 | Conventional | HVAC | Com - Grocery | Com | ROB and NEW | 0 | 1000 sqft2 of floor space | Cap-Tons | 15 | DEER:HVAC_Split-Package_AC | -793.875 | -0.1335 | 0.0003175 | eTRM SWHC014-04 | 1361.34 | 2021 | 1000 | 2021 | 0 | 0 | SWHC014-04 | Com Unitary Heat Pump (Small) - Marine ¦ PG&E ¦ Marine | Com Unitary Heat Pump (Small) - Marine | 0 | 1 | 0 | CBSA 2014 | 44.6538 | 2032 | 0.5 | SWHC014-04
COM-HVAC-13.3 | Com ¦ Small Unitary Heat Pump (SEER 17) - Marine ¦ PG&E ¦ Marine | Com ¦ Small Unitary Heat Pump (SEER 17) - Marine | PG&E ¦ Marine | PG&E | All | Electric | Small Unitary Heat Pump (SEER 17) | Efficient |  |  | 0 | Conventional | HVAC | Com - Health | Com | ROB and NEW | 0 | 1000 sqft2 of floor space | Cap-Tons | 15 | DEER:HVAC_Split-Package_AC | 0 | 0 | 0 | eTRM SWHC014-04 | 1361.34 | 2021 | 1000 | 2021 | 0 | 0 | SWHC014-04 | Com Unitary Heat Pump (Small) - Marine ¦ PG&E ¦ Marine | Com Unitary Heat Pump (Small) - Marine | 0.19485 | 1 | 0 | CBSA 2014 | 0 | 2032 | 0.5 | SWHC014-04
COM-HVAC-13.4 | Com ¦ Small Unitary Heat Pump (SEER 17) - Marine ¦ PG&E ¦ Marine | Com ¦ Small Unitary Heat Pump (SEER 17) - Marine | PG&E ¦ Marine | PG&E | All | Electric | Small Unitary Heat Pump (SEER 17) | Efficient |  |  | 0 | Conventional | HVAC | Com - Lodging | Com | ROB and NEW | 0 | 1000 sqft2 of floor space | Cap-Tons | 15 | DEER:HVAC_Split-Package_AC | -507.3447 | -0.10019 | 0 | eTRM SWHC014-04 | 1361.34 | 2021 | 1000 | 2021 | 0 | 0 | SWHC014-04 | Com Unitary Heat Pump (Small) - Marine ¦ PG&E ¦ Marine | Com Unitary Heat Pump (Small) - Marine | 0.10386 | 1 | 0 | CBSA 2014 | 79.9994 | 2032 | 0.5 | SWHC014-04
COM-HVAC-13.5 | Com ¦ Small Unitary Heat Pump (SEER 17) - Marine ¦ PG&E ¦ Marine | Com ¦ Small Unitary Heat Pump (SEER 17) - Marine | PG&E ¦ Marine | PG&E | All | Electric | Small Unitary Heat Pump (SEER 17) | Efficient |  |  | 0 | Conventional | HVAC | Com - Office (Large) | Com | ROB and NEW | 0 | 1000 sqft2 of floor space | Cap-Tons | 15 | DEER:HVAC_Split-Package_AC | -240.5 | -0.048675 | 0 | eTRM SWHC014-04 | 1361.34 | 2021 | 1000 | 2021 | 0 | 0 | SWHC014-04 | Com Unitary Heat Pump (Small) - Marine ¦ PG&E ¦ Marine | Com Unitary Heat Pump (Small) - Marine | 0.13836 | 1 | 0 | CBSA 2014 | 23.9181 | 2032 | 0.5 | SWHC014-04
COM-HVAC-13.6 | Com ¦ Small Unitary Heat Pump (SEER 17) - Marine ¦ PG&E ¦ Marine | Com ¦ Small Unitary Heat Pump (SEER 17) - Marine | PG&E ¦ Marine | PG&E | All | Electric | Small Unitary Heat Pump (SEER 17) | Efficient |  |  | 0 | Conventional | HVAC | Com - Office (Small) | Com | ROB and NEW | 0 | 1000 sqft2 of floor space | Cap-Tons | 15 | DEER:HVAC_Split-Package_AC | -240.125 | -0.048225 | 0 | eTRM SWHC014-04 | 1361.34 | 2021 | 1000 | 2021 | 0 | 0 | SWHC014-04 | Com Unitary Heat Pump (Small) - Marine ¦ PG&E ¦ Marine | Com Unitary Heat Pump (Small) - Marine | 0.16182 | 1 | 0 | CBSA 2014 | 11.0093 | 2032 | 0.5 | SWHC014-04
COM-HVAC-13.7 | Com ¦ Small Unitary Heat Pump (SEER 17) - Marine ¦ PG&E ¦ Marine | Com ¦ Small Unitary Heat Pump (SEER 17) - Marine | PG&E ¦ Marine | PG&E | All | Electric | Small Unitary Heat Pump (SEER 17) | Efficient |  |  | 0 | Conventional | HVAC | Com - Other | Com | ROB and NEW | 0 | 1000 sqft2 of floor space | Cap-Tons | 15 | DEER:HVAC_Split-Package_AC | -324.125 | -0.099125 | 0 | eTRM SWHC014-04 | 1361.34 | 2021 | 1000 | 2021 | 0 | 0 | SWHC014-04 | Com Unitary Heat Pump (Small) - Marine ¦ PG&E ¦ Marine | Com Unitary Heat Pump (Small) - Marine | 0.076368 | 1 | 0 | CBSA 2014 | 35.7913 | 2032 | 0.5 | SWHC014-04
COM-HVAC-13.8 | Com ¦ Small Unitary Heat Pump (SEER 17) - Marine ¦ PG&E ¦ Marine | Com ¦ Small Unitary Heat Pump (SEER 17) - Marine | PG&E ¦ Marine | PG&E | All | Electric | Small Unitary Heat Pump (SEER 17) | Efficient |  |  | 0 | Conventional | HVAC | Com - Refrig. Warehouse | Com | ROB and NEW | 0 | 1000 sqft2 of floor space | Cap-Tons | 15 | DEER:HVAC_Split-Package_AC | 0 | 0 | 0 | eTRM SWHC014-04 | 1361.34 | 2021 | 1000 | 2021 | 0 | 0 | SWHC014-04 | Com Unitary Heat Pump (Small) - Marine ¦ PG&E ¦ Marine | Com Unitary Heat Pump (Small) - Marine | 0 | 1 | 0 | CBSA 2014 | 0 | 2032 | 0.5 | SWHC014-04
COM-HVAC-13.9 | Com ¦ Small Unitary Heat Pump (SEER 17) - Marine ¦ PG&E ¦ Marine | Com ¦ Small Unitary Heat Pump (SEER 17) - Marine | PG&E ¦ Marine | PG&E | All | Electric | Small Unitary Heat Pump (SEER 17) | Efficient |  |  | 0 | Conventional | HVAC | Com - Restaurant | Com | ROB and NEW | 0 | 1000 sqft2 of floor space | Cap-Tons | 15 | DEER:HVAC_Split-Package_AC | 0 | 0 | 0 | eTRM SWHC014-04 | 1361.34 | 2021 | 1000 | 2021 | 0 | 0 | SWHC014-04 | Com Unitary Heat Pump (Small) - Marine ¦ PG&E ¦ Marine | Com Unitary Heat Pump (Small) - Marine | 0.23382 | 1 | 0 | CBSA 2014 | 0 | 2032 | 0.5 | SWHC014-04
COM-HVAC-13.10 | Com ¦ Small Unitary Heat Pump (SEER 17) - Marine ¦ PG&E ¦ Marine | Com ¦ Small Unitary Heat Pump (SEER 17) - Marine | PG&E ¦ Marine | PG&E | All | Electric | Small Unitary Heat Pump (SEER 17) | Efficient |  |  | 0 | Conventional | HVAC | Com - Retail | Com | ROB and NEW | 0 | 1000 sqft2 of floor space | Cap-Tons | 15 | DEER:HVAC_Split-Package_AC | -343.197 | -0.11159 | 0 | eTRM SWHC014-04 | 1361.34 | 2021 | 1000 | 2021 | 0 | 0 | SWHC014-04 | Com Unitary Heat Pump (Small) - Marine ¦ PG&E ¦ Marine | Com Unitary Heat Pump (Small) - Marine | 0.097448 | 1 | 0 | CBSA 2014 | 120.571 | 2032 | 0.5 | SWHC014-04
COM-HVAC-13.11 | Com ¦ Small Unitary Heat Pump (SEER 17) - Marine ¦ PG&E ¦ Marine | Com ¦ Small Unitary Heat Pump (SEER 17) - Marine | PG&E ¦ Marine | PG&E | All | Electric | Small Unitary Heat Pump (SEER 17) | Efficient |  |  | 0 | Conventional | HVAC | Com - School | Com | ROB and NEW | 0 | 1000 sqft2 of floor space | Cap-Tons | 15 | DEER:HVAC_Split-Package_AC | -183.4759 | -0.057672 | 0 | eTRM SWHC014-04 | 1361.34 | 2021 | 1000 | 2021 | 0 | 0 | SWHC014-04 | Com Unitary Heat Pump (Small) - Marine ¦ PG&E ¦ Marine | Com Unitary Heat Pump (Small) - Marine | 0.14798 | 1 | 0 | CBSA 2014 | 30.2086 | 2032 | 0.5 | SWHC014-04
COM-HVAC-13.12 | Com ¦ Small Unitary Heat Pump (SEER 17) - Marine ¦ PG&E ¦ Marine | Com ¦ Small Unitary Heat Pump (SEER 17) - Marine | PG&E ¦ Marine | PG&E | All | Electric | Small Unitary Heat Pump (SEER 17) | Efficient |  |  | 0 | Conventional | HVAC | Com - Warehouse | Com | ROB and NEW | 0 | 1000 sqft2 of floor space | Cap-Tons | 15 | DEER:HVAC_Split-Package_AC | -205.6153 | -0.028984 | 0 | eTRM SWHC014-04 | 1361.34 | 2021 | 1000 | 2021 | 0 | 0 | SWHC014-04 | Com Unitary Heat Pump (Small) - Marine ¦ PG&E ¦ Marine | Com Unitary Heat Pump (Small) - Marine | 0.030327 | 1 | 0 | CBSA 2014 | 61.6278 | 2032 | 0.5 | SWHC014-04
COM-HVAC-13.13 | Com ¦ Small Unitary Heat Pump (SEER 17) - Hot-Dry ¦ PG&E ¦ Hot-Dry | Com ¦ Small Unitary Heat Pump (SEER 17) - Hot-Dry | PG&E ¦ Hot-Dry | PG&E | All | Electric | Small Unitary Heat Pump (SEER 17) | Efficient |  |  | 0 | Conventional | HVAC | Com - College | Com | ROB and NEW | 0 | 1000 sqft2 of floor space | Cap-Tons | 15 | DEER:HVAC_Split-Package_AC | 0 | 0 | 0 | eTRM SWHC014-04 | 1361.34 | 2021 | 1000 | 2021 | 0 | 0 | SWHC014-04 | Com Unitary Heat Pump (Small) - Hot-Dry ¦ PG&E ¦ Hot-Dry | Com Unitary Heat Pump (Small) - Hot-Dry | 0.13195 | 1 | 0 | CBSA 2014 | 0 | 2032 | 0.5 | SWHC014-04
COM-HVAC-13.14 | Com ¦ Small Unitary Heat Pump (SEER 17) - Hot-Dry ¦ PG&E ¦ Hot-Dry | Com ¦ Small Unitary Heat Pump (SEER 17) - Hot-Dry | PG&E ¦ Hot-Dry | PG&E | All | Electric | Small Unitary Heat Pump (SEER 17) | Efficient |  |  | 0 | Conventional | HVAC | Com - Grocery | Com | ROB and NEW | 0 | 1000 sqft2 of floor space | Cap-Tons | 15 | DEER:HVAC_Split-Package_AC | -719.25 | -0.21688 | 0.00015625 | eTRM SWHC014-04 | 1361.34 | 2021 | 1000 | 2021 | 0 | 0 | SWHC014-04 | Com Unitary Heat Pump (Small) - Hot-Dry ¦ PG&E ¦ Hot-Dry | Com Unitary Heat Pump (Small) - Hot-Dry | 0 | 1 | 0 | CBSA 2014 | 40.4566 | 2032 | 0.5 | SWHC014-04
COM-HVAC-13.15 | Com ¦ Small Unitary Heat Pump (SEER 17) - Hot-Dry ¦ PG&E ¦ Hot-Dry | Com ¦ Small Unitary Heat Pump (SEER 17) - Hot-Dry | PG&E ¦ Hot-Dry | PG&E | All | Electric | Small Unitary Heat Pump (SEER 17) | Efficient |  |  | 0 | Conventional | HVAC | Com - Health | Com | ROB and NEW | 0 | 1000 sqft2 of floor space | Cap-Tons | 15 | DEER:HVAC_Split-Package_AC | 0 | 0 | 0 | eTRM SWHC014-04 | 1361.34 | 2021 | 1000 | 2021 | 0 | 0 | SWHC014-04 | Com Unitary Heat Pump (Small) - Hot-Dry ¦ PG&E ¦ Hot-Dry | Com Unitary Heat Pump (Small) - Hot-Dry | 0.19485 | 1 | 0 | CBSA 2014 | 0 | 2032 | 0.5 | SWHC014-04
COM-HVAC-13.16 | Com ¦ Small Unitary Heat Pump (SEER 17) - Hot-Dry ¦ PG&E ¦ Hot-Dry | Com ¦ Small Unitary Heat Pump (SEER 17) - Hot-Dry | PG&E ¦ Hot-Dry | PG&E | All | Electric | Small Unitary Heat Pump (SEER 17) | Efficient |  |  | 0 | Conventional | HVAC | Com - Lodging | Com | ROB and NEW | 0 | 1000 sqft2 of floor space | Cap-Tons | 15 | DEER:HVAC_Split-Package_AC | -652.3751 | -0.17804 | 0 | eTRM SWHC014-04 | 1361.34 | 2021 | 1000 | 2021 | 0 | 0 | SWHC014-04 | Com Unitary Heat Pump (Small) - Hot-Dry ¦ PG&E ¦ Hot-Dry | Com Unitary Heat Pump (Small) - Hot-Dry | 0.10386 | 1 | 0 | CBSA 2014 | 102.8682 | 2032 | 0.5 | SWHC014-04
COM-HVAC-13.17 | Com ¦ Small Unitary Heat Pump (SEER 17) - Hot-Dry ¦ PG&E ¦ Hot-Dry | Com ¦ Small Unitary Heat Pump (SEER 17) - Hot-Dry | PG&E ¦ Hot-Dry | PG&E | All | Electric | Small Unitary Heat Pump (SEER 17) | Efficient |  |  | 0 | Conventional | HVAC | Com - Office (Large) | Com | ROB and NEW | 0 | 1000 sqft2 of floor space | Cap-Tons | 15 | DEER:HVAC_Split-Package_AC | -307.375 | -0.07705 | 0 | eTRM SWHC014-04 | 1361.34 | 2021 | 1000 | 2021 | 0 | 0 | SWHC014-04 | Com Unitary Heat Pump (Small) - Hot-Dry ¦ PG&E ¦ Hot-Dry | Com Unitary Heat Pump (Small) - Hot-Dry | 0.13836 | 1 | 0 | CBSA 2014 | 30.5689 | 2032 | 0.5 | SWHC014-04
COM-HVAC-13.18 | Com ¦ Small Unitary Heat Pump (SEER 17) - Hot-Dry ¦ PG&E ¦ Hot-Dry | Com ¦ Small Unitary Heat Pump (SEER 17) - Hot-Dry | PG&E ¦ Hot-Dry | PG&E | All | Electric | Small Unitary Heat Pump (SEER 17) | Efficient |  |  | 0 | Conventional | HVAC | Com - Office (Small) | Com | ROB and NEW | 0 | 1000 sqft2 of floor space | Cap-Tons | 15 | DEER:HVAC_Split-Package_AC | -306.125 | -0.077 | 0 | eTRM SWHC014-04 | 1361.34 | 2021 | 1000 | 2021 | 0 | 0 | SWHC014-04 | Com Unitary Heat Pump (Small) - Hot-Dry ¦ PG&E ¦ Hot-Dry | Com Unitary Heat Pump (Small) - Hot-Dry | 0.16182 | 1 | 0 | CBSA 2014 | 14.0352 | 2032 | 0.5 | SWHC014-04
COM-HVAC-13.19 | Com ¦ Small Unitary Heat Pump (SEER 17) - Hot-Dry ¦ PG&E ¦ Hot-Dry | Com ¦ Small Unitary Heat Pump (SEER 17) - Hot-Dry | PG&E ¦ Hot-Dry | PG&E | All | Electric | Small Unitary Heat Pump (SEER 17) | Efficient |  |  | 0 | Conventional | HVAC | Com - Other | Com | ROB and NEW | 0 | 1000 sqft2 of floor space | Cap-Tons | 15 | DEER:HVAC_Split-Package_AC | -458.125 | -0.18875 | 0 | eTRM SWHC014-04 | 1361.34 | 2021 | 1000 | 2021 | 0 | 0 | SWHC014-04 | Com Unitary Heat Pump (Small) - Hot-Dry ¦ PG&E ¦ Hot-Dry | Com Unitary Heat Pump (Small) - Hot-Dry | 0.076368 | 1 | 0 | CBSA 2014 | 50.5882 | 2032 | 0.5 | SWHC014-04
COM-HVAC-13.20 | Com ¦ Small Unitary Heat Pump (SEER 17) - Hot-Dry ¦ PG&E ¦ Hot-Dry | Com ¦ Small Unitary Heat Pump (SEER 17) - Hot-Dry | PG&E ¦ Hot-Dry | PG&E | All | Electric | Small Unitary Heat Pump (SEER 17) | Efficient |  |  | 0 | Conventional | HVAC | Com - Refrig. Warehouse | Com | ROB and NEW | 0 | 1000 sqft2 of floor space | Cap-Tons | 15 | DEER:HVAC_Split-Package_AC | 0 | 0 | 0 | eTRM SWHC014-04 | 1361.34 | 2021 | 1000 | 2021 | 0 | 0 | SWHC014-04 | Com Unitary Heat Pump (Small) - Hot-Dry ¦ PG&E ¦ Hot-Dry | Com Unitary Heat Pump (Small) - Hot-Dry | 0 | 1 | 0 | CBSA 2014 | 0 | 2032 | 0.5 | SWHC014-04
COM-HVAC-13.21 | Com ¦ Small Unitary Heat Pump (SEER 17) - Hot-Dry ¦ PG&E ¦ Hot-Dry | Com ¦ Small Unitary Heat Pump (SEER 17) - Hot-Dry | PG&E ¦ Hot-Dry | PG&E | All | Electric | Small Unitary Heat Pump (SEER 17) | Efficient |  |  | 0 | Conventional | HVAC | Com - Restaurant | Com | ROB and NEW | 0 | 1000 sqft2 of floor space | Cap-Tons | 15 | DEER:HVAC_Split-Package_AC | 0 | 0 | 0 | eTRM SWHC014-04 | 1361.34 | 2021 | 1000 | 2021 | 0 | 0 | SWHC014-04 | Com Unitary Heat Pump (Small) - Hot-Dry ¦ PG&E ¦ Hot-Dry | Com Unitary Heat Pump (Small) - Hot-Dry | 0.23382 | 1 | 0 | CBSA 2014 | 0 | 2032 | 0.5 | SWHC014-04
COM-HVAC-13.22 | Com ¦ Small Unitary Heat Pump (SEER 17) - Hot-Dry ¦ PG&E ¦ Hot-Dry | Com ¦ Small Unitary Heat Pump (SEER 17) - Hot-Dry | PG&E ¦ Hot-Dry | PG&E | All | Electric | Small Unitary Heat Pump (SEER 17) | Efficient |  |  | 0 | Conventional | HVAC | Com - Retail | Com | ROB and NEW | 0 | 1000 sqft2 of floor space | Cap-Tons | 15 | DEER:HVAC_Split-Package_AC | -477.969 | -0.19199 | 0 | eTRM SWHC014-04 | 1361.34 | 2021 | 1000 | 2021 | 0 | 0 | SWHC014-04 | Com Unitary Heat Pump (Small) - Hot-Dry ¦ PG&E ¦ Hot-Dry | Com Unitary Heat Pump (Small) - Hot-Dry | 0.097448 | 1 | 0 | CBSA 2014 | 167.9188 | 2032 | 0.5 | SWHC014-04
COM-HVAC-13.23 | Com ¦ Small Unitary Heat Pump (SEER 17) - Hot-Dry ¦ PG&E ¦ Hot-Dry | Com ¦ Small Unitary Heat Pump (SEER 17) - Hot-Dry | PG&E ¦ Hot-Dry | PG&E | All | Electric | Small Unitary Heat Pump (SEER 17) | Efficient |  |  | 0 | Conventional | HVAC | Com - School | Com | ROB and NEW | 0 | 1000 sqft2 of floor space | Cap-Tons | 15 | DEER:HVAC_Split-Package_AC | -237.7082 | -0.019292 | 0 | eTRM SWHC014-04 | 1361.34 | 2021 | 1000 | 2021 | 0 | 0 | SWHC014-04 | Com Unitary Heat Pump (Small) - Hot-Dry ¦ PG&E ¦ Hot-Dry | Com Unitary Heat Pump (Small) - Hot-Dry | 0.14798 | 1 | 0 | CBSA 2014 | 39.1377 | 2032 | 0.5 | SWHC014-04
COM-HVAC-13.24 | Com ¦ Small Unitary Heat Pump (SEER 17) - Hot-Dry ¦ PG&E ¦ Hot-Dry | Com ¦ Small Unitary Heat Pump (SEER 17) - Hot-Dry | PG&E ¦ Hot-Dry | PG&E | All | Electric | Small Unitary Heat Pump (SEER 17) | Efficient |  |  | 0 | Conventional | HVAC | Com - Warehouse | Com | ROB and NEW | 0 | 1000 sqft2 of floor space | Cap-Tons | 15 | DEER:HVAC_Split-Package_AC | -260.7596 | -0.075737 | 0 | eTRM SWHC014-04 | 1361.34 | 2021 | 1000 | 2021 | 0 | 0 | SWHC014-04 | Com Unitary Heat Pump (Small) - Hot-Dry ¦ PG&E ¦ Hot-Dry | Com Unitary Heat Pump (Small) - Hot-Dry | 0.030327 | 1 | 0 | CBSA 2014 | 78.1559 | 2032 | 0.5 | SWHC014-04
COM-HVAC-13.25 | Com ¦ Small Unitary Heat Pump (SEER 17) - Cold ¦ PG&E ¦ Cold | Com ¦ Small Unitary Heat Pump (SEER 17) - Cold | PG&E ¦ Cold | PG&E | All | Electric | Small Unitary Heat Pump (SEER 17) | Efficient |  |  | 0 | Conventional | HVAC | Com - College | Com | ROB and NEW | 0 | 1000 sqft2 of floor space | Cap-Tons | 15 | DEER:HVAC_Split-Package_AC | 0 | 0 | 0 | eTRM SWHC014-04 | 1361.34 | 2021 | 1000 | 2021 | 0 | 0 | SWHC014-04 | Com Unitary Heat Pump (Small) - Cold ¦ PG&E ¦ Cold | Com Unitary Heat Pump (Small) - Cold | 0.13195 | 1 | 0 | CBSA 2014 | 0 | 2032 | 0.5 | SWHC014-04
COM-HVAC-13.26 | Com ¦ Small Unitary Heat Pump (SEER 17) - Cold ¦ PG&E ¦ Cold | Com ¦ Small Unitary Heat Pump (SEER 17) - Cold | PG&E ¦ Cold | PG&E | All | Electric | Small Unitary Heat Pump (SEER 17) | Efficient |  |  | 0 | Conventional | HVAC | Com - Grocery | Com | ROB and NEW | 0 | 1000 sqft2 of floor space | Cap-Tons | 15 | DEER:HVAC_Split-Package_AC | -999.5 | -0.14125 | -0.0049075 | eTRM SWHC014-04 | 1361.34 | 2021 | 1000 | 2021 | 0 | 0 | SWHC014-04 | Com Unitary Heat Pump (Small) - Cold ¦ PG&E ¦ Cold | Com Unitary Heat Pump (Small) - Cold | 0 | 1 | 0 | CBSA 2014 | 56.2322 | 2032 | 0.5 | SWHC014-04
COM-HVAC-13.27 | Com ¦ Small Unitary Heat Pump (SEER 17) - Cold ¦ PG&E ¦ Cold | Com ¦ Small Unitary Heat Pump (SEER 17) - Cold | PG&E ¦ Cold | PG&E | All | Electric | Small Unitary Heat Pump (SEER 17) | Efficient |  |  | 0 | Conventional | HVAC | Com - Health | Com | ROB and NEW | 0 | 1000 sqft2 of floor space | Cap-Tons | 15 | DEER:HVAC_Split-Package_AC | 0 | 0 | 0 | eTRM SWHC014-04 | 1361.34 | 2021 | 1000 | 2021 | 0 | 0 | SWHC014-04 | Com Unitary Heat Pump (Small) - Cold ¦ PG&E ¦ Cold | Com Unitary Heat Pump (Small) - Cold | 0.19485 | 1 | 0 | CBSA 2014 | 0 | 2032 | 0.5 | SWHC014-04
COM-HVAC-13.28 | Com ¦ Small Unitary Heat Pump (SEER 17) - Cold ¦ PG&E ¦ Cold | Com ¦ Small Unitary Heat Pump (SEER 17) - Cold | PG&E ¦ Cold | PG&E | All | Electric | Small Unitary Heat Pump (SEER 17) | Efficient |  |  | 0 | Conventional | HVAC | Com - Lodging | Com | ROB and NEW | 0 | 1000 sqft2 of floor space | Cap-Tons | 15 | DEER:HVAC_Split-Package_AC | -711.715 | -0.10819 | 0 | eTRM SWHC014-04 | 1361.34 | 2021 | 1000 | 2021 | 0 | 0 | SWHC014-04 | Com Unitary Heat Pump (Small) - Cold ¦ PG&E ¦ Cold | Com Unitary Heat Pump (Small) - Cold | 0.10386 | 1 | 0 | CBSA 2014 | 112.225 | 2032 | 0.5 | SWHC014-04
COM-HVAC-13.29 | Com ¦ Small Unitary Heat Pump (SEER 17) - Cold ¦ PG&E ¦ Cold | Com ¦ Small Unitary Heat Pump (SEER 17) - Cold | PG&E ¦ Cold | PG&E | All | Electric | Small Unitary Heat Pump (SEER 17) | Efficient |  |  | 0 | Conventional | HVAC | Com - Office (Large) | Com | ROB and NEW | 0 | 1000 sqft2 of floor space | Cap-Tons | 15 | DEER:HVAC_Split-Package_AC | -284.375 | -0.049225 | 0 | eTRM SWHC014-04 | 1361.34 | 2021 | 1000 | 2021 | 0 | 0 | SWHC014-04 | Com Unitary Heat Pump (Small) - Cold ¦ PG&E ¦ Cold | Com Unitary Heat Pump (Small) - Cold | 0.13836 | 1 | 0 | CBSA 2014 | 28.2815 | 2032 | 0.5 | SWHC014-04
COM-HVAC-13.30 | Com ¦ Small Unitary Heat Pump (SEER 17) - Cold ¦ PG&E ¦ Cold | Com ¦ Small Unitary Heat Pump (SEER 17) - Cold | PG&E ¦ Cold | PG&E | All | Electric | Small Unitary Heat Pump (SEER 17) | Efficient |  |  | 0 | Conventional | HVAC | Com - Office (Small) | Com | ROB and NEW | 0 | 1000 sqft2 of floor space | Cap-Tons | 15 | DEER:HVAC_Split-Package_AC | -301.25 | -0.04935 | 0 | eTRM SWHC014-04 | 1361.34 | 2021 | 1000 | 2021 | 0 | 0 | SWHC014-04 | Com Unitary Heat Pump (Small) - Cold ¦ PG&E ¦ Cold | Com Unitary Heat Pump (Small) - Cold | 0.16182 | 1 | 0 | CBSA 2014 | 13.8117 | 2032 | 0.5 | SWHC014-04
COM-HVAC-13.31 | Com ¦ Small Unitary Heat Pump (SEER 17) - Cold ¦ PG&E ¦ Cold | Com ¦ Small Unitary Heat Pump (SEER 17) - Cold | PG&E ¦ Cold | PG&E | All | Electric | Small Unitary Heat Pump (SEER 17) | Efficient |  |  | 0 | Conventional | HVAC | Com - Other | Com | ROB and NEW | 0 | 1000 sqft2 of floor space | Cap-Tons | 15 | DEER:HVAC_Split-Package_AC | -491.75 | -0.10875 | 0 | eTRM SWHC014-04 | 1361.34 | 2021 | 1000 | 2021 | 0 | 0 | SWHC014-04 | Com Unitary Heat Pump (Small) - Cold ¦ PG&E ¦ Cold | Com Unitary Heat Pump (Small) - Cold | 0.076368 | 1 | 0 | CBSA 2014 | 54.3012 | 2032 | 0.5 | SWHC014-04
COM-HVAC-13.32 | Com ¦ Small Unitary Heat Pump (SEER 17) - Cold ¦ PG&E ¦ Cold | Com ¦ Small Unitary Heat Pump (SEER 17) - Cold | PG&E ¦ Cold | PG&E | All | Electric | Small Unitary Heat Pump (SEER 17) | Efficient |  |  | 0 | Conventional | HVAC | Com - Refrig. Warehouse | Com | ROB and NEW | 0 | 1000 sqft2 of floor space | Cap-Tons | 15 | DEER:HVAC_Split-Package_AC | 0 | 0 | 0 | eTRM SWHC014-04 | 1361.34 | 2021 | 1000 | 2021 | 0 | 0 | SWHC014-04 | Com Unitary Heat Pump (Small) - Cold ¦ PG&E ¦ Cold | Com Unitary Heat Pump (Small) - Cold | 0 | 1 | 0 | CBSA 2014 | 0 | 2032 | 0.5 | SWHC014-04
COM-HVAC-13.33 | Com ¦ Small Unitary Heat Pump (SEER 17) - Cold ¦ PG&E ¦ Cold | Com ¦ Small Unitary Heat Pump (SEER 17) - Cold | PG&E ¦ Cold | PG&E | All | Electric | Small Unitary Heat Pump (SEER 17) | Efficient |  |  | 0 | Conventional | HVAC | Com - Restaurant | Com | ROB and NEW | 0 | 1000 sqft2 of floor space | Cap-Tons | 15 | DEER:HVAC_Split-Package_AC | 0 | 0 | 0 | eTRM SWHC014-04 | 1361.34 | 2021 | 1000 | 2021 | 0 | 0 | SWHC014-04 | Com Unitary Heat Pump (Small) - Cold ¦ PG&E ¦ Cold | Com Unitary Heat Pump (Small) - Cold | 0.23382 | 1 | 0 | CBSA 2014 | 0 | 2032 | 0.5 | SWHC014-04
COM-HVAC-13.34 | Com ¦ Small Unitary Heat Pump (SEER 17) - Cold ¦ PG&E ¦ Cold | Com ¦ Small Unitary Heat Pump (SEER 17) - Cold | PG&E ¦ Cold | PG&E | All | Electric | Small Unitary Heat Pump (SEER 17) | Efficient |  |  | 0 | Conventional | HVAC | Com - Retail | Com | ROB and NEW | 0 | 1000 sqft2 of floor space | Cap-Tons | 15 | DEER:HVAC_Split-Package_AC | -575.677 | -0.12084 | 0 | eTRM SWHC014-04 | 1361.34 | 2021 | 1000 | 2021 | 0 | 0 | SWHC014-04 | Com Unitary Heat Pump (Small) - Cold ¦ PG&E ¦ Cold | Com Unitary Heat Pump (Small) - Cold | 0.097448 | 1 | 0 | CBSA 2014 | 202.2453 | 2032 | 0.5 | SWHC014-04
COM-HVAC-13.35 | Com ¦ Small Unitary Heat Pump (SEER 17) - Cold ¦ PG&E ¦ Cold | Com ¦ Small Unitary Heat Pump (SEER 17) - Cold | PG&E ¦ Cold | PG&E | All | Electric | Small Unitary Heat Pump (SEER 17) | Efficient |  |  | 0 | Conventional | HVAC | Com - School | Com | ROB and NEW | 0 | 1000 sqft2 of floor space | Cap-Tons | 15 | DEER:HVAC_Split-Package_AC | -298.7599 | -0.0060674 | 0 | eTRM SWHC014-04 | 1361.34 | 2021 | 1000 | 2021 | 0 | 0 | SWHC014-04 | Com Unitary Heat Pump (Small) - Cold ¦ PG&E ¦ Cold | Com Unitary Heat Pump (Small) - Cold | 0.14798 | 1 | 0 | CBSA 2014 | 49.1896 | 2032 | 0.5 | SWHC014-04
COM-HVAC-13.36 | Com ¦ Small Unitary Heat Pump (SEER 17) - Cold ¦ PG&E ¦ Cold | Com ¦ Small Unitary Heat Pump (SEER 17) - Cold | PG&E ¦ Cold | PG&E | All | Electric | Small Unitary Heat Pump (SEER 17) | Efficient |  |  | 0 | Conventional | HVAC | Com - Warehouse | Com | ROB and NEW | 0 | 1000 sqft2 of floor space | Cap-Tons | 15 | DEER:HVAC_Split-Package_AC | -292.3809 | -0.036804 | 0 | eTRM SWHC014-04 | 1361.34 | 2021 | 1000 | 2021 | 0 | 0 | SWHC014-04 | Com Unitary Heat Pump (Small) - Cold ¦ PG&E ¦ Cold | Com Unitary Heat Pump (Small) - Cold | 0.030327 | 1 | 0 | CBSA 2014 | 87.6335 | 2032 | 0.5 | SWHC014-04
COM-HVAC-13.37 | Com ¦ Small Unitary Heat Pump (SEER 17) - Marine ¦ SCE ¦ Marine | Com ¦ Small Unitary Heat Pump (SEER 17) - Marine | SCE ¦ Marine | SCE | All | Electric | Small Unitary Heat Pump (SEER 17) | Efficient |  |  | 0 | Conventional | HVAC | Com - College | Com | ROB and NEW | 0 | 1000 sqft2 of floor space | Cap-Tons | 15 | DEER:HVAC_Split-Package_AC | 0 | 0 | 0 | eTRM SWHC014-04 | 1361.34 | 2021 | 1000 | 2021 | 0 | 0 | SWHC014-04 | Com Unitary Heat Pump (Small) - Marine ¦ SCE ¦ Marine | Com Unitary Heat Pump (Small) - Marine | 0.14726 | 1 | 0 | CBSA 2014 | 0 | 2032 | 0.5 | SWHC014-04
COM-HVAC-13.38 | Com ¦ Small Unitary Heat Pump (SEER 17) - Marine ¦ SCE ¦ Marine | Com ¦ Small Unitary Heat Pump (SEER 17) - Marine | SCE ¦ Marine | SCE | All | Electric | Small Unitary Heat Pump (SEER 17) | Efficient |  |  | 0 | Conventional | HVAC | Com - Grocery | Com | ROB and NEW | 0 | 1000 sqft2 of floor space | Cap-Tons | 15 | DEER:HVAC_Split-Package_AC | -706.375 | -0.1505 | -0.0017512 | eTRM SWHC014-04 | 1361.34 | 2021 | 1000 | 2021 | 0 | 0 | SWHC014-04 | Com Unitary Heat Pump (Small) - Marine ¦ SCE ¦ Marine | Com Unitary Heat Pump (Small) - Marine | 0 | 1 | 0 | CBSA 2014 | 39.7369 | 2032 | 0.5 | SWHC014-04
COM-HVAC-13.39 | Com ¦ Small Unitary Heat Pump (SEER 17) - Marine ¦ SCE ¦ Marine | Com ¦ Small Unitary Heat Pump (SEER 17) - Marine | SCE ¦ Marine | SCE | All | Electric | Small Unitary Heat Pump (SEER 17) | Efficient |  |  | 0 | Conventional | HVAC | Com - Health | Com | ROB and NEW | 0 | 1000 sqft2 of floor space | Cap-Tons | 15 | DEER:HVAC_Split-Package_AC | 0 | 0 | 0 | eTRM SWHC014-04 | 1361.34 | 2021 | 1000 | 2021 | 0 | 0 | SWHC014-04 | Com Unitary Heat Pump (Small) - Marine ¦ SCE ¦ Marine | Com Unitary Heat Pump (Small) - Marine | 0.20884 | 1 | 0 | CBSA 2014 | 0 | 2032 | 0.5 | SWHC014-04
COM-HVAC-13.40 | Com ¦ Small Unitary Heat Pump (SEER 17) - Marine ¦ SCE ¦ Marine | Com ¦ Small Unitary Heat Pump (SEER 17) - Marine | SCE ¦ Marine | SCE | All | Electric | Small Unitary Heat Pump (SEER 17) | Efficient |  |  | 0 | Conventional | HVAC | Com - Lodging | Com | ROB and NEW | 0 | 1000 sqft2 of floor space | Cap-Tons | 15 | DEER:HVAC_Split-Package_AC | -490.3947 | -0.115 | 0 | eTRM SWHC014-04 | 1361.34 | 2021 | 1000 | 2021 | 0 | 0 | SWHC014-04 | Com Unitary Heat Pump (Small) - Marine ¦ SCE ¦ Marine | Com Unitary Heat Pump (Small) - Marine | 0.11727 | 1 | 0 | CBSA 2014 | 77.3267 | 2032 | 0.5 | SWHC014-04
COM-HVAC-13.41 | Com ¦ Small Unitary Heat Pump (SEER 17) - Marine ¦ SCE ¦ Marine | Com ¦ Small Unitary Heat Pump (SEER 17) - Marine | SCE ¦ Marine | SCE | All | Electric | Small Unitary Heat Pump (SEER 17) | Efficient |  |  | 0 | Conventional | HVAC | Com - Office (Large) | Com | ROB and NEW | 0 | 1000 sqft2 of floor space | Cap-Tons | 15 | DEER:HVAC_Split-Package_AC | -284.75 | -0.04975 | 0 | eTRM SWHC014-04 | 1361.34 | 2021 | 1000 | 2021 | 0 | 0 | SWHC014-04 | Com Unitary Heat Pump (Small) - Marine ¦ SCE ¦ Marine | Com Unitary Heat Pump (Small) - Marine | 0.15546 | 1 | 0 | CBSA 2014 | 28.3188 | 2032 | 0.5 | SWHC014-04
COM-HVAC-13.42 | Com ¦ Small Unitary Heat Pump (SEER 17) - Marine ¦ SCE ¦ Marine | Com ¦ Small Unitary Heat Pump (SEER 17) - Marine | SCE ¦ Marine | SCE | All | Electric | Small Unitary Heat Pump (SEER 17) | Efficient |  |  | 0 | Conventional | HVAC | Com - Office (Small) | Com | ROB and NEW | 0 | 1000 sqft2 of floor space | Cap-Tons | 15 | DEER:HVAC_Split-Package_AC | -273.75 | -0.049525 | 0 | eTRM SWHC014-04 | 1361.34 | 2021 | 1000 | 2021 | 0 | 0 | SWHC014-04 | Com Unitary Heat Pump (Small) - Marine ¦ SCE ¦ Marine | Com Unitary Heat Pump (Small) - Marine | 0.17638 | 1 | 0 | CBSA 2014 | 12.5509 | 2032 | 0.5 | SWHC014-04
COM-HVAC-13.43 | Com ¦ Small Unitary Heat Pump (SEER 17) - Marine ¦ SCE ¦ Marine | Com ¦ Small Unitary Heat Pump (SEER 17) - Marine | SCE ¦ Marine | SCE | All | Electric | Small Unitary Heat Pump (SEER 17) | Efficient |  |  | 0 | Conventional | HVAC | Com - Other | Com | ROB and NEW | 0 | 1000 sqft2 of floor space | Cap-Tons | 15 | DEER:HVAC_Split-Package_AC | -327.5 | -0.1175 | 0 | eTRM SWHC014-04 | 1361.34 | 2021 | 1000 | 2021 | 0 | 0 | SWHC014-04 | Com Unitary Heat Pump (Small) - Marine ¦ SCE ¦ Marine | Com Unitary Heat Pump (Small) - Marine | 0.08421 | 1 | 0 | CBSA 2014 | 36.164 | 2032 | 0.5 | SWHC014-04
COM-HVAC-13.44 | Com ¦ Small Unitary Heat Pump (SEER 17) - Marine ¦ SCE ¦ Marine | Com ¦ Small Unitary Heat Pump (SEER 17) - Marine | SCE ¦ Marine | SCE | All | Electric | Small Unitary Heat Pump (SEER 17) | Efficient |  |  | 0 | Conventional | HVAC | Com - Refrig. Warehouse | Com | ROB and NEW | 0 | 1000 sqft2 of floor space | Cap-Tons | 15 | DEER:HVAC_Split-Package_AC | 0 | 0 | 0 | eTRM SWHC014-04 | 1361.34 | 2021 | 1000 | 2021 | 0 | 0 | SWHC014-04 | Com Unitary Heat Pump (Small) - Marine ¦ SCE ¦ Marine | Com Unitary Heat Pump (Small) - Marine | 0 | 1 | 0 | CBSA 2014 | 0 | 2032 | 0.5 | SWHC014-04
COM-HVAC-13.45 | Com ¦ Small Unitary Heat Pump (SEER 17) - Marine ¦ SCE ¦ Marine | Com ¦ Small Unitary Heat Pump (SEER 17) - Marine | SCE ¦ Marine | SCE | All | Electric | Small Unitary Heat Pump (SEER 17) | Efficient |  |  | 0 | Conventional | HVAC | Com - Restaurant | Com | ROB and NEW | 0 | 1000 sqft2 of floor space | Cap-Tons | 15 | DEER:HVAC_Split-Package_AC | 0 | 0 | 0 | eTRM SWHC014-04 | 1361.34 | 2021 | 1000 | 2021 | 0 | 0 | SWHC014-04 | Com Unitary Heat Pump (Small) - Marine ¦ SCE ¦ Marine | Com Unitary Heat Pump (Small) - Marine | 0.25738 | 1 | 0 | CBSA 2014 | 0 | 2032 | 0.5 | SWHC014-04
COM-HVAC-13.46 | Com ¦ Small Unitary Heat Pump (SEER 17) - Marine ¦ SCE ¦ Marine | Com ¦ Small Unitary Heat Pump (SEER 17) - Marine | SCE ¦ Marine | SCE | All | Electric | Small Unitary Heat Pump (SEER 17) | Efficient |  |  | 0 | Conventional | HVAC | Com - Retail | Com | ROB and NEW | 0 | 1000 sqft2 of floor space | Cap-Tons | 15 | DEER:HVAC_Split-Package_AC | -384.305 | -0.13072 | 0 | eTRM SWHC014-04 | 1361.34 | 2021 | 1000 | 2021 | 0 | 0 | SWHC014-04 | Com Unitary Heat Pump (Small) - Marine ¦ SCE ¦ Marine | Com Unitary Heat Pump (Small) - Marine | 0.10889 | 1 | 0 | CBSA 2014 | 135.013 | 2032 | 0.5 | SWHC014-04
COM-HVAC-13.47 | Com ¦ Small Unitary Heat Pump (SEER 17) - Marine ¦ SCE ¦ Marine | Com ¦ Small Unitary Heat Pump (SEER 17) - Marine | SCE ¦ Marine | SCE | All | Electric | Small Unitary Heat Pump (SEER 17) | Efficient |  |  | 0 | Conventional | HVAC | Com - School | Com | ROB and NEW | 0 | 1000 sqft2 of floor space | Cap-Tons | 15 | DEER:HVAC_Split-Package_AC | -178.426 | -0.063571 | 0 | eTRM SWHC014-04 | 1361.34 | 2021 | 1000 | 2021 | 0 | 0 | SWHC014-04 | Com Unitary Heat Pump (Small) - Marine ¦ SCE ¦ Marine | Com Unitary Heat Pump (Small) - Marine | 0.17732 | 1 | 0 | CBSA 2014 | 29.3771 | 2032 | 0.5 | SWHC014-04
COM-HVAC-13.48 | Com ¦ Small Unitary Heat Pump (SEER 17) - Marine ¦ SCE ¦ Marine | Com ¦ Small Unitary Heat Pump (SEER 17) - Marine | SCE ¦ Marine | SCE | All | Electric | Small Unitary Heat Pump (SEER 17) | Efficient |  |  | 0 | Conventional | HVAC | Com - Warehouse | Com | ROB and NEW | 0 | 1000 sqft2 of floor space | Cap-Tons | 15 | DEER:HVAC_Split-Package_AC | -186.1797 | -0.03739 | 0 | eTRM SWHC014-04 | 1361.34 | 2021 | 1000 | 2021 | 0 | 0 | SWHC014-04 | Com Unitary Heat Pump (Small) - Marine ¦ SCE ¦ Marine | Com Unitary Heat Pump (Small) - Marine | 0.033351 | 1 | 0 | CBSA 2014 | 55.8025 | 2032 | 0.5 | SWHC014-04
COM-HVAC-13.49 | Com ¦ Small Unitary Heat Pump (SEER 17) - Hot-Dry ¦ SCE ¦ Hot-Dry | Com ¦ Small Unitary Heat Pump (SEER 17) - Hot-Dry | SCE ¦ Hot-Dry | SCE | All | Electric | Small Unitary Heat Pump (SEER 17) | Efficient |  |  | 0 | Conventional | HVAC | Com - College | Com | ROB and NEW | 0 | 1000 sqft2 of floor space | Cap-Tons | 15 | DEER:HVAC_Split-Package_AC | 0 | 0 | 0 | eTRM SWHC014-04 | 1361.34 | 2021 | 1000 | 2021 | 0 | 0 | SWHC014-04 | Com Unitary Heat Pump (Small) - Hot-Dry ¦ SCE ¦ Hot-Dry | Com Unitary Heat Pump (Small) - Hot-Dry | 0.14726 | 1 | 0 | CBSA 2014 | 0 | 2032 | 0.5 | SWHC014-04
COM-HVAC-13.50 | Com ¦ Small Unitary Heat Pump (SEER 17) - Hot-Dry ¦ SCE ¦ Hot-Dry | Com ¦ Small Unitary Heat Pump (SEER 17) - Hot-Dry | SCE ¦ Hot-Dry | SCE | All | Electric | Small Unitary Heat Pump (SEER 17) | Efficient |  |  | 0 | Conventional | HVAC | Com - Grocery | Com | ROB and NEW | 0 | 1000 sqft2 of floor space | Cap-Tons | 15 | DEER:HVAC_Split-Package_AC | -760.75 | -0.1955 | -0.00027125 | eTRM SWHC014-04 | 1361.34 | 2021 | 1000 | 2021 | 0 | 0 | SWHC014-04 | Com Unitary Heat Pump (Small) - Hot-Dry ¦ SCE ¦ Hot-Dry | Com Unitary Heat Pump (Small) - Hot-Dry | 0 | 1 | 0 | CBSA 2014 | 42.7919 | 2032 | 0.5 | SWHC014-04
COM-HVAC-13.51 | Com ¦ Small Unitary Heat Pump (SEER 17) - Hot-Dry ¦ SCE ¦ Hot-Dry | Com ¦ Small Unitary Heat Pump (SEER 17) - Hot-Dry | SCE ¦ Hot-Dry | SCE | All | Electric | Small Unitary Heat Pump (SEER 17) | Efficient |  |  | 0 | Conventional | HVAC | Com - Health | Com | ROB and NEW | 0 | 1000 sqft2 of floor space | Cap-Tons | 15 | DEER:HVAC_Split-Package_AC | 0 | 0 | 0 | eTRM SWHC014-04 | 1361.34 | 2021 | 1000 | 2021 | 0 | 0 | SWHC014-04 | Com Unitary Heat Pump (Small) - Hot-Dry ¦ SCE ¦ Hot-Dry | Com Unitary Heat Pump (Small) - Hot-Dry | 0.20884 | 1 | 0 | CBSA 2014 | 0 | 2032 | 0.5 | SWHC014-04
COM-HVAC-13.52 | Com ¦ Small Unitary Heat Pump (SEER 17) - Hot-Dry ¦ SCE ¦ Hot-Dry | Com ¦ Small Unitary Heat Pump (SEER 17) - Hot-Dry | SCE ¦ Hot-Dry | SCE | All | Electric | Small Unitary Heat Pump (SEER 17) | Efficient |  |  | 0 | Conventional | HVAC | Com - Lodging | Com | ROB and NEW | 0 | 1000 sqft2 of floor space | Cap-Tons | 15 | DEER:HVAC_Split-Package_AC | -584.5859 | -0.15869 | 0 | eTRM SWHC014-04 | 1361.34 | 2021 | 1000 | 2021 | 0 | 0 | SWHC014-04 | Com Unitary Heat Pump (Small) - Hot-Dry ¦ SCE ¦ Hot-Dry | Com Unitary Heat Pump (Small) - Hot-Dry | 0.11727 | 1 | 0 | CBSA 2014 | 92.179 | 2032 | 0.5 | SWHC014-04
COM-HVAC-13.53 | Com ¦ Small Unitary Heat Pump (SEER 17) - Hot-Dry ¦ SCE ¦ Hot-Dry | Com ¦ Small Unitary Heat Pump (SEER 17) - Hot-Dry | SCE ¦ Hot-Dry | SCE | All | Electric | Small Unitary Heat Pump (SEER 17) | Efficient |  |  | 0 | Conventional | HVAC | Com - Office (Large) | Com | ROB and NEW | 0 | 1000 sqft2 of floor space | Cap-Tons | 15 | DEER:HVAC_Split-Package_AC | -314 | -0.06695 | 0 | eTRM SWHC014-04 | 1361.34 | 2021 | 1000 | 2021 | 0 | 0 | SWHC014-04 | Com Unitary Heat Pump (Small) - Hot-Dry ¦ SCE ¦ Hot-Dry | Com Unitary Heat Pump (Small) - Hot-Dry | 0.15546 | 1 | 0 | CBSA 2014 | 31.2278 | 2032 | 0.5 | SWHC014-04
COM-HVAC-13.54 | Com ¦ Small Unitary Heat Pump (SEER 17) - Hot-Dry ¦ SCE ¦ Hot-Dry | Com ¦ Small Unitary Heat Pump (SEER 17) - Hot-Dry | SCE ¦ Hot-Dry | SCE | All | Electric | Small Unitary Heat Pump (SEER 17) | Efficient |  |  | 0 | Conventional | HVAC | Com - Office (Small) | Com | ROB and NEW | 0 | 1000 sqft2 of floor space | Cap-Tons | 15 | DEER:HVAC_Split-Package_AC | -304.5 | -0.06705 | 0 | eTRM SWHC014-04 | 1361.34 | 2021 | 1000 | 2021 | 0 | 0 | SWHC014-04 | Com Unitary Heat Pump (Small) - Hot-Dry ¦ SCE ¦ Hot-Dry | Com Unitary Heat Pump (Small) - Hot-Dry | 0.17638 | 1 | 0 | CBSA 2014 | 13.9607 | 2032 | 0.5 | SWHC014-04
COM-HVAC-13.55 | Com ¦ Small Unitary Heat Pump (SEER 17) - Hot-Dry ¦ SCE ¦ Hot-Dry | Com ¦ Small Unitary Heat Pump (SEER 17) - Hot-Dry | SCE ¦ Hot-Dry | SCE | All | Electric | Small Unitary Heat Pump (SEER 17) | Efficient |  |  | 0 | Conventional | HVAC | Com - Other | Com | ROB and NEW | 0 | 1000 sqft2 of floor space | Cap-Tons | 15 | DEER:HVAC_Split-Package_AC | -399.5 | -0.16225 | 0 | eTRM SWHC014-04 | 1361.34 | 2021 | 1000 | 2021 | 0 | 0 | SWHC014-04 | Com Unitary Heat Pump (Small) - Hot-Dry ¦ SCE ¦ Hot-Dry | Com Unitary Heat Pump (Small) - Hot-Dry | 0.08421 | 1 | 0 | CBSA 2014 | 44.1146 | 2032 | 0.5 | SWHC014-04
COM-HVAC-13.56 | Com ¦ Small Unitary Heat Pump (SEER 17) - Hot-Dry ¦ SCE ¦ Hot-Dry | Com ¦ Small Unitary Heat Pump (SEER 17) - Hot-Dry | SCE ¦ Hot-Dry | SCE | All | Electric | Small Unitary Heat Pump (SEER 17) | Efficient |  |  | 0 | Conventional | HVAC | Com - Refrig. Warehouse | Com | ROB and NEW | 0 | 1000 sqft2 of floor space | Cap-Tons | 15 | DEER:HVAC_Split-Package_AC | 0 | 0 | 0 | eTRM SWHC014-04 | 1361.34 | 2021 | 1000 | 2021 | 0 | 0 | SWHC014-04 | Com Unitary Heat Pump (Small) - Hot-Dry ¦ SCE ¦ Hot-Dry | Com Unitary Heat Pump (Small) - Hot-Dry | 0 | 1 | 0 | CBSA 2014 | 0 | 2032 | 0.5 | SWHC014-04
COM-HVAC-13.57 | Com ¦ Small Unitary Heat Pump (SEER 17) - Hot-Dry ¦ SCE ¦ Hot-Dry | Com ¦ Small Unitary Heat Pump (SEER 17) - Hot-Dry | SCE ¦ Hot-Dry | SCE | All | Electric | Small Unitary Heat Pump (SEER 17) | Efficient |  |  | 0 | Conventional | HVAC | Com - Restaurant | Com | ROB and NEW | 0 | 1000 sqft2 of floor space | Cap-Tons | 15 | DEER:HVAC_Split-Package_AC | 0 | 0 | 0 | eTRM SWHC014-04 | 1361.34 | 2021 | 1000 | 2021 | 0 | 0 | SWHC014-04 | Com Unitary Heat Pump (Small) - Hot-Dry ¦ SCE ¦ Hot-Dry | Com Unitary Heat Pump (Small) - Hot-Dry | 0.25738 | 1 | 0 | CBSA 2014 | 0 | 2032 | 0.5 | SWHC014-04
COM-HVAC-13.58 | Com ¦ Small Unitary Heat Pump (SEER 17) - Hot-Dry ¦ SCE ¦ Hot-Dry | Com ¦ Small Unitary Heat Pump (SEER 17) - Hot-Dry | SCE ¦ Hot-Dry | SCE | All | Electric | Small Unitary Heat Pump (SEER 17) | Efficient |  |  | 0 | Conventional | HVAC | Com - Retail | Com | ROB and NEW | 0 | 1000 sqft2 of floor space | Cap-Tons | 15 | DEER:HVAC_Split-Package_AC | -444.969 | -0.1638 | 0 | eTRM SWHC014-04 | 1361.34 | 2021 | 1000 | 2021 | 0 | 0 | SWHC014-04 | Com Unitary Heat Pump (Small) - Hot-Dry ¦ SCE ¦ Hot-Dry | Com Unitary Heat Pump (Small) - Hot-Dry | 0.10889 | 1 | 0 | CBSA 2014 | 156.3253 | 2032 | 0.5 | SWHC014-04
COM-HVAC-13.59 | Com ¦ Small Unitary Heat Pump (SEER 17) - Hot-Dry ¦ SCE ¦ Hot-Dry | Com ¦ Small Unitary Heat Pump (SEER 17) - Hot-Dry | SCE ¦ Hot-Dry | SCE | All | Electric | Small Unitary Heat Pump (SEER 17) | Efficient |  |  | 0 | Conventional | HVAC | Com - School | Com | ROB and NEW | 0 | 1000 sqft2 of floor space | Cap-Tons | 15 | DEER:HVAC_Split-Package_AC | -209.8012 | -0.089775 | 0 | eTRM SWHC014-04 | 1361.34 | 2021 | 1000 | 2021 | 0 | 0 | SWHC014-04 | Com Unitary Heat Pump (Small) - Hot-Dry ¦ SCE ¦ Hot-Dry | Com Unitary Heat Pump (Small) - Hot-Dry | 0.17732 | 1 | 0 | CBSA 2014 | 34.543 | 2032 | 0.5 | SWHC014-04
COM-HVAC-13.60 | Com ¦ Small Unitary Heat Pump (SEER 17) - Hot-Dry ¦ SCE ¦ Hot-Dry | Com ¦ Small Unitary Heat Pump (SEER 17) - Hot-Dry | SCE ¦ Hot-Dry | SCE | All | Electric | Small Unitary Heat Pump (SEER 17) | Efficient |  |  | 0 | Conventional | HVAC | Com - Warehouse | Com | ROB and NEW | 0 | 1000 sqft2 of floor space | Cap-Tons | 15 | DEER:HVAC_Split-Package_AC | -218.5722 | -0.059479 | 0 | eTRM SWHC014-04 | 1361.34 | 2021 | 1000 | 2021 | 0 | 0 | SWHC014-04 | Com Unitary Heat Pump (Small) - Hot-Dry ¦ SCE ¦ Hot-Dry | Com Unitary Heat Pump (Small) - Hot-Dry | 0.033351 | 1 | 0 | CBSA 2014 | 65.5113 | 2032 | 0.5 | SWHC014-04
COM-HVAC-13.61 | Com ¦ Small Unitary Heat Pump (SEER 17) - Cold ¦ SCE ¦ Cold | Com ¦ Small Unitary Heat Pump (SEER 17) - Cold | SCE ¦ Cold | SCE | All | Electric | Small Unitary Heat Pump (SEER 17) | Efficient |  |  | 0 | Conventional | HVAC | Com - College | Com | ROB and NEW | 0 | 1000 sqft2 of floor space | Cap-Tons | 15 | DEER:HVAC_Split-Package_AC | 0 | 0 | 0 | eTRM SWHC014-04 | 1361.34 | 2021 | 1000 | 2021 | 0 | 0 | SWHC014-04 | Com Unitary Heat Pump (Small) - Cold ¦ SCE ¦ Cold | Com Unitary Heat Pump (Small) - Cold | 0.14726 | 1 | 0 | CBSA 2014 | 0 | 2032 | 0.5 | SWHC014-04
COM-HVAC-13.62 | Com ¦ Small Unitary Heat Pump (SEER 17) - Cold ¦ SCE ¦ Cold | Com ¦ Small Unitary Heat Pump (SEER 17) - Cold | SCE ¦ Cold | SCE | All | Electric | Small Unitary Heat Pump (SEER 17) | Efficient |  |  | 0 | Conventional | HVAC | Com - Grocery | Com | ROB and NEW | 0 | 1000 sqft2 of floor space | Cap-Tons | 15 | DEER:HVAC_Split-Package_AC | -999.5 | -0.14125 | -0.0049075 | eTRM SWHC014-04 | 1361.34 | 2021 | 1000 | 2021 | 0 | 0 | SWHC014-04 | Com Unitary Heat Pump (Small) - Cold ¦ SCE ¦ Cold | Com Unitary Heat Pump (Small) - Cold | 0 | 1 | 0 | CBSA 2014 | 56.2322 | 2032 | 0.5 | SWHC014-04
COM-HVAC-13.63 | Com ¦ Small Unitary Heat Pump (SEER 17) - Cold ¦ SCE ¦ Cold | Com ¦ Small Unitary Heat Pump (SEER 17) - Cold | SCE ¦ Cold | SCE | All | Electric | Small Unitary Heat Pump (SEER 17) | Efficient |  |  | 0 | Conventional | HVAC | Com - Health | Com | ROB and NEW | 0 | 1000 sqft2 of floor space | Cap-Tons | 15 | DEER:HVAC_Split-Package_AC | 0 | 0 | 0 | eTRM SWHC014-04 | 1361.34 | 2021 | 1000 | 2021 | 0 | 0 | SWHC014-04 | Com Unitary Heat Pump (Small) - Cold ¦ SCE ¦ Cold | Com Unitary Heat Pump (Small) - Cold | 0.20884 | 1 | 0 | CBSA 2014 | 0 | 2032 | 0.5 | SWHC014-04
COM-HVAC-13.64 | Com ¦ Small Unitary Heat Pump (SEER 17) - Cold ¦ SCE ¦ Cold | Com ¦ Small Unitary Heat Pump (SEER 17) - Cold | SCE ¦ Cold | SCE | All | Electric | Small Unitary Heat Pump (SEER 17) | Efficient |  |  | 0 | Conventional | HVAC | Com - Lodging | Com | ROB and NEW | 0 | 1000 sqft2 of floor space | Cap-Tons | 15 | DEER:HVAC_Split-Package_AC | -711.715 | -0.10819 | 0 | eTRM SWHC014-04 | 1361.34 | 2021 | 1000 | 2021 | 0 | 0 | SWHC014-04 | Com Unitary Heat Pump (Small) - Cold ¦ SCE ¦ Cold | Com Unitary Heat Pump (Small) - Cold | 0.11727 | 1 | 0 | CBSA 2014 | 112.225 | 2032 | 0.5 | SWHC014-04
COM-HVAC-13.65 | Com ¦ Small Unitary Heat Pump (SEER 17) - Cold ¦ SCE ¦ Cold | Com ¦ Small Unitary Heat Pump (SEER 17) - Cold | SCE ¦ Cold | SCE | All | Electric | Small Unitary Heat Pump (SEER 17) | Efficient |  |  | 0 | Conventional | HVAC | Com - Office (Large) | Com | ROB and NEW | 0 | 1000 sqft2 of floor space | Cap-Tons | 15 | DEER:HVAC_Split-Package_AC | -284.375 | -0.049225 | 0 | eTRM SWHC014-04 | 1361.34 | 2021 | 1000 | 2021 | 0 | 0 | SWHC014-04 | Com Unitary Heat Pump (Small) - Cold ¦ SCE ¦ Cold | Com Unitary Heat Pump (Small) - Cold | 0.15546 | 1 | 0 | CBSA 2014 | 28.2815 | 2032 | 0.5 | SWHC014-04
COM-HVAC-13.66 | Com ¦ Small Unitary Heat Pump (SEER 17) - Cold ¦ SCE ¦ Cold | Com ¦ Small Unitary Heat Pump (SEER 17) - Cold | SCE ¦ Cold | SCE | All | Electric | Small Unitary Heat Pump (SEER 17) | Efficient |  |  | 0 | Conventional | HVAC | Com - Office (Small) | Com | ROB and NEW | 0 | 1000 sqft2 of floor space | Cap-Tons | 15 | DEER:HVAC_Split-Package_AC | -301.25 | -0.04935 | 0 | eTRM SWHC014-04 | 1361.34 | 2021 | 1000 | 2021 | 0 | 0 | SWHC014-04 | Com Unitary Heat Pump (Small) - Cold ¦ SCE ¦ Cold | Com Unitary Heat Pump (Small) - Cold | 0.17638 | 1 | 0 | CBSA 2014 | 13.8117 | 2032 | 0.5 | SWHC014-04
COM-HVAC-13.67 | Com ¦ Small Unitary Heat Pump (SEER 17) - Cold ¦ SCE ¦ Cold | Com ¦ Small Unitary Heat Pump (SEER 17) - Cold | SCE ¦ Cold | SCE | All | Electric | Small Unitary Heat Pump (SEER 17) | Efficient |  |  | 0 | Conventional | HVAC | Com - Other | Com | ROB and NEW | 0 | 1000 sqft2 of floor space | Cap-Tons | 15 | DEER:HVAC_Split-Package_AC | -491.75 | -0.10875 | 0 | eTRM SWHC014-04 | 1361.34 | 2021 | 1000 | 2021 | 0 | 0 | SWHC014-04 | Com Unitary Heat Pump (Small) - Cold ¦ SCE ¦ Cold | Com Unitary Heat Pump (Small) - Cold | 0.08421 | 1 | 0 | CBSA 2014 | 54.3012 | 2032 | 0.5 | SWHC014-04
COM-HVAC-13.68 | Com ¦ Small Unitary Heat Pump (SEER 17) - Cold ¦ SCE ¦ Cold | Com ¦ Small Unitary Heat Pump (SEER 17) - Cold | SCE ¦ Cold | SCE | All | Electric | Small Unitary Heat Pump (SEER 17) | Efficient |  |  | 0 | Conventional | HVAC | Com - Refrig. Warehouse | Com | ROB and NEW | 0 | 1000 sqft2 of floor space | Cap-Tons | 15 | DEER:HVAC_Split-Package_AC | 0 | 0 | 0 | eTRM SWHC014-04 | 1361.34 | 2021 | 1000 | 2021 | 0 | 0 | SWHC014-04 | Com Unitary Heat Pump (Small) - Cold ¦ SCE ¦ Cold | Com Unitary Heat Pump (Small) - Cold | 0 | 1 | 0 | CBSA 2014 | 0 | 2032 | 0.5 | SWHC014-04
COM-HVAC-13.69 | Com ¦ Small Unitary Heat Pump (SEER 17) - Cold ¦ SCE ¦ Cold | Com ¦ Small Unitary Heat Pump (SEER 17) - Cold | SCE ¦ Cold | SCE | All | Electric | Small Unitary Heat Pump (SEER 17) | Efficient |  |  | 0 | Conventional | HVAC | Com - Restaurant | Com | ROB and NEW | 0 | 1000 sqft2 of floor space | Cap-Tons | 15 | DEER:HVAC_Split-Package_AC | 0 | 0 | 0 | eTRM SWHC014-04 | 1361.34 | 2021 | 1000 | 2021 | 0 | 0 | SWHC014-04 | Com Unitary Heat Pump (Small) - Cold ¦ SCE ¦ Cold | Com Unitary Heat Pump (Small) - Cold | 0.25738 | 1 | 0 | CBSA 2014 | 0 | 2032 | 0.5 | SWHC014-04
COM-HVAC-13.70 | Com ¦ Small Unitary Heat Pump (SEER 17) - Cold ¦ SCE ¦ Cold | Com ¦ Small Unitary Heat Pump (SEER 17) - Cold | SCE ¦ Cold | SCE | All | Electric | Small Unitary Heat Pump (SEER 17) | Efficient |  |  | 0 | Conventional | HVAC | Com - Retail | Com | ROB and NEW | 0 | 1000 sqft2 of floor space | Cap-Tons | 15 | DEER:HVAC_Split-Package_AC | -575.677 | -0.12084 | 0 | eTRM SWHC014-04 | 1361.34 | 2021 | 1000 | 2021 | 0 | 0 | SWHC014-04 | Com Unitary Heat Pump (Small) - Cold ¦ SCE ¦ Cold | Com Unitary Heat Pump (Small) - Cold | 0.10889 | 1 | 0 | CBSA 2014 | 202.2453 | 2032 | 0.5 | SWHC014-04
COM-HVAC-13.71 | Com ¦ Small Unitary Heat Pump (SEER 17) - Cold ¦ SCE ¦ Cold | Com ¦ Small Unitary Heat Pump (SEER 17) - Cold | SCE ¦ Cold | SCE | All | Electric | Small Unitary Heat Pump (SEER 17) | Efficient |  |  | 0 | Conventional | HVAC | Com - School | Com | ROB and NEW | 0 | 1000 sqft2 of floor space | Cap-Tons | 15 | DEER:HVAC_Split-Package_AC | -298.7599 | -0.0060674 | 0 | eTRM SWHC014-04 | 1361.34 | 2021 | 1000 | 2021 | 0 | 0 | SWHC014-04 | Com Unitary Heat Pump (Small) - Cold ¦ SCE ¦ Cold | Com Unitary Heat Pump (Small) - Cold | 0.17732 | 1 | 0 | CBSA 2014 | 49.1896 | 2032 | 0.5 | SWHC014-04
COM-HVAC-13.72 | Com ¦ Small Unitary Heat Pump (SEER 17) - Cold ¦ SCE ¦ Cold | Com ¦ Small Unitary Heat Pump (SEER 17) - Cold | SCE ¦ Cold | SCE | All | Electric | Small Unitary Heat Pump (SEER 17) | Efficient |  |  | 0 | Conventional | HVAC | Com - Warehouse | Com | ROB and NEW | 0 | 1000 sqft2 of floor space | Cap-Tons | 15 | DEER:HVAC_Split-Package_AC | -292.3809 | -0.036804 | 0 | eTRM SWHC014-04 | 1361.34 | 2021 | 1000 | 2021 | 0 | 0 | SWHC014-04 | Com Unitary Heat Pump (Small) - Cold ¦ SCE ¦ Cold | Com Unitary Heat Pump (Small) - Cold | 0.033351 | 1 | 0 | CBSA 2014 | 87.6335 | 2032 | 0.5 | SWHC014-04
COM-HVAC-13.73 | Com ¦ Small Unitary Heat Pump (SEER 17) - Marine ¦ SDG&E ¦ Marine | Com ¦ Small Unitary Heat Pump (SEER 17) - Marine | SDG&E ¦ Marine | SDG&E | All | Electric | Small Unitary Heat Pump (SEER 17) | Efficient |  |  | 0 | Conventional | HVAC | Com - College | Com | ROB and NEW | 0 | 1000 sqft2 of floor space | Cap-Tons | 15 | DEER:HVAC_Split-Package_AC | 0 | 0 | 0 | eTRM SWHC014-04 | 1361.34 | 2021 | 1000 | 2021 | 0 | 0 | SWHC014-04 | Com Unitary Heat Pump (Small) - Marine ¦ SDG&E ¦ Marine | Com Unitary Heat Pump (Small) - Marine | 0.1443 | 1 | 0 | CBSA 2014 | 0 | 2032 | 0.5 | SWHC014-04
COM-HVAC-13.74 | Com ¦ Small Unitary Heat Pump (SEER 17) - Marine ¦ SDG&E ¦ Marine | Com ¦ Small Unitary Heat Pump (SEER 17) - Marine | SDG&E ¦ Marine | SDG&E | All | Electric | Small Unitary Heat Pump (SEER 17) | Efficient |  |  | 0 | Conventional | HVAC | Com - Grocery | Com | ROB and NEW | 0 | 1000 sqft2 of floor space | Cap-Tons | 15 | DEER:HVAC_Split-Package_AC | -706.375 | -0.1505 | -0.0017512 | eTRM SWHC014-04 | 1361.34 | 2021 | 1000 | 2021 | 0 | 0 | SWHC014-04 | Com Unitary Heat Pump (Small) - Marine ¦ SDG&E ¦ Marine | Com Unitary Heat Pump (Small) - Marine | 0 | 1 | 0 | CBSA 2014 | 39.7369 | 2032 | 0.5 | SWHC014-04
COM-HVAC-13.75 | Com ¦ Small Unitary Heat Pump (SEER 17) - Marine ¦ SDG&E ¦ Marine | Com ¦ Small Unitary Heat Pump (SEER 17) - Marine | SDG&E ¦ Marine | SDG&E | All | Electric | Small Unitary Heat Pump (SEER 17) | Efficient |  |  | 0 | Conventional | HVAC | Com - Health | Com | ROB and NEW | 0 | 1000 sqft2 of floor space | Cap-Tons | 15 | DEER:HVAC_Split-Package_AC | 0 | 0 | 0 | eTRM SWHC014-04 | 1361.34 | 2021 | 1000 | 2021 | 0 | 0 | SWHC014-04 | Com Unitary Heat Pump (Small) - Marine ¦ SDG&E ¦ Marine | Com Unitary Heat Pump (Small) - Marine | 0.20767 | 1 | 0 | CBSA 2014 | 0 | 2032 | 0.5 | SWHC014-04
COM-HVAC-13.76 | Com ¦ Small Unitary Heat Pump (SEER 17) - Marine ¦ SDG&E ¦ Marine | Com ¦ Small Unitary Heat Pump (SEER 17) - Marine | SDG&E ¦ Marine | SDG&E | All | Electric | Small Unitary Heat Pump (SEER 17) | Efficient |  |  | 0 | Conventional | HVAC | Com - Lodging | Com | ROB and NEW | 0 | 1000 sqft2 of floor space | Cap-Tons | 15 | DEER:HVAC_Split-Package_AC | -490.3947 | -0.115 | 0 | eTRM SWHC014-04 | 1361.34 | 2021 | 1000 | 2021 | 0 | 0 | SWHC014-04 | Com Unitary Heat Pump (Small) - Marine ¦ SDG&E ¦ Marine | Com Unitary Heat Pump (Small) - Marine | 0.11619 | 1 | 0 | CBSA 2014 | 77.3267 | 2032 | 0.5 | SWHC014-04
COM-HVAC-13.77 | Com ¦ Small Unitary Heat Pump (SEER 17) - Marine ¦ SDG&E ¦ Marine | Com ¦ Small Unitary Heat Pump (SEER 17) - Marine | SDG&E ¦ Marine | SDG&E | All | Electric | Small Unitary Heat Pump (SEER 17) | Efficient |  |  | 0 | Conventional | HVAC | Com - Office (Large) | Com | ROB and NEW | 0 | 1000 sqft2 of floor space | Cap-Tons | 15 | DEER:HVAC_Split-Package_AC | -284.75 | -0.04975 | 0 | eTRM SWHC014-04 | 1361.34 | 2021 | 1000 | 2021 | 0 | 0 | SWHC014-04 | Com Unitary Heat Pump (Small) - Marine ¦ SDG&E ¦ Marine | Com Unitary Heat Pump (Small) - Marine | 0.1517 | 1 | 0 | CBSA 2014 | 28.3188 | 2032 | 0.5 | SWHC014-04
COM-HVAC-13.78 | Com ¦ Small Unitary Heat Pump (SEER 17) - Marine ¦ SDG&E ¦ Marine | Com ¦ Small Unitary Heat Pump (SEER 17) - Marine | SDG&E ¦ Marine | SDG&E | All | Electric | Small Unitary Heat Pump (SEER 17) | Efficient |  |  | 0 | Conventional | HVAC | Com - Office (Small) | Com | ROB and NEW | 0 | 1000 sqft2 of floor space | Cap-Tons | 15 | DEER:HVAC_Split-Package_AC | -273.75 | -0.049525 | 0 | eTRM SWHC014-04 | 1361.34 | 2021 | 1000 | 2021 | 0 | 0 | SWHC014-04 | Com Unitary Heat Pump (Small) - Marine ¦ SDG&E ¦ Marine | Com Unitary Heat Pump (Small) - Marine | 0.1842 | 1 | 0 | CBSA 2014 | 12.5509 | 2032 | 0.5 | SWHC014-04
COM-HVAC-13.79 | Com ¦ Small Unitary Heat Pump (SEER 17) - Marine ¦ SDG&E ¦ Marine | Com ¦ Small Unitary Heat Pump (SEER 17) - Marine | SDG&E ¦ Marine | SDG&E | All | Electric | Small Unitary Heat Pump (SEER 17) | Efficient |  |  | 0 | Conventional | HVAC | Com - Other | Com | ROB and NEW | 0 | 1000 sqft2 of floor space | Cap-Tons | 15 | DEER:HVAC_Split-Package_AC | -327.5 | -0.1175 | 0 | eTRM SWHC014-04 | 1361.34 | 2021 | 1000 | 2021 | 0 | 0 | SWHC014-04 | Com Unitary Heat Pump (Small) - Marine ¦ SDG&E ¦ Marine | Com Unitary Heat Pump (Small) - Marine | 0.082771 | 1 | 0 | CBSA 2014 | 36.164 | 2032 | 0.5 | SWHC014-04
COM-HVAC-13.80 | Com ¦ Small Unitary Heat Pump (SEER 17) - Marine ¦ SDG&E ¦ Marine | Com ¦ Small Unitary Heat Pump (SEER 17) - Marine | SDG&E ¦ Marine | SDG&E | All | Electric | Small Unitary Heat Pump (SEER 17) | Efficient |  |  | 0 | Conventional | HVAC | Com - Refrig. Warehouse | Com | ROB and NEW | 0 | 1000 sqft2 of floor space | Cap-Tons | 15 | DEER:HVAC_Split-Package_AC | 0 | 0 | 0 | eTRM SWHC014-04 | 1361.34 | 2021 | 1000 | 2021 | 0 | 0 | SWHC014-04 | Com Unitary Heat Pump (Small) - Marine ¦ SDG&E ¦ Marine | Com Unitary Heat Pump (Small) - Marine | 0 | 1 | 0 | CBSA 2014 | 0 | 2032 | 0.5 | SWHC014-04
COM-HVAC-13.81 | Com ¦ Small Unitary Heat Pump (SEER 17) - Marine ¦ SDG&E ¦ Marine | Com ¦ Small Unitary Heat Pump (SEER 17) - Marine | SDG&E ¦ Marine | SDG&E | All | Electric | Small Unitary Heat Pump (SEER 17) | Efficient |  |  | 0 | Conventional | HVAC | Com - Restaurant | Com | ROB and NEW | 0 | 1000 sqft2 of floor space | Cap-Tons | 15 | DEER:HVAC_Split-Package_AC | 0 | 0 | 0 | eTRM SWHC014-04 | 1361.34 | 2021 | 1000 | 2021 | 0 | 0 | SWHC014-04 | Com Unitary Heat Pump (Small) - Marine ¦ SDG&E ¦ Marine | Com Unitary Heat Pump (Small) - Marine | 0.26887 | 1 | 0 | CBSA 2014 | 0 | 2032 | 0.5 | SWHC014-04
COM-HVAC-13.82 | Com ¦ Small Unitary Heat Pump (SEER 17) - Marine ¦ SDG&E ¦ Marine | Com ¦ Small Unitary Heat Pump (SEER 17) - Marine | SDG&E ¦ Marine | SDG&E | All | Electric | Small Unitary Heat Pump (SEER 17) | Efficient |  |  | 0 | Conventional | HVAC | Com - Retail | Com | ROB and NEW | 0 | 1000 sqft2 of floor space | Cap-Tons | 15 | DEER:HVAC_Split-Package_AC | -384.305 | -0.13072 | 0 | eTRM SWHC014-04 | 1361.34 | 2021 | 1000 | 2021 | 0 | 0 | SWHC014-04 | Com Unitary Heat Pump (Small) - Marine ¦ SDG&E ¦ Marine | Com Unitary Heat Pump (Small) - Marine | 0.109 | 1 | 0 | CBSA 2014 | 135.013 | 2032 | 0.5 | SWHC014-04
COM-HVAC-13.83 | Com ¦ Small Unitary Heat Pump (SEER 17) - Marine ¦ SDG&E ¦ Marine | Com ¦ Small Unitary Heat Pump (SEER 17) - Marine | SDG&E ¦ Marine | SDG&E | All | Electric | Small Unitary Heat Pump (SEER 17) | Efficient |  |  | 0 | Conventional | HVAC | Com - School | Com | ROB and NEW | 0 | 1000 sqft2 of floor space | Cap-Tons | 15 | DEER:HVAC_Split-Package_AC | -178.426 | -0.063571 | 0 | eTRM SWHC014-04 | 1361.34 | 2021 | 1000 | 2021 | 0 | 0 | SWHC014-04 | Com Unitary Heat Pump (Small) - Marine ¦ SDG&E ¦ Marine | Com Unitary Heat Pump (Small) - Marine | 0.18329 | 1 | 0 | CBSA 2014 | 29.3771 | 2032 | 0.5 | SWHC014-04
COM-HVAC-13.84 | Com ¦ Small Unitary Heat Pump (SEER 17) - Marine ¦ SDG&E ¦ Marine | Com ¦ Small Unitary Heat Pump (SEER 17) - Marine | SDG&E ¦ Marine | SDG&E | All | Electric | Small Unitary Heat Pump (SEER 17) | Efficient |  |  | 0 | Conventional | HVAC | Com - Warehouse | Com | ROB and NEW | 0 | 1000 sqft2 of floor space | Cap-Tons | 15 | DEER:HVAC_Split-Package_AC | -186.1797 | -0.03739 | 0 | eTRM SWHC014-04 | 1361.34 | 2021 | 1000 | 2021 | 0 | 0 | SWHC014-04 | Com Unitary Heat Pump (Small) - Marine ¦ SDG&E ¦ Marine | Com Unitary Heat Pump (Small) - Marine | 0.033426 | 1 | 0 | CBSA 2014 | 55.8025 | 2032 | 0.5 | SWHC014-04
COM-HVAC-13.85 | Com ¦ Small Unitary Heat Pump (SEER 17) - Hot-Dry ¦ SDG&E ¦ Hot-Dry | Com ¦ Small Unitary Heat Pump (SEER 17) - Hot-Dry | SDG&E ¦ Hot-Dry | SDG&E | All | Electric | Small Unitary Heat Pump (SEER 17) | Efficient |  |  | 0 | Conventional | HVAC | Com - College | Com | ROB and NEW | 0 | 1000 sqft2 of floor space | Cap-Tons | 15 | DEER:HVAC_Split-Package_AC | 0 | 0 | 0 | eTRM SWHC014-04 | 1361.34 | 2021 | 1000 | 2021 | 0 | 0 | SWHC014-04 | Com Unitary Heat Pump (Small) - Hot-Dry ¦ SDG&E ¦ Hot-Dry | Com Unitary Heat Pump (Small) - Hot-Dry | 0.1443 | 1 | 0 | CBSA 2014 | 0 | 2032 | 0.5 | SWHC014-04
COM-HVAC-13.86 | Com ¦ Small Unitary Heat Pump (SEER 17) - Hot-Dry ¦ SDG&E ¦ Hot-Dry | Com ¦ Small Unitary Heat Pump (SEER 17) - Hot-Dry | SDG&E ¦ Hot-Dry | SDG&E | All | Electric | Small Unitary Heat Pump (SEER 17) | Efficient |  |  | 0 | Conventional | HVAC | Com - Grocery | Com | ROB and NEW | 0 | 1000 sqft2 of floor space | Cap-Tons | 15 | DEER:HVAC_Split-Package_AC | -719.875 | -0.13825 | 0.0012187 | eTRM SWHC014-04 | 1361.34 | 2021 | 1000 | 2021 | 0 | 0 | SWHC014-04 | Com Unitary Heat Pump (Small) - Hot-Dry ¦ SDG&E ¦ Hot-Dry | Com Unitary Heat Pump (Small) - Hot-Dry | 0 | 1 | 0 | CBSA 2014 | 40.4893 | 2032 | 0.5 | SWHC014-04
COM-HVAC-13.87 | Com ¦ Small Unitary Heat Pump (SEER 17) - Hot-Dry ¦ SDG&E ¦ Hot-Dry | Com ¦ Small Unitary Heat Pump (SEER 17) - Hot-Dry | SDG&E ¦ Hot-Dry | SDG&E | All | Electric | Small Unitary Heat Pump (SEER 17) | Efficient |  |  | 0 | Conventional | HVAC | Com - Health | Com | ROB and NEW | 0 | 1000 sqft2 of floor space | Cap-Tons | 15 | DEER:HVAC_Split-Package_AC | 0 | 0 | 0 | eTRM SWHC014-04 | 1361.34 | 2021 | 1000 | 2021 | 0 | 0 | SWHC014-04 | Com Unitary Heat Pump (Small) - Hot-Dry ¦ SDG&E ¦ Hot-Dry | Com Unitary Heat Pump (Small) - Hot-Dry | 0.20767 | 1 | 0 | CBSA 2014 | 0 | 2032 | 0.5 | SWHC014-04
COM-HVAC-13.88 | Com ¦ Small Unitary Heat Pump (SEER 17) - Hot-Dry ¦ SDG&E ¦ Hot-Dry | Com ¦ Small Unitary Heat Pump (SEER 17) - Hot-Dry | SDG&E ¦ Hot-Dry | SDG&E | All | Electric | Small Unitary Heat Pump (SEER 17) | Efficient |  |  | 0 | Conventional | HVAC | Com - Lodging | Com | ROB and NEW | 0 | 1000 sqft2 of floor space | Cap-Tons | 15 | DEER:HVAC_Split-Package_AC | -455.1454 | -0.091462 | 0 | eTRM SWHC014-04 | 1361.34 | 2021 | 1000 | 2021 | 0 | 0 | SWHC014-04 | Com Unitary Heat Pump (Small) - Hot-Dry ¦ SDG&E ¦ Hot-Dry | Com Unitary Heat Pump (Small) - Hot-Dry | 0.11619 | 1 | 0 | CBSA 2014 | 71.7685 | 2032 | 0.5 | SWHC014-04
COM-HVAC-13.89 | Com ¦ Small Unitary Heat Pump (SEER 17) - Hot-Dry ¦ SDG&E ¦ Hot-Dry | Com ¦ Small Unitary Heat Pump (SEER 17) - Hot-Dry | SDG&E ¦ Hot-Dry | SDG&E | All | Electric | Small Unitary Heat Pump (SEER 17) | Efficient |  |  | 0 | Conventional | HVAC | Com - Office (Large) | Com | ROB and NEW | 0 | 1000 sqft2 of floor space | Cap-Tons | 15 | DEER:HVAC_Split-Package_AC | -272 | -0.044875 | 0 | eTRM SWHC014-04 | 1361.34 | 2021 | 1000 | 2021 | 0 | 0 | SWHC014-04 | Com Unitary Heat Pump (Small) - Hot-Dry ¦ SDG&E ¦ Hot-Dry | Com Unitary Heat Pump (Small) - Hot-Dry | 0.1517 | 1 | 0 | CBSA 2014 | 27.0508 | 2032 | 0.5 | SWHC014-04
COM-HVAC-13.90 | Com ¦ Small Unitary Heat Pump (SEER 17) - Hot-Dry ¦ SDG&E ¦ Hot-Dry | Com ¦ Small Unitary Heat Pump (SEER 17) - Hot-Dry | SDG&E ¦ Hot-Dry | SDG&E | All | Electric | Small Unitary Heat Pump (SEER 17) | Efficient |  |  | 0 | Conventional | HVAC | Com - Office (Small) | Com | ROB and NEW | 0 | 1000 sqft2 of floor space | Cap-Tons | 15 | DEER:HVAC_Split-Package_AC | -259.875 | -0.04425 | 0 | eTRM SWHC014-04 | 1361.34 | 2021 | 1000 | 2021 | 0 | 0 | SWHC014-04 | Com Unitary Heat Pump (Small) - Hot-Dry ¦ SDG&E ¦ Hot-Dry | Com Unitary Heat Pump (Small) - Hot-Dry | 0.1842 | 1 | 0 | CBSA 2014 | 11.9148 | 2032 | 0.5 | SWHC014-04
COM-HVAC-13.91 | Com ¦ Small Unitary Heat Pump (SEER 17) - Hot-Dry ¦ SDG&E ¦ Hot-Dry | Com ¦ Small Unitary Heat Pump (SEER 17) - Hot-Dry | SDG&E ¦ Hot-Dry | SDG&E | All | Electric | Small Unitary Heat Pump (SEER 17) | Efficient |  |  | 0 | Conventional | HVAC | Com - Other | Com | ROB and NEW | 0 | 1000 sqft2 of floor space | Cap-Tons | 15 | DEER:HVAC_Split-Package_AC | -300.25 | -0.0893 | 0 | eTRM SWHC014-04 | 1361.34 | 2021 | 1000 | 2021 | 0 | 0 | SWHC014-04 | Com Unitary Heat Pump (Small) - Hot-Dry ¦ SDG&E ¦ Hot-Dry | Com Unitary Heat Pump (Small) - Hot-Dry | 0.082771 | 1 | 0 | CBSA 2014 | 33.1549 | 2032 | 0.5 | SWHC014-04
COM-HVAC-13.92 | Com ¦ Small Unitary Heat Pump (SEER 17) - Hot-Dry ¦ SDG&E ¦ Hot-Dry | Com ¦ Small Unitary Heat Pump (SEER 17) - Hot-Dry | SDG&E ¦ Hot-Dry | SDG&E | All | Electric | Small Unitary Heat Pump (SEER 17) | Efficient |  |  | 0 | Conventional | HVAC | Com - Refrig. Warehouse | Com | ROB and NEW | 0 | 1000 sqft2 of floor space | Cap-Tons | 15 | DEER:HVAC_Split-Package_AC | 0 | 0 | 0 | eTRM SWHC014-04 | 1361.34 | 2021 | 1000 | 2021 | 0 | 0 | SWHC014-04 | Com Unitary Heat Pump (Small) - Hot-Dry ¦ SDG&E ¦ Hot-Dry | Com Unitary Heat Pump (Small) - Hot-Dry | 0 | 1 | 0 | CBSA 2014 | 0 | 2032 | 0.5 | SWHC014-04
COM-HVAC-13.93 | Com ¦ Small Unitary Heat Pump (SEER 17) - Hot-Dry ¦ SDG&E ¦ Hot-Dry | Com ¦ Small Unitary Heat Pump (SEER 17) - Hot-Dry | SDG&E ¦ Hot-Dry | SDG&E | All | Electric | Small Unitary Heat Pump (SEER 17) | Efficient |  |  | 0 | Conventional | HVAC | Com - Restaurant | Com | ROB and NEW | 0 | 1000 sqft2 of floor space | Cap-Tons | 15 | DEER:HVAC_Split-Package_AC | 0 | 0 | 0 | eTRM SWHC014-04 | 1361.34 | 2021 | 1000 | 2021 | 0 | 0 | SWHC014-04 | Com Unitary Heat Pump (Small) - Hot-Dry ¦ SDG&E ¦ Hot-Dry | Com Unitary Heat Pump (Small) - Hot-Dry | 0.26887 | 1 | 0 | CBSA 2014 | 0 | 2032 | 0.5 | SWHC014-04
COM-HVAC-13.94 | Com ¦ Small Unitary Heat Pump (SEER 17) - Hot-Dry ¦ SDG&E ¦ Hot-Dry | Com ¦ Small Unitary Heat Pump (SEER 17) - Hot-Dry | SDG&E ¦ Hot-Dry | SDG&E | All | Electric | Small Unitary Heat Pump (SEER 17) | Efficient |  |  | 0 | Conventional | HVAC | Com - Retail | Com | ROB and NEW | 0 | 1000 sqft2 of floor space | Cap-Tons | 15 | DEER:HVAC_Split-Package_AC | -357.6965 | -0.10762 | 0 | eTRM SWHC014-04 | 1361.34 | 2021 | 1000 | 2021 | 0 | 0 | SWHC014-04 | Com Unitary Heat Pump (Small) - Hot-Dry ¦ SDG&E ¦ Hot-Dry | Com Unitary Heat Pump (Small) - Hot-Dry | 0.109 | 1 | 0 | CBSA 2014 | 125.665 | 2032 | 0.5 | SWHC014-04
COM-HVAC-13.95 | Com ¦ Small Unitary Heat Pump (SEER 17) - Hot-Dry ¦ SDG&E ¦ Hot-Dry | Com ¦ Small Unitary Heat Pump (SEER 17) - Hot-Dry | SDG&E ¦ Hot-Dry | SDG&E | All | Electric | Small Unitary Heat Pump (SEER 17) | Efficient |  |  | 0 | Conventional | HVAC | Com - School | Com | ROB and NEW | 0 | 1000 sqft2 of floor space | Cap-Tons | 15 | DEER:HVAC_Split-Package_AC | -164.2294 | -0.052606 | 0 | eTRM SWHC014-04 | 1361.34 | 2021 | 1000 | 2021 | 0 | 0 | SWHC014-04 | Com Unitary Heat Pump (Small) - Hot-Dry ¦ SDG&E ¦ Hot-Dry | Com Unitary Heat Pump (Small) - Hot-Dry | 0.18329 | 1 | 0 | CBSA 2014 | 27.0397 | 2032 | 0.5 | SWHC014-04
COM-HVAC-13.96 | Com ¦ Small Unitary Heat Pump (SEER 17) - Hot-Dry ¦ SDG&E ¦ Hot-Dry | Com ¦ Small Unitary Heat Pump (SEER 17) - Hot-Dry | SDG&E ¦ Hot-Dry | SDG&E | All | Electric | Small Unitary Heat Pump (SEER 17) | Efficient |  |  | 0 | Conventional | HVAC | Com - Warehouse | Com | ROB and NEW | 0 | 1000 sqft2 of floor space | Cap-Tons | 15 | DEER:HVAC_Split-Package_AC | -181.9379 | -0.030434 | 0 | eTRM SWHC014-04 | 1361.34 | 2021 | 1000 | 2021 | 0 | 0 | SWHC014-04 | Com Unitary Heat Pump (Small) - Hot-Dry ¦ SDG&E ¦ Hot-Dry | Com Unitary Heat Pump (Small) - Hot-Dry | 0.033426 | 1 | 0 | CBSA 2014 | 54.5311 | 2032 | 0.5 | SWHC014-04
COM-HVAC-14.1 | Com ¦ Small Unitary Heat Pump (SEER 18) - Marine ¦ PG&E ¦ Marine | Com ¦ Small Unitary Heat Pump (SEER 18) - Marine | PG&E ¦ Marine | PG&E | All | Electric | Small Unitary Heat Pump (SEER 18) | Efficient |  |  | 0 | Conventional | HVAC | Com - College | Com | ROB and NEW | 0 | 1000 sqft2 of floor space | Cap-Tons | 15 | DEER:HVAC_Split-Package_AC | 0 | 0 | 0 | eTRM SWHC014-04 | 1465.12 | 2021 | 1000 | 2021 | 0 | 0 | SWHC014-04 | Com Unitary Heat Pump (Small) - Marine ¦ PG&E ¦ Marine | Com Unitary Heat Pump (Small) - Marine | 0.13195 | 1 | 0 | CBSA 2014 | 0 | 2032 | 0.5 | SWHC014-04
COM-HVAC-14.2 | Com ¦ Small Unitary Heat Pump (SEER 18) - Marine ¦ PG&E ¦ Marine | Com ¦ Small Unitary Heat Pump (SEER 18) - Marine | PG&E ¦ Marine | PG&E | All | Electric | Small Unitary Heat Pump (SEER 18) | Efficient |  |  | 0 | Conventional | HVAC | Com - Grocery | Com | ROB and NEW | 0 | 1000 sqft2 of floor space | Cap-Tons | 15 | DEER:HVAC_Split-Package_AC | -815.75 | -0.13812 | 0.00031 | eTRM SWHC014-04 | 1465.12 | 2021 | 1000 | 2021 | 0 | 0 | SWHC014-04 | Com Unitary Heat Pump (Small) - Marine ¦ PG&E ¦ Marine | Com Unitary Heat Pump (Small) - Marine | 0 | 1 | 0 | CBSA 2014 | 45.8842 | 2032 | 0.5 | SWHC014-04
COM-HVAC-14.3 | Com ¦ Small Unitary Heat Pump (SEER 18) - Marine ¦ PG&E ¦ Marine | Com ¦ Small Unitary Heat Pump (SEER 18) - Marine | PG&E ¦ Marine | PG&E | All | Electric | Small Unitary Heat Pump (SEER 18) | Efficient |  |  | 0 | Conventional | HVAC | Com - Health | Com | ROB and NEW | 0 | 1000 sqft2 of floor space | Cap-Tons | 15 | DEER:HVAC_Split-Package_AC | 0 | 0 | 0 | eTRM SWHC014-04 | 1465.12 | 2021 | 1000 | 2021 | 0 | 0 | SWHC014-04 | Com Unitary Heat Pump (Small) - Marine ¦ PG&E ¦ Marine | Com Unitary Heat Pump (Small) - Marine | 0.19485 | 1 | 0 | CBSA 2014 | 0 | 2032 | 0.5 | SWHC014-04
COM-HVAC-14.4 | Com ¦ Small Unitary Heat Pump (SEER 18) - Marine ¦ PG&E ¦ Marine | Com ¦ Small Unitary Heat Pump (SEER 18) - Marine | PG&E ¦ Marine | PG&E | All | Electric | Small Unitary Heat Pump (SEER 18) | Efficient |  |  | 0 | Conventional | HVAC | Com - Lodging | Com | ROB and NEW | 0 | 1000 sqft2 of floor space | Cap-Tons | 15 | DEER:HVAC_Split-Package_AC | -522.989 | -0.10748 | 0 | eTRM SWHC014-04 | 1465.12 | 2021 | 1000 | 2021 | 0 | 0 | SWHC014-04 | Com Unitary Heat Pump (Small) - Marine ¦ PG&E ¦ Marine | Com Unitary Heat Pump (Small) - Marine | 0.10386 | 1 | 0 | CBSA 2014 | 82.4662 | 2032 | 0.5 | SWHC014-04
COM-HVAC-14.5 | Com ¦ Small Unitary Heat Pump (SEER 18) - Marine ¦ PG&E ¦ Marine | Com ¦ Small Unitary Heat Pump (SEER 18) - Marine | PG&E ¦ Marine | PG&E | All | Electric | Small Unitary Heat Pump (SEER 18) | Efficient |  |  | 0 | Conventional | HVAC | Com - Office (Large) | Com | ROB and NEW | 0 | 1000 sqft2 of floor space | Cap-Tons | 15 | DEER:HVAC_Split-Package_AC | -254.125 | -0.052337 | 0 | eTRM SWHC014-04 | 1465.12 | 2021 | 1000 | 2021 | 0 | 0 | SWHC014-04 | Com Unitary Heat Pump (Small) - Marine ¦ PG&E ¦ Marine | Com Unitary Heat Pump (Small) - Marine | 0.13836 | 1 | 0 | CBSA 2014 | 25.2731 | 2032 | 0.5 | SWHC014-04
COM-HVAC-14.6 | Com ¦ Small Unitary Heat Pump (SEER 18) - Marine ¦ PG&E ¦ Marine | Com ¦ Small Unitary Heat Pump (SEER 18) - Marine | PG&E ¦ Marine | PG&E | All | Electric | Small Unitary Heat Pump (SEER 18) | Efficient |  |  | 0 | Conventional | HVAC | Com - Office (Small) | Com | ROB and NEW | 0 | 1000 sqft2 of floor space | Cap-Tons | 15 | DEER:HVAC_Split-Package_AC | -251.625 | -0.051775 | 0 | eTRM SWHC014-04 | 1465.12 | 2021 | 1000 | 2021 | 0 | 0 | SWHC014-04 | Com Unitary Heat Pump (Small) - Marine ¦ PG&E ¦ Marine | Com Unitary Heat Pump (Small) - Marine | 0.16182 | 1 | 0 | CBSA 2014 | 11.5365 | 2032 | 0.5 | SWHC014-04
COM-HVAC-14.7 | Com ¦ Small Unitary Heat Pump (SEER 18) - Marine ¦ PG&E ¦ Marine | Com ¦ Small Unitary Heat Pump (SEER 18) - Marine | PG&E ¦ Marine | PG&E | All | Electric | Small Unitary Heat Pump (SEER 18) | Efficient |  |  | 0 | Conventional | HVAC | Com - Other | Com | ROB and NEW | 0 | 1000 sqft2 of floor space | Cap-Tons | 15 | DEER:HVAC_Split-Package_AC | -336.875 | -0.10744 | 0 | eTRM SWHC014-04 | 1465.12 | 2021 | 1000 | 2021 | 0 | 0 | SWHC014-04 | Com Unitary Heat Pump (Small) - Marine ¦ PG&E ¦ Marine | Com Unitary Heat Pump (Small) - Marine | 0.076368 | 1 | 0 | CBSA 2014 | 37.1992 | 2032 | 0.5 | SWHC014-04
COM-HVAC-14.8 | Com ¦ Small Unitary Heat Pump (SEER 18) - Marine ¦ PG&E ¦ Marine | Com ¦ Small Unitary Heat Pump (SEER 18) - Marine | PG&E ¦ Marine | PG&E | All | Electric | Small Unitary Heat Pump (SEER 18) | Efficient |  |  | 0 | Conventional | HVAC | Com - Refrig. Warehouse | Com | ROB and NEW | 0 | 1000 sqft2 of floor space | Cap-Tons | 15 | DEER:HVAC_Split-Package_AC | 0 | 0 | 0 | eTRM SWHC014-04 | 1465.12 | 2021 | 1000 | 2021 | 0 | 0 | SWHC014-04 | Com Unitary Heat Pump (Small) - Marine ¦ PG&E ¦ Marine | Com Unitary Heat Pump (Small) - Marine | 0 | 1 | 0 | CBSA 2014 | 0 | 2032 | 0.5 | SWHC014-04
COM-HVAC-14.9 | Com ¦ Small Unitary Heat Pump (SEER 18) - Marine ¦ PG&E ¦ Marine | Com ¦ Small Unitary Heat Pump (SEER 18) - Marine | PG&E ¦ Marine | PG&E | All | Electric | Small Unitary Heat Pump (SEER 18) | Efficient |  |  | 0 | Conventional | HVAC | Com - Restaurant | Com | ROB and NEW | 0 | 1000 sqft2 of floor space | Cap-Tons | 15 | DEER:HVAC_Split-Package_AC | 0 | 0 | 0 | eTRM SWHC014-04 | 1465.12 | 2021 | 1000 | 2021 | 0 | 0 | SWHC014-04 | Com Unitary Heat Pump (Small) - Marine ¦ PG&E ¦ Marine | Com Unitary Heat Pump (Small) - Marine | 0.23382 | 1 | 0 | CBSA 2014 | 0 | 2032 | 0.5 | SWHC014-04
COM-HVAC-14.10 | Com ¦ Small Unitary Heat Pump (SEER 18) - Marine ¦ PG&E ¦ Marine | Com ¦ Small Unitary Heat Pump (SEER 18) - Marine | PG&E ¦ Marine | PG&E | All | Electric | Small Unitary Heat Pump (SEER 18) | Efficient |  |  | 0 | Conventional | HVAC | Com - Retail | Com | ROB and NEW | 0 | 1000 sqft2 of floor space | Cap-Tons | 15 | DEER:HVAC_Split-Package_AC | -362.761 | -0.12164 | 0 | eTRM SWHC014-04 | 1465.12 | 2021 | 1000 | 2021 | 0 | 0 | SWHC014-04 | Com Unitary Heat Pump (Small) - Marine ¦ PG&E ¦ Marine | Com Unitary Heat Pump (Small) - Marine | 0.097448 | 1 | 0 | CBSA 2014 | 127.4442 | 2032 | 0.5 | SWHC014-04
COM-HVAC-14.11 | Com ¦ Small Unitary Heat Pump (SEER 18) - Marine ¦ PG&E ¦ Marine | Com ¦ Small Unitary Heat Pump (SEER 18) - Marine | PG&E ¦ Marine | PG&E | All | Electric | Small Unitary Heat Pump (SEER 18) | Efficient |  |  | 0 | Conventional | HVAC | Com - School | Com | ROB and NEW | 0 | 1000 sqft2 of floor space | Cap-Tons | 15 | DEER:HVAC_Split-Package_AC | -191.2436 | -0.061755 | 0 | eTRM SWHC014-04 | 1465.12 | 2021 | 1000 | 2021 | 0 | 0 | SWHC014-04 | Com Unitary Heat Pump (Small) - Marine ¦ PG&E ¦ Marine | Com Unitary Heat Pump (Small) - Marine | 0.14798 | 1 | 0 | CBSA 2014 | 31.4875 | 2032 | 0.5 | SWHC014-04
COM-HVAC-14.12 | Com ¦ Small Unitary Heat Pump (SEER 18) - Marine ¦ PG&E ¦ Marine | Com ¦ Small Unitary Heat Pump (SEER 18) - Marine | PG&E ¦ Marine | PG&E | All | Electric | Small Unitary Heat Pump (SEER 18) | Efficient |  |  | 0 | Conventional | HVAC | Com - Warehouse | Com | ROB and NEW | 0 | 1000 sqft2 of floor space | Cap-Tons | 15 | DEER:HVAC_Split-Package_AC | -209.6258 | -0.029917 | 0 | eTRM SWHC014-04 | 1465.12 | 2021 | 1000 | 2021 | 0 | 0 | SWHC014-04 | Com Unitary Heat Pump (Small) - Marine ¦ PG&E ¦ Marine | Com Unitary Heat Pump (Small) - Marine | 0.030327 | 1 | 0 | CBSA 2014 | 62.8298 | 2032 | 0.5 | SWHC014-04
COM-HVAC-14.13 | Com ¦ Small Unitary Heat Pump (SEER 18) - Hot-Dry ¦ PG&E ¦ Hot-Dry | Com ¦ Small Unitary Heat Pump (SEER 18) - Hot-Dry | PG&E ¦ Hot-Dry | PG&E | All | Electric | Small Unitary Heat Pump (SEER 18) | Efficient |  |  | 0 | Conventional | HVAC | Com - College | Com | ROB and NEW | 0 | 1000 sqft2 of floor space | Cap-Tons | 15 | DEER:HVAC_Split-Package_AC | 0 | 0 | 0 | eTRM SWHC014-04 | 1465.12 | 2021 | 1000 | 2021 | 0 | 0 | SWHC014-04 | Com Unitary Heat Pump (Small) - Hot-Dry ¦ PG&E ¦ Hot-Dry | Com Unitary Heat Pump (Small) - Hot-Dry | 0.13195 | 1 | 0 | CBSA 2014 | 0 | 2032 | 0.5 | SWHC014-04
COM-HVAC-14.14 | Com ¦ Small Unitary Heat Pump (SEER 18) - Hot-Dry ¦ PG&E ¦ Hot-Dry | Com ¦ Small Unitary Heat Pump (SEER 18) - Hot-Dry | PG&E ¦ Hot-Dry | PG&E | All | Electric | Small Unitary Heat Pump (SEER 18) | Efficient |  |  | 0 | Conventional | HVAC | Com - Grocery | Com | ROB and NEW | 0 | 1000 sqft2 of floor space | Cap-Tons | 15 | DEER:HVAC_Split-Package_AC | -740.125 | -0.228 | 0.00015625 | eTRM SWHC014-04 | 1465.12 | 2021 | 1000 | 2021 | 0 | 0 | SWHC014-04 | Com Unitary Heat Pump (Small) - Hot-Dry ¦ PG&E ¦ Hot-Dry | Com Unitary Heat Pump (Small) - Hot-Dry | 0 | 1 | 0 | CBSA 2014 | 41.6308 | 2032 | 0.5 | SWHC014-04
COM-HVAC-14.15 | Com ¦ Small Unitary Heat Pump (SEER 18) - Hot-Dry ¦ PG&E ¦ Hot-Dry | Com ¦ Small Unitary Heat Pump (SEER 18) - Hot-Dry | PG&E ¦ Hot-Dry | PG&E | All | Electric | Small Unitary Heat Pump (SEER 18) | Efficient |  |  | 0 | Conventional | HVAC | Com - Health | Com | ROB and NEW | 0 | 1000 sqft2 of floor space | Cap-Tons | 15 | DEER:HVAC_Split-Package_AC | 0 | 0 | 0 | eTRM SWHC014-04 | 1465.12 | 2021 | 1000 | 2021 | 0 | 0 | SWHC014-04 | Com Unitary Heat Pump (Small) - Hot-Dry ¦ PG&E ¦ Hot-Dry | Com Unitary Heat Pump (Small) - Hot-Dry | 0.19485 | 1 | 0 | CBSA 2014 | 0 | 2032 | 0.5 | SWHC014-04
COM-HVAC-14.16 | Com ¦ Small Unitary Heat Pump (SEER 18) - Hot-Dry ¦ PG&E ¦ Hot-Dry | Com ¦ Small Unitary Heat Pump (SEER 18) - Hot-Dry | PG&E ¦ Hot-Dry | PG&E | All | Electric | Small Unitary Heat Pump (SEER 18) | Efficient |  |  | 0 | Conventional | HVAC | Com - Lodging | Com | ROB and NEW | 0 | 1000 sqft2 of floor space | Cap-Tons | 15 | DEER:HVAC_Split-Package_AC | -680.7791 | -0.19424 | 0 | eTRM SWHC014-04 | 1465.12 | 2021 | 1000 | 2021 | 0 | 0 | SWHC014-04 | Com Unitary Heat Pump (Small) - Hot-Dry ¦ PG&E ¦ Hot-Dry | Com Unitary Heat Pump (Small) - Hot-Dry | 0.10386 | 1 | 0 | CBSA 2014 | 107.347 | 2032 | 0.5 | SWHC014-04
COM-HVAC-14.17 | Com ¦ Small Unitary Heat Pump (SEER 18) - Hot-Dry ¦ PG&E ¦ Hot-Dry | Com ¦ Small Unitary Heat Pump (SEER 18) - Hot-Dry | PG&E ¦ Hot-Dry | PG&E | All | Electric | Small Unitary Heat Pump (SEER 18) | Efficient |  |  | 0 | Conventional | HVAC | Com - Office (Large) | Com | ROB and NEW | 0 | 1000 sqft2 of floor space | Cap-Tons | 15 | DEER:HVAC_Split-Package_AC | -327.5 | -0.084462 | 0 | eTRM SWHC014-04 | 1465.12 | 2021 | 1000 | 2021 | 0 | 0 | SWHC014-04 | Com Unitary Heat Pump (Small) - Hot-Dry ¦ PG&E ¦ Hot-Dry | Com Unitary Heat Pump (Small) - Hot-Dry | 0.13836 | 1 | 0 | CBSA 2014 | 32.5703 | 2032 | 0.5 | SWHC014-04
COM-HVAC-14.18 | Com ¦ Small Unitary Heat Pump (SEER 18) - Hot-Dry ¦ PG&E ¦ Hot-Dry | Com ¦ Small Unitary Heat Pump (SEER 18) - Hot-Dry | PG&E ¦ Hot-Dry | PG&E | All | Electric | Small Unitary Heat Pump (SEER 18) | Efficient |  |  | 0 | Conventional | HVAC | Com - Office (Small) | Com | ROB and NEW | 0 | 1000 sqft2 of floor space | Cap-Tons | 15 | DEER:HVAC_Split-Package_AC | -324.25 | -0.084362 | 0 | eTRM SWHC014-04 | 1465.12 | 2021 | 1000 | 2021 | 0 | 0 | SWHC014-04 | Com Unitary Heat Pump (Small) - Hot-Dry ¦ PG&E ¦ Hot-Dry | Com Unitary Heat Pump (Small) - Hot-Dry | 0.16182 | 1 | 0 | CBSA 2014 | 14.8662 | 2032 | 0.5 | SWHC014-04
COM-HVAC-14.19 | Com ¦ Small Unitary Heat Pump (SEER 18) - Hot-Dry ¦ PG&E ¦ Hot-Dry | Com ¦ Small Unitary Heat Pump (SEER 18) - Hot-Dry | PG&E ¦ Hot-Dry | PG&E | All | Electric | Small Unitary Heat Pump (SEER 18) | Efficient |  |  | 0 | Conventional | HVAC | Com - Other | Com | ROB and NEW | 0 | 1000 sqft2 of floor space | Cap-Tons | 15 | DEER:HVAC_Split-Package_AC | -482.25 | -0.20575 | 0 | eTRM SWHC014-04 | 1465.12 | 2021 | 1000 | 2021 | 0 | 0 | SWHC014-04 | Com Unitary Heat Pump (Small) - Hot-Dry ¦ PG&E ¦ Hot-Dry | Com Unitary Heat Pump (Small) - Hot-Dry | 0.076368 | 1 | 0 | CBSA 2014 | 53.2522 | 2032 | 0.5 | SWHC014-04
COM-HVAC-14.20 | Com ¦ Small Unitary Heat Pump (SEER 18) - Hot-Dry ¦ PG&E ¦ Hot-Dry | Com ¦ Small Unitary Heat Pump (SEER 18) - Hot-Dry | PG&E ¦ Hot-Dry | PG&E | All | Electric | Small Unitary Heat Pump (SEER 18) | Efficient |  |  | 0 | Conventional | HVAC | Com - Refrig. Warehouse | Com | ROB and NEW | 0 | 1000 sqft2 of floor space | Cap-Tons | 15 | DEER:HVAC_Split-Package_AC | 0 | 0 | 0 | eTRM SWHC014-04 | 1465.12 | 2021 | 1000 | 2021 | 0 | 0 | SWHC014-04 | Com Unitary Heat Pump (Small) - Hot-Dry ¦ PG&E ¦ Hot-Dry | Com Unitary Heat Pump (Small) - Hot-Dry | 0 | 1 | 0 | CBSA 2014 | 0 | 2032 | 0.5 | SWHC014-04
COM-HVAC-14.21 | Com ¦ Small Unitary Heat Pump (SEER 18) - Hot-Dry ¦ PG&E ¦ Hot-Dry | Com ¦ Small Unitary Heat Pump (SEER 18) - Hot-Dry | PG&E ¦ Hot-Dry | PG&E | All | Electric | Small Unitary Heat Pump (SEER 18) | Efficient |  |  | 0 | Conventional | HVAC | Com - Restaurant | Com | ROB and NEW | 0 | 1000 sqft2 of floor space | Cap-Tons | 15 | DEER:HVAC_Split-Package_AC | 0 | 0 | 0 | eTRM SWHC014-04 | 1465.12 | 2021 | 1000 | 2021 | 0 | 0 | SWHC014-04 | Com Unitary Heat Pump (Small) - Hot-Dry ¦ PG&E ¦ Hot-Dry | Com Unitary Heat Pump (Small) - Hot-Dry | 0.23382 | 1 | 0 | CBSA 2014 | 0 | 2032 | 0.5 | SWHC014-04
COM-HVAC-14.22 | Com ¦ Small Unitary Heat Pump (SEER 18) - Hot-Dry ¦ PG&E ¦ Hot-Dry | Com ¦ Small Unitary Heat Pump (SEER 18) - Hot-Dry | PG&E ¦ Hot-Dry | PG&E | All | Electric | Small Unitary Heat Pump (SEER 18) | Efficient |  |  | 0 | Conventional | HVAC | Com - Retail | Com | ROB and NEW | 0 | 1000 sqft2 of floor space | Cap-Tons | 15 | DEER:HVAC_Split-Package_AC | -504.511 | -0.20828 | 0 | eTRM SWHC014-04 | 1465.12 | 2021 | 1000 | 2021 | 0 | 0 | SWHC014-04 | Com Unitary Heat Pump (Small) - Hot-Dry ¦ PG&E ¦ Hot-Dry | Com Unitary Heat Pump (Small) - Hot-Dry | 0.097448 | 1 | 0 | CBSA 2014 | 177.2434 | 2032 | 0.5 | SWHC014-04
COM-HVAC-14.23 | Com ¦ Small Unitary Heat Pump (SEER 18) - Hot-Dry ¦ PG&E ¦ Hot-Dry | Com ¦ Small Unitary Heat Pump (SEER 18) - Hot-Dry | PG&E ¦ Hot-Dry | PG&E | All | Electric | Small Unitary Heat Pump (SEER 18) | Efficient |  |  | 0 | Conventional | HVAC | Com - School | Com | ROB and NEW | 0 | 1000 sqft2 of floor space | Cap-Tons | 15 | DEER:HVAC_Split-Package_AC | -251.5005 | -0.0222 | 0 | eTRM SWHC014-04 | 1465.12 | 2021 | 1000 | 2021 | 0 | 0 | SWHC014-04 | Com Unitary Heat Pump (Small) - Hot-Dry ¦ PG&E ¦ Hot-Dry | Com Unitary Heat Pump (Small) - Hot-Dry | 0.14798 | 1 | 0 | CBSA 2014 | 41.4086 | 2032 | 0.5 | SWHC014-04
COM-HVAC-14.24 | Com ¦ Small Unitary Heat Pump (SEER 18) - Hot-Dry ¦ PG&E ¦ Hot-Dry | Com ¦ Small Unitary Heat Pump (SEER 18) - Hot-Dry | PG&E ¦ Hot-Dry | PG&E | All | Electric | Small Unitary Heat Pump (SEER 18) | Efficient |  |  | 0 | Conventional | HVAC | Com - Warehouse | Com | ROB and NEW | 0 | 1000 sqft2 of floor space | Cap-Tons | 15 | DEER:HVAC_Split-Package_AC | -270.0146 | -0.081213 | 0 | eTRM SWHC014-04 | 1465.12 | 2021 | 1000 | 2021 | 0 | 0 | SWHC014-04 | Com Unitary Heat Pump (Small) - Hot-Dry ¦ PG&E ¦ Hot-Dry | Com Unitary Heat Pump (Small) - Hot-Dry | 0.030327 | 1 | 0 | CBSA 2014 | 80.9298 | 2032 | 0.5 | SWHC014-04
COM-HVAC-14.25 | Com ¦ Small Unitary Heat Pump (SEER 18) - Cold ¦ PG&E ¦ Cold | Com ¦ Small Unitary Heat Pump (SEER 18) - Cold | PG&E ¦ Cold | PG&E | All | Electric | Small Unitary Heat Pump (SEER 18) | Efficient |  |  | 0 | Conventional | HVAC | Com - College | Com | ROB and NEW | 0 | 1000 sqft2 of floor space | Cap-Tons | 15 | DEER:HVAC_Split-Package_AC | 0 | 0 | 0 | eTRM SWHC014-04 | 1465.12 | 2021 | 1000 | 2021 | 0 | 0 | SWHC014-04 | Com Unitary Heat Pump (Small) - Cold ¦ PG&E ¦ Cold | Com Unitary Heat Pump (Small) - Cold | 0.13195 | 1 | 0 | CBSA 2014 | 0 | 2032 | 0.5 | SWHC014-04
COM-HVAC-14.26 | Com ¦ Small Unitary Heat Pump (SEER 18) - Cold ¦ PG&E ¦ Cold | Com ¦ Small Unitary Heat Pump (SEER 18) - Cold | PG&E ¦ Cold | PG&E | All | Electric | Small Unitary Heat Pump (SEER 18) | Efficient |  |  | 0 | Conventional | HVAC | Com - Grocery | Com | ROB and NEW | 0 | 1000 sqft2 of floor space | Cap-Tons | 15 | DEER:HVAC_Split-Package_AC | -1032 | -0.14738 | -0.0050288 | eTRM SWHC014-04 | 1465.12 | 2021 | 1000 | 2021 | 0 | 0 | SWHC014-04 | Com Unitary Heat Pump (Small) - Cold ¦ PG&E ¦ Cold | Com Unitary Heat Pump (Small) - Cold | 0 | 1 | 0 | CBSA 2014 | 58.0606 | 2032 | 0.5 | SWHC014-04
COM-HVAC-14.27 | Com ¦ Small Unitary Heat Pump (SEER 18) - Cold ¦ PG&E ¦ Cold | Com ¦ Small Unitary Heat Pump (SEER 18) - Cold | PG&E ¦ Cold | PG&E | All | Electric | Small Unitary Heat Pump (SEER 18) | Efficient |  |  | 0 | Conventional | HVAC | Com - Health | Com | ROB and NEW | 0 | 1000 sqft2 of floor space | Cap-Tons | 15 | DEER:HVAC_Split-Package_AC | 0 | 0 | 0 | eTRM SWHC014-04 | 1465.12 | 2021 | 1000 | 2021 | 0 | 0 | SWHC014-04 | Com Unitary Heat Pump (Small) - Cold ¦ PG&E ¦ Cold | Com Unitary Heat Pump (Small) - Cold | 0.19485 | 1 | 0 | CBSA 2014 | 0 | 2032 | 0.5 | SWHC014-04
COM-HVAC-14.28 | Com ¦ Small Unitary Heat Pump (SEER 18) - Cold ¦ PG&E ¦ Cold | Com ¦ Small Unitary Heat Pump (SEER 18) - Cold | PG&E ¦ Cold | PG&E | All | Electric | Small Unitary Heat Pump (SEER 18) | Efficient |  |  | 0 | Conventional | HVAC | Com - Lodging | Com | ROB and NEW | 0 | 1000 sqft2 of floor space | Cap-Tons | 15 | DEER:HVAC_Split-Package_AC | -738.08 | -0.11591 | 0 | eTRM SWHC014-04 | 1465.12 | 2021 | 1000 | 2021 | 0 | 0 | SWHC014-04 | Com Unitary Heat Pump (Small) - Cold ¦ PG&E ¦ Cold | Com Unitary Heat Pump (Small) - Cold | 0.10386 | 1 | 0 | CBSA 2014 | 116.3823 | 2032 | 0.5 | SWHC014-04
COM-HVAC-14.29 | Com ¦ Small Unitary Heat Pump (SEER 18) - Cold ¦ PG&E ¦ Cold | Com ¦ Small Unitary Heat Pump (SEER 18) - Cold | PG&E ¦ Cold | PG&E | All | Electric | Small Unitary Heat Pump (SEER 18) | Efficient |  |  | 0 | Conventional | HVAC | Com - Office (Large) | Com | ROB and NEW | 0 | 1000 sqft2 of floor space | Cap-Tons | 15 | DEER:HVAC_Split-Package_AC | -298.125 | -0.052887 | 0 | eTRM SWHC014-04 | 1465.12 | 2021 | 1000 | 2021 | 0 | 0 | SWHC014-04 | Com Unitary Heat Pump (Small) - Cold ¦ PG&E ¦ Cold | Com Unitary Heat Pump (Small) - Cold | 0.13836 | 1 | 0 | CBSA 2014 | 29.649 | 2032 | 0.5 | SWHC014-04
COM-HVAC-14.30 | Com ¦ Small Unitary Heat Pump (SEER 18) - Cold ¦ PG&E ¦ Cold | Com ¦ Small Unitary Heat Pump (SEER 18) - Cold | PG&E ¦ Cold | PG&E | All | Electric | Small Unitary Heat Pump (SEER 18) | Efficient |  |  | 0 | Conventional | HVAC | Com - Office (Small) | Com | ROB and NEW | 0 | 1000 sqft2 of floor space | Cap-Tons | 15 | DEER:HVAC_Split-Package_AC | -315.125 | -0.05305 | 0 | eTRM SWHC014-04 | 1465.12 | 2021 | 1000 | 2021 | 0 | 0 | SWHC014-04 | Com Unitary Heat Pump (Small) - Cold ¦ PG&E ¦ Cold | Com Unitary Heat Pump (Small) - Cold | 0.16182 | 1 | 0 | CBSA 2014 | 14.4479 | 2032 | 0.5 | SWHC014-04
COM-HVAC-14.31 | Com ¦ Small Unitary Heat Pump (SEER 18) - Cold ¦ PG&E ¦ Cold | Com ¦ Small Unitary Heat Pump (SEER 18) - Cold | PG&E ¦ Cold | PG&E | All | Electric | Small Unitary Heat Pump (SEER 18) | Efficient |  |  | 0 | Conventional | HVAC | Com - Other | Com | ROB and NEW | 0 | 1000 sqft2 of floor space | Cap-Tons | 15 | DEER:HVAC_Split-Package_AC | -513.375 | -0.11737 | 0 | eTRM SWHC014-04 | 1465.12 | 2021 | 1000 | 2021 | 0 | 0 | SWHC014-04 | Com Unitary Heat Pump (Small) - Cold ¦ PG&E ¦ Cold | Com Unitary Heat Pump (Small) - Cold | 0.076368 | 1 | 0 | CBSA 2014 | 56.6892 | 2032 | 0.5 | SWHC014-04
COM-HVAC-14.32 | Com ¦ Small Unitary Heat Pump (SEER 18) - Cold ¦ PG&E ¦ Cold | Com ¦ Small Unitary Heat Pump (SEER 18) - Cold | PG&E ¦ Cold | PG&E | All | Electric | Small Unitary Heat Pump (SEER 18) | Efficient |  |  | 0 | Conventional | HVAC | Com - Refrig. Warehouse | Com | ROB and NEW | 0 | 1000 sqft2 of floor space | Cap-Tons | 15 | DEER:HVAC_Split-Package_AC | 0 | 0 | 0 | eTRM SWHC014-04 | 1465.12 | 2021 | 1000 | 2021 | 0 | 0 | SWHC014-04 | Com Unitary Heat Pump (Small) - Cold ¦ PG&E ¦ Cold | Com Unitary Heat Pump (Small) - Cold | 0 | 1 | 0 | CBSA 2014 | 0 | 2032 | 0.5 | SWHC014-04
COM-HVAC-14.33 | Com ¦ Small Unitary Heat Pump (SEER 18) - Cold ¦ PG&E ¦ Cold | Com ¦ Small Unitary Heat Pump (SEER 18) - Cold | PG&E ¦ Cold | PG&E | All | Electric | Small Unitary Heat Pump (SEER 18) | Efficient |  |  | 0 | Conventional | HVAC | Com - Restaurant | Com | ROB and NEW | 0 | 1000 sqft2 of floor space | Cap-Tons | 15 | DEER:HVAC_Split-Package_AC | 0 | 0 | 0 | eTRM SWHC014-04 | 1465.12 | 2021 | 1000 | 2021 | 0 | 0 | SWHC014-04 | Com Unitary Heat Pump (Small) - Cold ¦ PG&E ¦ Cold | Com Unitary Heat Pump (Small) - Cold | 0.23382 | 1 | 0 | CBSA 2014 | 0 | 2032 | 0.5 | SWHC014-04
COM-HVAC-14.34 | Com ¦ Small Unitary Heat Pump (SEER 18) - Cold ¦ PG&E ¦ Cold | Com ¦ Small Unitary Heat Pump (SEER 18) - Cold | PG&E ¦ Cold | PG&E | All | Electric | Small Unitary Heat Pump (SEER 18) | Efficient |  |  | 0 | Conventional | HVAC | Com - Retail | Com | ROB and NEW | 0 | 1000 sqft2 of floor space | Cap-Tons | 15 | DEER:HVAC_Split-Package_AC | -598.686 | -0.13101 | 0 | eTRM SWHC014-04 | 1465.12 | 2021 | 1000 | 2021 | 0 | 0 | SWHC014-04 | Com Unitary Heat Pump (Small) - Cold ¦ PG&E ¦ Cold | Com Unitary Heat Pump (Small) - Cold | 0.097448 | 1 | 0 | CBSA 2014 | 210.3288 | 2032 | 0.5 | SWHC014-04
COM-HVAC-14.35 | Com ¦ Small Unitary Heat Pump (SEER 18) - Cold ¦ PG&E ¦ Cold | Com ¦ Small Unitary Heat Pump (SEER 18) - Cold | PG&E ¦ Cold | PG&E | All | Electric | Small Unitary Heat Pump (SEER 18) | Efficient |  |  | 0 | Conventional | HVAC | Com - School | Com | ROB and NEW | 0 | 1000 sqft2 of floor space | Cap-Tons | 15 | DEER:HVAC_Split-Package_AC | -311.072 | -0.0069364 | 0 | eTRM SWHC014-04 | 1465.12 | 2021 | 1000 | 2021 | 0 | 0 | SWHC014-04 | Com Unitary Heat Pump (Small) - Cold ¦ PG&E ¦ Cold | Com Unitary Heat Pump (Small) - Cold | 0.14798 | 1 | 0 | CBSA 2014 | 51.2168 | 2032 | 0.5 | SWHC014-04
COM-HVAC-14.36 | Com ¦ Small Unitary Heat Pump (SEER 18) - Cold ¦ PG&E ¦ Cold | Com ¦ Small Unitary Heat Pump (SEER 18) - Cold | PG&E ¦ Cold | PG&E | All | Electric | Small Unitary Heat Pump (SEER 18) | Efficient |  |  | 0 | Conventional | HVAC | Com - Warehouse | Com | ROB and NEW | 0 | 1000 sqft2 of floor space | Cap-Tons | 15 | DEER:HVAC_Split-Package_AC | -301.5587 | -0.03847 | 0 | eTRM SWHC014-04 | 1465.12 | 2021 | 1000 | 2021 | 0 | 0 | SWHC014-04 | Com Unitary Heat Pump (Small) - Cold ¦ PG&E ¦ Cold | Com Unitary Heat Pump (Small) - Cold | 0.030327 | 1 | 0 | CBSA 2014 | 90.3844 | 2032 | 0.5 | SWHC014-04
COM-HVAC-14.37 | Com ¦ Small Unitary Heat Pump (SEER 18) - Marine ¦ SCE ¦ Marine | Com ¦ Small Unitary Heat Pump (SEER 18) - Marine | SCE ¦ Marine | SCE | All | Electric | Small Unitary Heat Pump (SEER 18) | Efficient |  |  | 0 | Conventional | HVAC | Com - College | Com | ROB and NEW | 0 | 1000 sqft2 of floor space | Cap-Tons | 15 | DEER:HVAC_Split-Package_AC | 0 | 0 | 0 | eTRM SWHC014-04 | 1465.12 | 2021 | 1000 | 2021 | 0 | 0 | SWHC014-04 | Com Unitary Heat Pump (Small) - Marine ¦ SCE ¦ Marine | Com Unitary Heat Pump (Small) - Marine | 0.14726 | 1 | 0 | CBSA 2014 | 0 | 2032 | 0.5 | SWHC014-04
COM-HVAC-14.38 | Com ¦ Small Unitary Heat Pump (SEER 18) - Marine ¦ SCE ¦ Marine | Com ¦ Small Unitary Heat Pump (SEER 18) - Marine | SCE ¦ Marine | SCE | All | Electric | Small Unitary Heat Pump (SEER 18) | Efficient |  |  | 0 | Conventional | HVAC | Com - Grocery | Com | ROB and NEW | 0 | 1000 sqft2 of floor space | Cap-Tons | 15 | DEER:HVAC_Split-Package_AC | -724.125 | -0.15662 | -0.0017512 | eTRM SWHC014-04 | 1465.12 | 2021 | 1000 | 2021 | 0 | 0 | SWHC014-04 | Com Unitary Heat Pump (Small) - Marine ¦ SCE ¦ Marine | Com Unitary Heat Pump (Small) - Marine | 0 | 1 | 0 | CBSA 2014 | 40.7353 | 2032 | 0.5 | SWHC014-04
COM-HVAC-14.39 | Com ¦ Small Unitary Heat Pump (SEER 18) - Marine ¦ SCE ¦ Marine | Com ¦ Small Unitary Heat Pump (SEER 18) - Marine | SCE ¦ Marine | SCE | All | Electric | Small Unitary Heat Pump (SEER 18) | Efficient |  |  | 0 | Conventional | HVAC | Com - Health | Com | ROB and NEW | 0 | 1000 sqft2 of floor space | Cap-Tons | 15 | DEER:HVAC_Split-Package_AC | 0 | 0 | 0 | eTRM SWHC014-04 | 1465.12 | 2021 | 1000 | 2021 | 0 | 0 | SWHC014-04 | Com Unitary Heat Pump (Small) - Marine ¦ SCE ¦ Marine | Com Unitary Heat Pump (Small) - Marine | 0.20884 | 1 | 0 | CBSA 2014 | 0 | 2032 | 0.5 | SWHC014-04
COM-HVAC-14.40 | Com ¦ Small Unitary Heat Pump (SEER 18) - Marine ¦ SCE ¦ Marine | Com ¦ Small Unitary Heat Pump (SEER 18) - Marine | SCE ¦ Marine | SCE | All | Electric | Small Unitary Heat Pump (SEER 18) | Efficient |  |  | 0 | Conventional | HVAC | Com - Lodging | Com | ROB and NEW | 0 | 1000 sqft2 of floor space | Cap-Tons | 15 | DEER:HVAC_Split-Package_AC | -511.847 | -0.12381 | 0 | eTRM SWHC014-04 | 1465.12 | 2021 | 1000 | 2021 | 0 | 0 | SWHC014-04 | Com Unitary Heat Pump (Small) - Marine ¦ SCE ¦ Marine | Com Unitary Heat Pump (Small) - Marine | 0.11727 | 1 | 0 | CBSA 2014 | 80.7093 | 2032 | 0.5 | SWHC014-04
COM-HVAC-14.41 | Com ¦ Small Unitary Heat Pump (SEER 18) - Marine ¦ SCE ¦ Marine | Com ¦ Small Unitary Heat Pump (SEER 18) - Marine | SCE ¦ Marine | SCE | All | Electric | Small Unitary Heat Pump (SEER 18) | Efficient |  |  | 0 | Conventional | HVAC | Com - Office (Large) | Com | ROB and NEW | 0 | 1000 sqft2 of floor space | Cap-Tons | 15 | DEER:HVAC_Split-Package_AC | -303.625 | -0.053487 | 0 | eTRM SWHC014-04 | 1465.12 | 2021 | 1000 | 2021 | 0 | 0 | SWHC014-04 | Com Unitary Heat Pump (Small) - Marine ¦ SCE ¦ Marine | Com Unitary Heat Pump (Small) - Marine | 0.15546 | 1 | 0 | CBSA 2014 | 30.1959 | 2032 | 0.5 | SWHC014-04
COM-HVAC-14.42 | Com ¦ Small Unitary Heat Pump (SEER 18) - Marine ¦ SCE ¦ Marine | Com ¦ Small Unitary Heat Pump (SEER 18) - Marine | SCE ¦ Marine | SCE | All | Electric | Small Unitary Heat Pump (SEER 18) | Efficient |  |  | 0 | Conventional | HVAC | Com - Office (Small) | Com | ROB and NEW | 0 | 1000 sqft2 of floor space | Cap-Tons | 15 | DEER:HVAC_Split-Package_AC | -290.125 | -0.05325 | 0 | eTRM SWHC014-04 | 1465.12 | 2021 | 1000 | 2021 | 0 | 0 | SWHC014-04 | Com Unitary Heat Pump (Small) - Marine ¦ SCE ¦ Marine | Com Unitary Heat Pump (Small) - Marine | 0.17638 | 1 | 0 | CBSA 2014 | 13.3017 | 2032 | 0.5 | SWHC014-04
COM-HVAC-14.43 | Com ¦ Small Unitary Heat Pump (SEER 18) - Marine ¦ SCE ¦ Marine | Com ¦ Small Unitary Heat Pump (SEER 18) - Marine | SCE ¦ Marine | SCE | All | Electric | Small Unitary Heat Pump (SEER 18) | Efficient |  |  | 0 | Conventional | HVAC | Com - Other | Com | ROB and NEW | 0 | 1000 sqft2 of floor space | Cap-Tons | 15 | DEER:HVAC_Split-Package_AC | -346.25 | -0.12725 | 0 | eTRM SWHC014-04 | 1465.12 | 2021 | 1000 | 2021 | 0 | 0 | SWHC014-04 | Com Unitary Heat Pump (Small) - Marine ¦ SCE ¦ Marine | Com Unitary Heat Pump (Small) - Marine | 0.08421 | 1 | 0 | CBSA 2014 | 38.2345 | 2032 | 0.5 | SWHC014-04
COM-HVAC-14.44 | Com ¦ Small Unitary Heat Pump (SEER 18) - Marine ¦ SCE ¦ Marine | Com ¦ Small Unitary Heat Pump (SEER 18) - Marine | SCE ¦ Marine | SCE | All | Electric | Small Unitary Heat Pump (SEER 18) | Efficient |  |  | 0 | Conventional | HVAC | Com - Refrig. Warehouse | Com | ROB and NEW | 0 | 1000 sqft2 of floor space | Cap-Tons | 15 | DEER:HVAC_Split-Package_AC | 0 | 0 | 0 | eTRM SWHC014-04 | 1465.12 | 2021 | 1000 | 2021 | 0 | 0 | SWHC014-04 | Com Unitary Heat Pump (Small) - Marine ¦ SCE ¦ Marine | Com Unitary Heat Pump (Small) - Marine | 0 | 1 | 0 | CBSA 2014 | 0 | 2032 | 0.5 | SWHC014-04
COM-HVAC-14.45 | Com ¦ Small Unitary Heat Pump (SEER 18) - Marine ¦ SCE ¦ Marine | Com ¦ Small Unitary Heat Pump (SEER 18) - Marine | SCE ¦ Marine | SCE | All | Electric | Small Unitary Heat Pump (SEER 18) | Efficient |  |  | 0 | Conventional | HVAC | Com - Restaurant | Com | ROB and NEW | 0 | 1000 sqft2 of floor space | Cap-Tons | 15 | DEER:HVAC_Split-Package_AC | 0 | 0 | 0 | eTRM SWHC014-04 | 1465.12 | 2021 | 1000 | 2021 | 0 | 0 | SWHC014-04 | Com Unitary Heat Pump (Small) - Marine ¦ SCE ¦ Marine | Com Unitary Heat Pump (Small) - Marine | 0.25738 | 1 | 0 | CBSA 2014 | 0 | 2032 | 0.5 | SWHC014-04
COM-HVAC-14.46 | Com ¦ Small Unitary Heat Pump (SEER 18) - Marine ¦ SCE ¦ Marine | Com ¦ Small Unitary Heat Pump (SEER 18) - Marine | SCE ¦ Marine | SCE | All | Electric | Small Unitary Heat Pump (SEER 18) | Efficient |  |  | 0 | Conventional | HVAC | Com - Retail | Com | ROB and NEW | 0 | 1000 sqft2 of floor space | Cap-Tons | 15 | DEER:HVAC_Split-Package_AC | -413.7595 | -0.14238 | 0 | eTRM SWHC014-04 | 1465.12 | 2021 | 1000 | 2021 | 0 | 0 | SWHC014-04 | Com Unitary Heat Pump (Small) - Marine ¦ SCE ¦ Marine | Com Unitary Heat Pump (Small) - Marine | 0.10889 | 1 | 0 | CBSA 2014 | 145.3609 | 2032 | 0.5 | SWHC014-04
COM-HVAC-14.47 | Com ¦ Small Unitary Heat Pump (SEER 18) - Marine ¦ SCE ¦ Marine | Com ¦ Small Unitary Heat Pump (SEER 18) - Marine | SCE ¦ Marine | SCE | All | Electric | Small Unitary Heat Pump (SEER 18) | Efficient |  |  | 0 | Conventional | HVAC | Com - School | Com | ROB and NEW | 0 | 1000 sqft2 of floor space | Cap-Tons | 15 | DEER:HVAC_Split-Package_AC | -189.7947 | -0.068361 | 0 | eTRM SWHC014-04 | 1465.12 | 2021 | 1000 | 2021 | 0 | 0 | SWHC014-04 | Com Unitary Heat Pump (Small) - Marine ¦ SCE ¦ Marine | Com Unitary Heat Pump (Small) - Marine | 0.17732 | 1 | 0 | CBSA 2014 | 31.249 | 2032 | 0.5 | SWHC014-04
COM-HVAC-14.48 | Com ¦ Small Unitary Heat Pump (SEER 18) - Marine ¦ SCE ¦ Marine | Com ¦ Small Unitary Heat Pump (SEER 18) - Marine | SCE ¦ Marine | SCE | All | Electric | Small Unitary Heat Pump (SEER 18) | Efficient |  |  | 0 | Conventional | HVAC | Com - Warehouse | Com | ROB and NEW | 0 | 1000 sqft2 of floor space | Cap-Tons | 15 | DEER:HVAC_Split-Package_AC | -190.1131 | -0.039287 | 0 | eTRM SWHC014-04 | 1465.12 | 2021 | 1000 | 2021 | 0 | 0 | SWHC014-04 | Com Unitary Heat Pump (Small) - Marine ¦ SCE ¦ Marine | Com Unitary Heat Pump (Small) - Marine | 0.033351 | 1 | 0 | CBSA 2014 | 56.9814 | 2032 | 0.5 | SWHC014-04
COM-HVAC-14.49 | Com ¦ Small Unitary Heat Pump (SEER 18) - Hot-Dry ¦ SCE ¦ Hot-Dry | Com ¦ Small Unitary Heat Pump (SEER 18) - Hot-Dry | SCE ¦ Hot-Dry | SCE | All | Electric | Small Unitary Heat Pump (SEER 18) | Efficient |  |  | 0 | Conventional | HVAC | Com - College | Com | ROB and NEW | 0 | 1000 sqft2 of floor space | Cap-Tons | 15 | DEER:HVAC_Split-Package_AC | 0 | 0 | 0 | eTRM SWHC014-04 | 1465.12 | 2021 | 1000 | 2021 | 0 | 0 | SWHC014-04 | Com Unitary Heat Pump (Small) - Hot-Dry ¦ SCE ¦ Hot-Dry | Com Unitary Heat Pump (Small) - Hot-Dry | 0.14726 | 1 | 0 | CBSA 2014 | 0 | 2032 | 0.5 | SWHC014-04
COM-HVAC-14.50 | Com ¦ Small Unitary Heat Pump (SEER 18) - Hot-Dry ¦ SCE ¦ Hot-Dry | Com ¦ Small Unitary Heat Pump (SEER 18) - Hot-Dry | SCE ¦ Hot-Dry | SCE | All | Electric | Small Unitary Heat Pump (SEER 18) | Efficient |  |  | 0 | Conventional | HVAC | Com - Grocery | Com | ROB and NEW | 0 | 1000 sqft2 of floor space | Cap-Tons | 15 | DEER:HVAC_Split-Package_AC | -783 | -0.20563 | -0.00027125 | eTRM SWHC014-04 | 1465.12 | 2021 | 1000 | 2021 | 0 | 0 | SWHC014-04 | Com Unitary Heat Pump (Small) - Hot-Dry ¦ SCE ¦ Hot-Dry | Com Unitary Heat Pump (Small) - Hot-Dry | 0 | 1 | 0 | CBSA 2014 | 44.0435 | 2032 | 0.5 | SWHC014-04
COM-HVAC-14.51 | Com ¦ Small Unitary Heat Pump (SEER 18) - Hot-Dry ¦ SCE ¦ Hot-Dry | Com ¦ Small Unitary Heat Pump (SEER 18) - Hot-Dry | SCE ¦ Hot-Dry | SCE | All | Electric | Small Unitary Heat Pump (SEER 18) | Efficient |  |  | 0 | Conventional | HVAC | Com - Health | Com | ROB and NEW | 0 | 1000 sqft2 of floor space | Cap-Tons | 15 | DEER:HVAC_Split-Package_AC | 0 | 0 | 0 | eTRM SWHC014-04 | 1465.12 | 2021 | 1000 | 2021 | 0 | 0 | SWHC014-04 | Com Unitary Heat Pump (Small) - Hot-Dry ¦ SCE ¦ Hot-Dry | Com Unitary Heat Pump (Small) - Hot-Dry | 0.20884 | 1 | 0 | CBSA 2014 | 0 | 2032 | 0.5 | SWHC014-04
COM-HVAC-14.52 | Com ¦ Small Unitary Heat Pump (SEER 18) - Hot-Dry ¦ SCE ¦ Hot-Dry | Com ¦ Small Unitary Heat Pump (SEER 18) - Hot-Dry | SCE ¦ Hot-Dry | SCE | All | Electric | Small Unitary Heat Pump (SEER 18) | Efficient |  |  | 0 | Conventional | HVAC | Com - Lodging | Com | ROB and NEW | 0 | 1000 sqft2 of floor space | Cap-Tons | 15 | DEER:HVAC_Split-Package_AC | -610.6632 | -0.17033 | 0 | eTRM SWHC014-04 | 1465.12 | 2021 | 1000 | 2021 | 0 | 0 | SWHC014-04 | Com Unitary Heat Pump (Small) - Hot-Dry ¦ SCE ¦ Hot-Dry | Com Unitary Heat Pump (Small) - Hot-Dry | 0.11727 | 1 | 0 | CBSA 2014 | 96.2909 | 2032 | 0.5 | SWHC014-04
COM-HVAC-14.53 | Com ¦ Small Unitary Heat Pump (SEER 18) - Hot-Dry ¦ SCE ¦ Hot-Dry | Com ¦ Small Unitary Heat Pump (SEER 18) - Hot-Dry | SCE ¦ Hot-Dry | SCE | All | Electric | Small Unitary Heat Pump (SEER 18) | Efficient |  |  | 0 | Conventional | HVAC | Com - Office (Large) | Com | ROB and NEW | 0 | 1000 sqft2 of floor space | Cap-Tons | 15 | DEER:HVAC_Split-Package_AC | -334.75 | -0.072187 | 0 | eTRM SWHC014-04 | 1465.12 | 2021 | 1000 | 2021 | 0 | 0 | SWHC014-04 | Com Unitary Heat Pump (Small) - Hot-Dry ¦ SCE ¦ Hot-Dry | Com Unitary Heat Pump (Small) - Hot-Dry | 0.15546 | 1 | 0 | CBSA 2014 | 33.2914 | 2032 | 0.5 | SWHC014-04
COM-HVAC-14.54 | Com ¦ Small Unitary Heat Pump (SEER 18) - Hot-Dry ¦ SCE ¦ Hot-Dry | Com ¦ Small Unitary Heat Pump (SEER 18) - Hot-Dry | SCE ¦ Hot-Dry | SCE | All | Electric | Small Unitary Heat Pump (SEER 18) | Efficient |  |  | 0 | Conventional | HVAC | Com - Office (Small) | Com | ROB and NEW | 0 | 1000 sqft2 of floor space | Cap-Tons | 15 | DEER:HVAC_Split-Package_AC | -322.875 | -0.072237 | 0 | eTRM SWHC014-04 | 1465.12 | 2021 | 1000 | 2021 | 0 | 0 | SWHC014-04 | Com Unitary Heat Pump (Small) - Hot-Dry ¦ SCE ¦ Hot-Dry | Com Unitary Heat Pump (Small) - Hot-Dry | 0.17638 | 1 | 0 | CBSA 2014 | 14.8032 | 2032 | 0.5 | SWHC014-04
COM-HVAC-14.55 | Com ¦ Small Unitary Heat Pump (SEER 18) - Hot-Dry ¦ SCE ¦ Hot-Dry | Com ¦ Small Unitary Heat Pump (SEER 18) - Hot-Dry | SCE ¦ Hot-Dry | SCE | All | Electric | Small Unitary Heat Pump (SEER 18) | Efficient |  |  | 0 | Conventional | HVAC | Com - Other | Com | ROB and NEW | 0 | 1000 sqft2 of floor space | Cap-Tons | 15 | DEER:HVAC_Split-Package_AC | -421.5 | -0.17438 | 0 | eTRM SWHC014-04 | 1465.12 | 2021 | 1000 | 2021 | 0 | 0 | SWHC014-04 | Com Unitary Heat Pump (Small) - Hot-Dry ¦ SCE ¦ Hot-Dry | Com Unitary Heat Pump (Small) - Hot-Dry | 0.08421 | 1 | 0 | CBSA 2014 | 46.5439 | 2032 | 0.5 | SWHC014-04
COM-HVAC-14.56 | Com ¦ Small Unitary Heat Pump (SEER 18) - Hot-Dry ¦ SCE ¦ Hot-Dry | Com ¦ Small Unitary Heat Pump (SEER 18) - Hot-Dry | SCE ¦ Hot-Dry | SCE | All | Electric | Small Unitary Heat Pump (SEER 18) | Efficient |  |  | 0 | Conventional | HVAC | Com - Refrig. Warehouse | Com | ROB and NEW | 0 | 1000 sqft2 of floor space | Cap-Tons | 15 | DEER:HVAC_Split-Package_AC | 0 | 0 | 0 | eTRM SWHC014-04 | 1465.12 | 2021 | 1000 | 2021 | 0 | 0 | SWHC014-04 | Com Unitary Heat Pump (Small) - Hot-Dry ¦ SCE ¦ Hot-Dry | Com Unitary Heat Pump (Small) - Hot-Dry | 0 | 1 | 0 | CBSA 2014 | 0 | 2032 | 0.5 | SWHC014-04
COM-HVAC-14.57 | Com ¦ Small Unitary Heat Pump (SEER 18) - Hot-Dry ¦ SCE ¦ Hot-Dry | Com ¦ Small Unitary Heat Pump (SEER 18) - Hot-Dry | SCE ¦ Hot-Dry | SCE | All | Electric | Small Unitary Heat Pump (SEER 18) | Efficient |  |  | 0 | Conventional | HVAC | Com - Restaurant | Com | ROB and NEW | 0 | 1000 sqft2 of floor space | Cap-Tons | 15 | DEER:HVAC_Split-Package_AC | 0 | 0 | 0 | eTRM SWHC014-04 | 1465.12 | 2021 | 1000 | 2021 | 0 | 0 | SWHC014-04 | Com Unitary Heat Pump (Small) - Hot-Dry ¦ SCE ¦ Hot-Dry | Com Unitary Heat Pump (Small) - Hot-Dry | 0.25738 | 1 | 0 | CBSA 2014 | 0 | 2032 | 0.5 | SWHC014-04
COM-HVAC-14.58 | Com ¦ Small Unitary Heat Pump (SEER 18) - Hot-Dry ¦ SCE ¦ Hot-Dry | Com ¦ Small Unitary Heat Pump (SEER 18) - Hot-Dry | SCE ¦ Hot-Dry | SCE | All | Electric | Small Unitary Heat Pump (SEER 18) | Efficient |  |  | 0 | Conventional | HVAC | Com - Retail | Com | ROB and NEW | 0 | 1000 sqft2 of floor space | Cap-Tons | 15 | DEER:HVAC_Split-Package_AC | -470.932 | -0.17569 | 0 | eTRM SWHC014-04 | 1465.12 | 2021 | 1000 | 2021 | 0 | 0 | SWHC014-04 | Com Unitary Heat Pump (Small) - Hot-Dry ¦ SCE ¦ Hot-Dry | Com Unitary Heat Pump (Small) - Hot-Dry | 0.10889 | 1 | 0 | CBSA 2014 | 165.4466 | 2032 | 0.5 | SWHC014-04
COM-HVAC-14.59 | Com ¦ Small Unitary Heat Pump (SEER 18) - Hot-Dry ¦ SCE ¦ Hot-Dry | Com ¦ Small Unitary Heat Pump (SEER 18) - Hot-Dry | SCE ¦ Hot-Dry | SCE | All | Electric | Small Unitary Heat Pump (SEER 18) | Efficient |  |  | 0 | Conventional | HVAC | Com - School | Com | ROB and NEW | 0 | 1000 sqft2 of floor space | Cap-Tons | 15 | DEER:HVAC_Split-Package_AC | -222.0744 | -0.096145 | 0 | eTRM SWHC014-04 | 1465.12 | 2021 | 1000 | 2021 | 0 | 0 | SWHC014-04 | Com Unitary Heat Pump (Small) - Hot-Dry ¦ SCE ¦ Hot-Dry | Com Unitary Heat Pump (Small) - Hot-Dry | 0.17732 | 1 | 0 | CBSA 2014 | 36.5637 | 2032 | 0.5 | SWHC014-04
COM-HVAC-14.60 | Com ¦ Small Unitary Heat Pump (SEER 18) - Hot-Dry ¦ SCE ¦ Hot-Dry | Com ¦ Small Unitary Heat Pump (SEER 18) - Hot-Dry | SCE ¦ Hot-Dry | SCE | All | Electric | Small Unitary Heat Pump (SEER 18) | Efficient |  |  | 0 | Conventional | HVAC | Com - Warehouse | Com | ROB and NEW | 0 | 1000 sqft2 of floor space | Cap-Tons | 15 | DEER:HVAC_Split-Package_AC | -225.822 | -0.063289 | 0 | eTRM SWHC014-04 | 1465.12 | 2021 | 1000 | 2021 | 0 | 0 | SWHC014-04 | Com Unitary Heat Pump (Small) - Hot-Dry ¦ SCE ¦ Hot-Dry | Com Unitary Heat Pump (Small) - Hot-Dry | 0.033351 | 1 | 0 | CBSA 2014 | 67.6842 | 2032 | 0.5 | SWHC014-04
COM-HVAC-14.61 | Com ¦ Small Unitary Heat Pump (SEER 18) - Cold ¦ SCE ¦ Cold | Com ¦ Small Unitary Heat Pump (SEER 18) - Cold | SCE ¦ Cold | SCE | All | Electric | Small Unitary Heat Pump (SEER 18) | Efficient |  |  | 0 | Conventional | HVAC | Com - College | Com | ROB and NEW | 0 | 1000 sqft2 of floor space | Cap-Tons | 15 | DEER:HVAC_Split-Package_AC | 0 | 0 | 0 | eTRM SWHC014-04 | 1465.12 | 2021 | 1000 | 2021 | 0 | 0 | SWHC014-04 | Com Unitary Heat Pump (Small) - Cold ¦ SCE ¦ Cold | Com Unitary Heat Pump (Small) - Cold | 0.14726 | 1 | 0 | CBSA 2014 | 0 | 2032 | 0.5 | SWHC014-04
COM-HVAC-14.62 | Com ¦ Small Unitary Heat Pump (SEER 18) - Cold ¦ SCE ¦ Cold | Com ¦ Small Unitary Heat Pump (SEER 18) - Cold | SCE ¦ Cold | SCE | All | Electric | Small Unitary Heat Pump (SEER 18) | Efficient |  |  | 0 | Conventional | HVAC | Com - Grocery | Com | ROB and NEW | 0 | 1000 sqft2 of floor space | Cap-Tons | 15 | DEER:HVAC_Split-Package_AC | -1032 | -0.14738 | -0.0050288 | eTRM SWHC014-04 | 1465.12 | 2021 | 1000 | 2021 | 0 | 0 | SWHC014-04 | Com Unitary Heat Pump (Small) - Cold ¦ SCE ¦ Cold | Com Unitary Heat Pump (Small) - Cold | 0 | 1 | 0 | CBSA 2014 | 58.0606 | 2032 | 0.5 | SWHC014-04
COM-HVAC-14.63 | Com ¦ Small Unitary Heat Pump (SEER 18) - Cold ¦ SCE ¦ Cold | Com ¦ Small Unitary Heat Pump (SEER 18) - Cold | SCE ¦ Cold | SCE | All | Electric | Small Unitary Heat Pump (SEER 18) | Efficient |  |  | 0 | Conventional | HVAC | Com - Health | Com | ROB and NEW | 0 | 1000 sqft2 of floor space | Cap-Tons | 15 | DEER:HVAC_Split-Package_AC | 0 | 0 | 0 | eTRM SWHC014-04 | 1465.12 | 2021 | 1000 | 2021 | 0 | 0 | SWHC014-04 | Com Unitary Heat Pump (Small) - Cold ¦ SCE ¦ Cold | Com Unitary Heat Pump (Small) - Cold | 0.20884 | 1 | 0 | CBSA 2014 | 0 | 2032 | 0.5 | SWHC014-04
COM-HVAC-14.64 | Com ¦ Small Unitary Heat Pump (SEER 18) - Cold ¦ SCE ¦ Cold | Com ¦ Small Unitary Heat Pump (SEER 18) - Cold | SCE ¦ Cold | SCE | All | Electric | Small Unitary Heat Pump (SEER 18) | Efficient |  |  | 0 | Conventional | HVAC | Com - Lodging | Com | ROB and NEW | 0 | 1000 sqft2 of floor space | Cap-Tons | 15 | DEER:HVAC_Split-Package_AC | -738.08 | -0.11591 | 0 | eTRM SWHC014-04 | 1465.12 | 2021 | 1000 | 2021 | 0 | 0 | SWHC014-04 | Com Unitary Heat Pump (Small) - Cold ¦ SCE ¦ Cold | Com Unitary Heat Pump (Small) - Cold | 0.11727 | 1 | 0 | CBSA 2014 | 116.3823 | 2032 | 0.5 | SWHC014-04
COM-HVAC-14.65 | Com ¦ Small Unitary Heat Pump (SEER 18) - Cold ¦ SCE ¦ Cold | Com ¦ Small Unitary Heat Pump (SEER 18) - Cold | SCE ¦ Cold | SCE | All | Electric | Small Unitary Heat Pump (SEER 18) | Efficient |  |  | 0 | Conventional | HVAC | Com - Office (Large) | Com | ROB and NEW | 0 | 1000 sqft2 of floor space | Cap-Tons | 15 | DEER:HVAC_Split-Package_AC | -298.125 | -0.052887 | 0 | eTRM SWHC014-04 | 1465.12 | 2021 | 1000 | 2021 | 0 | 0 | SWHC014-04 | Com Unitary Heat Pump (Small) - Cold ¦ SCE ¦ Cold | Com Unitary Heat Pump (Small) - Cold | 0.15546 | 1 | 0 | CBSA 2014 | 29.649 | 2032 | 0.5 | SWHC014-04
COM-HVAC-14.66 | Com ¦ Small Unitary Heat Pump (SEER 18) - Cold ¦ SCE ¦ Cold | Com ¦ Small Unitary Heat Pump (SEER 18) - Cold | SCE ¦ Cold | SCE | All | Electric | Small Unitary Heat Pump (SEER 18) | Efficient |  |  | 0 | Conventional | HVAC | Com - Office (Small) | Com | ROB and NEW | 0 | 1000 sqft2 of floor space | Cap-Tons | 15 | DEER:HVAC_Split-Package_AC | -315.125 | -0.05305 | 0 | eTRM SWHC014-04 | 1465.12 | 2021 | 1000 | 2021 | 0 | 0 | SWHC014-04 | Com Unitary Heat Pump (Small) - Cold ¦ SCE ¦ Cold | Com Unitary Heat Pump (Small) - Cold | 0.17638 | 1 | 0 | CBSA 2014 | 14.4479 | 2032 | 0.5 | SWHC014-04
COM-HVAC-14.67 | Com ¦ Small Unitary Heat Pump (SEER 18) - Cold ¦ SCE ¦ Cold | Com ¦ Small Unitary Heat Pump (SEER 18) - Cold | SCE ¦ Cold | SCE | All | Electric | Small Unitary Heat Pump (SEER 18) | Efficient |  |  | 0 | Conventional | HVAC | Com - Other | Com | ROB and NEW | 0 | 1000 sqft2 of floor space | Cap-Tons | 15 | DEER:HVAC_Split-Package_AC | -513.375 | -0.11737 | 0 | eTRM SWHC014-04 | 1465.12 | 2021 | 1000 | 2021 | 0 | 0 | SWHC014-04 | Com Unitary Heat Pump (Small) - Cold ¦ SCE ¦ Cold | Com Unitary Heat Pump (Small) - Cold | 0.08421 | 1 | 0 | CBSA 2014 | 56.6892 | 2032 | 0.5 | SWHC014-04
COM-HVAC-14.68 | Com ¦ Small Unitary Heat Pump (SEER 18) - Cold ¦ SCE ¦ Cold | Com ¦ Small Unitary Heat Pump (SEER 18) - Cold | SCE ¦ Cold | SCE | All | Electric | Small Unitary Heat Pump (SEER 18) | Efficient |  |  | 0 | Conventional | HVAC | Com - Refrig. Warehouse | Com | ROB and NEW | 0 | 1000 sqft2 of floor space | Cap-Tons | 15 | DEER:HVAC_Split-Package_AC | 0 | 0 | 0 | eTRM SWHC014-04 | 1465.12 | 2021 | 1000 | 2021 | 0 | 0 | SWHC014-04 | Com Unitary Heat Pump (Small) - Cold ¦ SCE ¦ Cold | Com Unitary Heat Pump (Small) - Cold | 0 | 1 | 0 | CBSA 2014 | 0 | 2032 | 0.5 | SWHC014-04
COM-HVAC-14.69 | Com ¦ Small Unitary Heat Pump (SEER 18) - Cold ¦ SCE ¦ Cold | Com ¦ Small Unitary Heat Pump (SEER 18) - Cold | SCE ¦ Cold | SCE | All | Electric | Small Unitary Heat Pump (SEER 18) | Efficient |  |  | 0 | Conventional | HVAC | Com - Restaurant | Com | ROB and NEW | 0 | 1000 sqft2 of floor space | Cap-Tons | 15 | DEER:HVAC_Split-Package_AC | 0 | 0 | 0 | eTRM SWHC014-04 | 1465.12 | 2021 | 1000 | 2021 | 0 | 0 | SWHC014-04 | Com Unitary Heat Pump (Small) - Cold ¦ SCE ¦ Cold | Com Unitary Heat Pump (Small) - Cold | 0.25738 | 1 | 0 | CBSA 2014 | 0 | 2032 | 0.5 | SWHC014-04
COM-HVAC-14.70 | Com ¦ Small Unitary Heat Pump (SEER 18) - Cold ¦ SCE ¦ Cold | Com ¦ Small Unitary Heat Pump (SEER 18) - Cold | SCE ¦ Cold | SCE | All | Electric | Small Unitary Heat Pump (SEER 18) | Efficient |  |  | 0 | Conventional | HVAC | Com - Retail | Com | ROB and NEW | 0 | 1000 sqft2 of floor space | Cap-Tons | 15 | DEER:HVAC_Split-Package_AC | -598.686 | -0.13101 | 0 | eTRM SWHC014-04 | 1465.12 | 2021 | 1000 | 2021 | 0 | 0 | SWHC014-04 | Com Unitary Heat Pump (Small) - Cold ¦ SCE ¦ Cold | Com Unitary Heat Pump (Small) - Cold | 0.10889 | 1 | 0 | CBSA 2014 | 210.3288 | 2032 | 0.5 | SWHC014-04
COM-HVAC-14.71 | Com ¦ Small Unitary Heat Pump (SEER 18) - Cold ¦ SCE ¦ Cold | Com ¦ Small Unitary Heat Pump (SEER 18) - Cold | SCE ¦ Cold | SCE | All | Electric | Small Unitary Heat Pump (SEER 18) | Efficient |  |  | 0 | Conventional | HVAC | Com - School | Com | ROB and NEW | 0 | 1000 sqft2 of floor space | Cap-Tons | 15 | DEER:HVAC_Split-Package_AC | -311.072 | -0.0069364 | 0 | eTRM SWHC014-04 | 1465.12 | 2021 | 1000 | 2021 | 0 | 0 | SWHC014-04 | Com Unitary Heat Pump (Small) - Cold ¦ SCE ¦ Cold | Com Unitary Heat Pump (Small) - Cold | 0.17732 | 1 | 0 | CBSA 2014 | 51.2168 | 2032 | 0.5 | SWHC014-04
COM-HVAC-14.72 | Com ¦ Small Unitary Heat Pump (SEER 18) - Cold ¦ SCE ¦ Cold | Com ¦ Small Unitary Heat Pump (SEER 18) - Cold | SCE ¦ Cold | SCE | All | Electric | Small Unitary Heat Pump (SEER 18) | Efficient |  |  | 0 | Conventional | HVAC | Com - Warehouse | Com | ROB and NEW | 0 | 1000 sqft2 of floor space | Cap-Tons | 15 | DEER:HVAC_Split-Package_AC | -301.5587 | -0.03847 | 0 | eTRM SWHC014-04 | 1465.12 | 2021 | 1000 | 2021 | 0 | 0 | SWHC014-04 | Com Unitary Heat Pump (Small) - Cold ¦ SCE ¦ Cold | Com Unitary Heat Pump (Small) - Cold | 0.033351 | 1 | 0 | CBSA 2014 | 90.3844 | 2032 | 0.5 | SWHC014-04
COM-HVAC-14.73 | Com ¦ Small Unitary Heat Pump (SEER 18) - Marine ¦ SDG&E ¦ Marine | Com ¦ Small Unitary Heat Pump (SEER 18) - Marine | SDG&E ¦ Marine | SDG&E | All | Electric | Small Unitary Heat Pump (SEER 18) | Efficient |  |  | 0 | Conventional | HVAC | Com - College | Com | ROB and NEW | 0 | 1000 sqft2 of floor space | Cap-Tons | 15 | DEER:HVAC_Split-Package_AC | 0 | 0 | 0 | eTRM SWHC014-04 | 1465.12 | 2021 | 1000 | 2021 | 0 | 0 | SWHC014-04 | Com Unitary Heat Pump (Small) - Marine ¦ SDG&E ¦ Marine | Com Unitary Heat Pump (Small) - Marine | 0.1443 | 1 | 0 | CBSA 2014 | 0 | 2032 | 0.5 | SWHC014-04
COM-HVAC-14.74 | Com ¦ Small Unitary Heat Pump (SEER 18) - Marine ¦ SDG&E ¦ Marine | Com ¦ Small Unitary Heat Pump (SEER 18) - Marine | SDG&E ¦ Marine | SDG&E | All | Electric | Small Unitary Heat Pump (SEER 18) | Efficient |  |  | 0 | Conventional | HVAC | Com - Grocery | Com | ROB and NEW | 0 | 1000 sqft2 of floor space | Cap-Tons | 15 | DEER:HVAC_Split-Package_AC | -724.125 | -0.15662 | -0.0017512 | eTRM SWHC014-04 | 1465.12 | 2021 | 1000 | 2021 | 0 | 0 | SWHC014-04 | Com Unitary Heat Pump (Small) - Marine ¦ SDG&E ¦ Marine | Com Unitary Heat Pump (Small) - Marine | 0 | 1 | 0 | CBSA 2014 | 40.7353 | 2032 | 0.5 | SWHC014-04
COM-HVAC-14.75 | Com ¦ Small Unitary Heat Pump (SEER 18) - Marine ¦ SDG&E ¦ Marine | Com ¦ Small Unitary Heat Pump (SEER 18) - Marine | SDG&E ¦ Marine | SDG&E | All | Electric | Small Unitary Heat Pump (SEER 18) | Efficient |  |  | 0 | Conventional | HVAC | Com - Health | Com | ROB and NEW | 0 | 1000 sqft2 of floor space | Cap-Tons | 15 | DEER:HVAC_Split-Package_AC | 0 | 0 | 0 | eTRM SWHC014-04 | 1465.12 | 2021 | 1000 | 2021 | 0 | 0 | SWHC014-04 | Com Unitary Heat Pump (Small) - Marine ¦ SDG&E ¦ Marine | Com Unitary Heat Pump (Small) - Marine | 0.20767 | 1 | 0 | CBSA 2014 | 0 | 2032 | 0.5 | SWHC014-04
COM-HVAC-14.76 | Com ¦ Small Unitary Heat Pump (SEER 18) - Marine ¦ SDG&E ¦ Marine | Com ¦ Small Unitary Heat Pump (SEER 18) - Marine | SDG&E ¦ Marine | SDG&E | All | Electric | Small Unitary Heat Pump (SEER 18) | Efficient |  |  | 0 | Conventional | HVAC | Com - Lodging | Com | ROB and NEW | 0 | 1000 sqft2 of floor space | Cap-Tons | 15 | DEER:HVAC_Split-Package_AC | -511.847 | -0.12381 | 0 | eTRM SWHC014-04 | 1465.12 | 2021 | 1000 | 2021 | 0 | 0 | SWHC014-04 | Com Unitary Heat Pump (Small) - Marine ¦ SDG&E ¦ Marine | Com Unitary Heat Pump (Small) - Marine | 0.11619 | 1 | 0 | CBSA 2014 | 80.7093 | 2032 | 0.5 | SWHC014-04
COM-HVAC-14.77 | Com ¦ Small Unitary Heat Pump (SEER 18) - Marine ¦ SDG&E ¦ Marine | Com ¦ Small Unitary Heat Pump (SEER 18) - Marine | SDG&E ¦ Marine | SDG&E | All | Electric | Small Unitary Heat Pump (SEER 18) | Efficient |  |  | 0 | Conventional | HVAC | Com - Office (Large) | Com | ROB and NEW | 0 | 1000 sqft2 of floor space | Cap-Tons | 15 | DEER:HVAC_Split-Package_AC | -303.625 | -0.053487 | 0 | eTRM SWHC014-04 | 1465.12 | 2021 | 1000 | 2021 | 0 | 0 | SWHC014-04 | Com Unitary Heat Pump (Small) - Marine ¦ SDG&E ¦ Marine | Com Unitary Heat Pump (Small) - Marine | 0.1517 | 1 | 0 | CBSA 2014 | 30.1959 | 2032 | 0.5 | SWHC014-04
COM-HVAC-14.78 | Com ¦ Small Unitary Heat Pump (SEER 18) - Marine ¦ SDG&E ¦ Marine | Com ¦ Small Unitary Heat Pump (SEER 18) - Marine | SDG&E ¦ Marine | SDG&E | All | Electric | Small Unitary Heat Pump (SEER 18) | Efficient |  |  | 0 | Conventional | HVAC | Com - Office (Small) | Com | ROB and NEW | 0 | 1000 sqft2 of floor space | Cap-Tons | 15 | DEER:HVAC_Split-Package_AC | -290.125 | -0.05325 | 0 | eTRM SWHC014-04 | 1465.12 | 2021 | 1000 | 2021 | 0 | 0 | SWHC014-04 | Com Unitary Heat Pump (Small) - Marine ¦ SDG&E ¦ Marine | Com Unitary Heat Pump (Small) - Marine | 0.1842 | 1 | 0 | CBSA 2014 | 13.3017 | 2032 | 0.5 | SWHC014-04
COM-HVAC-14.79 | Com ¦ Small Unitary Heat Pump (SEER 18) - Marine ¦ SDG&E ¦ Marine | Com ¦ Small Unitary Heat Pump (SEER 18) - Marine | SDG&E ¦ Marine | SDG&E | All | Electric | Small Unitary Heat Pump (SEER 18) | Efficient |  |  | 0 | Conventional | HVAC | Com - Other | Com | ROB and NEW | 0 | 1000 sqft2 of floor space | Cap-Tons | 15 | DEER:HVAC_Split-Package_AC | -346.25 | -0.12725 | 0 | eTRM SWHC014-04 | 1465.12 | 2021 | 1000 | 2021 | 0 | 0 | SWHC014-04 | Com Unitary Heat Pump (Small) - Marine ¦ SDG&E ¦ Marine | Com Unitary Heat Pump (Small) - Marine | 0.082771 | 1 | 0 | CBSA 2014 | 38.2345 | 2032 | 0.5 | SWHC014-04
COM-HVAC-14.80 | Com ¦ Small Unitary Heat Pump (SEER 18) - Marine ¦ SDG&E ¦ Marine | Com ¦ Small Unitary Heat Pump (SEER 18) - Marine | SDG&E ¦ Marine | SDG&E | All | Electric | Small Unitary Heat Pump (SEER 18) | Efficient |  |  | 0 | Conventional | HVAC | Com - Refrig. Warehouse | Com | ROB and NEW | 0 | 1000 sqft2 of floor space | Cap-Tons | 15 | DEER:HVAC_Split-Package_AC | 0 | 0 | 0 | eTRM SWHC014-04 | 1465.12 | 2021 | 1000 | 2021 | 0 | 0 | SWHC014-04 | Com Unitary Heat Pump (Small) - Marine ¦ SDG&E ¦ Marine | Com Unitary Heat Pump (Small) - Marine | 0 | 1 | 0 | CBSA 2014 | 0 | 2032 | 0.5 | SWHC014-04
COM-HVAC-14.81 | Com ¦ Small Unitary Heat Pump (SEER 18) - Marine ¦ SDG&E ¦ Marine | Com ¦ Small Unitary Heat Pump (SEER 18) - Marine | SDG&E ¦ Marine | SDG&E | All | Electric | Small Unitary Heat Pump (SEER 18) | Efficient |  |  | 0 | Conventional | HVAC | Com - Restaurant | Com | ROB and NEW | 0 | 1000 sqft2 of floor space | Cap-Tons | 15 | DEER:HVAC_Split-Package_AC | 0 | 0 | 0 | eTRM SWHC014-04 | 1465.12 | 2021 | 1000 | 2021 | 0 | 0 | SWHC014-04 | Com Unitary Heat Pump (Small) - Marine ¦ SDG&E ¦ Marine | Com Unitary Heat Pump (Small) - Marine | 0.26887 | 1 | 0 | CBSA 2014 | 0 | 2032 | 0.5 | SWHC014-04
COM-HVAC-14.82 | Com ¦ Small Unitary Heat Pump (SEER 18) - Marine ¦ SDG&E ¦ Marine | Com ¦ Small Unitary Heat Pump (SEER 18) - Marine | SDG&E ¦ Marine | SDG&E | All | Electric | Small Unitary Heat Pump (SEER 18) | Efficient |  |  | 0 | Conventional | HVAC | Com - Retail | Com | ROB and NEW | 0 | 1000 sqft2 of floor space | Cap-Tons | 15 | DEER:HVAC_Split-Package_AC | -413.7595 | -0.14238 | 0 | eTRM SWHC014-04 | 1465.12 | 2021 | 1000 | 2021 | 0 | 0 | SWHC014-04 | Com Unitary Heat Pump (Small) - Marine ¦ SDG&E ¦ Marine | Com Unitary Heat Pump (Small) - Marine | 0.109 | 1 | 0 | CBSA 2014 | 145.3609 | 2032 | 0.5 | SWHC014-04
COM-HVAC-14.83 | Com ¦ Small Unitary Heat Pump (SEER 18) - Marine ¦ SDG&E ¦ Marine | Com ¦ Small Unitary Heat Pump (SEER 18) - Marine | SDG&E ¦ Marine | SDG&E | All | Electric | Small Unitary Heat Pump (SEER 18) | Efficient |  |  | 0 | Conventional | HVAC | Com - School | Com | ROB and NEW | 0 | 1000 sqft2 of floor space | Cap-Tons | 15 | DEER:HVAC_Split-Package_AC | -189.7947 | -0.068361 | 0 | eTRM SWHC014-04 | 1465.12 | 2021 | 1000 | 2021 | 0 | 0 | SWHC014-04 | Com Unitary Heat Pump (Small) - Marine ¦ SDG&E ¦ Marine | Com Unitary Heat Pump (Small) - Marine | 0.18329 | 1 | 0 | CBSA 2014 | 31.249 | 2032 | 0.5 | SWHC014-04
COM-HVAC-14.84 | Com ¦ Small Unitary Heat Pump (SEER 18) - Marine ¦ SDG&E ¦ Marine | Com ¦ Small Unitary Heat Pump (SEER 18) - Marine | SDG&E ¦ Marine | SDG&E | All | Electric | Small Unitary Heat Pump (SEER 18) | Efficient |  |  | 0 | Conventional | HVAC | Com - Warehouse | Com | ROB and NEW | 0 | 1000 sqft2 of floor space | Cap-Tons | 15 | DEER:HVAC_Split-Package_AC | -190.1131 | -0.039287 | 0 | eTRM SWHC014-04 | 1465.12 | 2021 | 1000 | 2021 | 0 | 0 | SWHC014-04 | Com Unitary Heat Pump (Small) - Marine ¦ SDG&E ¦ Marine | Com Unitary Heat Pump (Small) - Marine | 0.033426 | 1 | 0 | CBSA 2014 | 56.9814 | 2032 | 0.5 | SWHC014-04
COM-HVAC-14.85 | Com ¦ Small Unitary Heat Pump (SEER 18) - Hot-Dry ¦ SDG&E ¦ Hot-Dry | Com ¦ Small Unitary Heat Pump (SEER 18) - Hot-Dry | SDG&E ¦ Hot-Dry | SDG&E | All | Electric | Small Unitary Heat Pump (SEER 18) | Efficient |  |  | 0 | Conventional | HVAC | Com - College | Com | ROB and NEW | 0 | 1000 sqft2 of floor space | Cap-Tons | 15 | DEER:HVAC_Split-Package_AC | 0 | 0 | 0 | eTRM SWHC014-04 | 1465.12 | 2021 | 1000 | 2021 | 0 | 0 | SWHC014-04 | Com Unitary Heat Pump (Small) - Hot-Dry ¦ SDG&E ¦ Hot-Dry | Com Unitary Heat Pump (Small) - Hot-Dry | 0.1443 | 1 | 0 | CBSA 2014 | 0 | 2032 | 0.5 | SWHC014-04
COM-HVAC-14.86 | Com ¦ Small Unitary Heat Pump (SEER 18) - Hot-Dry ¦ SDG&E ¦ Hot-Dry | Com ¦ Small Unitary Heat Pump (SEER 18) - Hot-Dry | SDG&E ¦ Hot-Dry | SDG&E | All | Electric | Small Unitary Heat Pump (SEER 18) | Efficient |  |  | 0 | Conventional | HVAC | Com - Grocery | Com | ROB and NEW | 0 | 1000 sqft2 of floor space | Cap-Tons | 15 | DEER:HVAC_Split-Package_AC | -737.25 | -0.14325 | 0.0012187 | eTRM SWHC014-04 | 1465.12 | 2021 | 1000 | 2021 | 0 | 0 | SWHC014-04 | Com Unitary Heat Pump (Small) - Hot-Dry ¦ SDG&E ¦ Hot-Dry | Com Unitary Heat Pump (Small) - Hot-Dry | 0 | 1 | 0 | CBSA 2014 | 41.4666 | 2032 | 0.5 | SWHC014-04
COM-HVAC-14.87 | Com ¦ Small Unitary Heat Pump (SEER 18) - Hot-Dry ¦ SDG&E ¦ Hot-Dry | Com ¦ Small Unitary Heat Pump (SEER 18) - Hot-Dry | SDG&E ¦ Hot-Dry | SDG&E | All | Electric | Small Unitary Heat Pump (SEER 18) | Efficient |  |  | 0 | Conventional | HVAC | Com - Health | Com | ROB and NEW | 0 | 1000 sqft2 of floor space | Cap-Tons | 15 | DEER:HVAC_Split-Package_AC | 0 | 0 | 0 | eTRM SWHC014-04 | 1465.12 | 2021 | 1000 | 2021 | 0 | 0 | SWHC014-04 | Com Unitary Heat Pump (Small) - Hot-Dry ¦ SDG&E ¦ Hot-Dry | Com Unitary Heat Pump (Small) - Hot-Dry | 0.20767 | 1 | 0 | CBSA 2014 | 0 | 2032 | 0.5 | SWHC014-04
COM-HVAC-14.88 | Com ¦ Small Unitary Heat Pump (SEER 18) - Hot-Dry ¦ SDG&E ¦ Hot-Dry | Com ¦ Small Unitary Heat Pump (SEER 18) - Hot-Dry | SDG&E ¦ Hot-Dry | SDG&E | All | Electric | Small Unitary Heat Pump (SEER 18) | Efficient |  |  | 0 | Conventional | HVAC | Com - Lodging | Com | ROB and NEW | 0 | 1000 sqft2 of floor space | Cap-Tons | 15 | DEER:HVAC_Split-Package_AC | -474.1843 | -0.098491 | 0 | eTRM SWHC014-04 | 1465.12 | 2021 | 1000 | 2021 | 0 | 0 | SWHC014-04 | Com Unitary Heat Pump (Small) - Hot-Dry ¦ SDG&E ¦ Hot-Dry | Com Unitary Heat Pump (Small) - Hot-Dry | 0.11619 | 1 | 0 | CBSA 2014 | 74.7706 | 2032 | 0.5 | SWHC014-04
COM-HVAC-14.89 | Com ¦ Small Unitary Heat Pump (SEER 18) - Hot-Dry ¦ SDG&E ¦ Hot-Dry | Com ¦ Small Unitary Heat Pump (SEER 18) - Hot-Dry | SDG&E ¦ Hot-Dry | SDG&E | All | Electric | Small Unitary Heat Pump (SEER 18) | Efficient |  |  | 0 | Conventional | HVAC | Com - Office (Large) | Com | ROB and NEW | 0 | 1000 sqft2 of floor space | Cap-Tons | 15 | DEER:HVAC_Split-Package_AC | -289.625 | -0.048175 | 0 | eTRM SWHC014-04 | 1465.12 | 2021 | 1000 | 2021 | 0 | 0 | SWHC014-04 | Com Unitary Heat Pump (Small) - Hot-Dry ¦ SDG&E ¦ Hot-Dry | Com Unitary Heat Pump (Small) - Hot-Dry | 0.1517 | 1 | 0 | CBSA 2014 | 28.8036 | 2032 | 0.5 | SWHC014-04
COM-HVAC-14.90 | Com ¦ Small Unitary Heat Pump (SEER 18) - Hot-Dry ¦ SDG&E ¦ Hot-Dry | Com ¦ Small Unitary Heat Pump (SEER 18) - Hot-Dry | SDG&E ¦ Hot-Dry | SDG&E | All | Electric | Small Unitary Heat Pump (SEER 18) | Efficient |  |  | 0 | Conventional | HVAC | Com - Office (Small) | Com | ROB and NEW | 0 | 1000 sqft2 of floor space | Cap-Tons | 15 | DEER:HVAC_Split-Package_AC | -274.75 | -0.047462 | 0 | eTRM SWHC014-04 | 1465.12 | 2021 | 1000 | 2021 | 0 | 0 | SWHC014-04 | Com Unitary Heat Pump (Small) - Hot-Dry ¦ SDG&E ¦ Hot-Dry | Com Unitary Heat Pump (Small) - Hot-Dry | 0.1842 | 1 | 0 | CBSA 2014 | 12.5967 | 2032 | 0.5 | SWHC014-04
COM-HVAC-14.91 | Com ¦ Small Unitary Heat Pump (SEER 18) - Hot-Dry ¦ SDG&E ¦ Hot-Dry | Com ¦ Small Unitary Heat Pump (SEER 18) - Hot-Dry | SDG&E ¦ Hot-Dry | SDG&E | All | Electric | Small Unitary Heat Pump (SEER 18) | Efficient |  |  | 0 | Conventional | HVAC | Com - Other | Com | ROB and NEW | 0 | 1000 sqft2 of floor space | Cap-Tons | 15 | DEER:HVAC_Split-Package_AC | -316.5 | -0.0974 | 0 | eTRM SWHC014-04 | 1465.12 | 2021 | 1000 | 2021 | 0 | 0 | SWHC014-04 | Com Unitary Heat Pump (Small) - Hot-Dry ¦ SDG&E ¦ Hot-Dry | Com Unitary Heat Pump (Small) - Hot-Dry | 0.082771 | 1 | 0 | CBSA 2014 | 34.9493 | 2032 | 0.5 | SWHC014-04
COM-HVAC-14.92 | Com ¦ Small Unitary Heat Pump (SEER 18) - Hot-Dry ¦ SDG&E ¦ Hot-Dry | Com ¦ Small Unitary Heat Pump (SEER 18) - Hot-Dry | SDG&E ¦ Hot-Dry | SDG&E | All | Electric | Small Unitary Heat Pump (SEER 18) | Efficient |  |  | 0 | Conventional | HVAC | Com - Refrig. Warehouse | Com | ROB and NEW | 0 | 1000 sqft2 of floor space | Cap-Tons | 15 | DEER:HVAC_Split-Package_AC | 0 | 0 | 0 | eTRM SWHC014-04 | 1465.12 | 2021 | 1000 | 2021 | 0 | 0 | SWHC014-04 | Com Unitary Heat Pump (Small) - Hot-Dry ¦ SDG&E ¦ Hot-Dry | Com Unitary Heat Pump (Small) - Hot-Dry | 0 | 1 | 0 | CBSA 2014 | 0 | 2032 | 0.5 | SWHC014-04
COM-HVAC-14.93 | Com ¦ Small Unitary Heat Pump (SEER 18) - Hot-Dry ¦ SDG&E ¦ Hot-Dry | Com ¦ Small Unitary Heat Pump (SEER 18) - Hot-Dry | SDG&E ¦ Hot-Dry | SDG&E | All | Electric | Small Unitary Heat Pump (SEER 18) | Efficient |  |  | 0 | Conventional | HVAC | Com - Restaurant | Com | ROB and NEW | 0 | 1000 sqft2 of floor space | Cap-Tons | 15 | DEER:HVAC_Split-Package_AC | 0 | 0 | 0 | eTRM SWHC014-04 | 1465.12 | 2021 | 1000 | 2021 | 0 | 0 | SWHC014-04 | Com Unitary Heat Pump (Small) - Hot-Dry ¦ SDG&E ¦ Hot-Dry | Com Unitary Heat Pump (Small) - Hot-Dry | 0.26887 | 1 | 0 | CBSA 2014 | 0 | 2032 | 0.5 | SWHC014-04
COM-HVAC-14.94 | Com ¦ Small Unitary Heat Pump (SEER 18) - Hot-Dry ¦ SDG&E ¦ Hot-Dry | Com ¦ Small Unitary Heat Pump (SEER 18) - Hot-Dry | SDG&E ¦ Hot-Dry | SDG&E | All | Electric | Small Unitary Heat Pump (SEER 18) | Efficient |  |  | 0 | Conventional | HVAC | Com - Retail | Com | ROB and NEW | 0 | 1000 sqft2 of floor space | Cap-Tons | 15 | DEER:HVAC_Split-Package_AC | -385.88 | -0.11799 | 0 | eTRM SWHC014-04 | 1465.12 | 2021 | 1000 | 2021 | 0 | 0 | SWHC014-04 | Com Unitary Heat Pump (Small) - Hot-Dry ¦ SDG&E ¦ Hot-Dry | Com Unitary Heat Pump (Small) - Hot-Dry | 0.109 | 1 | 0 | CBSA 2014 | 135.5663 | 2032 | 0.5 | SWHC014-04
COM-HVAC-14.95 | Com ¦ Small Unitary Heat Pump (SEER 18) - Hot-Dry ¦ SDG&E ¦ Hot-Dry | Com ¦ Small Unitary Heat Pump (SEER 18) - Hot-Dry | SDG&E ¦ Hot-Dry | SDG&E | All | Electric | Small Unitary Heat Pump (SEER 18) | Efficient |  |  | 0 | Conventional | HVAC | Com - School | Com | ROB and NEW | 0 | 1000 sqft2 of floor space | Cap-Tons | 15 | DEER:HVAC_Split-Package_AC | -174.3824 | -0.056622 | 0 | eTRM SWHC014-04 | 1465.12 | 2021 | 1000 | 2021 | 0 | 0 | SWHC014-04 | Com Unitary Heat Pump (Small) - Hot-Dry ¦ SDG&E ¦ Hot-Dry | Com Unitary Heat Pump (Small) - Hot-Dry | 0.18329 | 1 | 0 | CBSA 2014 | 28.7114 | 2032 | 0.5 | SWHC014-04
COM-HVAC-14.96 | Com ¦ Small Unitary Heat Pump (SEER 18) - Hot-Dry ¦ SDG&E ¦ Hot-Dry | Com ¦ Small Unitary Heat Pump (SEER 18) - Hot-Dry | SDG&E ¦ Hot-Dry | SDG&E | All | Electric | Small Unitary Heat Pump (SEER 18) | Efficient |  |  | 0 | Conventional | HVAC | Com - Warehouse | Com | ROB and NEW | 0 | 1000 sqft2 of floor space | Cap-Tons | 15 | DEER:HVAC_Split-Package_AC | -185.3314 | -0.031791 | 0 | eTRM SWHC014-04 | 1465.12 | 2021 | 1000 | 2021 | 0 | 0 | SWHC014-04 | Com Unitary Heat Pump (Small) - Hot-Dry ¦ SDG&E ¦ Hot-Dry | Com Unitary Heat Pump (Small) - Hot-Dry | 0.033426 | 1 | 0 | CBSA 2014 | 55.5482 | 2032 | 0.5 | SWHC014-04
COM-HVAC-20.1 | Com ¦ Small Unitary AC (SEER 14) - Marine ¦ PG&E ¦ Marine | Com ¦ Small Unitary AC (SEER 14) - Marine | PG&E ¦ Marine | PG&E | All | Electric | Small Unitary AC (SEER 14) | Average Existing and Code |  |  | 0 | Conventional | HVAC | Com - College | Com | ROB and NEW | 0 | 1000 sqft2 of floor space | Cap-Tons | 15 | DEER:HVAC_Split-Package_AC | 0 | 0 | 0 | eTRM SWHC014-04 | 1008 | 2021 | 1183 | 2021 | 0 | 0 | SWHC014-04 | Com Unitary AC (Small) - Marine ¦ PG&E ¦ Marine | Com Unitary AC (Small) - Marine | 0.55707 | 1 | 0.92526 | CBSA 2014 | 0 | 2012 | 0.5 | SWHC014-04
COM-HVAC-20.2 | Com ¦ Small Unitary AC (SEER 14) - Marine ¦ PG&E ¦ Marine | Com ¦ Small Unitary AC (SEER 14) - Marine | PG&E ¦ Marine | PG&E | All | Electric | Small Unitary AC (SEER 14) | Average Existing and Code |  |  | 0 | Conventional | HVAC | Com - Grocery | Com | ROB and NEW | 0 | 1000 sqft2 of floor space | Cap-Tons | 15 | DEER:HVAC_Split-Package_AC | 0 | 0 | 0 | eTRM SWHC014-04 | 1008 | 2021 | 1183 | 2021 | 0 | 0 | SWHC014-04 | Com Unitary AC (Small) - Marine ¦ PG&E ¦ Marine | Com Unitary AC (Small) - Marine | 0.92949 | 1 | 0.92526 | CBSA 2014 | 0 | 2012 | 0.5 | SWHC014-04
COM-HVAC-20.3 | Com ¦ Small Unitary AC (SEER 14) - Marine ¦ PG&E ¦ Marine | Com ¦ Small Unitary AC (SEER 14) - Marine | PG&E ¦ Marine | PG&E | All | Electric | Small Unitary AC (SEER 14) | Average Existing and Code |  |  | 0 | Conventional | HVAC | Com - Health | Com | ROB and NEW | 0 | 1000 sqft2 of floor space | Cap-Tons | 15 | DEER:HVAC_Split-Package_AC | 0 | 0 | 0 | eTRM SWHC014-04 | 1008 | 2021 | 1183 | 2021 | 0 | 0 | SWHC014-04 | Com Unitary AC (Small) - Marine ¦ PG&E ¦ Marine | Com Unitary AC (Small) - Marine | 0.82262 | 1 | 0.92526 | CBSA 2014 | 0 | 2012 | 0.5 | SWHC014-04
COM-HVAC-20.4 | Com ¦ Small Unitary AC (SEER 14) - Marine ¦ PG&E ¦ Marine | Com ¦ Small Unitary AC (SEER 14) - Marine | PG&E ¦ Marine | PG&E | All | Electric | Small Unitary AC (SEER 14) | Average Existing and Code |  |  | 0 | Conventional | HVAC | Com - Lodging | Com | ROB and NEW | 0 | 1000 sqft2 of floor space | Cap-Tons | 15 | DEER:HVAC_Split-Package_AC | 0 | 0 | 0 | eTRM SWHC014-04 | 1008 | 2021 | 1183 | 2021 | 0 | 0 | SWHC014-04 | Com Unitary AC (Small) - Marine ¦ PG&E ¦ Marine | Com Unitary AC (Small) - Marine | 0.43849 | 1 | 0.92526 | CBSA 2014 | 0 | 2012 | 0.5 | SWHC014-04
COM-HVAC-20.5 | Com ¦ Small Unitary AC (SEER 14) - Marine ¦ PG&E ¦ Marine | Com ¦ Small Unitary AC (SEER 14) - Marine | PG&E ¦ Marine | PG&E | All | Electric | Small Unitary AC (SEER 14) | Average Existing and Code |  |  | 0 | Conventional | HVAC | Com - Office (Large) | Com | ROB and NEW | 0 | 1000 sqft2 of floor space | Cap-Tons | 15 | DEER:HVAC_Split-Package_AC | 0 | 0 | 0 | eTRM SWHC014-04 | 1008 | 2021 | 1183 | 2021 | 0 | 0 | SWHC014-04 | Com Unitary AC (Small) - Marine ¦ PG&E ¦ Marine | Com Unitary AC (Small) - Marine | 0.58414 | 1 | 0.92526 | CBSA 2014 | 0 | 2012 | 0.5 | SWHC014-04
COM-HVAC-20.6 | Com ¦ Small Unitary AC (SEER 14) - Marine ¦ PG&E ¦ Marine | Com ¦ Small Unitary AC (SEER 14) - Marine | PG&E ¦ Marine | PG&E | All | Electric | Small Unitary AC (SEER 14) | Average Existing and Code |  |  | 0 | Conventional | HVAC | Com - Office (Small) | Com | ROB and NEW | 0 | 1000 sqft2 of floor space | Cap-Tons | 15 | DEER:HVAC_Split-Package_AC | 0 | 0 | 0 | eTRM SWHC014-04 | 1008 | 2021 | 1183 | 2021 | 0 | 0 | SWHC014-04 | Com Unitary AC (Small) - Marine ¦ PG&E ¦ Marine | Com Unitary AC (Small) - Marine | 0.68317 | 1 | 0.92526 | CBSA 2014 | 0 | 2012 | 0.5 | SWHC014-04
COM-HVAC-20.7 | Com ¦ Small Unitary AC (SEER 14) - Marine ¦ PG&E ¦ Marine | Com ¦ Small Unitary AC (SEER 14) - Marine | PG&E ¦ Marine | PG&E | All | Electric | Small Unitary AC (SEER 14) | Average Existing and Code |  |  | 0 | Conventional | HVAC | Com - Other | Com | ROB and NEW | 0 | 1000 sqft2 of floor space | Cap-Tons | 15 | DEER:HVAC_Split-Package_AC | 0 | 0 | 0 | eTRM SWHC014-04 | 1008 | 2021 | 1183 | 2021 | 0 | 0 | SWHC014-04 | Com Unitary AC (Small) - Marine ¦ PG&E ¦ Marine | Com Unitary AC (Small) - Marine | 0.32241 | 1 | 0.92526 | CBSA 2014 | 0 | 2012 | 0.5 | SWHC014-04
COM-HVAC-20.8 | Com ¦ Small Unitary AC (SEER 14) - Marine ¦ PG&E ¦ Marine | Com ¦ Small Unitary AC (SEER 14) - Marine | PG&E ¦ Marine | PG&E | All | Electric | Small Unitary AC (SEER 14) | Average Existing and Code |  |  | 0 | Conventional | HVAC | Com - Refrig. Warehouse | Com | ROB and NEW | 0 | 1000 sqft2 of floor space | Cap-Tons | 15 | DEER:HVAC_Split-Package_AC | 0 | 0 | 0 | eTRM SWHC014-04 | 1008 | 2021 | 1183 | 2021 | 0 | 0 | SWHC014-04 | Com Unitary AC (Small) - Marine ¦ PG&E ¦ Marine | Com Unitary AC (Small) - Marine | 0 | 1 | 0 | CBSA 2014 | 0 | 2012 | 0.5 | SWHC014-04
COM-HVAC-20.9 | Com ¦ Small Unitary AC (SEER 14) - Marine ¦ PG&E ¦ Marine | Com ¦ Small Unitary AC (SEER 14) - Marine | PG&E ¦ Marine | PG&E | All | Electric | Small Unitary AC (SEER 14) | Average Existing and Code |  |  | 0 | Conventional | HVAC | Com - Restaurant | Com | ROB and NEW | 0 | 1000 sqft2 of floor space | Cap-Tons | 15 | DEER:HVAC_Split-Package_AC | 0 | 0 | 0 | eTRM SWHC014-04 | 1008 | 2021 | 1183 | 2021 | 0 | 0 | SWHC014-04 | Com Unitary AC (Small) - Marine ¦ PG&E ¦ Marine | Com Unitary AC (Small) - Marine | 0.98716 | 1 | 0.92526 | CBSA 2014 | 0 | 2012 | 0.5 | SWHC014-04
COM-HVAC-20.10 | Com ¦ Small Unitary AC (SEER 14) - Marine ¦ PG&E ¦ Marine | Com ¦ Small Unitary AC (SEER 14) - Marine | PG&E ¦ Marine | PG&E | All | Electric | Small Unitary AC (SEER 14) | Average Existing and Code |  |  | 0 | Conventional | HVAC | Com - Retail | Com | ROB and NEW | 0 | 1000 sqft2 of floor space | Cap-Tons | 15 | DEER:HVAC_Split-Package_AC | 0 | 0 | 0 | eTRM SWHC014-04 | 1008 | 2021 | 1183 | 2021 | 0 | 0 | SWHC014-04 | Com Unitary AC (Small) - Marine ¦ PG&E ¦ Marine | Com Unitary AC (Small) - Marine | 0.41141 | 1 | 0.92526 | CBSA 2014 | 0 | 2012 | 0.5 | SWHC014-04
COM-HVAC-20.11 | Com ¦ Small Unitary AC (SEER 14) - Marine ¦ PG&E ¦ Marine | Com ¦ Small Unitary AC (SEER 14) - Marine | PG&E ¦ Marine | PG&E | All | Electric | Small Unitary AC (SEER 14) | Average Existing and Code |  |  | 0 | Conventional | HVAC | Com - School | Com | ROB and NEW | 0 | 1000 sqft2 of floor space | Cap-Tons | 15 | DEER:HVAC_Split-Package_AC | 0 | 0 | 0 | eTRM SWHC014-04 | 1008 | 2021 | 1183 | 2021 | 0 | 0 | SWHC014-04 | Com Unitary AC (Small) - Marine ¦ PG&E ¦ Marine | Com Unitary AC (Small) - Marine | 0.62474 | 1 | 0.92526 | CBSA 2014 | 0 | 2012 | 0.5 | SWHC014-04
COM-HVAC-20.12 | Com ¦ Small Unitary AC (SEER 14) - Marine ¦ PG&E ¦ Marine | Com ¦ Small Unitary AC (SEER 14) - Marine | PG&E ¦ Marine | PG&E | All | Electric | Small Unitary AC (SEER 14) | Average Existing and Code |  |  | 0 | Conventional | HVAC | Com - Warehouse | Com | ROB and NEW | 0 | 1000 sqft2 of floor space | Cap-Tons | 15 | DEER:HVAC_Split-Package_AC | 0 | 0 | 0 | eTRM SWHC014-04 | 1008 | 2021 | 1183 | 2021 | 0 | 0 | SWHC014-04 | Com Unitary AC (Small) - Marine ¦ PG&E ¦ Marine | Com Unitary AC (Small) - Marine | 0.12804 | 1 | 0.92526 | CBSA 2014 | 0 | 2012 | 0.5 | SWHC014-04
COM-HVAC-20.13 | Com ¦ Small Unitary AC (SEER 14) - Hot-Dry ¦ PG&E ¦ Hot-Dry | Com ¦ Small Unitary AC (SEER 14) - Hot-Dry | PG&E ¦ Hot-Dry | PG&E | All | Electric | Small Unitary AC (SEER 14) | Average Existing and Code |  |  | 0 | Conventional | HVAC | Com - College | Com | ROB and NEW | 0 | 1000 sqft2 of floor space | Cap-Tons | 15 | DEER:HVAC_Split-Package_AC | 0 | 0 | 0 | eTRM SWHC014-04 | 1008 | 2021 | 1183 | 2021 | 0 | 0 | SWHC014-04 | Com Unitary AC (Small) - Hot-Dry ¦ PG&E ¦ Hot-Dry | Com Unitary AC (Small) - Hot-Dry | 0.55707 | 1 | 0.92526 | CBSA 2014 | 0 | 2012 | 0.5 | SWHC014-04
COM-HVAC-20.14 | Com ¦ Small Unitary AC (SEER 14) - Hot-Dry ¦ PG&E ¦ Hot-Dry | Com ¦ Small Unitary AC (SEER 14) - Hot-Dry | PG&E ¦ Hot-Dry | PG&E | All | Electric | Small Unitary AC (SEER 14) | Average Existing and Code |  |  | 0 | Conventional | HVAC | Com - Grocery | Com | ROB and NEW | 0 | 1000 sqft2 of floor space | Cap-Tons | 15 | DEER:HVAC_Split-Package_AC | 0 | 0 | 0 | eTRM SWHC014-04 | 1008 | 2021 | 1183 | 2021 | 0 | 0 | SWHC014-04 | Com Unitary AC (Small) - Hot-Dry ¦ PG&E ¦ Hot-Dry | Com Unitary AC (Small) - Hot-Dry | 0.92949 | 1 | 0.92526 | CBSA 2014 | 0 | 2012 | 0.5 | SWHC014-04
COM-HVAC-20.15 | Com ¦ Small Unitary AC (SEER 14) - Hot-Dry ¦ PG&E ¦ Hot-Dry | Com ¦ Small Unitary AC (SEER 14) - Hot-Dry | PG&E ¦ Hot-Dry | PG&E | All | Electric | Small Unitary AC (SEER 14) | Average Existing and Code |  |  | 0 | Conventional | HVAC | Com - Health | Com | ROB and NEW | 0 | 1000 sqft2 of floor space | Cap-Tons | 15 | DEER:HVAC_Split-Package_AC | 0 | 0 | 0 | eTRM SWHC014-04 | 1008 | 2021 | 1183 | 2021 | 0 | 0 | SWHC014-04 | Com Unitary AC (Small) - Hot-Dry ¦ PG&E ¦ Hot-Dry | Com Unitary AC (Small) - Hot-Dry | 0.82262 | 1 | 0.92526 | CBSA 2014 | 0 | 2012 | 0.5 | SWHC014-04
COM-HVAC-20.16 | Com ¦ Small Unitary AC (SEER 14) - Hot-Dry ¦ PG&E ¦ Hot-Dry | Com ¦ Small Unitary AC (SEER 14) - Hot-Dry | PG&E ¦ Hot-Dry | PG&E | All | Electric | Small Unitary AC (SEER 14) | Average Existing and Code |  |  | 0 | Conventional | HVAC | Com - Lodging | Com | ROB and NEW | 0 | 1000 sqft2 of floor space | Cap-Tons | 15 | DEER:HVAC_Split-Package_AC | 0 | 0 | 0 | eTRM SWHC014-04 | 1008 | 2021 | 1183 | 2021 | 0 | 0 | SWHC014-04 | Com Unitary AC (Small) - Hot-Dry ¦ PG&E ¦ Hot-Dry | Com Unitary AC (Small) - Hot-Dry | 0.43849 | 1 | 0.92526 | CBSA 2014 | 0 | 2012 | 0.5 | SWHC014-04
COM-HVAC-20.17 | Com ¦ Small Unitary AC (SEER 14) - Hot-Dry ¦ PG&E ¦ Hot-Dry | Com ¦ Small Unitary AC (SEER 14) - Hot-Dry | PG&E ¦ Hot-Dry | PG&E | All | Electric | Small Unitary AC (SEER 14) | Average Existing and Code |  |  | 0 | Conventional | HVAC | Com - Office (Large) | Com | ROB and NEW | 0 | 1000 sqft2 of floor space | Cap-Tons | 15 | DEER:HVAC_Split-Package_AC | 0 | 0 | 0 | eTRM SWHC014-04 | 1008 | 2021 | 1183 | 2021 | 0 | 0 | SWHC014-04 | Com Unitary AC (Small) - Hot-Dry ¦ PG&E ¦ Hot-Dry | Com Unitary AC (Small) - Hot-Dry | 0.58414 | 1 | 0.92526 | CBSA 2014 | 0 | 2012 | 0.5 | SWHC014-04
COM-HVAC-20.18 | Com ¦ Small Unitary AC (SEER 14) - Hot-Dry ¦ PG&E ¦ Hot-Dry | Com ¦ Small Unitary AC (SEER 14) - Hot-Dry | PG&E ¦ Hot-Dry | PG&E | All | Electric | Small Unitary AC (SEER 14) | Average Existing and Code |  |  | 0 | Conventional | HVAC | Com - Office (Small) | Com | ROB and NEW | 0 | 1000 sqft2 of floor space | Cap-Tons | 15 | DEER:HVAC_Split-Package_AC | 0 | 0 | 0 | eTRM SWHC014-04 | 1008 | 2021 | 1183 | 2021 | 0 | 0 | SWHC014-04 | Com Unitary AC (Small) - Hot-Dry ¦ PG&E ¦ Hot-Dry | Com Unitary AC (Small) - Hot-Dry | 0.68317 | 1 | 0.92526 | CBSA 2014 | 0 | 2012 | 0.5 | SWHC014-04
COM-HVAC-20.19 | Com ¦ Small Unitary AC (SEER 14) - Hot-Dry ¦ PG&E ¦ Hot-Dry | Com ¦ Small Unitary AC (SEER 14) - Hot-Dry | PG&E ¦ Hot-Dry | PG&E | All | Electric | Small Unitary AC (SEER 14) | Average Existing and Code |  |  | 0 | Conventional | HVAC | Com - Other | Com | ROB and NEW | 0 | 1000 sqft2 of floor space | Cap-Tons | 15 | DEER:HVAC_Split-Package_AC | 0 | 0 | 0 | eTRM SWHC014-04 | 1008 | 2021 | 1183 | 2021 | 0 | 0 | SWHC014-04 | Com Unitary AC (Small) - Hot-Dry ¦ PG&E ¦ Hot-Dry | Com Unitary AC (Small) - Hot-Dry | 0.32241 | 1 | 0.92526 | CBSA 2014 | 0 | 2012 | 0.5 | SWHC014-04
COM-HVAC-20.20 | Com ¦ Small Unitary AC (SEER 14) - Hot-Dry ¦ PG&E ¦ Hot-Dry | Com ¦ Small Unitary AC (SEER 14) - Hot-Dry | PG&E ¦ Hot-Dry | PG&E | All | Electric | Small Unitary AC (SEER 14) | Average Existing and Code |  |  | 0 | Conventional | HVAC | Com - Refrig. Warehouse | Com | ROB and NEW | 0 | 1000 sqft2 of floor space | Cap-Tons | 15 | DEER:HVAC_Split-Package_AC | 0 | 0 | 0 | eTRM SWHC014-04 | 1008 | 2021 | 1183 | 2021 | 0 | 0 | SWHC014-04 | Com Unitary AC (Small) - Hot-Dry ¦ PG&E ¦ Hot-Dry | Com Unitary AC (Small) - Hot-Dry | 0 | 1 | 0 | CBSA 2014 | 0 | 2012 | 0.5 | SWHC014-04
COM-HVAC-20.21 | Com ¦ Small Unitary AC (SEER 14) - Hot-Dry ¦ PG&E ¦ Hot-Dry | Com ¦ Small Unitary AC (SEER 14) - Hot-Dry | PG&E ¦ Hot-Dry | PG&E | All | Electric | Small Unitary AC (SEER 14) | Average Existing and Code |  |  | 0 | Conventional | HVAC | Com - Restaurant | Com | ROB and NEW | 0 | 1000 sqft2 of floor space | Cap-Tons | 15 | DEER:HVAC_Split-Package_AC | 0 | 0 | 0 | eTRM SWHC014-04 | 1008 | 2021 | 1183 | 2021 | 0 | 0 | SWHC014-04 | Com Unitary AC (Small) - Hot-Dry ¦ PG&E ¦ Hot-Dry | Com Unitary AC (Small) - Hot-Dry | 0.98716 | 1 | 0.92526 | CBSA 2014 | 0 | 2012 | 0.5 | SWHC014-04
COM-HVAC-20.22 | Com ¦ Small Unitary AC (SEER 14) - Hot-Dry ¦ PG&E ¦ Hot-Dry | Com ¦ Small Unitary AC (SEER 14) - Hot-Dry | PG&E ¦ Hot-Dry | PG&E | All | Electric | Small Unitary AC (SEER 14) | Average Existing and Code |  |  | 0 | Conventional | HVAC | Com - Retail | Com | ROB and NEW | 0 | 1000 sqft2 of floor space | Cap-Tons | 15 | DEER:HVAC_Split-Package_AC | 0 | 0 | 0 | eTRM SWHC014-04 | 1008 | 2021 | 1183 | 2021 | 0 | 0 | SWHC014-04 | Com Unitary AC (Small) - Hot-Dry ¦ PG&E ¦ Hot-Dry | Com Unitary AC (Small) - Hot-Dry | 0.41141 | 1 | 0.92526 | CBSA 2014 | 0 | 2012 | 0.5 | SWHC014-04
COM-HVAC-20.23 | Com ¦ Small Unitary AC (SEER 14) - Hot-Dry ¦ PG&E ¦ Hot-Dry | Com ¦ Small Unitary AC (SEER 14) - Hot-Dry | PG&E ¦ Hot-Dry | PG&E | All | Electric | Small Unitary AC (SEER 14) | Average Existing and Code |  |  | 0 | Conventional | HVAC | Com - School | Com | ROB and NEW | 0 | 1000 sqft2 of floor space | Cap-Tons | 15 | DEER:HVAC_Split-Package_AC | 0 | 0 | 0 | eTRM SWHC014-04 | 1008 | 2021 | 1183 | 2021 | 0 | 0 | SWHC014-04 | Com Unitary AC (Small) - Hot-Dry ¦ PG&E ¦ Hot-Dry | Com Unitary AC (Small) - Hot-Dry | 0.62474 | 1 | 0.92526 | CBSA 2014 | 0 | 2012 | 0.5 | SWHC014-04
COM-HVAC-20.24 | Com ¦ Small Unitary AC (SEER 14) - Hot-Dry ¦ PG&E ¦ Hot-Dry | Com ¦ Small Unitary AC (SEER 14) - Hot-Dry | PG&E ¦ Hot-Dry | PG&E | All | Electric | Small Unitary AC (SEER 14) | Average Existing and Code |  |  | 0 | Conventional | HVAC | Com - Warehouse | Com | ROB and NEW | 0 | 1000 sqft2 of floor space | Cap-Tons | 15 | DEER:HVAC_Split-Package_AC | 0 | 0 | 0 | eTRM SWHC014-04 | 1008 | 2021 | 1183 | 2021 | 0 | 0 | SWHC014-04 | Com Unitary AC (Small) - Hot-Dry ¦ PG&E ¦ Hot-Dry | Com Unitary AC (Small) - Hot-Dry | 0.12804 | 1 | 0.92526 | CBSA 2014 | 0 | 2012 | 0.5 | SWHC014-04
COM-HVAC-20.25 | Com ¦ Small Unitary AC (SEER 14) - Cold ¦ PG&E ¦ Cold | Com ¦ Small Unitary AC (SEER 14) - Cold | PG&E ¦ Cold | PG&E | All | Electric | Small Unitary AC (SEER 14) | Average Existing and Code |  |  | 0 | Conventional | HVAC | Com - College | Com | ROB and NEW | 0 | 1000 sqft2 of floor space | Cap-Tons | 15 | DEER:HVAC_Split-Package_AC | 0 | 0 | 0 | eTRM SWHC014-04 | 1008 | 2021 | 1183 | 2021 | 0 | 0 | SWHC014-04 | Com Unitary AC (Small) - Cold ¦ PG&E ¦ Cold | Com Unitary AC (Small) - Cold | 0.55707 | 1 | 0.92526 | CBSA 2014 | 0 | 2012 | 0.5 | SWHC014-04
COM-HVAC-20.26 | Com ¦ Small Unitary AC (SEER 14) - Cold ¦ PG&E ¦ Cold | Com ¦ Small Unitary AC (SEER 14) - Cold | PG&E ¦ Cold | PG&E | All | Electric | Small Unitary AC (SEER 14) | Average Existing and Code |  |  | 0 | Conventional | HVAC | Com - Grocery | Com | ROB and NEW | 0 | 1000 sqft2 of floor space | Cap-Tons | 15 | DEER:HVAC_Split-Package_AC | 0 | 0 | 0 | eTRM SWHC014-04 | 1008 | 2021 | 1183 | 2021 | 0 | 0 | SWHC014-04 | Com Unitary AC (Small) - Cold ¦ PG&E ¦ Cold | Com Unitary AC (Small) - Cold | 0.92949 | 1 | 0.92526 | CBSA 2014 | 0 | 2012 | 0.5 | SWHC014-04
COM-HVAC-20.27 | Com ¦ Small Unitary AC (SEER 14) - Cold ¦ PG&E ¦ Cold | Com ¦ Small Unitary AC (SEER 14) - Cold | PG&E ¦ Cold | PG&E | All | Electric | Small Unitary AC (SEER 14) | Average Existing and Code |  |  | 0 | Conventional | HVAC | Com - Health | Com | ROB and NEW | 0 | 1000 sqft2 of floor space | Cap-Tons | 15 | DEER:HVAC_Split-Package_AC | 0 | 0 | 0 | eTRM SWHC014-04 | 1008 | 2021 | 1183 | 2021 | 0 | 0 | SWHC014-04 | Com Unitary AC (Small) - Cold ¦ PG&E ¦ Cold | Com Unitary AC (Small) - Cold | 0.82262 | 1 | 0.92526 | CBSA 2014 | 0 | 2012 | 0.5 | SWHC014-04
COM-HVAC-20.28 | Com ¦ Small Unitary AC (SEER 14) - Cold ¦ PG&E ¦ Cold | Com ¦ Small Unitary AC (SEER 14) - Cold | PG&E ¦ Cold | PG&E | All | Electric | Small Unitary AC (SEER 14) | Average Existing and Code |  |  | 0 | Conventional | HVAC | Com - Lodging | Com | ROB and NEW | 0 | 1000 sqft2 of floor space | Cap-Tons | 15 | DEER:HVAC_Split-Package_AC | 0 | 0 | 0 | eTRM SWHC014-04 | 1008 | 2021 | 1183 | 2021 | 0 | 0 | SWHC014-04 | Com Unitary AC (Small) - Cold ¦ PG&E ¦ Cold | Com Unitary AC (Small) - Cold | 0.43849 | 1 | 0.92526 | CBSA 2014 | 0 | 2012 | 0.5 | SWHC014-04
COM-HVAC-20.29 | Com ¦ Small Unitary AC (SEER 14) - Cold ¦ PG&E ¦ Cold | Com ¦ Small Unitary AC (SEER 14) - Cold | PG&E ¦ Cold | PG&E | All | Electric | Small Unitary AC (SEER 14) | Average Existing and Code |  |  | 0 | Conventional | HVAC | Com - Office (Large) | Com | ROB and NEW | 0 | 1000 sqft2 of floor space | Cap-Tons | 15 | DEER:HVAC_Split-Package_AC | 0 | 0 | 0 | eTRM SWHC014-04 | 1008 | 2021 | 1183 | 2021 | 0 | 0 | SWHC014-04 | Com Unitary AC (Small) - Cold ¦ PG&E ¦ Cold | Com Unitary AC (Small) - Cold | 0.58414 | 1 | 0.92526 | CBSA 2014 | 0 | 2012 | 0.5 | SWHC014-04
COM-HVAC-20.30 | Com ¦ Small Unitary AC (SEER 14) - Cold ¦ PG&E ¦ Cold | Com ¦ Small Unitary AC (SEER 14) - Cold | PG&E ¦ Cold | PG&E | All | Electric | Small Unitary AC (SEER 14) | Average Existing and Code |  |  | 0 | Conventional | HVAC | Com - Office (Small) | Com | ROB and NEW | 0 | 1000 sqft2 of floor space | Cap-Tons | 15 | DEER:HVAC_Split-Package_AC | 0 | 0 | 0 | eTRM SWHC014-04 | 1008 | 2021 | 1183 | 2021 | 0 | 0 | SWHC014-04 | Com Unitary AC (Small) - Cold ¦ PG&E ¦ Cold | Com Unitary AC (Small) - Cold | 0.68317 | 1 | 0.92526 | CBSA 2014 | 0 | 2012 | 0.5 | SWHC014-04
COM-HVAC-20.31 | Com ¦ Small Unitary AC (SEER 14) - Cold ¦ PG&E ¦ Cold | Com ¦ Small Unitary AC (SEER 14) - Cold | PG&E ¦ Cold | PG&E | All | Electric | Small Unitary AC (SEER 14) | Average Existing and Code |  |  | 0 | Conventional | HVAC | Com - Other | Com | ROB and NEW | 0 | 1000 sqft2 of floor space | Cap-Tons | 15 | DEER:HVAC_Split-Package_AC | 0 | 0 | 0 | eTRM SWHC014-04 | 1008 | 2021 | 1183 | 2021 | 0 | 0 | SWHC014-04 | Com Unitary AC (Small) - Cold ¦ PG&E ¦ Cold | Com Unitary AC (Small) - Cold | 0.32241 | 1 | 0.92526 | CBSA 2014 | 0 | 2012 | 0.5 | SWHC014-04
COM-HVAC-20.32 | Com ¦ Small Unitary AC (SEER 14) - Cold ¦ PG&E ¦ Cold | Com ¦ Small Unitary AC (SEER 14) - Cold | PG&E ¦ Cold | PG&E | All | Electric | Small Unitary AC (SEER 14) | Average Existing and Code |  |  | 0 | Conventional | HVAC | Com - Refrig. Warehouse | Com | ROB and NEW | 0 | 1000 sqft2 of floor space | Cap-Tons | 15 | DEER:HVAC_Split-Package_AC | 0 | 0 | 0 | eTRM SWHC014-04 | 1008 | 2021 | 1183 | 2021 | 0 | 0 | SWHC014-04 | Com Unitary AC (Small) - Cold ¦ PG&E ¦ Cold | Com Unitary AC (Small) - Cold | 0 | 1 | 0 | CBSA 2014 | 0 | 2012 | 0.5 | SWHC014-04
COM-HVAC-20.33 | Com ¦ Small Unitary AC (SEER 14) - Cold ¦ PG&E ¦ Cold | Com ¦ Small Unitary AC (SEER 14) - Cold | PG&E ¦ Cold | PG&E | All | Electric | Small Unitary AC (SEER 14) | Average Existing and Code |  |  | 0 | Conventional | HVAC | Com - Restaurant | Com | ROB and NEW | 0 | 1000 sqft2 of floor space | Cap-Tons | 15 | DEER:HVAC_Split-Package_AC | 0 | 0 | 0 | eTRM SWHC014-04 | 1008 | 2021 | 1183 | 2021 | 0 | 0 | SWHC014-04 | Com Unitary AC (Small) - Cold ¦ PG&E ¦ Cold | Com Unitary AC (Small) - Cold | 0.98716 | 1 | 0.92526 | CBSA 2014 | 0 | 2012 | 0.5 | SWHC014-04
COM-HVAC-20.34 | Com ¦ Small Unitary AC (SEER 14) - Cold ¦ PG&E ¦ Cold | Com ¦ Small Unitary AC (SEER 14) - Cold | PG&E ¦ Cold | PG&E | All | Electric | Small Unitary AC (SEER 14) | Average Existing and Code |  |  | 0 | Conventional | HVAC | Com - Retail | Com | ROB and NEW | 0 | 1000 sqft2 of floor space | Cap-Tons | 15 | DEER:HVAC_Split-Package_AC | 0 | 0 | 0 | eTRM SWHC014-04 | 1008 | 2021 | 1183 | 2021 | 0 | 0 | SWHC014-04 | Com Unitary AC (Small) - Cold ¦ PG&E ¦ Cold | Com Unitary AC (Small) - Cold | 0.41141 | 1 | 0.92526 | CBSA 2014 | 0 | 2012 | 0.5 | SWHC014-04
COM-HVAC-20.35 | Com ¦ Small Unitary AC (SEER 14) - Cold ¦ PG&E ¦ Cold | Com ¦ Small Unitary AC (SEER 14) - Cold | PG&E ¦ Cold | PG&E | All | Electric | Small Unitary AC (SEER 14) | Average Existing and Code |  |  | 0 | Conventional | HVAC | Com - School | Com | ROB and NEW | 0 | 1000 sqft2 of floor space | Cap-Tons | 15 | DEER:HVAC_Split-Package_AC | 0 | 0 | 0 | eTRM SWHC014-04 | 1008 | 2021 | 1183 | 2021 | 0 | 0 | SWHC014-04 | Com Unitary AC (Small) - Cold ¦ PG&E ¦ Cold | Com Unitary AC (Small) - Cold | 0.62474 | 1 | 0.92526 | CBSA 2014 | 0 | 2012 | 0.5 | SWHC014-04
COM-HVAC-20.36 | Com ¦ Small Unitary AC (SEER 14) - Cold ¦ PG&E ¦ Cold | Com ¦ Small Unitary AC (SEER 14) - Cold | PG&E ¦ Cold | PG&E | All | Electric | Small Unitary AC (SEER 14) | Average Existing and Code |  |  | 0 | Conventional | HVAC | Com - Warehouse | Com | ROB and NEW | 0 | 1000 sqft2 of floor space | Cap-Tons | 15 | DEER:HVAC_Split-Package_AC | 0 | 0 | 0 | eTRM SWHC014-04 | 1008 | 2021 | 1183 | 2021 | 0 | 0 | SWHC014-04 | Com Unitary AC (Small) - Cold ¦ PG&E ¦ Cold | Com Unitary AC (Small) - Cold | 0.12804 | 1 | 0.92526 | CBSA 2014 | 0 | 2012 | 0.5 | SWHC014-04
COM-HVAC-20.37 | Com ¦ Small Unitary AC (SEER 14) - Marine ¦ SCE ¦ Marine | Com ¦ Small Unitary AC (SEER 14) - Marine | SCE ¦ Marine | SCE | All | Electric | Small Unitary AC (SEER 14) | Average Existing and Code |  |  | 0 | Conventional | HVAC | Com - College | Com | ROB and NEW | 0 | 1000 sqft2 of floor space | Cap-Tons | 15 | DEER:HVAC_Split-Package_AC | 0 | 0 | 0 | eTRM SWHC014-04 | 1008 | 2021 | 1183 | 2021 | 0 | 0 | SWHC014-04 | Com Unitary AC (Small) - Marine ¦ SCE ¦ Marine | Com Unitary AC (Small) - Marine | 0.62169 | 1 | 0.92526 | CBSA 2014 | 0 | 2012 | 0.5 | SWHC014-04
COM-HVAC-20.38 | Com ¦ Small Unitary AC (SEER 14) - Marine ¦ SCE ¦ Marine | Com ¦ Small Unitary AC (SEER 14) - Marine | SCE ¦ Marine | SCE | All | Electric | Small Unitary AC (SEER 14) | Average Existing and Code |  |  | 0 | Conventional | HVAC | Com - Grocery | Com | ROB and NEW | 0 | 1000 sqft2 of floor space | Cap-Tons | 15 | DEER:HVAC_Split-Package_AC | 0 | 0 | 0 | eTRM SWHC014-04 | 1008 | 2021 | 1183 | 2021 | 0 | 0 | SWHC014-04 | Com Unitary AC (Small) - Marine ¦ SCE ¦ Marine | Com Unitary AC (Small) - Marine | 1.1059 | 1 | 0.92526 | CBSA 2014 | 0 | 2012 | 0.5 | SWHC014-04
COM-HVAC-20.39 | Com ¦ Small Unitary AC (SEER 14) - Marine ¦ SCE ¦ Marine | Com ¦ Small Unitary AC (SEER 14) - Marine | SCE ¦ Marine | SCE | All | Electric | Small Unitary AC (SEER 14) | Average Existing and Code |  |  | 0 | Conventional | HVAC | Com - Health | Com | ROB and NEW | 0 | 1000 sqft2 of floor space | Cap-Tons | 15 | DEER:HVAC_Split-Package_AC | 0 | 0 | 0 | eTRM SWHC014-04 | 1008 | 2021 | 1183 | 2021 | 0 | 0 | SWHC014-04 | Com Unitary AC (Small) - Marine ¦ SCE ¦ Marine | Com Unitary AC (Small) - Marine | 0.88169 | 1 | 0.92526 | CBSA 2014 | 0 | 2012 | 0.5 | SWHC014-04
COM-HVAC-20.40 | Com ¦ Small Unitary AC (SEER 14) - Marine ¦ SCE ¦ Marine | Com ¦ Small Unitary AC (SEER 14) - Marine | SCE ¦ Marine | SCE | All | Electric | Small Unitary AC (SEER 14) | Average Existing and Code |  |  | 0 | Conventional | HVAC | Com - Lodging | Com | ROB and NEW | 0 | 1000 sqft2 of floor space | Cap-Tons | 15 | DEER:HVAC_Split-Package_AC | 0 | 0 | 0 | eTRM SWHC014-04 | 1008 | 2021 | 1183 | 2021 | 0 | 0 | SWHC014-04 | Com Unitary AC (Small) - Marine ¦ SCE ¦ Marine | Com Unitary AC (Small) - Marine | 0.49511 | 1 | 0.92526 | CBSA 2014 | 0 | 2012 | 0.5 | SWHC014-04
COM-HVAC-20.41 | Com ¦ Small Unitary AC (SEER 14) - Marine ¦ SCE ¦ Marine | Com ¦ Small Unitary AC (SEER 14) - Marine | SCE ¦ Marine | SCE | All | Electric | Small Unitary AC (SEER 14) | Average Existing and Code |  |  | 0 | Conventional | HVAC | Com - Office (Large) | Com | ROB and NEW | 0 | 1000 sqft2 of floor space | Cap-Tons | 15 | DEER:HVAC_Split-Package_AC | 0 | 0 | 0 | eTRM SWHC014-04 | 1008 | 2021 | 1183 | 2021 | 0 | 0 | SWHC014-04 | Com Unitary AC (Small) - Marine ¦ SCE ¦ Marine | Com Unitary AC (Small) - Marine | 0.65634 | 1 | 0.92526 | CBSA 2014 | 0 | 2012 | 0.5 | SWHC014-04
COM-HVAC-20.42 | Com ¦ Small Unitary AC (SEER 14) - Marine ¦ SCE ¦ Marine | Com ¦ Small Unitary AC (SEER 14) - Marine | SCE ¦ Marine | SCE | All | Electric | Small Unitary AC (SEER 14) | Average Existing and Code |  |  | 0 | Conventional | HVAC | Com - Office (Small) | Com | ROB and NEW | 0 | 1000 sqft2 of floor space | Cap-Tons | 15 | DEER:HVAC_Split-Package_AC | 0 | 0 | 0 | eTRM SWHC014-04 | 1008 | 2021 | 1183 | 2021 | 0 | 0 | SWHC014-04 | Com Unitary AC (Small) - Marine ¦ SCE ¦ Marine | Com Unitary AC (Small) - Marine | 0.74464 | 1 | 0.92526 | CBSA 2014 | 0 | 2012 | 0.5 | SWHC014-04
COM-HVAC-20.43 | Com ¦ Small Unitary AC (SEER 14) - Marine ¦ SCE ¦ Marine | Com ¦ Small Unitary AC (SEER 14) - Marine | SCE ¦ Marine | SCE | All | Electric | Small Unitary AC (SEER 14) | Average Existing and Code |  |  | 0 | Conventional | HVAC | Com - Other | Com | ROB and NEW | 0 | 1000 sqft2 of floor space | Cap-Tons | 15 | DEER:HVAC_Split-Package_AC | 0 | 0 | 0 | eTRM SWHC014-04 | 1008 | 2021 | 1183 | 2021 | 0 | 0 | SWHC014-04 | Com Unitary AC (Small) - Marine ¦ SCE ¦ Marine | Com Unitary AC (Small) - Marine | 0.35552 | 1 | 0.92526 | CBSA 2014 | 0 | 2012 | 0.5 | SWHC014-04
COM-HVAC-20.44 | Com ¦ Small Unitary AC (SEER 14) - Marine ¦ SCE ¦ Marine | Com ¦ Small Unitary AC (SEER 14) - Marine | SCE ¦ Marine | SCE | All | Electric | Small Unitary AC (SEER 14) | Average Existing and Code |  |  | 0 | Conventional | HVAC | Com - Refrig. Warehouse | Com | ROB and NEW | 0 | 1000 sqft2 of floor space | Cap-Tons | 15 | DEER:HVAC_Split-Package_AC | 0 | 0 | 0 | eTRM SWHC014-04 | 1008 | 2021 | 1183 | 2021 | 0 | 0 | SWHC014-04 | Com Unitary AC (Small) - Marine ¦ SCE ¦ Marine | Com Unitary AC (Small) - Marine | 0 | 1 | 0 | CBSA 2014 | 0 | 2012 | 0.5 | SWHC014-04
COM-HVAC-20.45 | Com ¦ Small Unitary AC (SEER 14) - Marine ¦ SCE ¦ Marine | Com ¦ Small Unitary AC (SEER 14) - Marine | SCE ¦ Marine | SCE | All | Electric | Small Unitary AC (SEER 14) | Average Existing and Code |  |  | 0 | Conventional | HVAC | Com - Restaurant | Com | ROB and NEW | 0 | 1000 sqft2 of floor space | Cap-Tons | 15 | DEER:HVAC_Split-Package_AC | 0 | 0 | 0 | eTRM SWHC014-04 | 1008 | 2021 | 1183 | 2021 | 0 | 0 | SWHC014-04 | Com Unitary AC (Small) - Marine ¦ SCE ¦ Marine | Com Unitary AC (Small) - Marine | 1.0866 | 1 | 0.92526 | CBSA 2014 | 0 | 2012 | 0.5 | SWHC014-04
COM-HVAC-20.46 | Com ¦ Small Unitary AC (SEER 14) - Marine ¦ SCE ¦ Marine | Com ¦ Small Unitary AC (SEER 14) - Marine | SCE ¦ Marine | SCE | All | Electric | Small Unitary AC (SEER 14) | Average Existing and Code |  |  | 0 | Conventional | HVAC | Com - Retail | Com | ROB and NEW | 0 | 1000 sqft2 of floor space | Cap-Tons | 15 | DEER:HVAC_Split-Package_AC | 0 | 0 | 0 | eTRM SWHC014-04 | 1008 | 2021 | 1183 | 2021 | 0 | 0 | SWHC014-04 | Com Unitary AC (Small) - Marine ¦ SCE ¦ Marine | Com Unitary AC (Small) - Marine | 0.45973 | 1 | 0.92526 | CBSA 2014 | 0 | 2012 | 0.5 | SWHC014-04
COM-HVAC-20.47 | Com ¦ Small Unitary AC (SEER 14) - Marine ¦ SCE ¦ Marine | Com ¦ Small Unitary AC (SEER 14) - Marine | SCE ¦ Marine | SCE | All | Electric | Small Unitary AC (SEER 14) | Average Existing and Code |  |  | 0 | Conventional | HVAC | Com - School | Com | ROB and NEW | 0 | 1000 sqft2 of floor space | Cap-Tons | 15 | DEER:HVAC_Split-Package_AC | 0 | 0 | 0 | eTRM SWHC014-04 | 1008 | 2021 | 1183 | 2021 | 0 | 0 | SWHC014-04 | Com Unitary AC (Small) - Marine ¦ SCE ¦ Marine | Com Unitary AC (Small) - Marine | 0.74863 | 1 | 0.92526 | CBSA 2014 | 0 | 2012 | 0.5 | SWHC014-04
COM-HVAC-20.48 | Com ¦ Small Unitary AC (SEER 14) - Marine ¦ SCE ¦ Marine | Com ¦ Small Unitary AC (SEER 14) - Marine | SCE ¦ Marine | SCE | All | Electric | Small Unitary AC (SEER 14) | Average Existing and Code |  |  | 0 | Conventional | HVAC | Com - Warehouse | Com | ROB and NEW | 0 | 1000 sqft2 of floor space | Cap-Tons | 15 | DEER:HVAC_Split-Package_AC | 0 | 0 | 0 | eTRM SWHC014-04 | 1008 | 2021 | 1183 | 2021 | 0 | 0 | SWHC014-04 | Com Unitary AC (Small) - Marine ¦ SCE ¦ Marine | Com Unitary AC (Small) - Marine | 0.1408 | 1 | 0.92526 | CBSA 2014 | 0 | 2012 | 0.5 | SWHC014-04
COM-HVAC-20.49 | Com ¦ Small Unitary AC (SEER 14) - Hot-Dry ¦ SCE ¦ Hot-Dry | Com ¦ Small Unitary AC (SEER 14) - Hot-Dry | SCE ¦ Hot-Dry | SCE | All | Electric | Small Unitary AC (SEER 14) | Average Existing and Code |  |  | 0 | Conventional | HVAC | Com - College | Com | ROB and NEW | 0 | 1000 sqft2 of floor space | Cap-Tons | 15 | DEER:HVAC_Split-Package_AC | 0 | 0 | 0 | eTRM SWHC014-04 | 1008 | 2021 | 1183 | 2021 | 0 | 0 | SWHC014-04 | Com Unitary AC (Small) - Hot-Dry ¦ SCE ¦ Hot-Dry | Com Unitary AC (Small) - Hot-Dry | 0.62169 | 1 | 0.92526 | CBSA 2014 | 0 | 2012 | 0.5 | SWHC014-04
COM-HVAC-20.50 | Com ¦ Small Unitary AC (SEER 14) - Hot-Dry ¦ SCE ¦ Hot-Dry | Com ¦ Small Unitary AC (SEER 14) - Hot-Dry | SCE ¦ Hot-Dry | SCE | All | Electric | Small Unitary AC (SEER 14) | Average Existing and Code |  |  | 0 | Conventional | HVAC | Com - Grocery | Com | ROB and NEW | 0 | 1000 sqft2 of floor space | Cap-Tons | 15 | DEER:HVAC_Split-Package_AC | 0 | 0 | 0 | eTRM SWHC014-04 | 1008 | 2021 | 1183 | 2021 | 0 | 0 | SWHC014-04 | Com Unitary AC (Small) - Hot-Dry ¦ SCE ¦ Hot-Dry | Com Unitary AC (Small) - Hot-Dry | 1.1059 | 1 | 0.92526 | CBSA 2014 | 0 | 2012 | 0.5 | SWHC014-04
COM-HVAC-20.51 | Com ¦ Small Unitary AC (SEER 14) - Hot-Dry ¦ SCE ¦ Hot-Dry | Com ¦ Small Unitary AC (SEER 14) - Hot-Dry | SCE ¦ Hot-Dry | SCE | All | Electric | Small Unitary AC (SEER 14) | Average Existing and Code |  |  | 0 | Conventional | HVAC | Com - Health | Com | ROB and NEW | 0 | 1000 sqft2 of floor space | Cap-Tons | 15 | DEER:HVAC_Split-Package_AC | 0 | 0 | 0 | eTRM SWHC014-04 | 1008 | 2021 | 1183 | 2021 | 0 | 0 | SWHC014-04 | Com Unitary AC (Small) - Hot-Dry ¦ SCE ¦ Hot-Dry | Com Unitary AC (Small) - Hot-Dry | 0.88169 | 1 | 0.92526 | CBSA 2014 | 0 | 2012 | 0.5 | SWHC014-04
COM-HVAC-20.52 | Com ¦ Small Unitary AC (SEER 14) - Hot-Dry ¦ SCE ¦ Hot-Dry | Com ¦ Small Unitary AC (SEER 14) - Hot-Dry | SCE ¦ Hot-Dry | SCE | All | Electric | Small Unitary AC (SEER 14) | Average Existing and Code |  |  | 0 | Conventional | HVAC | Com - Lodging | Com | ROB and NEW | 0 | 1000 sqft2 of floor space | Cap-Tons | 15 | DEER:HVAC_Split-Package_AC | 0 | 0 | 0 | eTRM SWHC014-04 | 1008 | 2021 | 1183 | 2021 | 0 | 0 | SWHC014-04 | Com Unitary AC (Small) - Hot-Dry ¦ SCE ¦ Hot-Dry | Com Unitary AC (Small) - Hot-Dry | 0.49511 | 1 | 0.92526 | CBSA 2014 | 0 | 2012 | 0.5 | SWHC014-04
COM-HVAC-20.53 | Com ¦ Small Unitary AC (SEER 14) - Hot-Dry ¦ SCE ¦ Hot-Dry | Com ¦ Small Unitary AC (SEER 14) - Hot-Dry | SCE ¦ Hot-Dry | SCE | All | Electric | Small Unitary AC (SEER 14) | Average Existing and Code |  |  | 0 | Conventional | HVAC | Com - Office (Large) | Com | ROB and NEW | 0 | 1000 sqft2 of floor space | Cap-Tons | 15 | DEER:HVAC_Split-Package_AC | 0 | 0 | 0 | eTRM SWHC014-04 | 1008 | 2021 | 1183 | 2021 | 0 | 0 | SWHC014-04 | Com Unitary AC (Small) - Hot-Dry ¦ SCE ¦ Hot-Dry | Com Unitary AC (Small) - Hot-Dry | 0.65634 | 1 | 0.92526 | CBSA 2014 | 0 | 2012 | 0.5 | SWHC014-04
COM-HVAC-20.54 | Com ¦ Small Unitary AC (SEER 14) - Hot-Dry ¦ SCE ¦ Hot-Dry | Com ¦ Small Unitary AC (SEER 14) - Hot-Dry | SCE ¦ Hot-Dry | SCE | All | Electric | Small Unitary AC (SEER 14) | Average Existing and Code |  |  | 0 | Conventional | HVAC | Com - Office (Small) | Com | ROB and NEW | 0 | 1000 sqft2 of floor space | Cap-Tons | 15 | DEER:HVAC_Split-Package_AC | 0 | 0 | 0 | eTRM SWHC014-04 | 1008 | 2021 | 1183 | 2021 | 0 | 0 | SWHC014-04 | Com Unitary AC (Small) - Hot-Dry ¦ SCE ¦ Hot-Dry | Com Unitary AC (Small) - Hot-Dry | 0.74464 | 1 | 0.92526 | CBSA 2014 | 0 | 2012 | 0.5 | SWHC014-04
COM-HVAC-20.55 | Com ¦ Small Unitary AC (SEER 14) - Hot-Dry ¦ SCE ¦ Hot-Dry | Com ¦ Small Unitary AC (SEER 14) - Hot-Dry | SCE ¦ Hot-Dry | SCE | All | Electric | Small Unitary AC (SEER 14) | Average Existing and Code |  |  | 0 | Conventional | HVAC | Com - Other | Com | ROB and NEW | 0 | 1000 sqft2 of floor space | Cap-Tons | 15 | DEER:HVAC_Split-Package_AC | 0 | 0 | 0 | eTRM SWHC014-04 | 1008 | 2021 | 1183 | 2021 | 0 | 0 | SWHC014-04 | Com Unitary AC (Small) - Hot-Dry ¦ SCE ¦ Hot-Dry | Com Unitary AC (Small) - Hot-Dry | 0.35552 | 1 | 0.92526 | CBSA 2014 | 0 | 2012 | 0.5 | SWHC014-04
COM-HVAC-20.56 | Com ¦ Small Unitary AC (SEER 14) - Hot-Dry ¦ SCE ¦ Hot-Dry | Com ¦ Small Unitary AC (SEER 14) - Hot-Dry | SCE ¦ Hot-Dry | SCE | All | Electric | Small Unitary AC (SEER 14) | Average Existing and Code |  |  | 0 | Conventional | HVAC | Com - Refrig. Warehouse | Com | ROB and NEW | 0 | 1000 sqft2 of floor space | Cap-Tons | 15 | DEER:HVAC_Split-Package_AC | 0 | 0 | 0 | eTRM SWHC014-04 | 1008 | 2021 | 1183 | 2021 | 0 | 0 | SWHC014-04 | Com Unitary AC (Small) - Hot-Dry ¦ SCE ¦ Hot-Dry | Com Unitary AC (Small) - Hot-Dry | 0 | 1 | 0 | CBSA 2014 | 0 | 2012 | 0.5 | SWHC014-04
COM-HVAC-20.57 | Com ¦ Small Unitary AC (SEER 14) - Hot-Dry ¦ SCE ¦ Hot-Dry | Com ¦ Small Unitary AC (SEER 14) - Hot-Dry | SCE ¦ Hot-Dry | SCE | All | Electric | Small Unitary AC (SEER 14) | Average Existing and Code |  |  | 0 | Conventional | HVAC | Com - Restaurant | Com | ROB and NEW | 0 | 1000 sqft2 of floor space | Cap-Tons | 15 | DEER:HVAC_Split-Package_AC | 0 | 0 | 0 | eTRM SWHC014-04 | 1008 | 2021 | 1183 | 2021 | 0 | 0 | SWHC014-04 | Com Unitary AC (Small) - Hot-Dry ¦ SCE ¦ Hot-Dry | Com Unitary AC (Small) - Hot-Dry | 1.0866 | 1 | 0.92526 | CBSA 2014 | 0 | 2012 | 0.5 | SWHC014-04
COM-HVAC-20.58 | Com ¦ Small Unitary AC (SEER 14) - Hot-Dry ¦ SCE ¦ Hot-Dry | Com ¦ Small Unitary AC (SEER 14) - Hot-Dry | SCE ¦ Hot-Dry | SCE | All | Electric | Small Unitary AC (SEER 14) | Average Existing and Code |  |  | 0 | Conventional | HVAC | Com - Retail | Com | ROB and NEW | 0 | 1000 sqft2 of floor space | Cap-Tons | 15 | DEER:HVAC_Split-Package_AC | 0 | 0 | 0 | eTRM SWHC014-04 | 1008 | 2021 | 1183 | 2021 | 0 | 0 | SWHC014-04 | Com Unitary AC (Small) - Hot-Dry ¦ SCE ¦ Hot-Dry | Com Unitary AC (Small) - Hot-Dry | 0.45973 | 1 | 0.92526 | CBSA 2014 | 0 | 2012 | 0.5 | SWHC014-04
COM-HVAC-20.59 | Com ¦ Small Unitary AC (SEER 14) - Hot-Dry ¦ SCE ¦ Hot-Dry | Com ¦ Small Unitary AC (SEER 14) - Hot-Dry | SCE ¦ Hot-Dry | SCE | All | Electric | Small Unitary AC (SEER 14) | Average Existing and Code |  |  | 0 | Conventional | HVAC | Com - School | Com | ROB and NEW | 0 | 1000 sqft2 of floor space | Cap-Tons | 15 | DEER:HVAC_Split-Package_AC | 0 | 0 | 0 | eTRM SWHC014-04 | 1008 | 2021 | 1183 | 2021 | 0 | 0 | SWHC014-04 | Com Unitary AC (Small) - Hot-Dry ¦ SCE ¦ Hot-Dry | Com Unitary AC (Small) - Hot-Dry | 0.74863 | 1 | 0.92526 | CBSA 2014 | 0 | 2012 | 0.5 | SWHC014-04
COM-HVAC-20.60 | Com ¦ Small Unitary AC (SEER 14) - Hot-Dry ¦ SCE ¦ Hot-Dry | Com ¦ Small Unitary AC (SEER 14) - Hot-Dry | SCE ¦ Hot-Dry | SCE | All | Electric | Small Unitary AC (SEER 14) | Average Existing and Code |  |  | 0 | Conventional | HVAC | Com - Warehouse | Com | ROB and NEW | 0 | 1000 sqft2 of floor space | Cap-Tons | 15 | DEER:HVAC_Split-Package_AC | 0 | 0 | 0 | eTRM SWHC014-04 | 1008 | 2021 | 1183 | 2021 | 0 | 0 | SWHC014-04 | Com Unitary AC (Small) - Hot-Dry ¦ SCE ¦ Hot-Dry | Com Unitary AC (Small) - Hot-Dry | 0.1408 | 1 | 0.92526 | CBSA 2014 | 0 | 2012 | 0.5 | SWHC014-04
COM-HVAC-20.61 | Com ¦ Small Unitary AC (SEER 14) - Cold ¦ SCE ¦ Cold | Com ¦ Small Unitary AC (SEER 14) - Cold | SCE ¦ Cold | SCE | All | Electric | Small Unitary AC (SEER 14) | Average Existing and Code |  |  | 0 | Conventional | HVAC | Com - College | Com | ROB and NEW | 0 | 1000 sqft2 of floor space | Cap-Tons | 15 | DEER:HVAC_Split-Package_AC | 0 | 0 | 0 | eTRM SWHC014-04 | 1008 | 2021 | 1183 | 2021 | 0 | 0 | SWHC014-04 | Com Unitary AC (Small) - Cold ¦ SCE ¦ Cold | Com Unitary AC (Small) - Cold | 0.62169 | 1 | 0.92526 | CBSA 2014 | 0 | 2012 | 0.5 | SWHC014-04
COM-HVAC-20.62 | Com ¦ Small Unitary AC (SEER 14) - Cold ¦ SCE ¦ Cold | Com ¦ Small Unitary AC (SEER 14) - Cold | SCE ¦ Cold | SCE | All | Electric | Small Unitary AC (SEER 14) | Average Existing and Code |  |  | 0 | Conventional | HVAC | Com - Grocery | Com | ROB and NEW | 0 | 1000 sqft2 of floor space | Cap-Tons | 15 | DEER:HVAC_Split-Package_AC | 0 | 0 | 0 | eTRM SWHC014-04 | 1008 | 2021 | 1183 | 2021 | 0 | 0 | SWHC014-04 | Com Unitary AC (Small) - Cold ¦ SCE ¦ Cold | Com Unitary AC (Small) - Cold | 1.1059 | 1 | 0.92526 | CBSA 2014 | 0 | 2012 | 0.5 | SWHC014-04
COM-HVAC-20.63 | Com ¦ Small Unitary AC (SEER 14) - Cold ¦ SCE ¦ Cold | Com ¦ Small Unitary AC (SEER 14) - Cold | SCE ¦ Cold | SCE | All | Electric | Small Unitary AC (SEER 14) | Average Existing and Code |  |  | 0 | Conventional | HVAC | Com - Health | Com | ROB and NEW | 0 | 1000 sqft2 of floor space | Cap-Tons | 15 | DEER:HVAC_Split-Package_AC | 0 | 0 | 0 | eTRM SWHC014-04 | 1008 | 2021 | 1183 | 2021 | 0 | 0 | SWHC014-04 | Com Unitary AC (Small) - Cold ¦ SCE ¦ Cold | Com Unitary AC (Small) - Cold | 0.88169 | 1 | 0.92526 | CBSA 2014 | 0 | 2012 | 0.5 | SWHC014-04
COM-HVAC-20.64 | Com ¦ Small Unitary AC (SEER 14) - Cold ¦ SCE ¦ Cold | Com ¦ Small Unitary AC (SEER 14) - Cold | SCE ¦ Cold | SCE | All | Electric | Small Unitary AC (SEER 14) | Average Existing and Code |  |  | 0 | Conventional | HVAC | Com - Lodging | Com | ROB and NEW | 0 | 1000 sqft2 of floor space | Cap-Tons | 15 | DEER:HVAC_Split-Package_AC | 0 | 0 | 0 | eTRM SWHC014-04 | 1008 | 2021 | 1183 | 2021 | 0 | 0 | SWHC014-04 | Com Unitary AC (Small) - Cold ¦ SCE ¦ Cold | Com Unitary AC (Small) - Cold | 0.49511 | 1 | 0.92526 | CBSA 2014 | 0 | 2012 | 0.5 | SWHC014-04
COM-HVAC-20.65 | Com ¦ Small Unitary AC (SEER 14) - Cold ¦ SCE ¦ Cold | Com ¦ Small Unitary AC (SEER 14) - Cold | SCE ¦ Cold | SCE | All | Electric | Small Unitary AC (SEER 14) | Average Existing and Code |  |  | 0 | Conventional | HVAC | Com - Office (Large) | Com | ROB and NEW | 0 | 1000 sqft2 of floor space | Cap-Tons | 15 | DEER:HVAC_Split-Package_AC | 0 | 0 | 0 | eTRM SWHC014-04 | 1008 | 2021 | 1183 | 2021 | 0 | 0 | SWHC014-04 | Com Unitary AC (Small) - Cold ¦ SCE ¦ Cold | Com Unitary AC (Small) - Cold | 0.65634 | 1 | 0.92526 | CBSA 2014 | 0 | 2012 | 0.5 | SWHC014-04
COM-HVAC-20.66 | Com ¦ Small Unitary AC (SEER 14) - Cold ¦ SCE ¦ Cold | Com ¦ Small Unitary AC (SEER 14) - Cold | SCE ¦ Cold | SCE | All | Electric | Small Unitary AC (SEER 14) | Average Existing and Code |  |  | 0 | Conventional | HVAC | Com - Office (Small) | Com | ROB and NEW | 0 | 1000 sqft2 of floor space | Cap-Tons | 15 | DEER:HVAC_Split-Package_AC | 0 | 0 | 0 | eTRM SWHC014-04 | 1008 | 2021 | 1183 | 2021 | 0 | 0 | SWHC014-04 | Com Unitary AC (Small) - Cold ¦ SCE ¦ Cold | Com Unitary AC (Small) - Cold | 0.74464 | 1 | 0.92526 | CBSA 2014 | 0 | 2012 | 0.5 | SWHC014-04
COM-HVAC-20.67 | Com ¦ Small Unitary AC (SEER 14) - Cold ¦ SCE ¦ Cold | Com ¦ Small Unitary AC (SEER 14) - Cold | SCE ¦ Cold | SCE | All | Electric | Small Unitary AC (SEER 14) | Average Existing and Code |  |  | 0 | Conventional | HVAC | Com - Other | Com | ROB and NEW | 0 | 1000 sqft2 of floor space | Cap-Tons | 15 | DEER:HVAC_Split-Package_AC | 0 | 0 | 0 | eTRM SWHC014-04 | 1008 | 2021 | 1183 | 2021 | 0 | 0 | SWHC014-04 | Com Unitary AC (Small) - Cold ¦ SCE ¦ Cold | Com Unitary AC (Small) - Cold | 0.35552 | 1 | 0.92526 | CBSA 2014 | 0 | 2012 | 0.5 | SWHC014-04
COM-HVAC-20.68 | Com ¦ Small Unitary AC (SEER 14) - Cold ¦ SCE ¦ Cold | Com ¦ Small Unitary AC (SEER 14) - Cold | SCE ¦ Cold | SCE | All | Electric | Small Unitary AC (SEER 14) | Average Existing and Code |  |  | 0 | Conventional | HVAC | Com - Refrig. Warehouse | Com | ROB and NEW | 0 | 1000 sqft2 of floor space | Cap-Tons | 15 | DEER:HVAC_Split-Package_AC | 0 | 0 | 0 | eTRM SWHC014-04 | 1008 | 2021 | 1183 | 2021 | 0 | 0 | SWHC014-04 | Com Unitary AC (Small) - Cold ¦ SCE ¦ Cold | Com Unitary AC (Small) - Cold | 0 | 1 | 0 | CBSA 2014 | 0 | 2012 | 0.5 | SWHC014-04
COM-HVAC-20.69 | Com ¦ Small Unitary AC (SEER 14) - Cold ¦ SCE ¦ Cold | Com ¦ Small Unitary AC (SEER 14) - Cold | SCE ¦ Cold | SCE | All | Electric | Small Unitary AC (SEER 14) | Average Existing and Code |  |  | 0 | Conventional | HVAC | Com - Restaurant | Com | ROB and NEW | 0 | 1000 sqft2 of floor space | Cap-Tons | 15 | DEER:HVAC_Split-Package_AC | 0 | 0 | 0 | eTRM SWHC014-04 | 1008 | 2021 | 1183 | 2021 | 0 | 0 | SWHC014-04 | Com Unitary AC (Small) - Cold ¦ SCE ¦ Cold | Com Unitary AC (Small) - Cold | 1.0866 | 1 | 0.92526 | CBSA 2014 | 0 | 2012 | 0.5 | SWHC014-04
COM-HVAC-20.70 | Com ¦ Small Unitary AC (SEER 14) - Cold ¦ SCE ¦ Cold | Com ¦ Small Unitary AC (SEER 14) - Cold | SCE ¦ Cold | SCE | All | Electric | Small Unitary AC (SEER 14) | Average Existing and Code |  |  | 0 | Conventional | HVAC | Com - Retail | Com | ROB and NEW | 0 | 1000 sqft2 of floor space | Cap-Tons | 15 | DEER:HVAC_Split-Package_AC | 0 | 0 | 0 | eTRM SWHC014-04 | 1008 | 2021 | 1183 | 2021 | 0 | 0 | SWHC014-04 | Com Unitary AC (Small) - Cold ¦ SCE ¦ Cold | Com Unitary AC (Small) - Cold | 0.45973 | 1 | 0.92526 | CBSA 2014 | 0 | 2012 | 0.5 | SWHC014-04
COM-HVAC-20.71 | Com ¦ Small Unitary AC (SEER 14) - Cold ¦ SCE ¦ Cold | Com ¦ Small Unitary AC (SEER 14) - Cold | SCE ¦ Cold | SCE | All | Electric | Small Unitary AC (SEER 14) | Average Existing and Code |  |  | 0 | Conventional | HVAC | Com - School | Com | ROB and NEW | 0 | 1000 sqft2 of floor space | Cap-Tons | 15 | DEER:HVAC_Split-Package_AC | 0 | 0 | 0 | eTRM SWHC014-04 | 1008 | 2021 | 1183 | 2021 | 0 | 0 | SWHC014-04 | Com Unitary AC (Small) - Cold ¦ SCE ¦ Cold | Com Unitary AC (Small) - Cold | 0.74863 | 1 | 0.92526 | CBSA 2014 | 0 | 2012 | 0.5 | SWHC014-04
COM-HVAC-20.72 | Com ¦ Small Unitary AC (SEER 14) - Cold ¦ SCE ¦ Cold | Com ¦ Small Unitary AC (SEER 14) - Cold | SCE ¦ Cold | SCE | All | Electric | Small Unitary AC (SEER 14) | Average Existing and Code |  |  | 0 | Conventional | HVAC | Com - Warehouse | Com | ROB and NEW | 0 | 1000 sqft2 of floor space | Cap-Tons | 15 | DEER:HVAC_Split-Package_AC | 0 | 0 | 0 | eTRM SWHC014-04 | 1008 | 2021 | 1183 | 2021 | 0 | 0 | SWHC014-04 | Com Unitary AC (Small) - Cold ¦ SCE ¦ Cold | Com Unitary AC (Small) - Cold | 0.1408 | 1 | 0.92526 | CBSA 2014 | 0 | 2012 | 0.5 | SWHC014-04
COM-HVAC-20.73 | Com ¦ Small Unitary AC (SEER 14) - Marine ¦ SDG&E ¦ Marine | Com ¦ Small Unitary AC (SEER 14) - Marine | SDG&E ¦ Marine | SDG&E | All | Electric | Small Unitary AC (SEER 14) | Average Existing and Code |  |  | 0 | Conventional | HVAC | Com - College | Com | ROB and NEW | 0 | 1000 sqft2 of floor space | Cap-Tons | 15 | DEER:HVAC_Split-Package_AC | 0 | 0 | 0 | eTRM SWHC014-04 | 1008 | 2021 | 1183 | 2021 | 0 | 0 | SWHC014-04 | Com Unitary AC (Small) - Marine ¦ SDG&E ¦ Marine | Com Unitary AC (Small) - Marine | 0.60922 | 1 | 0.92526 | CBSA 2014 | 0 | 2012 | 0.5 | SWHC014-04
COM-HVAC-20.74 | Com ¦ Small Unitary AC (SEER 14) - Marine ¦ SDG&E ¦ Marine | Com ¦ Small Unitary AC (SEER 14) - Marine | SDG&E ¦ Marine | SDG&E | All | Electric | Small Unitary AC (SEER 14) | Average Existing and Code |  |  | 0 | Conventional | HVAC | Com - Grocery | Com | ROB and NEW | 0 | 1000 sqft2 of floor space | Cap-Tons | 15 | DEER:HVAC_Split-Package_AC | 0 | 0 | 0 | eTRM SWHC014-04 | 1008 | 2021 | 1183 | 2021 | 0 | 0 | SWHC014-04 | Com Unitary AC (Small) - Marine ¦ SDG&E ¦ Marine | Com Unitary AC (Small) - Marine | 1.1243 | 1 | 0.92526 | CBSA 2014 | 0 | 2012 | 0.5 | SWHC014-04
COM-HVAC-20.75 | Com ¦ Small Unitary AC (SEER 14) - Marine ¦ SDG&E ¦ Marine | Com ¦ Small Unitary AC (SEER 14) - Marine | SDG&E ¦ Marine | SDG&E | All | Electric | Small Unitary AC (SEER 14) | Average Existing and Code |  |  | 0 | Conventional | HVAC | Com - Health | Com | ROB and NEW | 0 | 1000 sqft2 of floor space | Cap-Tons | 15 | DEER:HVAC_Split-Package_AC | 0 | 0 | 0 | eTRM SWHC014-04 | 1008 | 2021 | 1183 | 2021 | 0 | 0 | SWHC014-04 | Com Unitary AC (Small) - Marine ¦ SDG&E ¦ Marine | Com Unitary AC (Small) - Marine | 0.87675 | 1 | 0.92526 | CBSA 2014 | 0 | 2012 | 0.5 | SWHC014-04
COM-HVAC-20.76 | Com ¦ Small Unitary AC (SEER 14) - Marine ¦ SDG&E ¦ Marine | Com ¦ Small Unitary AC (SEER 14) - Marine | SDG&E ¦ Marine | SDG&E | All | Electric | Small Unitary AC (SEER 14) | Average Existing and Code |  |  | 0 | Conventional | HVAC | Com - Lodging | Com | ROB and NEW | 0 | 1000 sqft2 of floor space | Cap-Tons | 15 | DEER:HVAC_Split-Package_AC | 0 | 0 | 0 | eTRM SWHC014-04 | 1008 | 2021 | 1183 | 2021 | 0 | 0 | SWHC014-04 | Com Unitary AC (Small) - Marine ¦ SDG&E ¦ Marine | Com Unitary AC (Small) - Marine | 0.49055 | 1 | 0.92526 | CBSA 2014 | 0 | 2012 | 0.5 | SWHC014-04
COM-HVAC-20.77 | Com ¦ Small Unitary AC (SEER 14) - Marine ¦ SDG&E ¦ Marine | Com ¦ Small Unitary AC (SEER 14) - Marine | SDG&E ¦ Marine | SDG&E | All | Electric | Small Unitary AC (SEER 14) | Average Existing and Code |  |  | 0 | Conventional | HVAC | Com - Office (Large) | Com | ROB and NEW | 0 | 1000 sqft2 of floor space | Cap-Tons | 15 | DEER:HVAC_Split-Package_AC | 0 | 0 | 0 | eTRM SWHC014-04 | 1008 | 2021 | 1183 | 2021 | 0 | 0 | SWHC014-04 | Com Unitary AC (Small) - Marine ¦ SDG&E ¦ Marine | Com Unitary AC (Small) - Marine | 0.64047 | 1 | 0.92526 | CBSA 2014 | 0 | 2012 | 0.5 | SWHC014-04
COM-HVAC-20.78 | Com ¦ Small Unitary AC (SEER 14) - Marine ¦ SDG&E ¦ Marine | Com ¦ Small Unitary AC (SEER 14) - Marine | SDG&E ¦ Marine | SDG&E | All | Electric | Small Unitary AC (SEER 14) | Average Existing and Code |  |  | 0 | Conventional | HVAC | Com - Office (Small) | Com | ROB and NEW | 0 | 1000 sqft2 of floor space | Cap-Tons | 15 | DEER:HVAC_Split-Package_AC | 0 | 0 | 0 | eTRM SWHC014-04 | 1008 | 2021 | 1183 | 2021 | 0 | 0 | SWHC014-04 | Com Unitary AC (Small) - Marine ¦ SDG&E ¦ Marine | Com Unitary AC (Small) - Marine | 0.77766 | 1 | 0.92526 | CBSA 2014 | 0 | 2012 | 0.5 | SWHC014-04
COM-HVAC-20.79 | Com ¦ Small Unitary AC (SEER 14) - Marine ¦ SDG&E ¦ Marine | Com ¦ Small Unitary AC (SEER 14) - Marine | SDG&E ¦ Marine | SDG&E | All | Electric | Small Unitary AC (SEER 14) | Average Existing and Code |  |  | 0 | Conventional | HVAC | Com - Other | Com | ROB and NEW | 0 | 1000 sqft2 of floor space | Cap-Tons | 15 | DEER:HVAC_Split-Package_AC | 0 | 0 | 0 | eTRM SWHC014-04 | 1008 | 2021 | 1183 | 2021 | 0 | 0 | SWHC014-04 | Com Unitary AC (Small) - Marine ¦ SDG&E ¦ Marine | Com Unitary AC (Small) - Marine | 0.34945 | 1 | 0.92526 | CBSA 2014 | 0 | 2012 | 0.5 | SWHC014-04
COM-HVAC-20.80 | Com ¦ Small Unitary AC (SEER 14) - Marine ¦ SDG&E ¦ Marine | Com ¦ Small Unitary AC (SEER 14) - Marine | SDG&E ¦ Marine | SDG&E | All | Electric | Small Unitary AC (SEER 14) | Average Existing and Code |  |  | 0 | Conventional | HVAC | Com - Refrig. Warehouse | Com | ROB and NEW | 0 | 1000 sqft2 of floor space | Cap-Tons | 15 | DEER:HVAC_Split-Package_AC | 0 | 0 | 0 | eTRM SWHC014-04 | 1008 | 2021 | 1183 | 2021 | 0 | 0 | SWHC014-04 | Com Unitary AC (Small) - Marine ¦ SDG&E ¦ Marine | Com Unitary AC (Small) - Marine | 0 | 1 | 0 | CBSA 2014 | 0 | 2012 | 0.5 | SWHC014-04
COM-HVAC-20.81 | Com ¦ Small Unitary AC (SEER 14) - Marine ¦ SDG&E ¦ Marine | Com ¦ Small Unitary AC (SEER 14) - Marine | SDG&E ¦ Marine | SDG&E | All | Electric | Small Unitary AC (SEER 14) | Average Existing and Code |  |  | 0 | Conventional | HVAC | Com - Restaurant | Com | ROB and NEW | 0 | 1000 sqft2 of floor space | Cap-Tons | 15 | DEER:HVAC_Split-Package_AC | 0 | 0 | 0 | eTRM SWHC014-04 | 1008 | 2021 | 1183 | 2021 | 0 | 0 | SWHC014-04 | Com Unitary AC (Small) - Marine ¦ SDG&E ¦ Marine | Com Unitary AC (Small) - Marine | 1.1351 | 1 | 0.92526 | CBSA 2014 | 0 | 2012 | 0.5 | SWHC014-04
COM-HVAC-20.82 | Com ¦ Small Unitary AC (SEER 14) - Marine ¦ SDG&E ¦ Marine | Com ¦ Small Unitary AC (SEER 14) - Marine | SDG&E ¦ Marine | SDG&E | All | Electric | Small Unitary AC (SEER 14) | Average Existing and Code |  |  | 0 | Conventional | HVAC | Com - Retail | Com | ROB and NEW | 0 | 1000 sqft2 of floor space | Cap-Tons | 15 | DEER:HVAC_Split-Package_AC | 0 | 0 | 0 | eTRM SWHC014-04 | 1008 | 2021 | 1183 | 2021 | 0 | 0 | SWHC014-04 | Com Unitary AC (Small) - Marine ¦ SDG&E ¦ Marine | Com Unitary AC (Small) - Marine | 0.46017 | 1 | 0.92526 | CBSA 2014 | 0 | 2012 | 0.5 | SWHC014-04
COM-HVAC-20.83 | Com ¦ Small Unitary AC (SEER 14) - Marine ¦ SDG&E ¦ Marine | Com ¦ Small Unitary AC (SEER 14) - Marine | SDG&E ¦ Marine | SDG&E | All | Electric | Small Unitary AC (SEER 14) | Average Existing and Code |  |  | 0 | Conventional | HVAC | Com - School | Com | ROB and NEW | 0 | 1000 sqft2 of floor space | Cap-Tons | 15 | DEER:HVAC_Split-Package_AC | 0 | 0 | 0 | eTRM SWHC014-04 | 1008 | 2021 | 1183 | 2021 | 0 | 0 | SWHC014-04 | Com Unitary AC (Small) - Marine ¦ SDG&E ¦ Marine | Com Unitary AC (Small) - Marine | 0.77382 | 1 | 0.92526 | CBSA 2014 | 0 | 2012 | 0.5 | SWHC014-04
COM-HVAC-20.84 | Com ¦ Small Unitary AC (SEER 14) - Marine ¦ SDG&E ¦ Marine | Com ¦ Small Unitary AC (SEER 14) - Marine | SDG&E ¦ Marine | SDG&E | All | Electric | Small Unitary AC (SEER 14) | Average Existing and Code |  |  | 0 | Conventional | HVAC | Com - Warehouse | Com | ROB and NEW | 0 | 1000 sqft2 of floor space | Cap-Tons | 15 | DEER:HVAC_Split-Package_AC | 0 | 0 | 0 | eTRM SWHC014-04 | 1008 | 2021 | 1183 | 2021 | 0 | 0 | SWHC014-04 | Com Unitary AC (Small) - Marine ¦ SDG&E ¦ Marine | Com Unitary AC (Small) - Marine | 0.14112 | 1 | 0.92526 | CBSA 2014 | 0 | 2012 | 0.5 | SWHC014-04
COM-HVAC-20.85 | Com ¦ Small Unitary AC (SEER 14) - Hot-Dry ¦ SDG&E ¦ Hot-Dry | Com ¦ Small Unitary AC (SEER 14) - Hot-Dry | SDG&E ¦ Hot-Dry | SDG&E | All | Electric | Small Unitary AC (SEER 14) | Average Existing and Code |  |  | 0 | Conventional | HVAC | Com - College | Com | ROB and NEW | 0 | 1000 sqft2 of floor space | Cap-Tons | 15 | DEER:HVAC_Split-Package_AC | 0 | 0 | 0 | eTRM SWHC014-04 | 1008 | 2021 | 1183 | 2021 | 0 | 0 | SWHC014-04 | Com Unitary AC (Small) - Hot-Dry ¦ SDG&E ¦ Hot-Dry | Com Unitary AC (Small) - Hot-Dry | 0.60922 | 1 | 0.92526 | CBSA 2014 | 0 | 2012 | 0.5 | SWHC014-04
COM-HVAC-20.86 | Com ¦ Small Unitary AC (SEER 14) - Hot-Dry ¦ SDG&E ¦ Hot-Dry | Com ¦ Small Unitary AC (SEER 14) - Hot-Dry | SDG&E ¦ Hot-Dry | SDG&E | All | Electric | Small Unitary AC (SEER 14) | Average Existing and Code |  |  | 0 | Conventional | HVAC | Com - Grocery | Com | ROB and NEW | 0 | 1000 sqft2 of floor space | Cap-Tons | 15 | DEER:HVAC_Split-Package_AC | 0 | 0 | 0 | eTRM SWHC014-04 | 1008 | 2021 | 1183 | 2021 | 0 | 0 | SWHC014-04 | Com Unitary AC (Small) - Hot-Dry ¦ SDG&E ¦ Hot-Dry | Com Unitary AC (Small) - Hot-Dry | 1.1243 | 1 | 0.92526 | CBSA 2014 | 0 | 2012 | 0.5 | SWHC014-04
COM-HVAC-20.87 | Com ¦ Small Unitary AC (SEER 14) - Hot-Dry ¦ SDG&E ¦ Hot-Dry | Com ¦ Small Unitary AC (SEER 14) - Hot-Dry | SDG&E ¦ Hot-Dry | SDG&E | All | Electric | Small Unitary AC (SEER 14) | Average Existing and Code |  |  | 0 | Conventional | HVAC | Com - Health | Com | ROB and NEW | 0 | 1000 sqft2 of floor space | Cap-Tons | 15 | DEER:HVAC_Split-Package_AC | 0 | 0 | 0 | eTRM SWHC014-04 | 1008 | 2021 | 1183 | 2021 | 0 | 0 | SWHC014-04 | Com Unitary AC (Small) - Hot-Dry ¦ SDG&E ¦ Hot-Dry | Com Unitary AC (Small) - Hot-Dry | 0.87675 | 1 | 0.92526 | CBSA 2014 | 0 | 2012 | 0.5 | SWHC014-04
COM-HVAC-20.88 | Com ¦ Small Unitary AC (SEER 14) - Hot-Dry ¦ SDG&E ¦ Hot-Dry | Com ¦ Small Unitary AC (SEER 14) - Hot-Dry | SDG&E ¦ Hot-Dry | SDG&E | All | Electric | Small Unitary AC (SEER 14) | Average Existing and Code |  |  | 0 | Conventional | HVAC | Com - Lodging | Com | ROB and NEW | 0 | 1000 sqft2 of floor space | Cap-Tons | 15 | DEER:HVAC_Split-Package_AC | 0 | 0 | 0 | eTRM SWHC014-04 | 1008 | 2021 | 1183 | 2021 | 0 | 0 | SWHC014-04 | Com Unitary AC (Small) - Hot-Dry ¦ SDG&E ¦ Hot-Dry | Com Unitary AC (Small) - Hot-Dry | 0.49055 | 1 | 0.92526 | CBSA 2014 | 0 | 2012 | 0.5 | SWHC014-04
COM-HVAC-20.89 | Com ¦ Small Unitary AC (SEER 14) - Hot-Dry ¦ SDG&E ¦ Hot-Dry | Com ¦ Small Unitary AC (SEER 14) - Hot-Dry | SDG&E ¦ Hot-Dry | SDG&E | All | Electric | Small Unitary AC (SEER 14) | Average Existing and Code |  |  | 0 | Conventional | HVAC | Com - Office (Large) | Com | ROB and NEW | 0 | 1000 sqft2 of floor space | Cap-Tons | 15 | DEER:HVAC_Split-Package_AC | 0 | 0 | 0 | eTRM SWHC014-04 | 1008 | 2021 | 1183 | 2021 | 0 | 0 | SWHC014-04 | Com Unitary AC (Small) - Hot-Dry ¦ SDG&E ¦ Hot-Dry | Com Unitary AC (Small) - Hot-Dry | 0.64047 | 1 | 0.92526 | CBSA 2014 | 0 | 2012 | 0.5 | SWHC014-04
COM-HVAC-20.90 | Com ¦ Small Unitary AC (SEER 14) - Hot-Dry ¦ SDG&E ¦ Hot-Dry | Com ¦ Small Unitary AC (SEER 14) - Hot-Dry | SDG&E ¦ Hot-Dry | SDG&E | All | Electric | Small Unitary AC (SEER 14) | Average Existing and Code |  |  | 0 | Conventional | HVAC | Com - Office (Small) | Com | ROB and NEW | 0 | 1000 sqft2 of floor space | Cap-Tons | 15 | DEER:HVAC_Split-Package_AC | 0 | 0 | 0 | eTRM SWHC014-04 | 1008 | 2021 | 1183 | 2021 | 0 | 0 | SWHC014-04 | Com Unitary AC (Small) - Hot-Dry ¦ SDG&E ¦ Hot-Dry | Com Unitary AC (Small) - Hot-Dry | 0.77766 | 1 | 0.92526 | CBSA 2014 | 0 | 2012 | 0.5 | SWHC014-04
COM-HVAC-20.91 | Com ¦ Small Unitary AC (SEER 14) - Hot-Dry ¦ SDG&E ¦ Hot-Dry | Com ¦ Small Unitary AC (SEER 14) - Hot-Dry | SDG&E ¦ Hot-Dry | SDG&E | All | Electric | Small Unitary AC (SEER 14) | Average Existing and Code |  |  | 0 | Conventional | HVAC | Com - Other | Com | ROB and NEW | 0 | 1000 sqft2 of floor space | Cap-Tons | 15 | DEER:HVAC_Split-Package_AC | 0 | 0 | 0 | eTRM SWHC014-04 | 1008 | 2021 | 1183 | 2021 | 0 | 0 | SWHC014-04 | Com Unitary AC (Small) - Hot-Dry ¦ SDG&E ¦ Hot-Dry | Com Unitary AC (Small) - Hot-Dry | 0.34945 | 1 | 0.92526 | CBSA 2014 | 0 | 2012 | 0.5 | SWHC014-04
COM-HVAC-20.92 | Com ¦ Small Unitary AC (SEER 14) - Hot-Dry ¦ SDG&E ¦ Hot-Dry | Com ¦ Small Unitary AC (SEER 14) - Hot-Dry | SDG&E ¦ Hot-Dry | SDG&E | All | Electric | Small Unitary AC (SEER 14) | Average Existing and Code |  |  | 0 | Conventional | HVAC | Com - Refrig. Warehouse | Com | ROB and NEW | 0 | 1000 sqft2 of floor space | Cap-Tons | 15 | DEER:HVAC_Split-Package_AC | 0 | 0 | 0 | eTRM SWHC014-04 | 1008 | 2021 | 1183 | 2021 | 0 | 0 | SWHC014-04 | Com Unitary AC (Small) - Hot-Dry ¦ SDG&E ¦ Hot-Dry | Com Unitary AC (Small) - Hot-Dry | 0 | 1 | 0 | CBSA 2014 | 0 | 2012 | 0.5 | SWHC014-04
COM-HVAC-20.93 | Com ¦ Small Unitary AC (SEER 14) - Hot-Dry ¦ SDG&E ¦ Hot-Dry | Com ¦ Small Unitary AC (SEER 14) - Hot-Dry | SDG&E ¦ Hot-Dry | SDG&E | All | Electric | Small Unitary AC (SEER 14) | Average Existing and Code |  |  | 0 | Conventional | HVAC | Com - Restaurant | Com | ROB and NEW | 0 | 1000 sqft2 of floor space | Cap-Tons | 15 | DEER:HVAC_Split-Package_AC | 0 | 0 | 0 | eTRM SWHC014-04 | 1008 | 2021 | 1183 | 2021 | 0 | 0 | SWHC014-04 | Com Unitary AC (Small) - Hot-Dry ¦ SDG&E ¦ Hot-Dry | Com Unitary AC (Small) - Hot-Dry | 1.1351 | 1 | 0.92526 | CBSA 2014 | 0 | 2012 | 0.5 | SWHC014-04
COM-HVAC-20.94 | Com ¦ Small Unitary AC (SEER 14) - Hot-Dry ¦ SDG&E ¦ Hot-Dry | Com ¦ Small Unitary AC (SEER 14) - Hot-Dry | SDG&E ¦ Hot-Dry | SDG&E | All | Electric | Small Unitary AC (SEER 14) | Average Existing and Code |  |  | 0 | Conventional | HVAC | Com - Retail | Com | ROB and NEW | 0 | 1000 sqft2 of floor space | Cap-Tons | 15 | DEER:HVAC_Split-Package_AC | 0 | 0 | 0 | eTRM SWHC014-04 | 1008 | 2021 | 1183 | 2021 | 0 | 0 | SWHC014-04 | Com Unitary AC (Small) - Hot-Dry ¦ SDG&E ¦ Hot-Dry | Com Unitary AC (Small) - Hot-Dry | 0.46017 | 1 | 0.92526 | CBSA 2014 | 0 | 2012 | 0.5 | SWHC014-04
COM-HVAC-20.95 | Com ¦ Small Unitary AC (SEER 14) - Hot-Dry ¦ SDG&E ¦ Hot-Dry | Com ¦ Small Unitary AC (SEER 14) - Hot-Dry | SDG&E ¦ Hot-Dry | SDG&E | All | Electric | Small Unitary AC (SEER 14) | Average Existing and Code |  |  | 0 | Conventional | HVAC | Com - School | Com | ROB and NEW | 0 | 1000 sqft2 of floor space | Cap-Tons | 15 | DEER:HVAC_Split-Package_AC | 0 | 0 | 0 | eTRM SWHC014-04 | 1008 | 2021 | 1183 | 2021 | 0 | 0 | SWHC014-04 | Com Unitary AC (Small) - Hot-Dry ¦ SDG&E ¦ Hot-Dry | Com Unitary AC (Small) - Hot-Dry | 0.77382 | 1 | 0.92526 | CBSA 2014 | 0 | 2012 | 0.5 | SWHC014-04
COM-HVAC-20.96 | Com ¦ Small Unitary AC (SEER 14) - Hot-Dry ¦ SDG&E ¦ Hot-Dry | Com ¦ Small Unitary AC (SEER 14) - Hot-Dry | SDG&E ¦ Hot-Dry | SDG&E | All | Electric | Small Unitary AC (SEER 14) | Average Existing and Code |  |  | 0 | Conventional | HVAC | Com - Warehouse | Com | ROB and NEW | 0 | 1000 sqft2 of floor space | Cap-Tons | 15 | DEER:HVAC_Split-Package_AC | 0 | 0 | 0 | eTRM SWHC014-04 | 1008 | 2021 | 1183 | 2021 | 0 | 0 | SWHC014-04 | Com Unitary AC (Small) - Hot-Dry ¦ SDG&E ¦ Hot-Dry | Com Unitary AC (Small) - Hot-Dry | 0.14112 | 1 | 0.92526 | CBSA 2014 | 0 | 2012 | 0.5 | SWHC014-04
COM-HVAC-21.1 | Com ¦ Small Unitary AC (SEER 15) - Marine ¦ PG&E ¦ Marine | Com ¦ Small Unitary AC (SEER 15) - Marine | PG&E ¦ Marine | PG&E | All | Electric | Small Unitary AC (SEER 15) | Efficient |  |  | 0 | Conventional | HVAC | Com - College | Com | ROB and NEW | 0 | 1000 sqft2 of floor space | Cap-Tons | 15 | DEER:HVAC_Split-Package_AC | 0 | 0 | 0 | eTRM SWHC014-04 | 1111.78 | 2021 | 1183 | 2021 | 0 | 0 | SWHC014-04 | Com Unitary AC (Small) - Marine ¦ PG&E ¦ Marine | Com Unitary AC (Small) - Marine | 0.55707 | 1 | 0.06 | CBSA 2014 | 0 | 2032 | 0.5 | SWHC014-04
COM-HVAC-21.2 | Com ¦ Small Unitary AC (SEER 15) - Marine ¦ PG&E ¦ Marine | Com ¦ Small Unitary AC (SEER 15) - Marine | PG&E ¦ Marine | PG&E | All | Electric | Small Unitary AC (SEER 15) | Efficient |  |  | 0 | Conventional | HVAC | Com - Grocery | Com | ROB and NEW | 0 | 1000 sqft2 of floor space | Cap-Tons | 15 | DEER:HVAC_Split-Package_AC | -44.4 | -0.01875 | 1.225 | eTRM SWHC014-04 | 1111.78 | 2021 | 1183 | 2021 | 0 | 0 | SWHC014-04 | Com Unitary AC (Small) - Marine ¦ PG&E ¦ Marine | Com Unitary AC (Small) - Marine | 0.92949 | 1 | 0.06 | CBSA 2014 | -0.37909 | 2032 | 0.5 | SWHC014-04
COM-HVAC-21.3 | Com ¦ Small Unitary AC (SEER 15) - Marine ¦ PG&E ¦ Marine | Com ¦ Small Unitary AC (SEER 15) - Marine | PG&E ¦ Marine | PG&E | All | Electric | Small Unitary AC (SEER 15) | Efficient |  |  | 0 | Conventional | HVAC | Com - Health | Com | ROB and NEW | 0 | 1000 sqft2 of floor space | Cap-Tons | 15 | DEER:HVAC_Split-Package_AC | -57.7977 | -0.01872 | 0.63986 | eTRM SWHC014-04 | 1111.78 | 2021 | 1183 | 2021 | 0 | 0 | SWHC014-04 | Com Unitary AC (Small) - Marine ¦ PG&E ¦ Marine | Com Unitary AC (Small) - Marine | 0.82262 | 1 | 0.06 | CBSA 2014 | 1.9747 | 2032 | 0.5 | SWHC014-04
COM-HVAC-21.4 | Com ¦ Small Unitary AC (SEER 15) - Marine ¦ PG&E ¦ Marine | Com ¦ Small Unitary AC (SEER 15) - Marine | PG&E ¦ Marine | PG&E | All | Electric | Small Unitary AC (SEER 15) | Efficient |  |  | 0 | Conventional | HVAC | Com - Lodging | Com | ROB and NEW | 0 | 1000 sqft2 of floor space | Cap-Tons | 15 | DEER:HVAC_Split-Package_AC | -50.8209 | -0.022973 | 0.62011 | eTRM SWHC014-04 | 1111.78 | 2021 | 1183 | 2021 | 0 | 0 | SWHC014-04 | Com Unitary AC (Small) - Marine ¦ PG&E ¦ Marine | Com Unitary AC (Small) - Marine | 0.43849 | 1 | 0.06 | CBSA 2014 | 1.8879 | 2032 | 0.5 | SWHC014-04
COM-HVAC-21.5 | Com ¦ Small Unitary AC (SEER 15) - Marine ¦ PG&E ¦ Marine | Com ¦ Small Unitary AC (SEER 15) - Marine | PG&E ¦ Marine | PG&E | All | Electric | Small Unitary AC (SEER 15) | Efficient |  |  | 0 | Conventional | HVAC | Com - Office (Large) | Com | ROB and NEW | 0 | 1000 sqft2 of floor space | Cap-Tons | 15 | DEER:HVAC_Split-Package_AC | -46.6 | -0.011425 | 0.06065 | eTRM SWHC014-04 | 1111.78 | 2021 | 1183 | 2021 | 0 | 0 | SWHC014-04 | Com Unitary AC (Small) - Marine ¦ PG&E ¦ Marine | Com Unitary AC (Small) - Marine | 0.58414 | 1 | 0.06 | CBSA 2014 | 4.3621 | 2032 | 0.5 | SWHC014-04
COM-HVAC-21.6 | Com ¦ Small Unitary AC (SEER 15) - Marine ¦ PG&E ¦ Marine | Com ¦ Small Unitary AC (SEER 15) - Marine | PG&E ¦ Marine | PG&E | All | Electric | Small Unitary AC (SEER 15) | Efficient |  |  | 0 | Conventional | HVAC | Com - Office (Small) | Com | ROB and NEW | 0 | 1000 sqft2 of floor space | Cap-Tons | 15 | DEER:HVAC_Split-Package_AC | -39.325 | -0.0113 | 0.1415 | eTRM SWHC014-04 | 1111.78 | 2021 | 1183 | 2021 | 0 | 0 | SWHC014-04 | Com Unitary AC (Small) - Marine ¦ PG&E ¦ Marine | Com Unitary AC (Small) - Marine | 0.68317 | 1 | 0.06 | CBSA 2014 | 1.5228 | 2032 | 0.5 | SWHC014-04
COM-HVAC-21.7 | Com ¦ Small Unitary AC (SEER 15) - Marine ¦ PG&E ¦ Marine | Com ¦ Small Unitary AC (SEER 15) - Marine | PG&E ¦ Marine | PG&E | All | Electric | Small Unitary AC (SEER 15) | Efficient |  |  | 0 | Conventional | HVAC | Com - Other | Com | ROB and NEW | 0 | 1000 sqft2 of floor space | Cap-Tons | 15 | DEER:HVAC_Split-Package_AC | -34.775 | -0.024825 | 0.36075 | eTRM SWHC014-04 | 1111.78 | 2021 | 1183 | 2021 | 0 | 0 | SWHC014-04 | Com Unitary AC (Small) - Marine ¦ PG&E ¦ Marine | Com Unitary AC (Small) - Marine | 0.32241 | 1 | 0.06 | CBSA 2014 | 2.2058 | 2032 | 0.5 | SWHC014-04
COM-HVAC-21.8 | Com ¦ Small Unitary AC (SEER 15) - Marine ¦ PG&E ¦ Marine | Com ¦ Small Unitary AC (SEER 15) - Marine | PG&E ¦ Marine | PG&E | All | Electric | Small Unitary AC (SEER 15) | Efficient |  |  | 0 | Conventional | HVAC | Com - Refrig. Warehouse | Com | ROB and NEW | 0 | 1000 sqft2 of floor space | Cap-Tons | 15 | DEER:HVAC_Split-Package_AC | -88.425 | -0.018575 | 0.1395 | eTRM SWHC014-04 | 1111.78 | 2021 | 1183 | 2021 | 0 | 0 | SWHC014-04 | Com Unitary AC (Small) - Marine ¦ PG&E ¦ Marine | Com Unitary AC (Small) - Marine | 0 | 1 | 0 | CBSA 2014 | 1.4753 | 2032 | 0.5 | SWHC014-04
COM-HVAC-21.9 | Com ¦ Small Unitary AC (SEER 15) - Marine ¦ PG&E ¦ Marine | Com ¦ Small Unitary AC (SEER 15) - Marine | PG&E ¦ Marine | PG&E | All | Electric | Small Unitary AC (SEER 15) | Efficient |  |  | 0 | Conventional | HVAC | Com - Restaurant | Com | ROB and NEW | 0 | 1000 sqft2 of floor space | Cap-Tons | 15 | DEER:HVAC_Split-Package_AC | 0 | 0 | 0 | eTRM SWHC014-04 | 1111.78 | 2021 | 1183 | 2021 | 0 | 0 | SWHC014-04 | Com Unitary AC (Small) - Marine ¦ PG&E ¦ Marine | Com Unitary AC (Small) - Marine | 0.98716 | 1 | 0.06 | CBSA 2014 | 0 | 2032 | 0.5 | SWHC014-04
COM-HVAC-21.10 | Com ¦ Small Unitary AC (SEER 15) - Marine ¦ PG&E ¦ Marine | Com ¦ Small Unitary AC (SEER 15) - Marine | PG&E ¦ Marine | PG&E | All | Electric | Small Unitary AC (SEER 15) | Efficient |  |  | 0 | Conventional | HVAC | Com - Retail | Com | ROB and NEW | 0 | 1000 sqft2 of floor space | Cap-Tons | 15 | DEER:HVAC_Split-Package_AC | -58.9603 | -0.029539 | 0.27915 | eTRM SWHC014-04 | 1111.78 | 2021 | 1183 | 2021 | 0 | 0 | SWHC014-04 | Com Unitary AC (Small) - Marine ¦ PG&E ¦ Marine | Com Unitary AC (Small) - Marine | 0.41141 | 1 | 0.06 | CBSA 2014 | 19.3345 | 2032 | 0.5 | SWHC014-04
COM-HVAC-21.11 | Com ¦ Small Unitary AC (SEER 15) - Marine ¦ PG&E ¦ Marine | Com ¦ Small Unitary AC (SEER 15) - Marine | PG&E ¦ Marine | PG&E | All | Electric | Small Unitary AC (SEER 15) | Efficient |  |  | 0 | Conventional | HVAC | Com - School | Com | ROB and NEW | 0 | 1000 sqft2 of floor space | Cap-Tons | 15 | DEER:HVAC_Split-Package_AC | -22.2231 | -0.013143 | 0.18474 | eTRM SWHC014-04 | 1111.78 | 2021 | 1183 | 2021 | 0 | 0 | SWHC014-04 | Com Unitary AC (Small) - Marine ¦ PG&E ¦ Marine | Com Unitary AC (Small) - Marine | 0.62474 | 1 | 0.06 | CBSA 2014 | 3.2369 | 2032 | 0.5 | SWHC014-04
COM-HVAC-21.12 | Com ¦ Small Unitary AC (SEER 15) - Marine ¦ PG&E ¦ Marine | Com ¦ Small Unitary AC (SEER 15) - Marine | PG&E ¦ Marine | PG&E | All | Electric | Small Unitary AC (SEER 15) | Efficient |  |  | 0 | Conventional | HVAC | Com - Warehouse | Com | ROB and NEW | 0 | 1000 sqft2 of floor space | Cap-Tons | 15 | DEER:HVAC_Split-Package_AC | -13.9596 | -0.0044871 | 0.31621 | eTRM SWHC014-04 | 1111.78 | 2021 | 1183 | 2021 | 0 | 0 | SWHC014-04 | Com Unitary AC (Small) - Marine ¦ PG&E ¦ Marine | Com Unitary AC (Small) - Marine | 0.12804 | 1 | 0.06 | CBSA 2014 | 2.851 | 2032 | 0.5 | SWHC014-04
COM-HVAC-21.13 | Com ¦ Small Unitary AC (SEER 15) - Hot-Dry ¦ PG&E ¦ Hot-Dry | Com ¦ Small Unitary AC (SEER 15) - Hot-Dry | PG&E ¦ Hot-Dry | PG&E | All | Electric | Small Unitary AC (SEER 15) | Efficient |  |  | 0 | Conventional | HVAC | Com - College | Com | ROB and NEW | 0 | 1000 sqft2 of floor space | Cap-Tons | 15 | DEER:HVAC_Split-Package_AC | 0 | 0 | 0 | eTRM SWHC014-04 | 1111.78 | 2021 | 1183 | 2021 | 0 | 0 | SWHC014-04 | Com Unitary AC (Small) - Hot-Dry ¦ PG&E ¦ Hot-Dry | Com Unitary AC (Small) - Hot-Dry | 0.55707 | 1 | 0.06 | CBSA 2014 | 0 | 2032 | 0.5 | SWHC014-04
COM-HVAC-21.14 | Com ¦ Small Unitary AC (SEER 15) - Hot-Dry ¦ PG&E ¦ Hot-Dry | Com ¦ Small Unitary AC (SEER 15) - Hot-Dry | PG&E ¦ Hot-Dry | PG&E | All | Electric | Small Unitary AC (SEER 15) | Efficient |  |  | 0 | Conventional | HVAC | Com - Grocery | Com | ROB and NEW | 0 | 1000 sqft2 of floor space | Cap-Tons | 15 | DEER:HVAC_Split-Package_AC | -60.45 | -0.037675 | 0.8055 | eTRM SWHC014-04 | 1111.78 | 2021 | 1183 | 2021 | 0 | 0 | SWHC014-04 | Com Unitary AC (Small) - Hot-Dry ¦ PG&E ¦ Hot-Dry | Com Unitary AC (Small) - Hot-Dry | 0.92949 | 1 | 0.06 | CBSA 2014 | 1.5088 | 2032 | 0.5 | SWHC014-04
COM-HVAC-21.15 | Com ¦ Small Unitary AC (SEER 15) - Hot-Dry ¦ PG&E ¦ Hot-Dry | Com ¦ Small Unitary AC (SEER 15) - Hot-Dry | PG&E ¦ Hot-Dry | PG&E | All | Electric | Small Unitary AC (SEER 15) | Efficient |  |  | 0 | Conventional | HVAC | Com - Health | Com | ROB and NEW | 0 | 1000 sqft2 of floor space | Cap-Tons | 15 | DEER:HVAC_Split-Package_AC | -82.5133 | -0.03615 | 0.5232 | eTRM SWHC014-04 | 1111.78 | 2021 | 1183 | 2021 | 0 | 0 | SWHC014-04 | Com Unitary AC (Small) - Hot-Dry ¦ PG&E ¦ Hot-Dry | Com Unitary AC (Small) - Hot-Dry | 0.82262 | 1 | 0.06 | CBSA 2014 | 3.9216 | 2032 | 0.5 | SWHC014-04
COM-HVAC-21.16 | Com ¦ Small Unitary AC (SEER 15) - Hot-Dry ¦ PG&E ¦ Hot-Dry | Com ¦ Small Unitary AC (SEER 15) - Hot-Dry | PG&E ¦ Hot-Dry | PG&E | All | Electric | Small Unitary AC (SEER 15) | Efficient |  |  | 0 | Conventional | HVAC | Com - Lodging | Com | ROB and NEW | 0 | 1000 sqft2 of floor space | Cap-Tons | 15 | DEER:HVAC_Split-Package_AC | -88.7209 | -0.048546 | 0.497 | eTRM SWHC014-04 | 1111.78 | 2021 | 1183 | 2021 | 0 | 0 | SWHC014-04 | Com Unitary AC (Small) - Hot-Dry ¦ PG&E ¦ Hot-Dry | Com Unitary AC (Small) - Hot-Dry | 0.43849 | 1 | 0.06 | CBSA 2014 | 9.0802 | 2032 | 0.5 | SWHC014-04
COM-HVAC-21.17 | Com ¦ Small Unitary AC (SEER 15) - Hot-Dry ¦ PG&E ¦ Hot-Dry | Com ¦ Small Unitary AC (SEER 15) - Hot-Dry | PG&E ¦ Hot-Dry | PG&E | All | Electric | Small Unitary AC (SEER 15) | Efficient |  |  | 0 | Conventional | HVAC | Com - Office (Large) | Com | ROB and NEW | 0 | 1000 sqft2 of floor space | Cap-Tons | 15 | DEER:HVAC_Split-Package_AC | -66.35 | -0.022475 | 0.078625 | eTRM SWHC014-04 | 1111.78 | 2021 | 1183 | 2021 | 0 | 0 | SWHC014-04 | Com Unitary AC (Small) - Hot-Dry ¦ PG&E ¦ Hot-Dry | Com Unitary AC (Small) - Hot-Dry | 0.58414 | 1 | 0.06 | CBSA 2014 | 6.2455 | 2032 | 0.5 | SWHC014-04
COM-HVAC-21.18 | Com ¦ Small Unitary AC (SEER 15) - Hot-Dry ¦ PG&E ¦ Hot-Dry | Com ¦ Small Unitary AC (SEER 15) - Hot-Dry | PG&E ¦ Hot-Dry | PG&E | All | Electric | Small Unitary AC (SEER 15) | Efficient |  |  | 0 | Conventional | HVAC | Com - Office (Small) | Com | ROB and NEW | 0 | 1000 sqft2 of floor space | Cap-Tons | 15 | DEER:HVAC_Split-Package_AC | -59.175 | -0.02235 | 0.13125 | eTRM SWHC014-04 | 1111.78 | 2021 | 1183 | 2021 | 0 | 0 | SWHC014-04 | Com Unitary AC (Small) - Hot-Dry ¦ PG&E ¦ Hot-Dry | Com Unitary AC (Small) - Hot-Dry | 0.68317 | 1 | 0.06 | CBSA 2014 | 2.4532 | 2032 | 0.5 | SWHC014-04
COM-HVAC-21.19 | Com ¦ Small Unitary AC (SEER 15) - Hot-Dry ¦ PG&E ¦ Hot-Dry | Com ¦ Small Unitary AC (SEER 15) - Hot-Dry | PG&E ¦ Hot-Dry | PG&E | All | Electric | Small Unitary AC (SEER 15) | Efficient |  |  | 0 | Conventional | HVAC | Com - Other | Com | ROB and NEW | 0 | 1000 sqft2 of floor space | Cap-Tons | 15 | DEER:HVAC_Split-Package_AC | -68.975 | -0.0495 | 0.256 | eTRM SWHC014-04 | 1111.78 | 2021 | 1183 | 2021 | 0 | 0 | SWHC014-04 | Com Unitary AC (Small) - Hot-Dry ¦ PG&E ¦ Hot-Dry | Com Unitary AC (Small) - Hot-Dry | 0.32241 | 1 | 0.06 | CBSA 2014 | 6.4568 | 2032 | 0.5 | SWHC014-04
COM-HVAC-21.20 | Com ¦ Small Unitary AC (SEER 15) - Hot-Dry ¦ PG&E ¦ Hot-Dry | Com ¦ Small Unitary AC (SEER 15) - Hot-Dry | PG&E ¦ Hot-Dry | PG&E | All | Electric | Small Unitary AC (SEER 15) | Efficient |  |  | 0 | Conventional | HVAC | Com - Refrig. Warehouse | Com | ROB and NEW | 0 | 1000 sqft2 of floor space | Cap-Tons | 15 | DEER:HVAC_Split-Package_AC | -104.25 | -0.0339 | 0.134 | eTRM SWHC014-04 | 1111.78 | 2021 | 1183 | 2021 | 0 | 0 | SWHC014-04 | Com Unitary AC (Small) - Hot-Dry ¦ PG&E ¦ Hot-Dry | Com Unitary AC (Small) - Hot-Dry | 0 | 1 | 0 | CBSA 2014 | 1.7622 | 2032 | 0.5 | SWHC014-04
COM-HVAC-21.21 | Com ¦ Small Unitary AC (SEER 15) - Hot-Dry ¦ PG&E ¦ Hot-Dry | Com ¦ Small Unitary AC (SEER 15) - Hot-Dry | PG&E ¦ Hot-Dry | PG&E | All | Electric | Small Unitary AC (SEER 15) | Efficient |  |  | 0 | Conventional | HVAC | Com - Restaurant | Com | ROB and NEW | 0 | 1000 sqft2 of floor space | Cap-Tons | 15 | DEER:HVAC_Split-Package_AC | 0 | 0 | 0 | eTRM SWHC014-04 | 1111.78 | 2021 | 1183 | 2021 | 0 | 0 | SWHC014-04 | Com Unitary AC (Small) - Hot-Dry ¦ PG&E ¦ Hot-Dry | Com Unitary AC (Small) - Hot-Dry | 0.98716 | 1 | 0.06 | CBSA 2014 | 0 | 2032 | 0.5 | SWHC014-04
COM-HVAC-21.22 | Com ¦ Small Unitary AC (SEER 15) - Hot-Dry ¦ PG&E ¦ Hot-Dry | Com ¦ Small Unitary AC (SEER 15) - Hot-Dry | PG&E ¦ Hot-Dry | PG&E | All | Electric | Small Unitary AC (SEER 15) | Efficient |  |  | 0 | Conventional | HVAC | Com - Retail | Com | ROB and NEW | 0 | 1000 sqft2 of floor space | Cap-Tons | 15 | DEER:HVAC_Split-Package_AC | -84.9923 | -0.049194 | 0.24055 | eTRM SWHC014-04 | 1111.78 | 2021 | 1183 | 2021 | 0 | 0 | SWHC014-04 | Com Unitary AC (Small) - Hot-Dry ¦ PG&E ¦ Hot-Dry | Com Unitary AC (Small) - Hot-Dry | 0.41141 | 1 | 0.06 | CBSA 2014 | 28.6707 | 2032 | 0.5 | SWHC014-04
COM-HVAC-21.23 | Com ¦ Small Unitary AC (SEER 15) - Hot-Dry ¦ PG&E ¦ Hot-Dry | Com ¦ Small Unitary AC (SEER 15) - Hot-Dry | PG&E ¦ Hot-Dry | PG&E | All | Electric | Small Unitary AC (SEER 15) | Efficient |  |  | 0 | Conventional | HVAC | Com - School | Com | ROB and NEW | 0 | 1000 sqft2 of floor space | Cap-Tons | 15 | DEER:HVAC_Split-Package_AC | -39.3513 | -0.0078466 | 0.14837 | eTRM SWHC014-04 | 1111.78 | 2021 | 1183 | 2021 | 0 | 0 | SWHC014-04 | Com Unitary AC (Small) - Hot-Dry ¦ PG&E ¦ Hot-Dry | Com Unitary AC (Small) - Hot-Dry | 0.62474 | 1 | 0.06 | CBSA 2014 | 6.1401 | 2032 | 0.5 | SWHC014-04
COM-HVAC-21.24 | Com ¦ Small Unitary AC (SEER 15) - Hot-Dry ¦ PG&E ¦ Hot-Dry | Com ¦ Small Unitary AC (SEER 15) - Hot-Dry | PG&E ¦ Hot-Dry | PG&E | All | Electric | Small Unitary AC (SEER 15) | Efficient |  |  | 0 | Conventional | HVAC | Com - Warehouse | Com | ROB and NEW | 0 | 1000 sqft2 of floor space | Cap-Tons | 15 | DEER:HVAC_Split-Package_AC | -28.2123 | -0.017692 | 0.20654 | eTRM SWHC014-04 | 1111.78 | 2021 | 1183 | 2021 | 0 | 0 | SWHC014-04 | Com Unitary AC (Small) - Hot-Dry ¦ PG&E ¦ Hot-Dry | Com Unitary AC (Small) - Hot-Dry | 0.12804 | 1 | 0.06 | CBSA 2014 | 7.5852 | 2032 | 0.5 | SWHC014-04
COM-HVAC-21.25 | Com ¦ Small Unitary AC (SEER 15) - Cold ¦ PG&E ¦ Cold | Com ¦ Small Unitary AC (SEER 15) - Cold | PG&E ¦ Cold | PG&E | All | Electric | Small Unitary AC (SEER 15) | Efficient |  |  | 0 | Conventional | HVAC | Com - College | Com | ROB and NEW | 0 | 1000 sqft2 of floor space | Cap-Tons | 15 | DEER:HVAC_Split-Package_AC | 0 | 0 | 0 | eTRM SWHC014-04 | 1111.78 | 2021 | 1183 | 2021 | 0 | 0 | SWHC014-04 | Com Unitary AC (Small) - Cold ¦ PG&E ¦ Cold | Com Unitary AC (Small) - Cold | 0.55707 | 1 | 0.06 | CBSA 2014 | 0 | 2032 | 0.5 | SWHC014-04
COM-HVAC-21.26 | Com ¦ Small Unitary AC (SEER 15) - Cold ¦ PG&E ¦ Cold | Com ¦ Small Unitary AC (SEER 15) - Cold | PG&E ¦ Cold | PG&E | All | Electric | Small Unitary AC (SEER 15) | Efficient |  |  | 0 | Conventional | HVAC | Com - Grocery | Com | ROB and NEW | 0 | 1000 sqft2 of floor space | Cap-Tons | 15 | DEER:HVAC_Split-Package_AC | -56.275 | -0.0246 | 1.3125 | eTRM SWHC014-04 | 1111.78 | 2021 | 1183 | 2021 | 0 | 0 | SWHC014-04 | Com Unitary AC (Small) - Cold ¦ PG&E ¦ Cold | Com Unitary AC (Small) - Cold | 0.92949 | 1 | 0.06 | CBSA 2014 | 0.083402 | 2032 | 0.5 | SWHC014-04
COM-HVAC-21.27 | Com ¦ Small Unitary AC (SEER 15) - Cold ¦ PG&E ¦ Cold | Com ¦ Small Unitary AC (SEER 15) - Cold | PG&E ¦ Cold | PG&E | All | Electric | Small Unitary AC (SEER 15) | Efficient |  |  | 0 | Conventional | HVAC | Com - Health | Com | ROB and NEW | 0 | 1000 sqft2 of floor space | Cap-Tons | 15 | DEER:HVAC_Split-Package_AC | -59.6729 | -0.019951 | 0.7919 | eTRM SWHC014-04 | 1111.78 | 2021 | 1183 | 2021 | 0 | 0 | SWHC014-04 | Com Unitary AC (Small) - Cold ¦ PG&E ¦ Cold | Com Unitary AC (Small) - Cold | 0.82262 | 1 | 0.06 | CBSA 2014 | 1.668 | 2032 | 0.5 | SWHC014-04
COM-HVAC-21.28 | Com ¦ Small Unitary AC (SEER 15) - Cold ¦ PG&E ¦ Cold | Com ¦ Small Unitary AC (SEER 15) - Cold | PG&E ¦ Cold | PG&E | All | Electric | Small Unitary AC (SEER 15) | Efficient |  |  | 0 | Conventional | HVAC | Com - Lodging | Com | ROB and NEW | 0 | 1000 sqft2 of floor space | Cap-Tons | 15 | DEER:HVAC_Split-Package_AC | -58.3684 | -0.025006 | 0.66583 | eTRM SWHC014-04 | 1111.78 | 2021 | 1183 | 2021 | 0 | 0 | SWHC014-04 | Com Unitary AC (Small) - Cold ¦ PG&E ¦ Cold | Com Unitary AC (Small) - Cold | 0.43849 | 1 | 0.06 | CBSA 2014 | 2.6264 | 2032 | 0.5 | SWHC014-04
COM-HVAC-21.29 | Com ¦ Small Unitary AC (SEER 15) - Cold ¦ PG&E ¦ Cold | Com ¦ Small Unitary AC (SEER 15) - Cold | PG&E ¦ Cold | PG&E | All | Electric | Small Unitary AC (SEER 15) | Efficient |  |  | 0 | Conventional | HVAC | Com - Office (Large) | Com | ROB and NEW | 0 | 1000 sqft2 of floor space | Cap-Tons | 15 | DEER:HVAC_Split-Package_AC | -43.925 | -0.011625 | 0.1765 | eTRM SWHC014-04 | 1111.78 | 2021 | 1183 | 2021 | 0 | 0 | SWHC014-04 | Com Unitary AC (Small) - Cold ¦ PG&E ¦ Cold | Com Unitary AC (Small) - Cold | 0.58414 | 1 | 0.06 | CBSA 2014 | 3.5758 | 2032 | 0.5 | SWHC014-04
COM-HVAC-21.30 | Com ¦ Small Unitary AC (SEER 15) - Cold ¦ PG&E ¦ Cold | Com ¦ Small Unitary AC (SEER 15) - Cold | PG&E ¦ Cold | PG&E | All | Electric | Small Unitary AC (SEER 15) | Efficient |  |  | 0 | Conventional | HVAC | Com - Office (Small) | Com | ROB and NEW | 0 | 1000 sqft2 of floor space | Cap-Tons | 15 | DEER:HVAC_Split-Package_AC | -40.15 | -0.01185 | 0.23675 | eTRM SWHC014-04 | 1111.78 | 2021 | 1183 | 2021 | 0 | 0 | SWHC014-04 | Com Unitary AC (Small) - Cold ¦ PG&E ¦ Cold | Com Unitary AC (Small) - Cold | 0.68317 | 1 | 0.06 | CBSA 2014 | 1.3721 | 2032 | 0.5 | SWHC014-04
COM-HVAC-21.31 | Com ¦ Small Unitary AC (SEER 15) - Cold ¦ PG&E ¦ Cold | Com ¦ Small Unitary AC (SEER 15) - Cold | PG&E ¦ Cold | PG&E | All | Electric | Small Unitary AC (SEER 15) | Efficient |  |  | 0 | Conventional | HVAC | Com - Other | Com | ROB and NEW | 0 | 1000 sqft2 of floor space | Cap-Tons | 15 | DEER:HVAC_Split-Package_AC | -40.9 | -0.027 | 0.40275 | eTRM SWHC014-04 | 1111.78 | 2021 | 1183 | 2021 | 0 | 0 | SWHC014-04 | Com Unitary AC (Small) - Cold ¦ PG&E ¦ Cold | Com Unitary AC (Small) - Cold | 0.32241 | 1 | 0.06 | CBSA 2014 | 2.6919 | 2032 | 0.5 | SWHC014-04
COM-HVAC-21.32 | Com ¦ Small Unitary AC (SEER 15) - Cold ¦ PG&E ¦ Cold | Com ¦ Small Unitary AC (SEER 15) - Cold | PG&E ¦ Cold | PG&E | All | Electric | Small Unitary AC (SEER 15) | Efficient |  |  | 0 | Conventional | HVAC | Com - Refrig. Warehouse | Com | ROB and NEW | 0 | 1000 sqft2 of floor space | Cap-Tons | 15 | DEER:HVAC_Split-Package_AC | -79.15 | -0.0209 | 0.248 | eTRM SWHC014-04 | 1111.78 | 2021 | 1183 | 2021 | 0 | 0 | SWHC014-04 | Com Unitary AC (Small) - Cold ¦ PG&E ¦ Cold | Com Unitary AC (Small) - Cold | 0 | 1 | 0 | CBSA 2014 | 1.2281 | 2032 | 0.5 | SWHC014-04
COM-HVAC-21.33 | Com ¦ Small Unitary AC (SEER 15) - Cold ¦ PG&E ¦ Cold | Com ¦ Small Unitary AC (SEER 15) - Cold | PG&E ¦ Cold | PG&E | All | Electric | Small Unitary AC (SEER 15) | Efficient |  |  | 0 | Conventional | HVAC | Com - Restaurant | Com | ROB and NEW | 0 | 1000 sqft2 of floor space | Cap-Tons | 15 | DEER:HVAC_Split-Package_AC | 0 | 0 | 0 | eTRM SWHC014-04 | 1111.78 | 2021 | 1183 | 2021 | 0 | 0 | SWHC014-04 | Com Unitary AC (Small) - Cold ¦ PG&E ¦ Cold | Com Unitary AC (Small) - Cold | 0.98716 | 1 | 0.06 | CBSA 2014 | 0 | 2032 | 0.5 | SWHC014-04
COM-HVAC-21.34 | Com ¦ Small Unitary AC (SEER 15) - Cold ¦ PG&E ¦ Cold | Com ¦ Small Unitary AC (SEER 15) - Cold | PG&E ¦ Cold | PG&E | All | Electric | Small Unitary AC (SEER 15) | Efficient |  |  | 0 | Conventional | HVAC | Com - Retail | Com | ROB and NEW | 0 | 1000 sqft2 of floor space | Cap-Tons | 15 | DEER:HVAC_Split-Package_AC | -58.4253 | -0.0317 | 0.44033 | eTRM SWHC014-04 | 1111.78 | 2021 | 1183 | 2021 | 0 | 0 | SWHC014-04 | Com Unitary AC (Small) - Cold ¦ PG&E ¦ Cold | Com Unitary AC (Small) - Cold | 0.41141 | 1 | 0.06 | CBSA 2014 | 18.3501 | 2032 | 0.5 | SWHC014-04
COM-HVAC-21.35 | Com ¦ Small Unitary AC (SEER 15) - Cold ¦ PG&E ¦ Cold | Com ¦ Small Unitary AC (SEER 15) - Cold | PG&E ¦ Cold | PG&E | All | Electric | Small Unitary AC (SEER 15) | Efficient |  |  | 0 | Conventional | HVAC | Com - School | Com | ROB and NEW | 0 | 1000 sqft2 of floor space | Cap-Tons | 15 | DEER:HVAC_Split-Package_AC | -23.3951 | -0.0023904 | 0.24754 | eTRM SWHC014-04 | 1111.78 | 2021 | 1183 | 2021 | 0 | 0 | SWHC014-04 | Com Unitary AC (Small) - Cold ¦ PG&E ¦ Cold | Com Unitary AC (Small) - Cold | 0.62474 | 1 | 0.06 | CBSA 2014 | 3.2863 | 2032 | 0.5 | SWHC014-04
COM-HVAC-21.36 | Com ¦ Small Unitary AC (SEER 15) - Cold ¦ PG&E ¦ Cold | Com ¦ Small Unitary AC (SEER 15) - Cold | PG&E ¦ Cold | PG&E | All | Electric | Small Unitary AC (SEER 15) | Efficient |  |  | 0 | Conventional | HVAC | Com - Warehouse | Com | ROB and NEW | 0 | 1000 sqft2 of floor space | Cap-Tons | 15 | DEER:HVAC_Split-Package_AC | -18.1244 | -0.0069104 | 0.33133 | eTRM SWHC014-04 | 1111.78 | 2021 | 1183 | 2021 | 0 | 0 | SWHC014-04 | Com Unitary AC (Small) - Cold ¦ PG&E ¦ Cold | Com Unitary AC (Small) - Cold | 0.12804 | 1 | 0.06 | CBSA 2014 | 4.0356 | 2032 | 0.5 | SWHC014-04
COM-HVAC-21.37 | Com ¦ Small Unitary AC (SEER 15) - Marine ¦ SCE ¦ Marine | Com ¦ Small Unitary AC (SEER 15) - Marine | SCE ¦ Marine | SCE | All | Electric | Small Unitary AC (SEER 15) | Efficient |  |  | 0 | Conventional | HVAC | Com - College | Com | ROB and NEW | 0 | 1000 sqft2 of floor space | Cap-Tons | 15 | DEER:HVAC_Split-Package_AC | 0 | 0 | 0 | eTRM SWHC014-04 | 1111.78 | 2021 | 1183 | 2021 | 0 | 0 | SWHC014-04 | Com Unitary AC (Small) - Marine ¦ SCE ¦ Marine | Com Unitary AC (Small) - Marine | 0.62169 | 1 | 0.06 | CBSA 2014 | 0 | 2032 | 0.5 | SWHC014-04
COM-HVAC-21.38 | Com ¦ Small Unitary AC (SEER 15) - Marine ¦ SCE ¦ Marine | Com ¦ Small Unitary AC (SEER 15) - Marine | SCE ¦ Marine | SCE | All | Electric | Small Unitary AC (SEER 15) | Efficient |  |  | 0 | Conventional | HVAC | Com - Grocery | Com | ROB and NEW | 0 | 1000 sqft2 of floor space | Cap-Tons | 15 | DEER:HVAC_Split-Package_AC | -54.325 | -0.021825 | 0.78 | eTRM SWHC014-04 | 1111.78 | 2021 | 1183 | 2021 | 0 | 0 | SWHC014-04 | Com Unitary AC (Small) - Marine ¦ SCE ¦ Marine | Com Unitary AC (Small) - Marine | 1.1059 | 1 | 0.06 | CBSA 2014 | 1.2241 | 2032 | 0.5 | SWHC014-04
COM-HVAC-21.39 | Com ¦ Small Unitary AC (SEER 15) - Marine ¦ SCE ¦ Marine | Com ¦ Small Unitary AC (SEER 15) - Marine | SCE ¦ Marine | SCE | All | Electric | Small Unitary AC (SEER 15) | Efficient |  |  | 0 | Conventional | HVAC | Com - Health | Com | ROB and NEW | 0 | 1000 sqft2 of floor space | Cap-Tons | 15 | DEER:HVAC_Split-Package_AC | -79.5078 | -0.022241 | 0.32461 | eTRM SWHC014-04 | 1111.78 | 2021 | 1183 | 2021 | 0 | 0 | SWHC014-04 | Com Unitary AC (Small) - Marine ¦ SCE ¦ Marine | Com Unitary AC (Small) - Marine | 0.88169 | 1 | 0.06 | CBSA 2014 | 4.2858 | 2032 | 0.5 | SWHC014-04
COM-HVAC-21.40 | Com ¦ Small Unitary AC (SEER 15) - Marine ¦ SCE ¦ Marine | Com ¦ Small Unitary AC (SEER 15) - Marine | SCE ¦ Marine | SCE | All | Electric | Small Unitary AC (SEER 15) | Efficient |  |  | 0 | Conventional | HVAC | Com - Lodging | Com | ROB and NEW | 0 | 1000 sqft2 of floor space | Cap-Tons | 15 | DEER:HVAC_Split-Package_AC | -76.9018 | -0.026735 | 0.32911 | eTRM SWHC014-04 | 1111.78 | 2021 | 1183 | 2021 | 0 | 0 | SWHC014-04 | Com Unitary AC (Small) - Marine ¦ SCE ¦ Marine | Com Unitary AC (Small) - Marine | 0.49511 | 1 | 0.06 | CBSA 2014 | 8.8751 | 2032 | 0.5 | SWHC014-04
COM-HVAC-21.41 | Com ¦ Small Unitary AC (SEER 15) - Marine ¦ SCE ¦ Marine | Com ¦ Small Unitary AC (SEER 15) - Marine | SCE ¦ Marine | SCE | All | Electric | Small Unitary AC (SEER 15) | Efficient |  |  | 0 | Conventional | HVAC | Com - Office (Large) | Com | ROB and NEW | 0 | 1000 sqft2 of floor space | Cap-Tons | 15 | DEER:HVAC_Split-Package_AC | -61.125 | -0.011575 | 0.0153 | eTRM SWHC014-04 | 1111.78 | 2021 | 1183 | 2021 | 0 | 0 | SWHC014-04 | Com Unitary AC (Small) - Marine ¦ SCE ¦ Marine | Com Unitary AC (Small) - Marine | 0.65634 | 1 | 0.06 | CBSA 2014 | 6.0103 | 2032 | 0.5 | SWHC014-04
COM-HVAC-21.42 | Com ¦ Small Unitary AC (SEER 15) - Marine ¦ SCE ¦ Marine | Com ¦ Small Unitary AC (SEER 15) - Marine | SCE ¦ Marine | SCE | All | Electric | Small Unitary AC (SEER 15) | Efficient |  |  | 0 | Conventional | HVAC | Com - Office (Small) | Com | ROB and NEW | 0 | 1000 sqft2 of floor space | Cap-Tons | 15 | DEER:HVAC_Split-Package_AC | -54.375 | -0.0116 | 0.0513 | eTRM SWHC014-04 | 1111.78 | 2021 | 1183 | 2021 | 0 | 0 | SWHC014-04 | Com Unitary AC (Small) - Marine ¦ SCE ¦ Marine | Com Unitary AC (Small) - Marine | 0.74464 | 1 | 0.06 | CBSA 2014 | 2.3914 | 2032 | 0.5 | SWHC014-04
COM-HVAC-21.43 | Com ¦ Small Unitary AC (SEER 15) - Marine ¦ SCE ¦ Marine | Com ¦ Small Unitary AC (SEER 15) - Marine | SCE ¦ Marine | SCE | All | Electric | Small Unitary AC (SEER 15) | Efficient |  |  | 0 | Conventional | HVAC | Com - Other | Com | ROB and NEW | 0 | 1000 sqft2 of floor space | Cap-Tons | 15 | DEER:HVAC_Split-Package_AC | -57.8 | -0.0289 | 0.18825 | eTRM SWHC014-04 | 1111.78 | 2021 | 1183 | 2021 | 0 | 0 | SWHC014-04 | Com Unitary AC (Small) - Marine ¦ SCE ¦ Marine | Com Unitary AC (Small) - Marine | 0.35552 | 1 | 0.06 | CBSA 2014 | 5.5298 | 2032 | 0.5 | SWHC014-04
COM-HVAC-21.44 | Com ¦ Small Unitary AC (SEER 15) - Marine ¦ SCE ¦ Marine | Com ¦ Small Unitary AC (SEER 15) - Marine | SCE ¦ Marine | SCE | All | Electric | Small Unitary AC (SEER 15) | Efficient |  |  | 0 | Conventional | HVAC | Com - Refrig. Warehouse | Com | ROB and NEW | 0 | 1000 sqft2 of floor space | Cap-Tons | 15 | DEER:HVAC_Split-Package_AC | -107.5 | -0.019425 | 0.14775 | eTRM SWHC014-04 | 1111.78 | 2021 | 1183 | 2021 | 0 | 0 | SWHC014-04 | Com Unitary AC (Small) - Marine ¦ SCE ¦ Marine | Com Unitary AC (Small) - Marine | 0 | 1 | 0 | CBSA 2014 | 1.8099 | 2032 | 0.5 | SWHC014-04
COM-HVAC-21.45 | Com ¦ Small Unitary AC (SEER 15) - Marine ¦ SCE ¦ Marine | Com ¦ Small Unitary AC (SEER 15) - Marine | SCE ¦ Marine | SCE | All | Electric | Small Unitary AC (SEER 15) | Efficient |  |  | 0 | Conventional | HVAC | Com - Restaurant | Com | ROB and NEW | 0 | 1000 sqft2 of floor space | Cap-Tons | 15 | DEER:HVAC_Split-Package_AC | 0 | 0 | 0 | eTRM SWHC014-04 | 1111.78 | 2021 | 1183 | 2021 | 0 | 0 | SWHC014-04 | Com Unitary AC (Small) - Marine ¦ SCE ¦ Marine | Com Unitary AC (Small) - Marine | 1.0866 | 1 | 0.06 | CBSA 2014 | 0 | 2032 | 0.5 | SWHC014-04
COM-HVAC-21.46 | Com ¦ Small Unitary AC (SEER 15) - Marine ¦ SCE ¦ Marine | Com ¦ Small Unitary AC (SEER 15) - Marine | SCE ¦ Marine | SCE | All | Electric | Small Unitary AC (SEER 15) | Efficient |  |  | 0 | Conventional | HVAC | Com - Retail | Com | ROB and NEW | 0 | 1000 sqft2 of floor space | Cap-Tons | 15 | DEER:HVAC_Split-Package_AC | -88.5736 | -0.034148 | 0.1166 | eTRM SWHC014-04 | 1111.78 | 2021 | 1183 | 2021 | 0 | 0 | SWHC014-04 | Com Unitary AC (Small) - Marine ¦ SCE ¦ Marine | Com Unitary AC (Small) - Marine | 0.45973 | 1 | 0.06 | CBSA 2014 | 30.5413 | 2032 | 0.5 | SWHC014-04
COM-HVAC-21.47 | Com ¦ Small Unitary AC (SEER 15) - Marine ¦ SCE ¦ Marine | Com ¦ Small Unitary AC (SEER 15) - Marine | SCE ¦ Marine | SCE | All | Electric | Small Unitary AC (SEER 15) | Efficient |  |  | 0 | Conventional | HVAC | Com - School | Com | ROB and NEW | 0 | 1000 sqft2 of floor space | Cap-Tons | 15 | DEER:HVAC_Split-Package_AC | -34.8304 | -0.014736 | 0.084501 | eTRM SWHC014-04 | 1111.78 | 2021 | 1183 | 2021 | 0 | 0 | SWHC014-04 | Com Unitary AC (Small) - Marine ¦ SCE ¦ Marine | Com Unitary AC (Small) - Marine | 0.74863 | 1 | 0.06 | CBSA 2014 | 5.5416 | 2032 | 0.5 | SWHC014-04
COM-HVAC-21.48 | Com ¦ Small Unitary AC (SEER 15) - Marine ¦ SCE ¦ Marine | Com ¦ Small Unitary AC (SEER 15) - Marine | SCE ¦ Marine | SCE | All | Electric | Small Unitary AC (SEER 15) | Efficient |  |  | 0 | Conventional | HVAC | Com - Warehouse | Com | ROB and NEW | 0 | 1000 sqft2 of floor space | Cap-Tons | 15 | DEER:HVAC_Split-Package_AC | -19.019 | -0.0070646 | 0.15147 | eTRM SWHC014-04 | 1111.78 | 2021 | 1183 | 2021 | 0 | 0 | SWHC014-04 | Com Unitary AC (Small) - Marine ¦ SCE ¦ Marine | Com Unitary AC (Small) - Marine | 0.1408 | 1 | 0.06 | CBSA 2014 | 5.0619 | 2032 | 0.5 | SWHC014-04
COM-HVAC-21.49 | Com ¦ Small Unitary AC (SEER 15) - Hot-Dry ¦ SCE ¦ Hot-Dry | Com ¦ Small Unitary AC (SEER 15) - Hot-Dry | SCE ¦ Hot-Dry | SCE | All | Electric | Small Unitary AC (SEER 15) | Efficient |  |  | 0 | Conventional | HVAC | Com - College | Com | ROB and NEW | 0 | 1000 sqft2 of floor space | Cap-Tons | 15 | DEER:HVAC_Split-Package_AC | 0 | 0 | 0 | eTRM SWHC014-04 | 1111.78 | 2021 | 1183 | 2021 | 0 | 0 | SWHC014-04 | Com Unitary AC (Small) - Hot-Dry ¦ SCE ¦ Hot-Dry | Com Unitary AC (Small) - Hot-Dry | 0.62169 | 1 | 0.06 | CBSA 2014 | 0 | 2032 | 0.5 | SWHC014-04
COM-HVAC-21.50 | Com ¦ Small Unitary AC (SEER 15) - Hot-Dry ¦ SCE ¦ Hot-Dry | Com ¦ Small Unitary AC (SEER 15) - Hot-Dry | SCE ¦ Hot-Dry | SCE | All | Electric | Small Unitary AC (SEER 15) | Efficient |  |  | 0 | Conventional | HVAC | Com - Grocery | Com | ROB and NEW | 0 | 1000 sqft2 of floor space | Cap-Tons | 15 | DEER:HVAC_Split-Package_AC | -72.1 | -0.035675 | 0.72425 | eTRM SWHC014-04 | 1111.78 | 2021 | 1183 | 2021 | 0 | 0 | SWHC014-04 | Com Unitary AC (Small) - Hot-Dry ¦ SCE ¦ Hot-Dry | Com Unitary AC (Small) - Hot-Dry | 1.1059 | 1 | 0.06 | CBSA 2014 | 2.3549 | 2032 | 0.5 | SWHC014-04
COM-HVAC-21.51 | Com ¦ Small Unitary AC (SEER 15) - Hot-Dry ¦ SCE ¦ Hot-Dry | Com ¦ Small Unitary AC (SEER 15) - Hot-Dry | SCE ¦ Hot-Dry | SCE | All | Electric | Small Unitary AC (SEER 15) | Efficient |  |  | 0 | Conventional | HVAC | Com - Health | Com | ROB and NEW | 0 | 1000 sqft2 of floor space | Cap-Tons | 15 | DEER:HVAC_Split-Package_AC | -88.8422 | -0.029275 | 0.32674 | eTRM SWHC014-04 | 1111.78 | 2021 | 1183 | 2021 | 0 | 0 | SWHC014-04 | Com Unitary AC (Small) - Hot-Dry ¦ SCE ¦ Hot-Dry | Com Unitary AC (Small) - Hot-Dry | 0.88169 | 1 | 0.06 | CBSA 2014 | 4.8906 | 2032 | 0.5 | SWHC014-04
COM-HVAC-21.52 | Com ¦ Small Unitary AC (SEER 15) - Hot-Dry ¦ SCE ¦ Hot-Dry | Com ¦ Small Unitary AC (SEER 15) - Hot-Dry | SCE ¦ Hot-Dry | SCE | All | Electric | Small Unitary AC (SEER 15) | Efficient |  |  | 0 | Conventional | HVAC | Com - Lodging | Com | ROB and NEW | 0 | 1000 sqft2 of floor space | Cap-Tons | 15 | DEER:HVAC_Split-Package_AC | -90.2637 | -0.036306 | 0.33459 | eTRM SWHC014-04 | 1111.78 | 2021 | 1183 | 2021 | 0 | 0 | SWHC014-04 | Com Unitary AC (Small) - Hot-Dry ¦ SCE ¦ Hot-Dry | Com Unitary AC (Small) - Hot-Dry | 0.49511 | 1 | 0.06 | CBSA 2014 | 10.9278 | 2032 | 0.5 | SWHC014-04
COM-HVAC-21.53 | Com ¦ Small Unitary AC (SEER 15) - Hot-Dry ¦ SCE ¦ Hot-Dry | Com ¦ Small Unitary AC (SEER 15) - Hot-Dry | SCE ¦ Hot-Dry | SCE | All | Electric | Small Unitary AC (SEER 15) | Efficient |  |  | 0 | Conventional | HVAC | Com - Office (Large) | Com | ROB and NEW | 0 | 1000 sqft2 of floor space | Cap-Tons | 15 | DEER:HVAC_Split-Package_AC | -68.675 | -0.01655 | 0.020625 | eTRM SWHC014-04 | 1111.78 | 2021 | 1183 | 2021 | 0 | 0 | SWHC014-04 | Com Unitary AC (Small) - Hot-Dry ¦ SCE ¦ Hot-Dry | Com Unitary AC (Small) - Hot-Dry | 0.65634 | 1 | 0.06 | CBSA 2014 | 6.7372 | 2032 | 0.5 | SWHC014-04
COM-HVAC-21.54 | Com ¦ Small Unitary AC (SEER 15) - Hot-Dry ¦ SCE ¦ Hot-Dry | Com ¦ Small Unitary AC (SEER 15) - Hot-Dry | SCE ¦ Hot-Dry | SCE | All | Electric | Small Unitary AC (SEER 15) | Efficient |  |  | 0 | Conventional | HVAC | Com - Office (Small) | Com | ROB and NEW | 0 | 1000 sqft2 of floor space | Cap-Tons | 15 | DEER:HVAC_Split-Package_AC | -61.675 | -0.01645 | 0.054025 | eTRM SWHC014-04 | 1111.78 | 2021 | 1183 | 2021 | 0 | 0 | SWHC014-04 | Com Unitary AC (Small) - Hot-Dry ¦ SCE ¦ Hot-Dry | Com Unitary AC (Small) - Hot-Dry | 0.74464 | 1 | 0.06 | CBSA 2014 | 2.7207 | 2032 | 0.5 | SWHC014-04
COM-HVAC-21.55 | Com ¦ Small Unitary AC (SEER 15) - Hot-Dry ¦ SCE ¦ Hot-Dry | Com ¦ Small Unitary AC (SEER 15) - Hot-Dry | SCE ¦ Hot-Dry | SCE | All | Electric | Small Unitary AC (SEER 15) | Efficient |  |  | 0 | Conventional | HVAC | Com - Other | Com | ROB and NEW | 0 | 1000 sqft2 of floor space | Cap-Tons | 15 | DEER:HVAC_Split-Package_AC | -67.85 | -0.036375 | 0.1715 | eTRM SWHC014-04 | 1111.78 | 2021 | 1183 | 2021 | 0 | 0 | SWHC014-04 | Com Unitary AC (Small) - Hot-Dry ¦ SCE ¦ Hot-Dry | Com Unitary AC (Small) - Hot-Dry | 0.35552 | 1 | 0.06 | CBSA 2014 | 6.7154 | 2032 | 0.5 | SWHC014-04
COM-HVAC-21.56 | Com ¦ Small Unitary AC (SEER 15) - Hot-Dry ¦ SCE ¦ Hot-Dry | Com ¦ Small Unitary AC (SEER 15) - Hot-Dry | SCE ¦ Hot-Dry | SCE | All | Electric | Small Unitary AC (SEER 15) | Efficient |  |  | 0 | Conventional | HVAC | Com - Refrig. Warehouse | Com | ROB and NEW | 0 | 1000 sqft2 of floor space | Cap-Tons | 15 | DEER:HVAC_Split-Package_AC | -113 | -0.026475 | 0.14 | eTRM SWHC014-04 | 1111.78 | 2021 | 1183 | 2021 | 0 | 0 | SWHC014-04 | Com Unitary AC (Small) - Hot-Dry ¦ SCE ¦ Hot-Dry | Com Unitary AC (Small) - Hot-Dry | 0 | 1 | 0 | CBSA 2014 | 1.914 | 2032 | 0.5 | SWHC014-04
COM-HVAC-21.57 | Com ¦ Small Unitary AC (SEER 15) - Hot-Dry ¦ SCE ¦ Hot-Dry | Com ¦ Small Unitary AC (SEER 15) - Hot-Dry | SCE ¦ Hot-Dry | SCE | All | Electric | Small Unitary AC (SEER 15) | Efficient |  |  | 0 | Conventional | HVAC | Com - Restaurant | Com | ROB and NEW | 0 | 1000 sqft2 of floor space | Cap-Tons | 15 | DEER:HVAC_Split-Package_AC | 0 | 0 | 0 | eTRM SWHC014-04 | 1111.78 | 2021 | 1183 | 2021 | 0 | 0 | SWHC014-04 | Com Unitary AC (Small) - Hot-Dry ¦ SCE ¦ Hot-Dry | Com Unitary AC (Small) - Hot-Dry | 1.0866 | 1 | 0.06 | CBSA 2014 | 0 | 2032 | 0.5 | SWHC014-04
COM-HVAC-21.58 | Com ¦ Small Unitary AC (SEER 15) - Hot-Dry ¦ SCE ¦ Hot-Dry | Com ¦ Small Unitary AC (SEER 15) - Hot-Dry | SCE ¦ Hot-Dry | SCE | All | Electric | Small Unitary AC (SEER 15) | Efficient |  |  | 0 | Conventional | HVAC | Com - Retail | Com | ROB and NEW | 0 | 1000 sqft2 of floor space | Cap-Tons | 15 | DEER:HVAC_Split-Package_AC | -86.8423 | -0.037406 | 0.11444 | eTRM SWHC014-04 | 1111.78 | 2021 | 1183 | 2021 | 0 | 0 | SWHC014-04 | Com Unitary AC (Small) - Hot-Dry ¦ SCE ¦ Hot-Dry | Com Unitary AC (Small) - Hot-Dry | 0.45973 | 1 | 0.06 | CBSA 2014 | 29.9438 | 2032 | 0.5 | SWHC014-04
COM-HVAC-21.59 | Com ¦ Small Unitary AC (SEER 15) - Hot-Dry ¦ SCE ¦ Hot-Dry | Com ¦ Small Unitary AC (SEER 15) - Hot-Dry | SCE ¦ Hot-Dry | SCE | All | Electric | Small Unitary AC (SEER 15) | Efficient |  |  | 0 | Conventional | HVAC | Com - School | Com | ROB and NEW | 0 | 1000 sqft2 of floor space | Cap-Tons | 15 | DEER:HVAC_Split-Package_AC | -38.9137 | -0.020072 | 0.086343 | eTRM SWHC014-04 | 1111.78 | 2021 | 1183 | 2021 | 0 | 0 | SWHC014-04 | Com Unitary AC (Small) - Hot-Dry ¦ SCE ¦ Hot-Dry | Com Unitary AC (Small) - Hot-Dry | 0.74863 | 1 | 0.06 | CBSA 2014 | 6.2097 | 2032 | 0.5 | SWHC014-04
COM-HVAC-21.60 | Com ¦ Small Unitary AC (SEER 15) - Hot-Dry ¦ SCE ¦ Hot-Dry | Com ¦ Small Unitary AC (SEER 15) - Hot-Dry | SCE ¦ Hot-Dry | SCE | All | Electric | Small Unitary AC (SEER 15) | Efficient |  |  | 0 | Conventional | HVAC | Com - Warehouse | Com | ROB and NEW | 0 | 1000 sqft2 of floor space | Cap-Tons | 15 | DEER:HVAC_Split-Package_AC | -27.5799 | -0.012849 | 0.13929 | eTRM SWHC014-04 | 1111.78 | 2021 | 1183 | 2021 | 0 | 0 | SWHC014-04 | Com Unitary AC (Small) - Hot-Dry ¦ SCE ¦ Hot-Dry | Com Unitary AC (Small) - Hot-Dry | 0.1408 | 1 | 0.06 | CBSA 2014 | 7.6792 | 2032 | 0.5 | SWHC014-04
COM-HVAC-21.61 | Com ¦ Small Unitary AC (SEER 15) - Cold ¦ SCE ¦ Cold | Com ¦ Small Unitary AC (SEER 15) - Cold | SCE ¦ Cold | SCE | All | Electric | Small Unitary AC (SEER 15) | Efficient |  |  | 0 | Conventional | HVAC | Com - College | Com | ROB and NEW | 0 | 1000 sqft2 of floor space | Cap-Tons | 15 | DEER:HVAC_Split-Package_AC | 0 | 0 | 0 | eTRM SWHC014-04 | 1111.78 | 2021 | 1183 | 2021 | 0 | 0 | SWHC014-04 | Com Unitary AC (Small) - Cold ¦ SCE ¦ Cold | Com Unitary AC (Small) - Cold | 0.62169 | 1 | 0.06 | CBSA 2014 | 0 | 2032 | 0.5 | SWHC014-04
COM-HVAC-21.62 | Com ¦ Small Unitary AC (SEER 15) - Cold ¦ SCE ¦ Cold | Com ¦ Small Unitary AC (SEER 15) - Cold | SCE ¦ Cold | SCE | All | Electric | Small Unitary AC (SEER 15) | Efficient |  |  | 0 | Conventional | HVAC | Com - Grocery | Com | ROB and NEW | 0 | 1000 sqft2 of floor space | Cap-Tons | 15 | DEER:HVAC_Split-Package_AC | -56.275 | -0.0246 | 1.3125 | eTRM SWHC014-04 | 1111.78 | 2021 | 1183 | 2021 | 0 | 0 | SWHC014-04 | Com Unitary AC (Small) - Cold ¦ SCE ¦ Cold | Com Unitary AC (Small) - Cold | 1.1059 | 1 | 0.06 | CBSA 2014 | 0.083402 | 2032 | 0.5 | SWHC014-04
COM-HVAC-21.63 | Com ¦ Small Unitary AC (SEER 15) - Cold ¦ SCE ¦ Cold | Com ¦ Small Unitary AC (SEER 15) - Cold | SCE ¦ Cold | SCE | All | Electric | Small Unitary AC (SEER 15) | Efficient |  |  | 0 | Conventional | HVAC | Com - Health | Com | ROB and NEW | 0 | 1000 sqft2 of floor space | Cap-Tons | 15 | DEER:HVAC_Split-Package_AC | -59.6729 | -0.019951 | 0.7919 | eTRM SWHC014-04 | 1111.78 | 2021 | 1183 | 2021 | 0 | 0 | SWHC014-04 | Com Unitary AC (Small) - Cold ¦ SCE ¦ Cold | Com Unitary AC (Small) - Cold | 0.88169 | 1 | 0.06 | CBSA 2014 | 1.668 | 2032 | 0.5 | SWHC014-04
COM-HVAC-21.64 | Com ¦ Small Unitary AC (SEER 15) - Cold ¦ SCE ¦ Cold | Com ¦ Small Unitary AC (SEER 15) - Cold | SCE ¦ Cold | SCE | All | Electric | Small Unitary AC (SEER 15) | Efficient |  |  | 0 | Conventional | HVAC | Com - Lodging | Com | ROB and NEW | 0 | 1000 sqft2 of floor space | Cap-Tons | 15 | DEER:HVAC_Split-Package_AC | -58.3684 | -0.025006 | 0.66583 | eTRM SWHC014-04 | 1111.78 | 2021 | 1183 | 2021 | 0 | 0 | SWHC014-04 | Com Unitary AC (Small) - Cold ¦ SCE ¦ Cold | Com Unitary AC (Small) - Cold | 0.49511 | 1 | 0.06 | CBSA 2014 | 2.6264 | 2032 | 0.5 | SWHC014-04
COM-HVAC-21.65 | Com ¦ Small Unitary AC (SEER 15) - Cold ¦ SCE ¦ Cold | Com ¦ Small Unitary AC (SEER 15) - Cold | SCE ¦ Cold | SCE | All | Electric | Small Unitary AC (SEER 15) | Efficient |  |  | 0 | Conventional | HVAC | Com - Office (Large) | Com | ROB and NEW | 0 | 1000 sqft2 of floor space | Cap-Tons | 15 | DEER:HVAC_Split-Package_AC | -43.925 | -0.011625 | 0.1765 | eTRM SWHC014-04 | 1111.78 | 2021 | 1183 | 2021 | 0 | 0 | SWHC014-04 | Com Unitary AC (Small) - Cold ¦ SCE ¦ Cold | Com Unitary AC (Small) - Cold | 0.65634 | 1 | 0.06 | CBSA 2014 | 3.5758 | 2032 | 0.5 | SWHC014-04
COM-HVAC-21.66 | Com ¦ Small Unitary AC (SEER 15) - Cold ¦ SCE ¦ Cold | Com ¦ Small Unitary AC (SEER 15) - Cold | SCE ¦ Cold | SCE | All | Electric | Small Unitary AC (SEER 15) | Efficient |  |  | 0 | Conventional | HVAC | Com - Office (Small) | Com | ROB and NEW | 0 | 1000 sqft2 of floor space | Cap-Tons | 15 | DEER:HVAC_Split-Package_AC | -40.15 | -0.01185 | 0.23675 | eTRM SWHC014-04 | 1111.78 | 2021 | 1183 | 2021 | 0 | 0 | SWHC014-04 | Com Unitary AC (Small) - Cold ¦ SCE ¦ Cold | Com Unitary AC (Small) - Cold | 0.74464 | 1 | 0.06 | CBSA 2014 | 1.3721 | 2032 | 0.5 | SWHC014-04
COM-HVAC-21.67 | Com ¦ Small Unitary AC (SEER 15) - Cold ¦ SCE ¦ Cold | Com ¦ Small Unitary AC (SEER 15) - Cold | SCE ¦ Cold | SCE | All | Electric | Small Unitary AC (SEER 15) | Efficient |  |  | 0 | Conventional | HVAC | Com - Other | Com | ROB and NEW | 0 | 1000 sqft2 of floor space | Cap-Tons | 15 | DEER:HVAC_Split-Package_AC | -40.9 | -0.027 | 0.40275 | eTRM SWHC014-04 | 1111.78 | 2021 | 1183 | 2021 | 0 | 0 | SWHC014-04 | Com Unitary AC (Small) - Cold ¦ SCE ¦ Cold | Com Unitary AC (Small) - Cold | 0.35552 | 1 | 0.06 | CBSA 2014 | 2.6919 | 2032 | 0.5 | SWHC014-04
COM-HVAC-21.68 | Com ¦ Small Unitary AC (SEER 15) - Cold ¦ SCE ¦ Cold | Com ¦ Small Unitary AC (SEER 15) - Cold | SCE ¦ Cold | SCE | All | Electric | Small Unitary AC (SEER 15) | Efficient |  |  | 0 | Conventional | HVAC | Com - Refrig. Warehouse | Com | ROB and NEW | 0 | 1000 sqft2 of floor space | Cap-Tons | 15 | DEER:HVAC_Split-Package_AC | -79.15 | -0.0209 | 0.248 | eTRM SWHC014-04 | 1111.78 | 2021 | 1183 | 2021 | 0 | 0 | SWHC014-04 | Com Unitary AC (Small) - Cold ¦ SCE ¦ Cold | Com Unitary AC (Small) - Cold | 0 | 1 | 0 | CBSA 2014 | 1.2281 | 2032 | 0.5 | SWHC014-04
COM-HVAC-21.69 | Com ¦ Small Unitary AC (SEER 15) - Cold ¦ SCE ¦ Cold | Com ¦ Small Unitary AC (SEER 15) - Cold | SCE ¦ Cold | SCE | All | Electric | Small Unitary AC (SEER 15) | Efficient |  |  | 0 | Conventional | HVAC | Com - Restaurant | Com | ROB and NEW | 0 | 1000 sqft2 of floor space | Cap-Tons | 15 | DEER:HVAC_Split-Package_AC | 0 | 0 | 0 | eTRM SWHC014-04 | 1111.78 | 2021 | 1183 | 2021 | 0 | 0 | SWHC014-04 | Com Unitary AC (Small) - Cold ¦ SCE ¦ Cold | Com Unitary AC (Small) - Cold | 1.0866 | 1 | 0.06 | CBSA 2014 | 0 | 2032 | 0.5 | SWHC014-04
COM-HVAC-21.70 | Com ¦ Small Unitary AC (SEER 15) - Cold ¦ SCE ¦ Cold | Com ¦ Small Unitary AC (SEER 15) - Cold | SCE ¦ Cold | SCE | All | Electric | Small Unitary AC (SEER 15) | Efficient |  |  | 0 | Conventional | HVAC | Com - Retail | Com | ROB and NEW | 0 | 1000 sqft2 of floor space | Cap-Tons | 15 | DEER:HVAC_Split-Package_AC | -58.4253 | -0.0317 | 0.44033 | eTRM SWHC014-04 | 1111.78 | 2021 | 1183 | 2021 | 0 | 0 | SWHC014-04 | Com Unitary AC (Small) - Cold ¦ SCE ¦ Cold | Com Unitary AC (Small) - Cold | 0.45973 | 1 | 0.06 | CBSA 2014 | 18.3501 | 2032 | 0.5 | SWHC014-04
COM-HVAC-21.71 | Com ¦ Small Unitary AC (SEER 15) - Cold ¦ SCE ¦ Cold | Com ¦ Small Unitary AC (SEER 15) - Cold | SCE ¦ Cold | SCE | All | Electric | Small Unitary AC (SEER 15) | Efficient |  |  | 0 | Conventional | HVAC | Com - School | Com | ROB and NEW | 0 | 1000 sqft2 of floor space | Cap-Tons | 15 | DEER:HVAC_Split-Package_AC | -23.3951 | -0.0023904 | 0.24754 | eTRM SWHC014-04 | 1111.78 | 2021 | 1183 | 2021 | 0 | 0 | SWHC014-04 | Com Unitary AC (Small) - Cold ¦ SCE ¦ Cold | Com Unitary AC (Small) - Cold | 0.74863 | 1 | 0.06 | CBSA 2014 | 3.2863 | 2032 | 0.5 | SWHC014-04
COM-HVAC-21.72 | Com ¦ Small Unitary AC (SEER 15) - Cold ¦ SCE ¦ Cold | Com ¦ Small Unitary AC (SEER 15) - Cold | SCE ¦ Cold | SCE | All | Electric | Small Unitary AC (SEER 15) | Efficient |  |  | 0 | Conventional | HVAC | Com - Warehouse | Com | ROB and NEW | 0 | 1000 sqft2 of floor space | Cap-Tons | 15 | DEER:HVAC_Split-Package_AC | -18.1244 | -0.0069104 | 0.33133 | eTRM SWHC014-04 | 1111.78 | 2021 | 1183 | 2021 | 0 | 0 | SWHC014-04 | Com Unitary AC (Small) - Cold ¦ SCE ¦ Cold | Com Unitary AC (Small) - Cold | 0.1408 | 1 | 0.06 | CBSA 2014 | 4.0356 | 2032 | 0.5 | SWHC014-04
COM-HVAC-21.73 | Com ¦ Small Unitary AC (SEER 15) - Marine ¦ SDG&E ¦ Marine | Com ¦ Small Unitary AC (SEER 15) - Marine | SDG&E ¦ Marine | SDG&E | All | Electric | Small Unitary AC (SEER 15) | Efficient |  |  | 0 | Conventional | HVAC | Com - College | Com | ROB and NEW | 0 | 1000 sqft2 of floor space | Cap-Tons | 15 | DEER:HVAC_Split-Package_AC | 0 | 0 | 0 | eTRM SWHC014-04 | 1111.78 | 2021 | 1183 | 2021 | 0 | 0 | SWHC014-04 | Com Unitary AC (Small) - Marine ¦ SDG&E ¦ Marine | Com Unitary AC (Small) - Marine | 0.60922 | 1 | 0.06 | CBSA 2014 | 0 | 2032 | 0.5 | SWHC014-04
COM-HVAC-21.74 | Com ¦ Small Unitary AC (SEER 15) - Marine ¦ SDG&E ¦ Marine | Com ¦ Small Unitary AC (SEER 15) - Marine | SDG&E ¦ Marine | SDG&E | All | Electric | Small Unitary AC (SEER 15) | Efficient |  |  | 0 | Conventional | HVAC | Com - Grocery | Com | ROB and NEW | 0 | 1000 sqft2 of floor space | Cap-Tons | 15 | DEER:HVAC_Split-Package_AC | -54.325 | -0.021825 | 0.78 | eTRM SWHC014-04 | 1111.78 | 2021 | 1183 | 2021 | 0 | 0 | SWHC014-04 | Com Unitary AC (Small) - Marine ¦ SDG&E ¦ Marine | Com Unitary AC (Small) - Marine | 1.1243 | 1 | 0.06 | CBSA 2014 | 1.2241 | 2032 | 0.5 | SWHC014-04
COM-HVAC-21.75 | Com ¦ Small Unitary AC (SEER 15) - Marine ¦ SDG&E ¦ Marine | Com ¦ Small Unitary AC (SEER 15) - Marine | SDG&E ¦ Marine | SDG&E | All | Electric | Small Unitary AC (SEER 15) | Efficient |  |  | 0 | Conventional | HVAC | Com - Health | Com | ROB and NEW | 0 | 1000 sqft2 of floor space | Cap-Tons | 15 | DEER:HVAC_Split-Package_AC | -79.5078 | -0.022241 | 0.32461 | eTRM SWHC014-04 | 1111.78 | 2021 | 1183 | 2021 | 0 | 0 | SWHC014-04 | Com Unitary AC (Small) - Marine ¦ SDG&E ¦ Marine | Com Unitary AC (Small) - Marine | 0.87675 | 1 | 0.06 | CBSA 2014 | 4.2858 | 2032 | 0.5 | SWHC014-04
COM-HVAC-21.76 | Com ¦ Small Unitary AC (SEER 15) - Marine ¦ SDG&E ¦ Marine | Com ¦ Small Unitary AC (SEER 15) - Marine | SDG&E ¦ Marine | SDG&E | All | Electric | Small Unitary AC (SEER 15) | Efficient |  |  | 0 | Conventional | HVAC | Com - Lodging | Com | ROB and NEW | 0 | 1000 sqft2 of floor space | Cap-Tons | 15 | DEER:HVAC_Split-Package_AC | -76.9018 | -0.026735 | 0.32911 | eTRM SWHC014-04 | 1111.78 | 2021 | 1183 | 2021 | 0 | 0 | SWHC014-04 | Com Unitary AC (Small) - Marine ¦ SDG&E ¦ Marine | Com Unitary AC (Small) - Marine | 0.49055 | 1 | 0.06 | CBSA 2014 | 8.8751 | 2032 | 0.5 | SWHC014-04
COM-HVAC-21.77 | Com ¦ Small Unitary AC (SEER 15) - Marine ¦ SDG&E ¦ Marine | Com ¦ Small Unitary AC (SEER 15) - Marine | SDG&E ¦ Marine | SDG&E | All | Electric | Small Unitary AC (SEER 15) | Efficient |  |  | 0 | Conventional | HVAC | Com - Office (Large) | Com | ROB and NEW | 0 | 1000 sqft2 of floor space | Cap-Tons | 15 | DEER:HVAC_Split-Package_AC | -61.125 | -0.011575 | 0.0153 | eTRM SWHC014-04 | 1111.78 | 2021 | 1183 | 2021 | 0 | 0 | SWHC014-04 | Com Unitary AC (Small) - Marine ¦ SDG&E ¦ Marine | Com Unitary AC (Small) - Marine | 0.64047 | 1 | 0.06 | CBSA 2014 | 6.0103 | 2032 | 0.5 | SWHC014-04
COM-HVAC-21.78 | Com ¦ Small Unitary AC (SEER 15) - Marine ¦ SDG&E ¦ Marine | Com ¦ Small Unitary AC (SEER 15) - Marine | SDG&E ¦ Marine | SDG&E | All | Electric | Small Unitary AC (SEER 15) | Efficient |  |  | 0 | Conventional | HVAC | Com - Office (Small) | Com | ROB and NEW | 0 | 1000 sqft2 of floor space | Cap-Tons | 15 | DEER:HVAC_Split-Package_AC | -54.375 | -0.0116 | 0.0513 | eTRM SWHC014-04 | 1111.78 | 2021 | 1183 | 2021 | 0 | 0 | SWHC014-04 | Com Unitary AC (Small) - Marine ¦ SDG&E ¦ Marine | Com Unitary AC (Small) - Marine | 0.77766 | 1 | 0.06 | CBSA 2014 | 2.3914 | 2032 | 0.5 | SWHC014-04
COM-HVAC-21.79 | Com ¦ Small Unitary AC (SEER 15) - Marine ¦ SDG&E ¦ Marine | Com ¦ Small Unitary AC (SEER 15) - Marine | SDG&E ¦ Marine | SDG&E | All | Electric | Small Unitary AC (SEER 15) | Efficient |  |  | 0 | Conventional | HVAC | Com - Other | Com | ROB and NEW | 0 | 1000 sqft2 of floor space | Cap-Tons | 15 | DEER:HVAC_Split-Package_AC | -57.8 | -0.0289 | 0.18825 | eTRM SWHC014-04 | 1111.78 | 2021 | 1183 | 2021 | 0 | 0 | SWHC014-04 | Com Unitary AC (Small) - Marine ¦ SDG&E ¦ Marine | Com Unitary AC (Small) - Marine | 0.34945 | 1 | 0.06 | CBSA 2014 | 5.5298 | 2032 | 0.5 | SWHC014-04
COM-HVAC-21.80 | Com ¦ Small Unitary AC (SEER 15) - Marine ¦ SDG&E ¦ Marine | Com ¦ Small Unitary AC (SEER 15) - Marine | SDG&E ¦ Marine | SDG&E | All | Electric | Small Unitary AC (SEER 15) | Efficient |  |  | 0 | Conventional | HVAC | Com - Refrig. Warehouse | Com | ROB and NEW | 0 | 1000 sqft2 of floor space | Cap-Tons | 15 | DEER:HVAC_Split-Package_AC | -107.5 | -0.019425 | 0.14775 | eTRM SWHC014-04 | 1111.78 | 2021 | 1183 | 2021 | 0 | 0 | SWHC014-04 | Com Unitary AC (Small) - Marine ¦ SDG&E ¦ Marine | Com Unitary AC (Small) - Marine | 0 | 1 | 0 | CBSA 2014 | 1.8099 | 2032 | 0.5 | SWHC014-04
COM-HVAC-21.81 | Com ¦ Small Unitary AC (SEER 15) - Marine ¦ SDG&E ¦ Marine | Com ¦ Small Unitary AC (SEER 15) - Marine | SDG&E ¦ Marine | SDG&E | All | Electric | Small Unitary AC (SEER 15) | Efficient |  |  | 0 | Conventional | HVAC | Com - Restaurant | Com | ROB and NEW | 0 | 1000 sqft2 of floor space | Cap-Tons | 15 | DEER:HVAC_Split-Package_AC | 0 | 0 | 0 | eTRM SWHC014-04 | 1111.78 | 2021 | 1183 | 2021 | 0 | 0 | SWHC014-04 | Com Unitary AC (Small) - Marine ¦ SDG&E ¦ Marine | Com Unitary AC (Small) - Marine | 1.1351 | 1 | 0.06 | CBSA 2014 | 0 | 2032 | 0.5 | SWHC014-04
COM-HVAC-21.82 | Com ¦ Small Unitary AC (SEER 15) - Marine ¦ SDG&E ¦ Marine | Com ¦ Small Unitary AC (SEER 15) - Marine | SDG&E ¦ Marine | SDG&E | All | Electric | Small Unitary AC (SEER 15) | Efficient |  |  | 0 | Conventional | HVAC | Com - Retail | Com | ROB and NEW | 0 | 1000 sqft2 of floor space | Cap-Tons | 15 | DEER:HVAC_Split-Package_AC | -88.5736 | -0.034148 | 0.1166 | eTRM SWHC014-04 | 1111.78 | 2021 | 1183 | 2021 | 0 | 0 | SWHC014-04 | Com Unitary AC (Small) - Marine ¦ SDG&E ¦ Marine | Com Unitary AC (Small) - Marine | 0.46017 | 1 | 0.06 | CBSA 2014 | 30.5413 | 2032 | 0.5 | SWHC014-04
COM-HVAC-21.83 | Com ¦ Small Unitary AC (SEER 15) - Marine ¦ SDG&E ¦ Marine | Com ¦ Small Unitary AC (SEER 15) - Marine | SDG&E ¦ Marine | SDG&E | All | Electric | Small Unitary AC (SEER 15) | Efficient |  |  | 0 | Conventional | HVAC | Com - School | Com | ROB and NEW | 0 | 1000 sqft2 of floor space | Cap-Tons | 15 | DEER:HVAC_Split-Package_AC | -34.8304 | -0.014736 | 0.084501 | eTRM SWHC014-04 | 1111.78 | 2021 | 1183 | 2021 | 0 | 0 | SWHC014-04 | Com Unitary AC (Small) - Marine ¦ SDG&E ¦ Marine | Com Unitary AC (Small) - Marine | 0.77382 | 1 | 0.06 | CBSA 2014 | 5.5416 | 2032 | 0.5 | SWHC014-04
COM-HVAC-21.84 | Com ¦ Small Unitary AC (SEER 15) - Marine ¦ SDG&E ¦ Marine | Com ¦ Small Unitary AC (SEER 15) - Marine | SDG&E ¦ Marine | SDG&E | All | Electric | Small Unitary AC (SEER 15) | Efficient |  |  | 0 | Conventional | HVAC | Com - Warehouse | Com | ROB and NEW | 0 | 1000 sqft2 of floor space | Cap-Tons | 15 | DEER:HVAC_Split-Package_AC | -19.019 | -0.0070646 | 0.15147 | eTRM SWHC014-04 | 1111.78 | 2021 | 1183 | 2021 | 0 | 0 | SWHC014-04 | Com Unitary AC (Small) - Marine ¦ SDG&E ¦ Marine | Com Unitary AC (Small) - Marine | 0.14112 | 1 | 0.06 | CBSA 2014 | 5.0619 | 2032 | 0.5 | SWHC014-04
COM-HVAC-21.85 | Com ¦ Small Unitary AC (SEER 15) - Hot-Dry ¦ SDG&E ¦ Hot-Dry | Com ¦ Small Unitary AC (SEER 15) - Hot-Dry | SDG&E ¦ Hot-Dry | SDG&E | All | Electric | Small Unitary AC (SEER 15) | Efficient |  |  | 0 | Conventional | HVAC | Com - College | Com | ROB and NEW | 0 | 1000 sqft2 of floor space | Cap-Tons | 15 | DEER:HVAC_Split-Package_AC | 0 | 0 | 0 | eTRM SWHC014-04 | 1111.78 | 2021 | 1183 | 2021 | 0 | 0 | SWHC014-04 | Com Unitary AC (Small) - Hot-Dry ¦ SDG&E ¦ Hot-Dry | Com Unitary AC (Small) - Hot-Dry | 0.60922 | 1 | 0.06 | CBSA 2014 | 0 | 2032 | 0.5 | SWHC014-04
COM-HVAC-21.86 | Com ¦ Small Unitary AC (SEER 15) - Hot-Dry ¦ SDG&E ¦ Hot-Dry | Com ¦ Small Unitary AC (SEER 15) - Hot-Dry | SDG&E ¦ Hot-Dry | SDG&E | All | Electric | Small Unitary AC (SEER 15) | Efficient |  |  | 0 | Conventional | HVAC | Com - Grocery | Com | ROB and NEW | 0 | 1000 sqft2 of floor space | Cap-Tons | 15 | DEER:HVAC_Split-Package_AC | -53.175 | -0.018025 | 0.8605 | eTRM SWHC014-04 | 1111.78 | 2021 | 1183 | 2021 | 0 | 0 | SWHC014-04 | Com Unitary AC (Small) - Hot-Dry ¦ SDG&E ¦ Hot-Dry | Com Unitary AC (Small) - Hot-Dry | 1.1243 | 1 | 0.06 | CBSA 2014 | 0.97041 | 2032 | 0.5 | SWHC014-04
COM-HVAC-21.87 | Com ¦ Small Unitary AC (SEER 15) - Hot-Dry ¦ SDG&E ¦ Hot-Dry | Com ¦ Small Unitary AC (SEER 15) - Hot-Dry | SDG&E ¦ Hot-Dry | SDG&E | All | Electric | Small Unitary AC (SEER 15) | Efficient |  |  | 0 | Conventional | HVAC | Com - Health | Com | ROB and NEW | 0 | 1000 sqft2 of floor space | Cap-Tons | 15 | DEER:HVAC_Split-Package_AC | -76.6368 | -0.018729 | 0.28924 | eTRM SWHC014-04 | 1111.78 | 2021 | 1183 | 2021 | 0 | 0 | SWHC014-04 | Com Unitary AC (Small) - Hot-Dry ¦ SDG&E ¦ Hot-Dry | Com Unitary AC (Small) - Hot-Dry | 0.87675 | 1 | 0.06 | CBSA 2014 | 4.1979 | 2032 | 0.5 | SWHC014-04
COM-HVAC-21.88 | Com ¦ Small Unitary AC (SEER 15) - Hot-Dry ¦ SDG&E ¦ Hot-Dry | Com ¦ Small Unitary AC (SEER 15) - Hot-Dry | SDG&E ¦ Hot-Dry | SDG&E | All | Electric | Small Unitary AC (SEER 15) | Efficient |  |  | 0 | Conventional | HVAC | Com - Lodging | Com | ROB and NEW | 0 | 1000 sqft2 of floor space | Cap-Tons | 15 | DEER:HVAC_Split-Package_AC | -71.4482 | -0.021702 | 0.31085 | eTRM SWHC014-04 | 1111.78 | 2021 | 1183 | 2021 | 0 | 0 | SWHC014-04 | Com Unitary AC (Small) - Hot-Dry ¦ SDG&E ¦ Hot-Dry | Com Unitary AC (Small) - Hot-Dry | 0.49055 | 1 | 0.06 | CBSA 2014 | 8.1954 | 2032 | 0.5 | SWHC014-04
COM-HVAC-21.89 | Com ¦ Small Unitary AC (SEER 15) - Hot-Dry ¦ SDG&E ¦ Hot-Dry | Com ¦ Small Unitary AC (SEER 15) - Hot-Dry | SDG&E ¦ Hot-Dry | SDG&E | All | Electric | Small Unitary AC (SEER 15) | Efficient |  |  | 0 | Conventional | HVAC | Com - Office (Large) | Com | ROB and NEW | 0 | 1000 sqft2 of floor space | Cap-Tons | 15 | DEER:HVAC_Split-Package_AC | -58.225 | -0.0103 | 0.011925 | eTRM SWHC014-04 | 1111.78 | 2021 | 1183 | 2021 | 0 | 0 | SWHC014-04 | Com Unitary AC (Small) - Hot-Dry ¦ SDG&E ¦ Hot-Dry | Com Unitary AC (Small) - Hot-Dry | 0.64047 | 1 | 0.06 | CBSA 2014 | 5.737 | 2032 | 0.5 | SWHC014-04
COM-HVAC-21.90 | Com ¦ Small Unitary AC (SEER 15) - Hot-Dry ¦ SDG&E ¦ Hot-Dry | Com ¦ Small Unitary AC (SEER 15) - Hot-Dry | SDG&E ¦ Hot-Dry | SDG&E | All | Electric | Small Unitary AC (SEER 15) | Efficient |  |  | 0 | Conventional | HVAC | Com - Office (Small) | Com | ROB and NEW | 0 | 1000 sqft2 of floor space | Cap-Tons | 15 | DEER:HVAC_Split-Package_AC | -50.9 | -0.010115 | 0.04685 | eTRM SWHC014-04 | 1111.78 | 2021 | 1183 | 2021 | 0 | 0 | SWHC014-04 | Com Unitary AC (Small) - Hot-Dry ¦ SDG&E ¦ Hot-Dry | Com Unitary AC (Small) - Hot-Dry | 0.77766 | 1 | 0.06 | CBSA 2014 | 2.2409 | 2032 | 0.5 | SWHC014-04
COM-HVAC-21.91 | Com ¦ Small Unitary AC (SEER 15) - Hot-Dry ¦ SDG&E ¦ Hot-Dry | Com ¦ Small Unitary AC (SEER 15) - Hot-Dry | SDG&E ¦ Hot-Dry | SDG&E | All | Electric | Small Unitary AC (SEER 15) | Efficient |  |  | 0 | Conventional | HVAC | Com - Other | Com | ROB and NEW | 0 | 1000 sqft2 of floor space | Cap-Tons | 15 | DEER:HVAC_Split-Package_AC | -51.7 | -0.02355 | 0.18975 | eTRM SWHC014-04 | 1111.78 | 2021 | 1183 | 2021 | 0 | 0 | SWHC014-04 | Com Unitary AC (Small) - Hot-Dry ¦ SDG&E ¦ Hot-Dry | Com Unitary AC (Small) - Hot-Dry | 0.34945 | 1 | 0.06 | CBSA 2014 | 4.8494 | 2032 | 0.5 | SWHC014-04
COM-HVAC-21.92 | Com ¦ Small Unitary AC (SEER 15) - Hot-Dry ¦ SDG&E ¦ Hot-Dry | Com ¦ Small Unitary AC (SEER 15) - Hot-Dry | SDG&E ¦ Hot-Dry | SDG&E | All | Electric | Small Unitary AC (SEER 15) | Efficient |  |  | 0 | Conventional | HVAC | Com - Refrig. Warehouse | Com | ROB and NEW | 0 | 1000 sqft2 of floor space | Cap-Tons | 15 | DEER:HVAC_Split-Package_AC | -111.75 | -0.018525 | 0.15225 | eTRM SWHC014-04 | 1111.78 | 2021 | 1183 | 2021 | 0 | 0 | SWHC014-04 | Com Unitary AC (Small) - Hot-Dry ¦ SDG&E ¦ Hot-Dry | Com Unitary AC (Small) - Hot-Dry | 0 | 1 | 0 | CBSA 2014 | 1.8825 | 2032 | 0.5 | SWHC014-04
COM-HVAC-21.93 | Com ¦ Small Unitary AC (SEER 15) - Hot-Dry ¦ SDG&E ¦ Hot-Dry | Com ¦ Small Unitary AC (SEER 15) - Hot-Dry | SDG&E ¦ Hot-Dry | SDG&E | All | Electric | Small Unitary AC (SEER 15) | Efficient |  |  | 0 | Conventional | HVAC | Com - Restaurant | Com | ROB and NEW | 0 | 1000 sqft2 of floor space | Cap-Tons | 15 | DEER:HVAC_Split-Package_AC | 0 | 0 | 0 | eTRM SWHC014-04 | 1111.78 | 2021 | 1183 | 2021 | 0 | 0 | SWHC014-04 | Com Unitary AC (Small) - Hot-Dry ¦ SDG&E ¦ Hot-Dry | Com Unitary AC (Small) - Hot-Dry | 1.1351 | 1 | 0.06 | CBSA 2014 | 0 | 2032 | 0.5 | SWHC014-04
COM-HVAC-21.94 | Com ¦ Small Unitary AC (SEER 15) - Hot-Dry ¦ SDG&E ¦ Hot-Dry | Com ¦ Small Unitary AC (SEER 15) - Hot-Dry | SDG&E ¦ Hot-Dry | SDG&E | All | Electric | Small Unitary AC (SEER 15) | Efficient |  |  | 0 | Conventional | HVAC | Com - Retail | Com | ROB and NEW | 0 | 1000 sqft2 of floor space | Cap-Tons | 15 | DEER:HVAC_Split-Package_AC | -84.672 | -0.029724 | 0.1028 | eTRM SWHC014-04 | 1111.78 | 2021 | 1183 | 2021 | 0 | 0 | SWHC014-04 | Com Unitary AC (Small) - Hot-Dry ¦ SDG&E ¦ Hot-Dry | Com Unitary AC (Small) - Hot-Dry | 0.46017 | 1 | 0.06 | CBSA 2014 | 29.2388 | 2032 | 0.5 | SWHC014-04
COM-HVAC-21.95 | Com ¦ Small Unitary AC (SEER 15) - Hot-Dry ¦ SDG&E ¦ Hot-Dry | Com ¦ Small Unitary AC (SEER 15) - Hot-Dry | SDG&E ¦ Hot-Dry | SDG&E | All | Electric | Small Unitary AC (SEER 15) | Efficient |  |  | 0 | Conventional | HVAC | Com - School | Com | ROB and NEW | 0 | 1000 sqft2 of floor space | Cap-Tons | 15 | DEER:HVAC_Split-Package_AC | -31.609 | -0.012378 | 0.087488 | eTRM SWHC014-04 | 1111.78 | 2021 | 1183 | 2021 | 0 | 0 | SWHC014-04 | Com Unitary AC (Small) - Hot-Dry ¦ SDG&E ¦ Hot-Dry | Com Unitary AC (Small) - Hot-Dry | 0.77382 | 1 | 0.06 | CBSA 2014 | 5.0044 | 2032 | 0.5 | SWHC014-04
COM-HVAC-21.96 | Com ¦ Small Unitary AC (SEER 15) - Hot-Dry ¦ SDG&E ¦ Hot-Dry | Com ¦ Small Unitary AC (SEER 15) - Hot-Dry | SDG&E ¦ Hot-Dry | SDG&E | All | Electric | Small Unitary AC (SEER 15) | Efficient |  |  | 0 | Conventional | HVAC | Com - Warehouse | Com | ROB and NEW | 0 | 1000 sqft2 of floor space | Cap-Tons | 15 | DEER:HVAC_Split-Package_AC | -17.3223 | -0.0054034 | 0.16258 | eTRM SWHC014-04 | 1111.78 | 2021 | 1183 | 2021 | 0 | 0 | SWHC014-04 | Com Unitary AC (Small) - Hot-Dry ¦ SDG&E ¦ Hot-Dry | Com Unitary AC (Small) - Hot-Dry | 0.14112 | 1 | 0.06 | CBSA 2014 | 4.5066 | 2032 | 0.5 | SWHC014-04
COM-HVAC-22.1 | Com ¦ Small Unitary AC (SEER 16) - Marine ¦ PG&E ¦ Marine | Com ¦ Small Unitary AC (SEER 16) - Marine | PG&E ¦ Marine | PG&E | All | Electric | Small Unitary AC (SEER 16) | Efficient |  |  | 0 | Conventional | HVAC | Com - College | Com | ROB and NEW | 0 | 1000 sqft2 of floor space | Cap-Tons | 15 | DEER:HVAC_Split-Package_AC | 0 | 0 | 0 | eTRM SWHC014-04 | 1215.56 | 2021 | 1183 | 2021 | 0 | 0 | SWHC014-04 | Com Unitary AC (Small) - Marine ¦ PG&E ¦ Marine | Com Unitary AC (Small) - Marine | 0.55707 | 1 | 0.01474 | CBSA 2014 | 0 | 2032 | 0.5 | SWHC014-04
COM-HVAC-22.2 | Com ¦ Small Unitary AC (SEER 16) - Marine ¦ PG&E ¦ Marine | Com ¦ Small Unitary AC (SEER 16) - Marine | PG&E ¦ Marine | PG&E | All | Electric | Small Unitary AC (SEER 16) | Efficient |  |  | 0 | Conventional | HVAC | Com - Grocery | Com | ROB and NEW | 0 | 1000 sqft2 of floor space | Cap-Tons | 15 | DEER:HVAC_Split-Package_AC | -559.375 | -0.10836 | -12.915 | eTRM SWHC014-04 | 1215.56 | 2021 | 1183 | 2021 | 0 | 0 | SWHC014-04 | Com Unitary AC (Small) - Marine ¦ PG&E ¦ Marine | Com Unitary AC (Small) - Marine | 0.92949 | 1 | 0.01474 | CBSA 2014 | 61.7911 | 2032 | 0.5 | SWHC014-04
COM-HVAC-22.3 | Com ¦ Small Unitary AC (SEER 16) - Marine ¦ PG&E ¦ Marine | Com ¦ Small Unitary AC (SEER 16) - Marine | PG&E ¦ Marine | PG&E | All | Electric | Small Unitary AC (SEER 16) | Efficient |  |  | 0 | Conventional | HVAC | Com - Health | Com | ROB and NEW | 0 | 1000 sqft2 of floor space | Cap-Tons | 15 | DEER:HVAC_Split-Package_AC | -418.1466 | -0.073595 | -9.8648 | eTRM SWHC014-04 | 1215.56 | 2021 | 1183 | 2021 | 0 | 0 | SWHC014-04 | Com Unitary AC (Small) - Marine ¦ PG&E ¦ Marine | Com Unitary AC (Small) - Marine | 0.82262 | 1 | 0.01474 | CBSA 2014 | 55.2262 | 2032 | 0.5 | SWHC014-04
COM-HVAC-22.4 | Com ¦ Small Unitary AC (SEER 16) - Marine ¦ PG&E ¦ Marine | Com ¦ Small Unitary AC (SEER 16) - Marine | PG&E ¦ Marine | PG&E | All | Electric | Small Unitary AC (SEER 16) | Efficient |  |  | 0 | Conventional | HVAC | Com - Lodging | Com | ROB and NEW | 0 | 1000 sqft2 of floor space | Cap-Tons | 15 | DEER:HVAC_Split-Package_AC | -357.6907 | -0.076198 | -10.9266 | eTRM SWHC014-04 | 1215.56 | 2021 | 1183 | 2021 | 0 | 0 | SWHC014-04 | Com Unitary AC (Small) - Marine ¦ PG&E ¦ Marine | Com Unitary AC (Small) - Marine | 0.43849 | 1 | 0.01474 | CBSA 2014 | 164.338 | 2032 | 0.5 | SWHC014-04
COM-HVAC-22.5 | Com ¦ Small Unitary AC (SEER 16) - Marine ¦ PG&E ¦ Marine | Com ¦ Small Unitary AC (SEER 16) - Marine | PG&E ¦ Marine | PG&E | All | Electric | Small Unitary AC (SEER 16) | Efficient |  |  | 0 | Conventional | HVAC | Com - Office (Large) | Com | ROB and NEW | 0 | 1000 sqft2 of floor space | Cap-Tons | 15 | DEER:HVAC_Split-Package_AC | -185.375 | -0.036588 | -0.97775 | eTRM SWHC014-04 | 1215.56 | 2021 | 1183 | 2021 | 0 | 0 | SWHC014-04 | Com Unitary AC (Small) - Marine ¦ PG&E ¦ Marine | Com Unitary AC (Small) - Marine | 0.58414 | 1 | 0.01474 | CBSA 2014 | 22.8266 | 2032 | 0.5 | SWHC014-04
COM-HVAC-22.6 | Com ¦ Small Unitary AC (SEER 16) - Marine ¦ PG&E ¦ Marine | Com ¦ Small Unitary AC (SEER 16) - Marine | PG&E ¦ Marine | PG&E | All | Electric | Small Unitary AC (SEER 16) | Efficient |  |  | 0 | Conventional | HVAC | Com - Office (Small) | Com | ROB and NEW | 0 | 1000 sqft2 of floor space | Cap-Tons | 15 | DEER:HVAC_Split-Package_AC | -184.5 | -0.036663 | -1.6346 | eTRM SWHC014-04 | 1215.56 | 2021 | 1183 | 2021 | 0 | 0 | SWHC014-04 | Com Unitary AC (Small) - Marine ¦ PG&E ¦ Marine | Com Unitary AC (Small) - Marine | 0.68317 | 1 | 0.01474 | CBSA 2014 | 11.695 | 2032 | 0.5 | SWHC014-04
COM-HVAC-22.7 | Com ¦ Small Unitary AC (SEER 16) - Marine ¦ PG&E ¦ Marine | Com ¦ Small Unitary AC (SEER 16) - Marine | PG&E ¦ Marine | PG&E | All | Electric | Small Unitary AC (SEER 16) | Efficient |  |  | 0 | Conventional | HVAC | Com - Other | Com | ROB and NEW | 0 | 1000 sqft2 of floor space | Cap-Tons | 15 | DEER:HVAC_Split-Package_AC | -202.875 | -0.071438 | -10.2375 | eTRM SWHC014-04 | 1215.56 | 2021 | 1183 | 2021 | 0 | 0 | SWHC014-04 | Com Unitary AC (Small) - Marine ¦ PG&E ¦ Marine | Com Unitary AC (Small) - Marine | 0.32241 | 1 | 0.01474 | CBSA 2014 | 68.7783 | 2032 | 0.5 | SWHC014-04
COM-HVAC-22.8 | Com ¦ Small Unitary AC (SEER 16) - Marine ¦ PG&E ¦ Marine | Com ¦ Small Unitary AC (SEER 16) - Marine | PG&E ¦ Marine | PG&E | All | Electric | Small Unitary AC (SEER 16) | Efficient |  |  | 0 | Conventional | HVAC | Com - Refrig. Warehouse | Com | ROB and NEW | 0 | 1000 sqft2 of floor space | Cap-Tons | 15 | DEER:HVAC_Split-Package_AC | -362.625 | -0.0695 | -1.79 | eTRM SWHC014-04 | 1215.56 | 2021 | 1183 | 2021 | 0 | 0 | SWHC014-04 | Com Unitary AC (Small) - Marine ¦ PG&E ¦ Marine | Com Unitary AC (Small) - Marine | 0 | 1 | 0 | CBSA 2014 | 7.8234 | 2032 | 0.5 | SWHC014-04
COM-HVAC-22.9 | Com ¦ Small Unitary AC (SEER 16) - Marine ¦ PG&E ¦ Marine | Com ¦ Small Unitary AC (SEER 16) - Marine | PG&E ¦ Marine | PG&E | All | Electric | Small Unitary AC (SEER 16) | Efficient |  |  | 0 | Conventional | HVAC | Com - Restaurant | Com | ROB and NEW | 0 | 1000 sqft2 of floor space | Cap-Tons | 15 | DEER:HVAC_Split-Package_AC | 0 | 0 | 0 | eTRM SWHC014-04 | 1215.56 | 2021 | 1183 | 2021 | 0 | 0 | SWHC014-04 | Com Unitary AC (Small) - Marine ¦ PG&E ¦ Marine | Com Unitary AC (Small) - Marine | 0.98716 | 1 | 0.01474 | CBSA 2014 | 0 | 2032 | 0.5 | SWHC014-04
COM-HVAC-22.10 | Com ¦ Small Unitary AC (SEER 16) - Marine ¦ PG&E ¦ Marine | Com ¦ Small Unitary AC (SEER 16) - Marine | PG&E ¦ Marine | PG&E | All | Electric | Small Unitary AC (SEER 16) | Efficient |  |  | 0 | Conventional | HVAC | Com - Retail | Com | ROB and NEW | 0 | 1000 sqft2 of floor space | Cap-Tons | 15 | DEER:HVAC_Split-Package_AC | -212.3035 | -0.079991 | -9.5096 | eTRM SWHC014-04 | 1215.56 | 2021 | 1183 | 2021 | 0 | 0 | SWHC014-04 | Com Unitary AC (Small) - Marine ¦ PG&E ¦ Marine | Com Unitary AC (Small) - Marine | 0.41141 | 1 | 0.01474 | CBSA 2014 | 121.5738 | 2032 | 0.5 | SWHC014-04
COM-HVAC-22.11 | Com ¦ Small Unitary AC (SEER 16) - Marine ¦ PG&E ¦ Marine | Com ¦ Small Unitary AC (SEER 16) - Marine | PG&E ¦ Marine | PG&E | All | Electric | Small Unitary AC (SEER 16) | Efficient |  |  | 0 | Conventional | HVAC | Com - School | Com | ROB and NEW | 0 | 1000 sqft2 of floor space | Cap-Tons | 15 | DEER:HVAC_Split-Package_AC | -107.5761 | -0.044003 | -6.221 | eTRM SWHC014-04 | 1215.56 | 2021 | 1183 | 2021 | 0 | 0 | SWHC014-04 | Com Unitary AC (Small) - Marine ¦ PG&E ¦ Marine | Com Unitary AC (Small) - Marine | 0.62474 | 1 | 0.01474 | CBSA 2014 | 31.9253 | 2032 | 0.5 | SWHC014-04
COM-HVAC-22.12 | Com ¦ Small Unitary AC (SEER 16) - Marine ¦ PG&E ¦ Marine | Com ¦ Small Unitary AC (SEER 16) - Marine | PG&E ¦ Marine | PG&E | All | Electric | Small Unitary AC (SEER 16) | Efficient |  |  | 0 | Conventional | HVAC | Com - Warehouse | Com | ROB and NEW | 0 | 1000 sqft2 of floor space | Cap-Tons | 15 | DEER:HVAC_Split-Package_AC | -149.931 | -0.024611 | -5.0224 | eTRM SWHC014-04 | 1215.56 | 2021 | 1183 | 2021 | 0 | 0 | SWHC014-04 | Com Unitary AC (Small) - Marine ¦ PG&E ¦ Marine | Com Unitary AC (Small) - Marine | 0.12804 | 1 | 0.01474 | CBSA 2014 | 66.1096 | 2032 | 0.5 | SWHC014-04
COM-HVAC-22.13 | Com ¦ Small Unitary AC (SEER 16) - Hot-Dry ¦ PG&E ¦ Hot-Dry | Com ¦ Small Unitary AC (SEER 16) - Hot-Dry | PG&E ¦ Hot-Dry | PG&E | All | Electric | Small Unitary AC (SEER 16) | Efficient |  |  | 0 | Conventional | HVAC | Com - College | Com | ROB and NEW | 0 | 1000 sqft2 of floor space | Cap-Tons | 15 | DEER:HVAC_Split-Package_AC | 0 | 0 | 0 | eTRM SWHC014-04 | 1215.56 | 2021 | 1183 | 2021 | 0 | 0 | SWHC014-04 | Com Unitary AC (Small) - Hot-Dry ¦ PG&E ¦ Hot-Dry | Com Unitary AC (Small) - Hot-Dry | 0.55707 | 1 | 0.01474 | CBSA 2014 | 0 | 2032 | 0.5 | SWHC014-04
COM-HVAC-22.14 | Com ¦ Small Unitary AC (SEER 16) - Hot-Dry ¦ PG&E ¦ Hot-Dry | Com ¦ Small Unitary AC (SEER 16) - Hot-Dry | PG&E ¦ Hot-Dry | PG&E | All | Electric | Small Unitary AC (SEER 16) | Efficient |  |  | 0 | Conventional | HVAC | Com - Grocery | Com | ROB and NEW | 0 | 1000 sqft2 of floor space | Cap-Tons | 15 | DEER:HVAC_Split-Package_AC | -573.875 | -0.174 | -5.1487 | eTRM SWHC014-04 | 1215.56 | 2021 | 1183 | 2021 | 0 | 0 | SWHC014-04 | Com Unitary AC (Small) - Hot-Dry ¦ PG&E ¦ Hot-Dry | Com Unitary AC (Small) - Hot-Dry | 0.92949 | 1 | 0.01474 | CBSA 2014 | 44.37 | 2032 | 0.5 | SWHC014-04
COM-HVAC-22.15 | Com ¦ Small Unitary AC (SEER 16) - Hot-Dry ¦ PG&E ¦ Hot-Dry | Com ¦ Small Unitary AC (SEER 16) - Hot-Dry | PG&E ¦ Hot-Dry | PG&E | All | Electric | Small Unitary AC (SEER 16) | Efficient |  |  | 0 | Conventional | HVAC | Com - Health | Com | ROB and NEW | 0 | 1000 sqft2 of floor space | Cap-Tons | 15 | DEER:HVAC_Split-Package_AC | -490.1232 | -0.12815 | -10.6915 | eTRM SWHC014-04 | 1215.56 | 2021 | 1183 | 2021 | 0 | 0 | SWHC014-04 | Com Unitary AC (Small) - Hot-Dry ¦ PG&E ¦ Hot-Dry | Com Unitary AC (Small) - Hot-Dry | 0.82262 | 1 | 0.01474 | CBSA 2014 | 62.271 | 2032 | 0.5 | SWHC014-04
COM-HVAC-22.16 | Com ¦ Small Unitary AC (SEER 16) - Hot-Dry ¦ PG&E ¦ Hot-Dry | Com ¦ Small Unitary AC (SEER 16) - Hot-Dry | PG&E ¦ Hot-Dry | PG&E | All | Electric | Small Unitary AC (SEER 16) | Efficient |  |  | 0 | Conventional | HVAC | Com - Lodging | Com | ROB and NEW | 0 | 1000 sqft2 of floor space | Cap-Tons | 15 | DEER:HVAC_Split-Package_AC | -441.8157 | -0.13077 | -15.7522 | eTRM SWHC014-04 | 1215.56 | 2021 | 1183 | 2021 | 0 | 0 | SWHC014-04 | Com Unitary AC (Small) - Hot-Dry ¦ PG&E ¦ Hot-Dry | Com Unitary AC (Small) - Hot-Dry | 0.43849 | 1 | 0.01474 | CBSA 2014 | 225.272 | 2032 | 0.5 | SWHC014-04
COM-HVAC-22.17 | Com ¦ Small Unitary AC (SEER 16) - Hot-Dry ¦ PG&E ¦ Hot-Dry | Com ¦ Small Unitary AC (SEER 16) - Hot-Dry | PG&E ¦ Hot-Dry | PG&E | All | Electric | Small Unitary AC (SEER 16) | Efficient |  |  | 0 | Conventional | HVAC | Com - Office (Large) | Com | ROB and NEW | 0 | 1000 sqft2 of floor space | Cap-Tons | 15 | DEER:HVAC_Split-Package_AC | -231.25 | -0.056637 | -1.5 | eTRM SWHC014-04 | 1215.56 | 2021 | 1183 | 2021 | 0 | 0 | SWHC014-04 | Com Unitary AC (Small) - Hot-Dry ¦ PG&E ¦ Hot-Dry | Com Unitary AC (Small) - Hot-Dry | 0.58414 | 1 | 0.01474 | CBSA 2014 | 29.7342 | 2032 | 0.5 | SWHC014-04
COM-HVAC-22.18 | Com ¦ Small Unitary AC (SEER 16) - Hot-Dry ¦ PG&E ¦ Hot-Dry | Com ¦ Small Unitary AC (SEER 16) - Hot-Dry | PG&E ¦ Hot-Dry | PG&E | All | Electric | Small Unitary AC (SEER 16) | Efficient |  |  | 0 | Conventional | HVAC | Com - Office (Small) | Com | ROB and NEW | 0 | 1000 sqft2 of floor space | Cap-Tons | 15 | DEER:HVAC_Split-Package_AC | -231 | -0.056775 | -1.9163 | eTRM SWHC014-04 | 1215.56 | 2021 | 1183 | 2021 | 0 | 0 | SWHC014-04 | Com Unitary AC (Small) - Hot-Dry ¦ PG&E ¦ Hot-Dry | Com Unitary AC (Small) - Hot-Dry | 0.68317 | 1 | 0.01474 | CBSA 2014 | 14.3844 | 2032 | 0.5 | SWHC014-04
COM-HVAC-22.19 | Com ¦ Small Unitary AC (SEER 16) - Hot-Dry ¦ PG&E ¦ Hot-Dry | Com ¦ Small Unitary AC (SEER 16) - Hot-Dry | PG&E ¦ Hot-Dry | PG&E | All | Electric | Small Unitary AC (SEER 16) | Efficient |  |  | 0 | Conventional | HVAC | Com - Other | Com | ROB and NEW | 0 | 1000 sqft2 of floor space | Cap-Tons | 15 | DEER:HVAC_Split-Package_AC | -292.625 | -0.13887 | -12.075 | eTRM SWHC014-04 | 1215.56 | 2021 | 1183 | 2021 | 0 | 0 | SWHC014-04 | Com Unitary AC (Small) - Hot-Dry ¦ PG&E ¦ Hot-Dry | Com Unitary AC (Small) - Hot-Dry | 0.32241 | 1 | 0.01474 | CBSA 2014 | 87.0128 | 2032 | 0.5 | SWHC014-04
COM-HVAC-22.20 | Com ¦ Small Unitary AC (SEER 16) - Hot-Dry ¦ PG&E ¦ Hot-Dry | Com ¦ Small Unitary AC (SEER 16) - Hot-Dry | PG&E ¦ Hot-Dry | PG&E | All | Electric | Small Unitary AC (SEER 16) | Efficient |  |  | 0 | Conventional | HVAC | Com - Refrig. Warehouse | Com | ROB and NEW | 0 | 1000 sqft2 of floor space | Cap-Tons | 15 | DEER:HVAC_Split-Package_AC | -466.875 | -0.10521 | -1.4054 | eTRM SWHC014-04 | 1215.56 | 2021 | 1183 | 2021 | 0 | 0 | SWHC014-04 | Com Unitary AC (Small) - Hot-Dry ¦ PG&E ¦ Hot-Dry | Com Unitary AC (Small) - Hot-Dry | 0 | 1 | 0 | CBSA 2014 | 9.3974 | 2032 | 0.5 | SWHC014-04
COM-HVAC-22.21 | Com ¦ Small Unitary AC (SEER 16) - Hot-Dry ¦ PG&E ¦ Hot-Dry | Com ¦ Small Unitary AC (SEER 16) - Hot-Dry | PG&E ¦ Hot-Dry | PG&E | All | Electric | Small Unitary AC (SEER 16) | Efficient |  |  | 0 | Conventional | HVAC | Com - Restaurant | Com | ROB and NEW | 0 | 1000 sqft2 of floor space | Cap-Tons | 15 | DEER:HVAC_Split-Package_AC | 0 | 0 | 0 | eTRM SWHC014-04 | 1215.56 | 2021 | 1183 | 2021 | 0 | 0 | SWHC014-04 | Com Unitary AC (Small) - Hot-Dry ¦ PG&E ¦ Hot-Dry | Com Unitary AC (Small) - Hot-Dry | 0.98716 | 1 | 0.01474 | CBSA 2014 | 0 | 2032 | 0.5 | SWHC014-04
COM-HVAC-22.22 | Com ¦ Small Unitary AC (SEER 16) - Hot-Dry ¦ PG&E ¦ Hot-Dry | Com ¦ Small Unitary AC (SEER 16) - Hot-Dry | PG&E ¦ Hot-Dry | PG&E | All | Electric | Small Unitary AC (SEER 16) | Efficient |  |  | 0 | Conventional | HVAC | Com - Retail | Com | ROB and NEW | 0 | 1000 sqft2 of floor space | Cap-Tons | 15 | DEER:HVAC_Split-Package_AC | -338.4435 | -0.14471 | -7.6787 | eTRM SWHC014-04 | 1215.56 | 2021 | 1183 | 2021 | 0 | 0 | SWHC014-04 | Com Unitary AC (Small) - Hot-Dry ¦ PG&E ¦ Hot-Dry | Com Unitary AC (Small) - Hot-Dry | 0.41141 | 1 | 0.01474 | CBSA 2014 | 156.8422 | 2032 | 0.5 | SWHC014-04
COM-HVAC-22.23 | Com ¦ Small Unitary AC (SEER 16) - Hot-Dry ¦ PG&E ¦ Hot-Dry | Com ¦ Small Unitary AC (SEER 16) - Hot-Dry | PG&E ¦ Hot-Dry | PG&E | All | Electric | Small Unitary AC (SEER 16) | Efficient |  |  | 0 | Conventional | HVAC | Com - School | Com | ROB and NEW | 0 | 1000 sqft2 of floor space | Cap-Tons | 15 | DEER:HVAC_Split-Package_AC | -145.0665 | -0.010022 | -6.7374 | eTRM SWHC014-04 | 1215.56 | 2021 | 1183 | 2021 | 0 | 0 | SWHC014-04 | Com Unitary AC (Small) - Hot-Dry ¦ PG&E ¦ Hot-Dry | Com Unitary AC (Small) - Hot-Dry | 0.62474 | 1 | 0.01474 | CBSA 2014 | 39.2778 | 2032 | 0.5 | SWHC014-04
COM-HVAC-22.24 | Com ¦ Small Unitary AC (SEER 16) - Hot-Dry ¦ PG&E ¦ Hot-Dry | Com ¦ Small Unitary AC (SEER 16) - Hot-Dry | PG&E ¦ Hot-Dry | PG&E | All | Electric | Small Unitary AC (SEER 16) | Efficient |  |  | 0 | Conventional | HVAC | Com - Warehouse | Com | ROB and NEW | 0 | 1000 sqft2 of floor space | Cap-Tons | 15 | DEER:HVAC_Split-Package_AC | -186.4882 | -0.057867 | -6.0335 | eTRM SWHC014-04 | 1215.56 | 2021 | 1183 | 2021 | 0 | 0 | SWHC014-04 | Com Unitary AC (Small) - Hot-Dry ¦ PG&E ¦ Hot-Dry | Com Unitary AC (Small) - Hot-Dry | 0.12804 | 1 | 0.01474 | CBSA 2014 | 81.329 | 2032 | 0.5 | SWHC014-04
COM-HVAC-22.25 | Com ¦ Small Unitary AC (SEER 16) - Cold ¦ PG&E ¦ Cold | Com ¦ Small Unitary AC (SEER 16) - Cold | PG&E ¦ Cold | PG&E | All | Electric | Small Unitary AC (SEER 16) | Efficient |  |  | 0 | Conventional | HVAC | Com - College | Com | ROB and NEW | 0 | 1000 sqft2 of floor space | Cap-Tons | 15 | DEER:HVAC_Split-Package_AC | 0 | 0 | 0 | eTRM SWHC014-04 | 1215.56 | 2021 | 1183 | 2021 | 0 | 0 | SWHC014-04 | Com Unitary AC (Small) - Cold ¦ PG&E ¦ Cold | Com Unitary AC (Small) - Cold | 0.55707 | 1 | 0.01474 | CBSA 2014 | 0 | 2032 | 0.5 | SWHC014-04
COM-HVAC-22.26 | Com ¦ Small Unitary AC (SEER 16) - Cold ¦ PG&E ¦ Cold | Com ¦ Small Unitary AC (SEER 16) - Cold | PG&E ¦ Cold | PG&E | All | Electric | Small Unitary AC (SEER 16) | Efficient |  |  | 0 | Conventional | HVAC | Com - Grocery | Com | ROB and NEW | 0 | 1000 sqft2 of floor space | Cap-Tons | 15 | DEER:HVAC_Split-Package_AC | -559.25 | -0.11525 | -35.175 | eTRM SWHC014-04 | 1215.56 | 2021 | 1183 | 2021 | 0 | 0 | SWHC014-04 | Com Unitary AC (Small) - Cold ¦ PG&E ¦ Cold | Com Unitary AC (Small) - Cold | 0.92949 | 1 | 0.01474 | CBSA 2014 | 114.0548 | 2032 | 0.5 | SWHC014-04
COM-HVAC-22.27 | Com ¦ Small Unitary AC (SEER 16) - Cold ¦ PG&E ¦ Cold | Com ¦ Small Unitary AC (SEER 16) - Cold | PG&E ¦ Cold | PG&E | All | Electric | Small Unitary AC (SEER 16) | Efficient |  |  | 0 | Conventional | HVAC | Com - Health | Com | ROB and NEW | 0 | 1000 sqft2 of floor space | Cap-Tons | 15 | DEER:HVAC_Split-Package_AC | -447.2205 | -0.080882 | -24.2338 | eTRM SWHC014-04 | 1215.56 | 2021 | 1183 | 2021 | 0 | 0 | SWHC014-04 | Com Unitary AC (Small) - Cold ¦ PG&E ¦ Cold | Com Unitary AC (Small) - Cold | 0.82262 | 1 | 0.01474 | CBSA 2014 | 97.715 | 2032 | 0.5 | SWHC014-04
COM-HVAC-22.28 | Com ¦ Small Unitary AC (SEER 16) - Cold ¦ PG&E ¦ Cold | Com ¦ Small Unitary AC (SEER 16) - Cold | PG&E ¦ Cold | PG&E | All | Electric | Small Unitary AC (SEER 16) | Efficient |  |  | 0 | Conventional | HVAC | Com - Lodging | Com | ROB and NEW | 0 | 1000 sqft2 of floor space | Cap-Tons | 15 | DEER:HVAC_Split-Package_AC | -399.5387 | -0.084709 | -24.7833 | eTRM SWHC014-04 | 1215.56 | 2021 | 1183 | 2021 | 0 | 0 | SWHC014-04 | Com Unitary AC (Small) - Cold ¦ PG&E ¦ Cold | Com Unitary AC (Small) - Cold | 0.43849 | 1 | 0.01474 | CBSA 2014 | 307.8189 | 2032 | 0.5 | SWHC014-04
COM-HVAC-22.29 | Com ¦ Small Unitary AC (SEER 16) - Cold ¦ PG&E ¦ Cold | Com ¦ Small Unitary AC (SEER 16) - Cold | PG&E ¦ Cold | PG&E | All | Electric | Small Unitary AC (SEER 16) | Efficient |  |  | 0 | Conventional | HVAC | Com - Office (Large) | Com | ROB and NEW | 0 | 1000 sqft2 of floor space | Cap-Tons | 15 | DEER:HVAC_Split-Package_AC | -192.75 | -0.037863 | -5.0525 | eTRM SWHC014-04 | 1215.56 | 2021 | 1183 | 2021 | 0 | 0 | SWHC014-04 | Com Unitary AC (Small) - Cold ¦ PG&E ¦ Cold | Com Unitary AC (Small) - Cold | 0.58414 | 1 | 0.01474 | CBSA 2014 | 41.8585 | 2032 | 0.5 | SWHC014-04
COM-HVAC-22.30 | Com ¦ Small Unitary AC (SEER 16) - Cold ¦ PG&E ¦ Cold | Com ¦ Small Unitary AC (SEER 16) - Cold | PG&E ¦ Cold | PG&E | All | Electric | Small Unitary AC (SEER 16) | Efficient |  |  | 0 | Conventional | HVAC | Com - Office (Small) | Com | ROB and NEW | 0 | 1000 sqft2 of floor space | Cap-Tons | 15 | DEER:HVAC_Split-Package_AC | -195.5 | -0.038163 | -6.1712 | eTRM SWHC014-04 | 1215.56 | 2021 | 1183 | 2021 | 0 | 0 | SWHC014-04 | Com Unitary AC (Small) - Cold ¦ PG&E ¦ Cold | Com Unitary AC (Small) - Cold | 0.68317 | 1 | 0.01474 | CBSA 2014 | 21.1804 | 2032 | 0.5 | SWHC014-04
COM-HVAC-22.31 | Com ¦ Small Unitary AC (SEER 16) - Cold ¦ PG&E ¦ Cold | Com ¦ Small Unitary AC (SEER 16) - Cold | PG&E ¦ Cold | PG&E | All | Electric | Small Unitary AC (SEER 16) | Efficient |  |  | 0 | Conventional | HVAC | Com - Other | Com | ROB and NEW | 0 | 1000 sqft2 of floor space | Cap-Tons | 15 | DEER:HVAC_Split-Package_AC | -225.75 | -0.082638 | -23.525 | eTRM SWHC014-04 | 1215.56 | 2021 | 1183 | 2021 | 0 | 0 | SWHC014-04 | Com Unitary AC (Small) - Cold ¦ PG&E ¦ Cold | Com Unitary AC (Small) - Cold | 0.32241 | 1 | 0.01474 | CBSA 2014 | 131.4967 | 2032 | 0.5 | SWHC014-04
COM-HVAC-22.32 | Com ¦ Small Unitary AC (SEER 16) - Cold ¦ PG&E ¦ Cold | Com ¦ Small Unitary AC (SEER 16) - Cold | PG&E ¦ Cold | PG&E | All | Electric | Small Unitary AC (SEER 16) | Efficient |  |  | 0 | Conventional | HVAC | Com - Refrig. Warehouse | Com | ROB and NEW | 0 | 1000 sqft2 of floor space | Cap-Tons | 15 | DEER:HVAC_Split-Package_AC | -358.5 | -0.073362 | -7.51 | eTRM SWHC014-04 | 1215.56 | 2021 | 1183 | 2021 | 0 | 0 | SWHC014-04 | Com Unitary AC (Small) - Cold ¦ PG&E ¦ Cold | Com Unitary AC (Small) - Cold | 0 | 1 | 0 | CBSA 2014 | 12.0443 | 2032 | 0.5 | SWHC014-04
COM-HVAC-22.33 | Com ¦ Small Unitary AC (SEER 16) - Cold ¦ PG&E ¦ Cold | Com ¦ Small Unitary AC (SEER 16) - Cold | PG&E ¦ Cold | PG&E | All | Electric | Small Unitary AC (SEER 16) | Efficient |  |  | 0 | Conventional | HVAC | Com - Restaurant | Com | ROB and NEW | 0 | 1000 sqft2 of floor space | Cap-Tons | 15 | DEER:HVAC_Split-Package_AC | 0 | 0 | 0 | eTRM SWHC014-04 | 1215.56 | 2021 | 1183 | 2021 | 0 | 0 | SWHC014-04 | Com Unitary AC (Small) - Cold ¦ PG&E ¦ Cold | Com Unitary AC (Small) - Cold | 0.98716 | 1 | 0.01474 | CBSA 2014 | 0 | 2032 | 0.5 | SWHC014-04
COM-HVAC-22.34 | Com ¦ Small Unitary AC (SEER 16) - Cold ¦ PG&E ¦ Cold | Com ¦ Small Unitary AC (SEER 16) - Cold | PG&E ¦ Cold | PG&E | All | Electric | Small Unitary AC (SEER 16) | Efficient |  |  | 0 | Conventional | HVAC | Com - Retail | Com | ROB and NEW | 0 | 1000 sqft2 of floor space | Cap-Tons | 15 | DEER:HVAC_Split-Package_AC | -263.319 | -0.092613 | -28.9195 | eTRM SWHC014-04 | 1215.56 | 2021 | 1183 | 2021 | 0 | 0 | SWHC014-04 | Com Unitary AC (Small) - Cold ¦ PG&E ¦ Cold | Com Unitary AC (Small) - Cold | 0.41141 | 1 | 0.01474 | CBSA 2014 | 235.4032 | 2032 | 0.5 | SWHC014-04
COM-HVAC-22.35 | Com ¦ Small Unitary AC (SEER 16) - Cold ¦ PG&E ¦ Cold | Com ¦ Small Unitary AC (SEER 16) - Cold | PG&E ¦ Cold | PG&E | All | Electric | Small Unitary AC (SEER 16) | Efficient |  |  | 0 | Conventional | HVAC | Com - School | Com | ROB and NEW | 0 | 1000 sqft2 of floor space | Cap-Tons | 15 | DEER:HVAC_Split-Package_AC | -122.6017 | -0.0033281 | -15.6654 | eTRM SWHC014-04 | 1215.56 | 2021 | 1183 | 2021 | 0 | 0 | SWHC014-04 | Com Unitary AC (Small) - Cold ¦ PG&E ¦ Cold | Com Unitary AC (Small) - Cold | 0.62474 | 1 | 0.01474 | CBSA 2014 | 55.9773 | 2032 | 0.5 | SWHC014-04
COM-HVAC-22.36 | Com ¦ Small Unitary AC (SEER 16) - Cold ¦ PG&E ¦ Cold | Com ¦ Small Unitary AC (SEER 16) - Cold | PG&E ¦ Cold | PG&E | All | Electric | Small Unitary AC (SEER 16) | Efficient |  |  | 0 | Conventional | HVAC | Com - Warehouse | Com | ROB and NEW | 0 | 1000 sqft2 of floor space | Cap-Tons | 15 | DEER:HVAC_Split-Package_AC | -165.1246 | -0.031945 | -12.5251 | eTRM SWHC014-04 | 1215.56 | 2021 | 1183 | 2021 | 0 | 0 | SWHC014-04 | Com Unitary AC (Small) - Cold ¦ PG&E ¦ Cold | Com Unitary AC (Small) - Cold | 0.12804 | 1 | 0.01474 | CBSA 2014 | 102.291 | 2032 | 0.5 | SWHC014-04
COM-HVAC-22.37 | Com ¦ Small Unitary AC (SEER 16) - Marine ¦ SCE ¦ Marine | Com ¦ Small Unitary AC (SEER 16) - Marine | SCE ¦ Marine | SCE | All | Electric | Small Unitary AC (SEER 16) | Efficient |  |  | 0 | Conventional | HVAC | Com - College | Com | ROB and NEW | 0 | 1000 sqft2 of floor space | Cap-Tons | 15 | DEER:HVAC_Split-Package_AC | 0 | 0 | 0 | eTRM SWHC014-04 | 1215.56 | 2021 | 1183 | 2021 | 0 | 0 | SWHC014-04 | Com Unitary AC (Small) - Marine ¦ SCE ¦ Marine | Com Unitary AC (Small) - Marine | 0.62169 | 1 | 0.01474 | CBSA 2014 | 0 | 2032 | 0.5 | SWHC014-04
COM-HVAC-22.38 | Com ¦ Small Unitary AC (SEER 16) - Marine ¦ SCE ¦ Marine | Com ¦ Small Unitary AC (SEER 16) - Marine | SCE ¦ Marine | SCE | All | Electric | Small Unitary AC (SEER 16) | Efficient |  |  | 0 | Conventional | HVAC | Com - Grocery | Com | ROB and NEW | 0 | 1000 sqft2 of floor space | Cap-Tons | 15 | DEER:HVAC_Split-Package_AC | -573.875 | -0.12512 | 0.39062 | eTRM SWHC014-04 | 1215.56 | 2021 | 1183 | 2021 | 0 | 0 | SWHC014-04 | Com Unitary AC (Small) - Marine ¦ SCE ¦ Marine | Com Unitary AC (Small) - Marine | 1.1059 | 1 | 0.01474 | CBSA 2014 | 31.3625 | 2032 | 0.5 | SWHC014-04
COM-HVAC-22.39 | Com ¦ Small Unitary AC (SEER 16) - Marine ¦ SCE ¦ Marine | Com ¦ Small Unitary AC (SEER 16) - Marine | SCE ¦ Marine | SCE | All | Electric | Small Unitary AC (SEER 16) | Efficient |  |  | 0 | Conventional | HVAC | Com - Health | Com | ROB and NEW | 0 | 1000 sqft2 of floor space | Cap-Tons | 15 | DEER:HVAC_Split-Package_AC | -457.9362 | -0.084895 | -4.0706 | eTRM SWHC014-04 | 1215.56 | 2021 | 1183 | 2021 | 0 | 0 | SWHC014-04 | Com Unitary AC (Small) - Marine ¦ SCE ¦ Marine | Com Unitary AC (Small) - Marine | 0.88169 | 1 | 0.01474 | CBSA 2014 | 41.4634 | 2032 | 0.5 | SWHC014-04
COM-HVAC-22.40 | Com ¦ Small Unitary AC (SEER 16) - Marine ¦ SCE ¦ Marine | Com ¦ Small Unitary AC (SEER 16) - Marine | SCE ¦ Marine | SCE | All | Electric | Small Unitary AC (SEER 16) | Efficient |  |  | 0 | Conventional | HVAC | Com - Lodging | Com | ROB and NEW | 0 | 1000 sqft2 of floor space | Cap-Tons | 15 | DEER:HVAC_Split-Package_AC | -373.2884 | -0.086683 | -4.9856 | eTRM SWHC014-04 | 1215.56 | 2021 | 1183 | 2021 | 0 | 0 | SWHC014-04 | Com Unitary AC (Small) - Marine ¦ SCE ¦ Marine | Com Unitary AC (Small) - Marine | 0.49511 | 1 | 0.01474 | CBSA 2014 | 108.1105 | 2032 | 0.5 | SWHC014-04
COM-HVAC-22.41 | Com ¦ Small Unitary AC (SEER 16) - Marine ¦ SCE ¦ Marine | Com ¦ Small Unitary AC (SEER 16) - Marine | SCE ¦ Marine | SCE | All | Electric | Small Unitary AC (SEER 16) | Efficient |  |  | 0 | Conventional | HVAC | Com - Office (Large) | Com | ROB and NEW | 0 | 1000 sqft2 of floor space | Cap-Tons | 15 | DEER:HVAC_Split-Package_AC | -217 | -0.03725 | -0.18737 | eTRM SWHC014-04 | 1215.56 | 2021 | 1183 | 2021 | 0 | 0 | SWHC014-04 | Com Unitary AC (Small) - Marine ¦ SCE ¦ Marine | Com Unitary AC (Small) - Marine | 0.65634 | 1 | 0.01474 | CBSA 2014 | 22.4224 | 2032 | 0.5 | SWHC014-04
COM-HVAC-22.42 | Com ¦ Small Unitary AC (SEER 16) - Marine ¦ SCE ¦ Marine | Com ¦ Small Unitary AC (SEER 16) - Marine | SCE ¦ Marine | SCE | All | Electric | Small Unitary AC (SEER 16) | Efficient |  |  | 0 | Conventional | HVAC | Com - Office (Small) | Com | ROB and NEW | 0 | 1000 sqft2 of floor space | Cap-Tons | 15 | DEER:HVAC_Split-Package_AC | -212.625 | -0.0372 | -0.395 | eTRM SWHC014-04 | 1215.56 | 2021 | 1183 | 2021 | 0 | 0 | SWHC014-04 | Com Unitary AC (Small) - Marine ¦ SCE ¦ Marine | Com Unitary AC (Small) - Marine | 0.74464 | 1 | 0.01474 | CBSA 2014 | 10.5304 | 2032 | 0.5 | SWHC014-04
COM-HVAC-22.43 | Com ¦ Small Unitary AC (SEER 16) - Marine ¦ SCE ¦ Marine | Com ¦ Small Unitary AC (SEER 16) - Marine | SCE ¦ Marine | SCE | All | Electric | Small Unitary AC (SEER 16) | Efficient |  |  | 0 | Conventional | HVAC | Com - Other | Com | ROB and NEW | 0 | 1000 sqft2 of floor space | Cap-Tons | 15 | DEER:HVAC_Split-Package_AC | -224.25 | -0.085487 | -5.3537 | eTRM SWHC014-04 | 1215.56 | 2021 | 1183 | 2021 | 0 | 0 | SWHC014-04 | Com Unitary AC (Small) - Marine ¦ SCE ¦ Marine | Com Unitary AC (Small) - Marine | 0.35552 | 1 | 0.01474 | CBSA 2014 | 49.0152 | 2032 | 0.5 | SWHC014-04
COM-HVAC-22.44 | Com ¦ Small Unitary AC (SEER 16) - Marine ¦ SCE ¦ Marine | Com ¦ Small Unitary AC (SEER 16) - Marine | SCE ¦ Marine | SCE | All | Electric | Small Unitary AC (SEER 16) | Efficient |  |  | 0 | Conventional | HVAC | Com - Refrig. Warehouse | Com | ROB and NEW | 0 | 1000 sqft2 of floor space | Cap-Tons | 15 | DEER:HVAC_Split-Package_AC | -415.375 | -0.069375 | -0.40237 | eTRM SWHC014-04 | 1215.56 | 2021 | 1183 | 2021 | 0 | 0 | SWHC014-04 | Com Unitary AC (Small) - Marine ¦ SCE ¦ Marine | Com Unitary AC (Small) - Marine | 0 | 1 | 0 | CBSA 2014 | 7.7242 | 2032 | 0.5 | SWHC014-04
COM-HVAC-22.45 | Com ¦ Small Unitary AC (SEER 16) - Marine ¦ SCE ¦ Marine | Com ¦ Small Unitary AC (SEER 16) - Marine | SCE ¦ Marine | SCE | All | Electric | Small Unitary AC (SEER 16) | Efficient |  |  | 0 | Conventional | HVAC | Com - Restaurant | Com | ROB and NEW | 0 | 1000 sqft2 of floor space | Cap-Tons | 15 | DEER:HVAC_Split-Package_AC | 0 | 0 | 0 | eTRM SWHC014-04 | 1215.56 | 2021 | 1183 | 2021 | 0 | 0 | SWHC014-04 | Com Unitary AC (Small) - Marine ¦ SCE ¦ Marine | Com Unitary AC (Small) - Marine | 1.0866 | 1 | 0.01474 | CBSA 2014 | 0 | 2032 | 0.5 | SWHC014-04
COM-HVAC-22.46 | Com ¦ Small Unitary AC (SEER 16) - Marine ¦ SCE ¦ Marine | Com ¦ Small Unitary AC (SEER 16) - Marine | SCE ¦ Marine | SCE | All | Electric | Small Unitary AC (SEER 16) | Efficient |  |  | 0 | Conventional | HVAC | Com - Retail | Com | ROB and NEW | 0 | 1000 sqft2 of floor space | Cap-Tons | 15 | DEER:HVAC_Split-Package_AC | -265.7125 | -0.094239 | -2.8758 | eTRM SWHC014-04 | 1215.56 | 2021 | 1183 | 2021 | 0 | 0 | SWHC014-04 | Com Unitary AC (Small) - Marine ¦ SCE ¦ Marine | Com Unitary AC (Small) - Marine | 0.45973 | 1 | 0.01474 | CBSA 2014 | 107.559 | 2032 | 0.5 | SWHC014-04
COM-HVAC-22.47 | Com ¦ Small Unitary AC (SEER 16) - Marine ¦ SCE ¦ Marine | Com ¦ Small Unitary AC (SEER 16) - Marine | SCE ¦ Marine | SCE | All | Electric | Small Unitary AC (SEER 16) | Efficient |  |  | 0 | Conventional | HVAC | Com - School | Com | ROB and NEW | 0 | 1000 sqft2 of floor space | Cap-Tons | 15 | DEER:HVAC_Split-Package_AC | -121.688 | -0.047352 | -2.5086 | eTRM SWHC014-04 | 1215.56 | 2021 | 1183 | 2021 | 0 | 0 | SWHC014-04 | Com Unitary AC (Small) - Marine ¦ SCE ¦ Marine | Com Unitary AC (Small) - Marine | 0.74863 | 1 | 0.01474 | CBSA 2014 | 25.767 | 2032 | 0.5 | SWHC014-04
COM-HVAC-22.48 | Com ¦ Small Unitary AC (SEER 16) - Marine ¦ SCE ¦ Marine | Com ¦ Small Unitary AC (SEER 16) - Marine | SCE ¦ Marine | SCE | All | Electric | Small Unitary AC (SEER 16) | Efficient |  |  | 0 | Conventional | HVAC | Com - Warehouse | Com | ROB and NEW | 0 | 1000 sqft2 of floor space | Cap-Tons | 15 | DEER:HVAC_Split-Package_AC | -160.8827 | -0.030657 | -1.7523 | eTRM SWHC014-04 | 1215.56 | 2021 | 1183 | 2021 | 0 | 0 | SWHC014-04 | Com Unitary AC (Small) - Marine ¦ SCE ¦ Marine | Com Unitary AC (Small) - Marine | 0.1408 | 1 | 0.01474 | CBSA 2014 | 55.6071 | 2032 | 0.5 | SWHC014-04
COM-HVAC-22.49 | Com ¦ Small Unitary AC (SEER 16) - Hot-Dry ¦ SCE ¦ Hot-Dry | Com ¦ Small Unitary AC (SEER 16) - Hot-Dry | SCE ¦ Hot-Dry | SCE | All | Electric | Small Unitary AC (SEER 16) | Efficient |  |  | 0 | Conventional | HVAC | Com - College | Com | ROB and NEW | 0 | 1000 sqft2 of floor space | Cap-Tons | 15 | DEER:HVAC_Split-Package_AC | 0 | 0 | 0 | eTRM SWHC014-04 | 1215.56 | 2021 | 1183 | 2021 | 0 | 0 | SWHC014-04 | Com Unitary AC (Small) - Hot-Dry ¦ SCE ¦ Hot-Dry | Com Unitary AC (Small) - Hot-Dry | 0.62169 | 1 | 0.01474 | CBSA 2014 | 0 | 2032 | 0.5 | SWHC014-04
COM-HVAC-22.50 | Com ¦ Small Unitary AC (SEER 16) - Hot-Dry ¦ SCE ¦ Hot-Dry | Com ¦ Small Unitary AC (SEER 16) - Hot-Dry | SCE ¦ Hot-Dry | SCE | All | Electric | Small Unitary AC (SEER 16) | Efficient |  |  | 0 | Conventional | HVAC | Com - Grocery | Com | ROB and NEW | 0 | 1000 sqft2 of floor space | Cap-Tons | 15 | DEER:HVAC_Split-Package_AC | -626.5 | -0.15513 | -1.6342 | eTRM SWHC014-04 | 1215.56 | 2021 | 1183 | 2021 | 0 | 0 | SWHC014-04 | Com Unitary AC (Small) - Hot-Dry ¦ SCE ¦ Hot-Dry | Com Unitary AC (Small) - Hot-Dry | 1.1059 | 1 | 0.01474 | CBSA 2014 | 39.0774 | 2032 | 0.5 | SWHC014-04
COM-HVAC-22.51 | Com ¦ Small Unitary AC (SEER 16) - Hot-Dry ¦ SCE ¦ Hot-Dry | Com ¦ Small Unitary AC (SEER 16) - Hot-Dry | SCE ¦ Hot-Dry | SCE | All | Electric | Small Unitary AC (SEER 16) | Efficient |  |  | 0 | Conventional | HVAC | Com - Health | Com | ROB and NEW | 0 | 1000 sqft2 of floor space | Cap-Tons | 15 | DEER:HVAC_Split-Package_AC | -494.1232 | -0.11065 | -4.7728 | eTRM SWHC014-04 | 1215.56 | 2021 | 1183 | 2021 | 0 | 0 | SWHC014-04 | Com Unitary AC (Small) - Hot-Dry ¦ SCE ¦ Hot-Dry | Com Unitary AC (Small) - Hot-Dry | 0.88169 | 1 | 0.01474 | CBSA 2014 | 45.815 | 2032 | 0.5 | SWHC014-04
COM-HVAC-22.52 | Com ¦ Small Unitary AC (SEER 16) - Hot-Dry ¦ SCE ¦ Hot-Dry | Com ¦ Small Unitary AC (SEER 16) - Hot-Dry | SCE ¦ Hot-Dry | SCE | All | Electric | Small Unitary AC (SEER 16) | Efficient |  |  | 0 | Conventional | HVAC | Com - Lodging | Com | ROB and NEW | 0 | 1000 sqft2 of floor space | Cap-Tons | 15 | DEER:HVAC_Split-Package_AC | -446.8346 | -0.12503 | -7.4865 | eTRM SWHC014-04 | 1215.56 | 2021 | 1183 | 2021 | 0 | 0 | SWHC014-04 | Com Unitary AC (Small) - Hot-Dry ¦ SCE ¦ Hot-Dry | Com Unitary AC (Small) - Hot-Dry | 0.49511 | 1 | 0.01474 | CBSA 2014 | 144.4127 | 2032 | 0.5 | SWHC014-04
COM-HVAC-22.53 | Com ¦ Small Unitary AC (SEER 16) - Hot-Dry ¦ SCE ¦ Hot-Dry | Com ¦ Small Unitary AC (SEER 16) - Hot-Dry | SCE ¦ Hot-Dry | SCE | All | Electric | Small Unitary AC (SEER 16) | Efficient |  |  | 0 | Conventional | HVAC | Com - Office (Large) | Com | ROB and NEW | 0 | 1000 sqft2 of floor space | Cap-Tons | 15 | DEER:HVAC_Split-Package_AC | -242.125 | -0.051663 | -0.26963 | eTRM SWHC014-04 | 1215.56 | 2021 | 1183 | 2021 | 0 | 0 | SWHC014-04 | Com Unitary AC (Small) - Hot-Dry ¦ SCE ¦ Hot-Dry | Com Unitary AC (Small) - Hot-Dry | 0.65634 | 1 | 0.01474 | CBSA 2014 | 25.2905 | 2032 | 0.5 | SWHC014-04
COM-HVAC-22.54 | Com ¦ Small Unitary AC (SEER 16) - Hot-Dry ¦ SCE ¦ Hot-Dry | Com ¦ Small Unitary AC (SEER 16) - Hot-Dry | SCE ¦ Hot-Dry | SCE | All | Electric | Small Unitary AC (SEER 16) | Efficient |  |  | 0 | Conventional | HVAC | Com - Office (Small) | Com | ROB and NEW | 0 | 1000 sqft2 of floor space | Cap-Tons | 15 | DEER:HVAC_Split-Package_AC | -239 | -0.0517 | -0.4465 | eTRM SWHC014-04 | 1215.56 | 2021 | 1183 | 2021 | 0 | 0 | SWHC014-04 | Com Unitary AC (Small) - Hot-Dry ¦ SCE ¦ Hot-Dry | Com Unitary AC (Small) - Hot-Dry | 0.74464 | 1 | 0.01474 | CBSA 2014 | 11.8416 | 2032 | 0.5 | SWHC014-04
COM-HVAC-22.55 | Com ¦ Small Unitary AC (SEER 16) - Hot-Dry ¦ SCE ¦ Hot-Dry | Com ¦ Small Unitary AC (SEER 16) - Hot-Dry | SCE ¦ Hot-Dry | SCE | All | Electric | Small Unitary AC (SEER 16) | Efficient |  |  | 0 | Conventional | HVAC | Com - Other | Com | ROB and NEW | 0 | 1000 sqft2 of floor space | Cap-Tons | 15 | DEER:HVAC_Split-Package_AC | -282.75 | -0.12787 | -6.8788 | eTRM SWHC014-04 | 1215.56 | 2021 | 1183 | 2021 | 0 | 0 | SWHC014-04 | Com Unitary AC (Small) - Hot-Dry ¦ SCE ¦ Hot-Dry | Com Unitary AC (Small) - Hot-Dry | 0.35552 | 1 | 0.01474 | CBSA 2014 | 62.3833 | 2032 | 0.5 | SWHC014-04
COM-HVAC-22.56 | Com ¦ Small Unitary AC (SEER 16) - Hot-Dry ¦ SCE ¦ Hot-Dry | Com ¦ Small Unitary AC (SEER 16) - Hot-Dry | SCE ¦ Hot-Dry | SCE | All | Electric | Small Unitary AC (SEER 16) | Efficient |  |  | 0 | Conventional | HVAC | Com - Refrig. Warehouse | Com | ROB and NEW | 0 | 1000 sqft2 of floor space | Cap-Tons | 15 | DEER:HVAC_Split-Package_AC | -468 | -0.085 | -0.5345 | eTRM SWHC014-04 | 1215.56 | 2021 | 1183 | 2021 | 0 | 0 | SWHC014-04 | Com Unitary AC (Small) - Hot-Dry ¦ SCE ¦ Hot-Dry | Com Unitary AC (Small) - Hot-Dry | 0 | 1 | 0 | CBSA 2014 | 8.7637 | 2032 | 0.5 | SWHC014-04
COM-HVAC-22.57 | Com ¦ Small Unitary AC (SEER 16) - Hot-Dry ¦ SCE ¦ Hot-Dry | Com ¦ Small Unitary AC (SEER 16) - Hot-Dry | SCE ¦ Hot-Dry | SCE | All | Electric | Small Unitary AC (SEER 16) | Efficient |  |  | 0 | Conventional | HVAC | Com - Restaurant | Com | ROB and NEW | 0 | 1000 sqft2 of floor space | Cap-Tons | 15 | DEER:HVAC_Split-Package_AC | 0 | 0 | 0 | eTRM SWHC014-04 | 1215.56 | 2021 | 1183 | 2021 | 0 | 0 | SWHC014-04 | Com Unitary AC (Small) - Hot-Dry ¦ SCE ¦ Hot-Dry | Com Unitary AC (Small) - Hot-Dry | 1.0866 | 1 | 0.01474 | CBSA 2014 | 0 | 2032 | 0.5 | SWHC014-04
COM-HVAC-22.58 | Com ¦ Small Unitary AC (SEER 16) - Hot-Dry ¦ SCE ¦ Hot-Dry | Com ¦ Small Unitary AC (SEER 16) - Hot-Dry | SCE ¦ Hot-Dry | SCE | All | Electric | Small Unitary AC (SEER 16) | Efficient |  |  | 0 | Conventional | HVAC | Com - Retail | Com | ROB and NEW | 0 | 1000 sqft2 of floor space | Cap-Tons | 15 | DEER:HVAC_Split-Package_AC | -343.387 | -0.12972 | -2.207 | eTRM SWHC014-04 | 1215.56 | 2021 | 1183 | 2021 | 0 | 0 | SWHC014-04 | Com Unitary AC (Small) - Hot-Dry ¦ SCE ¦ Hot-Dry | Com Unitary AC (Small) - Hot-Dry | 0.45973 | 1 | 0.01474 | CBSA 2014 | 131.5427 | 2032 | 0.5 | SWHC014-04
COM-HVAC-22.59 | Com ¦ Small Unitary AC (SEER 16) - Hot-Dry ¦ SCE ¦ Hot-Dry | Com ¦ Small Unitary AC (SEER 16) - Hot-Dry | SCE ¦ Hot-Dry | SCE | All | Electric | Small Unitary AC (SEER 16) | Efficient |  |  | 0 | Conventional | HVAC | Com - School | Com | ROB and NEW | 0 | 1000 sqft2 of floor space | Cap-Tons | 15 | DEER:HVAC_Split-Package_AC | -153.5333 | -0.071547 | -2.3139 | eTRM SWHC014-04 | 1215.56 | 2021 | 1183 | 2021 | 0 | 0 | SWHC014-04 | Com Unitary AC (Small) - Hot-Dry ¦ SCE ¦ Hot-Dry | Com Unitary AC (Small) - Hot-Dry | 0.74863 | 1 | 0.01474 | CBSA 2014 | 30.5654 | 2032 | 0.5 | SWHC014-04
COM-HVAC-22.60 | Com ¦ Small Unitary AC (SEER 16) - Hot-Dry ¦ SCE ¦ Hot-Dry | Com ¦ Small Unitary AC (SEER 16) - Hot-Dry | SCE ¦ Hot-Dry | SCE | All | Electric | Small Unitary AC (SEER 16) | Efficient |  |  | 0 | Conventional | HVAC | Com - Warehouse | Com | ROB and NEW | 0 | 1000 sqft2 of floor space | Cap-Tons | 15 | DEER:HVAC_Split-Package_AC | -183.3261 | -0.048072 | -2.2721 | eTRM SWHC014-04 | 1215.56 | 2021 | 1183 | 2021 | 0 | 0 | SWHC014-04 | Com Unitary AC (Small) - Hot-Dry ¦ SCE ¦ Hot-Dry | Com Unitary AC (Small) - Hot-Dry | 0.1408 | 1 | 0.01474 | CBSA 2014 | 64.5252 | 2032 | 0.5 | SWHC014-04
COM-HVAC-22.61 | Com ¦ Small Unitary AC (SEER 16) - Cold ¦ SCE ¦ Cold | Com ¦ Small Unitary AC (SEER 16) - Cold | SCE ¦ Cold | SCE | All | Electric | Small Unitary AC (SEER 16) | Efficient |  |  | 0 | Conventional | HVAC | Com - College | Com | ROB and NEW | 0 | 1000 sqft2 of floor space | Cap-Tons | 15 | DEER:HVAC_Split-Package_AC | 0 | 0 | 0 | eTRM SWHC014-04 | 1215.56 | 2021 | 1183 | 2021 | 0 | 0 | SWHC014-04 | Com Unitary AC (Small) - Cold ¦ SCE ¦ Cold | Com Unitary AC (Small) - Cold | 0.62169 | 1 | 0.01474 | CBSA 2014 | 0 | 2032 | 0.5 | SWHC014-04
COM-HVAC-22.62 | Com ¦ Small Unitary AC (SEER 16) - Cold ¦ SCE ¦ Cold | Com ¦ Small Unitary AC (SEER 16) - Cold | SCE ¦ Cold | SCE | All | Electric | Small Unitary AC (SEER 16) | Efficient |  |  | 0 | Conventional | HVAC | Com - Grocery | Com | ROB and NEW | 0 | 1000 sqft2 of floor space | Cap-Tons | 15 | DEER:HVAC_Split-Package_AC | -559.25 | -0.11525 | -35.175 | eTRM SWHC014-04 | 1215.56 | 2021 | 1183 | 2021 | 0 | 0 | SWHC014-04 | Com Unitary AC (Small) - Cold ¦ SCE ¦ Cold | Com Unitary AC (Small) - Cold | 1.1059 | 1 | 0.01474 | CBSA 2014 | 114.0548 | 2032 | 0.5 | SWHC014-04
COM-HVAC-22.63 | Com ¦ Small Unitary AC (SEER 16) - Cold ¦ SCE ¦ Cold | Com ¦ Small Unitary AC (SEER 16) - Cold | SCE ¦ Cold | SCE | All | Electric | Small Unitary AC (SEER 16) | Efficient |  |  | 0 | Conventional | HVAC | Com - Health | Com | ROB and NEW | 0 | 1000 sqft2 of floor space | Cap-Tons | 15 | DEER:HVAC_Split-Package_AC | -447.2205 | -0.080882 | -24.2338 | eTRM SWHC014-04 | 1215.56 | 2021 | 1183 | 2021 | 0 | 0 | SWHC014-04 | Com Unitary AC (Small) - Cold ¦ SCE ¦ Cold | Com Unitary AC (Small) - Cold | 0.88169 | 1 | 0.01474 | CBSA 2014 | 97.715 | 2032 | 0.5 | SWHC014-04
COM-HVAC-22.64 | Com ¦ Small Unitary AC (SEER 16) - Cold ¦ SCE ¦ Cold | Com ¦ Small Unitary AC (SEER 16) - Cold | SCE ¦ Cold | SCE | All | Electric | Small Unitary AC (SEER 16) | Efficient |  |  | 0 | Conventional | HVAC | Com - Lodging | Com | ROB and NEW | 0 | 1000 sqft2 of floor space | Cap-Tons | 15 | DEER:HVAC_Split-Package_AC | -399.5387 | -0.084709 | -24.7833 | eTRM SWHC014-04 | 1215.56 | 2021 | 1183 | 2021 | 0 | 0 | SWHC014-04 | Com Unitary AC (Small) - Cold ¦ SCE ¦ Cold | Com Unitary AC (Small) - Cold | 0.49511 | 1 | 0.01474 | CBSA 2014 | 307.8189 | 2032 | 0.5 | SWHC014-04
COM-HVAC-22.65 | Com ¦ Small Unitary AC (SEER 16) - Cold ¦ SCE ¦ Cold | Com ¦ Small Unitary AC (SEER 16) - Cold | SCE ¦ Cold | SCE | All | Electric | Small Unitary AC (SEER 16) | Efficient |  |  | 0 | Conventional | HVAC | Com - Office (Large) | Com | ROB and NEW | 0 | 1000 sqft2 of floor space | Cap-Tons | 15 | DEER:HVAC_Split-Package_AC | -192.75 | -0.037863 | -5.0525 | eTRM SWHC014-04 | 1215.56 | 2021 | 1183 | 2021 | 0 | 0 | SWHC014-04 | Com Unitary AC (Small) - Cold ¦ SCE ¦ Cold | Com Unitary AC (Small) - Cold | 0.65634 | 1 | 0.01474 | CBSA 2014 | 41.8585 | 2032 | 0.5 | SWHC014-04
COM-HVAC-22.66 | Com ¦ Small Unitary AC (SEER 16) - Cold ¦ SCE ¦ Cold | Com ¦ Small Unitary AC (SEER 16) - Cold | SCE ¦ Cold | SCE | All | Electric | Small Unitary AC (SEER 16) | Efficient |  |  | 0 | Conventional | HVAC | Com - Office (Small) | Com | ROB and NEW | 0 | 1000 sqft2 of floor space | Cap-Tons | 15 | DEER:HVAC_Split-Package_AC | -195.5 | -0.038163 | -6.1712 | eTRM SWHC014-04 | 1215.56 | 2021 | 1183 | 2021 | 0 | 0 | SWHC014-04 | Com Unitary AC (Small) - Cold ¦ SCE ¦ Cold | Com Unitary AC (Small) - Cold | 0.74464 | 1 | 0.01474 | CBSA 2014 | 21.1804 | 2032 | 0.5 | SWHC014-04
COM-HVAC-22.67 | Com ¦ Small Unitary AC (SEER 16) - Cold ¦ SCE ¦ Cold | Com ¦ Small Unitary AC (SEER 16) - Cold | SCE ¦ Cold | SCE | All | Electric | Small Unitary AC (SEER 16) | Efficient |  |  | 0 | Conventional | HVAC | Com - Other | Com | ROB and NEW | 0 | 1000 sqft2 of floor space | Cap-Tons | 15 | DEER:HVAC_Split-Package_AC | -225.75 | -0.082638 | -23.525 | eTRM SWHC014-04 | 1215.56 | 2021 | 1183 | 2021 | 0 | 0 | SWHC014-04 | Com Unitary AC (Small) - Cold ¦ SCE ¦ Cold | Com Unitary AC (Small) - Cold | 0.35552 | 1 | 0.01474 | CBSA 2014 | 131.4967 | 2032 | 0.5 | SWHC014-04
COM-HVAC-22.68 | Com ¦ Small Unitary AC (SEER 16) - Cold ¦ SCE ¦ Cold | Com ¦ Small Unitary AC (SEER 16) - Cold | SCE ¦ Cold | SCE | All | Electric | Small Unitary AC (SEER 16) | Efficient |  |  | 0 | Conventional | HVAC | Com - Refrig. Warehouse | Com | ROB and NEW | 0 | 1000 sqft2 of floor space | Cap-Tons | 15 | DEER:HVAC_Split-Package_AC | -358.5 | -0.073362 | -7.51 | eTRM SWHC014-04 | 1215.56 | 2021 | 1183 | 2021 | 0 | 0 | SWHC014-04 | Com Unitary AC (Small) - Cold ¦ SCE ¦ Cold | Com Unitary AC (Small) - Cold | 0 | 1 | 0 | CBSA 2014 | 12.0443 | 2032 | 0.5 | SWHC014-04
COM-HVAC-22.69 | Com ¦ Small Unitary AC (SEER 16) - Cold ¦ SCE ¦ Cold | Com ¦ Small Unitary AC (SEER 16) - Cold | SCE ¦ Cold | SCE | All | Electric | Small Unitary AC (SEER 16) | Efficient |  |  | 0 | Conventional | HVAC | Com - Restaurant | Com | ROB and NEW | 0 | 1000 sqft2 of floor space | Cap-Tons | 15 | DEER:HVAC_Split-Package_AC | 0 | 0 | 0 | eTRM SWHC014-04 | 1215.56 | 2021 | 1183 | 2021 | 0 | 0 | SWHC014-04 | Com Unitary AC (Small) - Cold ¦ SCE ¦ Cold | Com Unitary AC (Small) - Cold | 1.0866 | 1 | 0.01474 | CBSA 2014 | 0 | 2032 | 0.5 | SWHC014-04
COM-HVAC-22.70 | Com ¦ Small Unitary AC (SEER 16) - Cold ¦ SCE ¦ Cold | Com ¦ Small Unitary AC (SEER 16) - Cold | SCE ¦ Cold | SCE | All | Electric | Small Unitary AC (SEER 16) | Efficient |  |  | 0 | Conventional | HVAC | Com - Retail | Com | ROB and NEW | 0 | 1000 sqft2 of floor space | Cap-Tons | 15 | DEER:HVAC_Split-Package_AC | -263.319 | -0.092613 | -28.9195 | eTRM SWHC014-04 | 1215.56 | 2021 | 1183 | 2021 | 0 | 0 | SWHC014-04 | Com Unitary AC (Small) - Cold ¦ SCE ¦ Cold | Com Unitary AC (Small) - Cold | 0.45973 | 1 | 0.01474 | CBSA 2014 | 235.4032 | 2032 | 0.5 | SWHC014-04
COM-HVAC-22.71 | Com ¦ Small Unitary AC (SEER 16) - Cold ¦ SCE ¦ Cold | Com ¦ Small Unitary AC (SEER 16) - Cold | SCE ¦ Cold | SCE | All | Electric | Small Unitary AC (SEER 16) | Efficient |  |  | 0 | Conventional | HVAC | Com - School | Com | ROB and NEW | 0 | 1000 sqft2 of floor space | Cap-Tons | 15 | DEER:HVAC_Split-Package_AC | -122.6017 | -0.0033281 | -15.6654 | eTRM SWHC014-04 | 1215.56 | 2021 | 1183 | 2021 | 0 | 0 | SWHC014-04 | Com Unitary AC (Small) - Cold ¦ SCE ¦ Cold | Com Unitary AC (Small) - Cold | 0.74863 | 1 | 0.01474 | CBSA 2014 | 55.9773 | 2032 | 0.5 | SWHC014-04
COM-HVAC-22.72 | Com ¦ Small Unitary AC (SEER 16) - Cold ¦ SCE ¦ Cold | Com ¦ Small Unitary AC (SEER 16) - Cold | SCE ¦ Cold | SCE | All | Electric | Small Unitary AC (SEER 16) | Efficient |  |  | 0 | Conventional | HVAC | Com - Warehouse | Com | ROB and NEW | 0 | 1000 sqft2 of floor space | Cap-Tons | 15 | DEER:HVAC_Split-Package_AC | -165.1246 | -0.031945 | -12.5251 | eTRM SWHC014-04 | 1215.56 | 2021 | 1183 | 2021 | 0 | 0 | SWHC014-04 | Com Unitary AC (Small) - Cold ¦ SCE ¦ Cold | Com Unitary AC (Small) - Cold | 0.1408 | 1 | 0.01474 | CBSA 2014 | 102.291 | 2032 | 0.5 | SWHC014-04
COM-HVAC-22.73 | Com ¦ Small Unitary AC (SEER 16) - Marine ¦ SDG&E ¦ Marine | Com ¦ Small Unitary AC (SEER 16) - Marine | SDG&E ¦ Marine | SDG&E | All | Electric | Small Unitary AC (SEER 16) | Efficient |  |  | 0 | Conventional | HVAC | Com - College | Com | ROB and NEW | 0 | 1000 sqft2 of floor space | Cap-Tons | 15 | DEER:HVAC_Split-Package_AC | 0 | 0 | 0 | eTRM SWHC014-04 | 1215.56 | 2021 | 1183 | 2021 | 0 | 0 | SWHC014-04 | Com Unitary AC (Small) - Marine ¦ SDG&E ¦ Marine | Com Unitary AC (Small) - Marine | 0.60922 | 1 | 0.01474 | CBSA 2014 | 0 | 2032 | 0.5 | SWHC014-04
COM-HVAC-22.74 | Com ¦ Small Unitary AC (SEER 16) - Marine ¦ SDG&E ¦ Marine | Com ¦ Small Unitary AC (SEER 16) - Marine | SDG&E ¦ Marine | SDG&E | All | Electric | Small Unitary AC (SEER 16) | Efficient |  |  | 0 | Conventional | HVAC | Com - Grocery | Com | ROB and NEW | 0 | 1000 sqft2 of floor space | Cap-Tons | 15 | DEER:HVAC_Split-Package_AC | -573.875 | -0.12512 | 0.39062 | eTRM SWHC014-04 | 1215.56 | 2021 | 1183 | 2021 | 0 | 0 | SWHC014-04 | Com Unitary AC (Small) - Marine ¦ SDG&E ¦ Marine | Com Unitary AC (Small) - Marine | 1.1243 | 1 | 0.01474 | CBSA 2014 | 31.3625 | 2032 | 0.5 | SWHC014-04
COM-HVAC-22.75 | Com ¦ Small Unitary AC (SEER 16) - Marine ¦ SDG&E ¦ Marine | Com ¦ Small Unitary AC (SEER 16) - Marine | SDG&E ¦ Marine | SDG&E | All | Electric | Small Unitary AC (SEER 16) | Efficient |  |  | 0 | Conventional | HVAC | Com - Health | Com | ROB and NEW | 0 | 1000 sqft2 of floor space | Cap-Tons | 15 | DEER:HVAC_Split-Package_AC | -457.9362 | -0.084895 | -4.0706 | eTRM SWHC014-04 | 1215.56 | 2021 | 1183 | 2021 | 0 | 0 | SWHC014-04 | Com Unitary AC (Small) - Marine ¦ SDG&E ¦ Marine | Com Unitary AC (Small) - Marine | 0.87675 | 1 | 0.01474 | CBSA 2014 | 41.4634 | 2032 | 0.5 | SWHC014-04
COM-HVAC-22.76 | Com ¦ Small Unitary AC (SEER 16) - Marine ¦ SDG&E ¦ Marine | Com ¦ Small Unitary AC (SEER 16) - Marine | SDG&E ¦ Marine | SDG&E | All | Electric | Small Unitary AC (SEER 16) | Efficient |  |  | 0 | Conventional | HVAC | Com - Lodging | Com | ROB and NEW | 0 | 1000 sqft2 of floor space | Cap-Tons | 15 | DEER:HVAC_Split-Package_AC | -373.2884 | -0.086683 | -4.9856 | eTRM SWHC014-04 | 1215.56 | 2021 | 1183 | 2021 | 0 | 0 | SWHC014-04 | Com Unitary AC (Small) - Marine ¦ SDG&E ¦ Marine | Com Unitary AC (Small) - Marine | 0.49055 | 1 | 0.01474 | CBSA 2014 | 108.1105 | 2032 | 0.5 | SWHC014-04
COM-HVAC-22.77 | Com ¦ Small Unitary AC (SEER 16) - Marine ¦ SDG&E ¦ Marine | Com ¦ Small Unitary AC (SEER 16) - Marine | SDG&E ¦ Marine | SDG&E | All | Electric | Small Unitary AC (SEER 16) | Efficient |  |  | 0 | Conventional | HVAC | Com - Office (Large) | Com | ROB and NEW | 0 | 1000 sqft2 of floor space | Cap-Tons | 15 | DEER:HVAC_Split-Package_AC | -217 | -0.03725 | -0.18737 | eTRM SWHC014-04 | 1215.56 | 2021 | 1183 | 2021 | 0 | 0 | SWHC014-04 | Com Unitary AC (Small) - Marine ¦ SDG&E ¦ Marine | Com Unitary AC (Small) - Marine | 0.64047 | 1 | 0.01474 | CBSA 2014 | 22.4224 | 2032 | 0.5 | SWHC014-04
COM-HVAC-22.78 | Com ¦ Small Unitary AC (SEER 16) - Marine ¦ SDG&E ¦ Marine | Com ¦ Small Unitary AC (SEER 16) - Marine | SDG&E ¦ Marine | SDG&E | All | Electric | Small Unitary AC (SEER 16) | Efficient |  |  | 0 | Conventional | HVAC | Com - Office (Small) | Com | ROB and NEW | 0 | 1000 sqft2 of floor space | Cap-Tons | 15 | DEER:HVAC_Split-Package_AC | -212.625 | -0.0372 | -0.395 | eTRM SWHC014-04 | 1215.56 | 2021 | 1183 | 2021 | 0 | 0 | SWHC014-04 | Com Unitary AC (Small) - Marine ¦ SDG&E ¦ Marine | Com Unitary AC (Small) - Marine | 0.77766 | 1 | 0.01474 | CBSA 2014 | 10.5304 | 2032 | 0.5 | SWHC014-04
COM-HVAC-22.79 | Com ¦ Small Unitary AC (SEER 16) - Marine ¦ SDG&E ¦ Marine | Com ¦ Small Unitary AC (SEER 16) - Marine | SDG&E ¦ Marine | SDG&E | All | Electric | Small Unitary AC (SEER 16) | Efficient |  |  | 0 | Conventional | HVAC | Com - Other | Com | ROB and NEW | 0 | 1000 sqft2 of floor space | Cap-Tons | 15 | DEER:HVAC_Split-Package_AC | -224.25 | -0.085487 | -5.3537 | eTRM SWHC014-04 | 1215.56 | 2021 | 1183 | 2021 | 0 | 0 | SWHC014-04 | Com Unitary AC (Small) - Marine ¦ SDG&E ¦ Marine | Com Unitary AC (Small) - Marine | 0.34945 | 1 | 0.01474 | CBSA 2014 | 49.0152 | 2032 | 0.5 | SWHC014-04
COM-HVAC-22.80 | Com ¦ Small Unitary AC (SEER 16) - Marine ¦ SDG&E ¦ Marine | Com ¦ Small Unitary AC (SEER 16) - Marine | SDG&E ¦ Marine | SDG&E | All | Electric | Small Unitary AC (SEER 16) | Efficient |  |  | 0 | Conventional | HVAC | Com - Refrig. Warehouse | Com | ROB and NEW | 0 | 1000 sqft2 of floor space | Cap-Tons | 15 | DEER:HVAC_Split-Package_AC | -415.375 | -0.069375 | -0.40237 | eTRM SWHC014-04 | 1215.56 | 2021 | 1183 | 2021 | 0 | 0 | SWHC014-04 | Com Unitary AC (Small) - Marine ¦ SDG&E ¦ Marine | Com Unitary AC (Small) - Marine | 0 | 1 | 0 | CBSA 2014 | 7.7242 | 2032 | 0.5 | SWHC014-04
COM-HVAC-22.81 | Com ¦ Small Unitary AC (SEER 16) - Marine ¦ SDG&E ¦ Marine | Com ¦ Small Unitary AC (SEER 16) - Marine | SDG&E ¦ Marine | SDG&E | All | Electric | Small Unitary AC (SEER 16) | Efficient |  |  | 0 | Conventional | HVAC | Com - Restaurant | Com | ROB and NEW | 0 | 1000 sqft2 of floor space | Cap-Tons | 15 | DEER:HVAC_Split-Package_AC | 0 | 0 | 0 | eTRM SWHC014-04 | 1215.56 | 2021 | 1183 | 2021 | 0 | 0 | SWHC014-04 | Com Unitary AC (Small) - Marine ¦ SDG&E ¦ Marine | Com Unitary AC (Small) - Marine | 1.1351 | 1 | 0.01474 | CBSA 2014 | 0 | 2032 | 0.5 | SWHC014-04
COM-HVAC-22.82 | Com ¦ Small Unitary AC (SEER 16) - Marine ¦ SDG&E ¦ Marine | Com ¦ Small Unitary AC (SEER 16) - Marine | SDG&E ¦ Marine | SDG&E | All | Electric | Small Unitary AC (SEER 16) | Efficient |  |  | 0 | Conventional | HVAC | Com - Retail | Com | ROB and NEW | 0 | 1000 sqft2 of floor space | Cap-Tons | 15 | DEER:HVAC_Split-Package_AC | -265.7125 | -0.094239 | -2.8758 | eTRM SWHC014-04 | 1215.56 | 2021 | 1183 | 2021 | 0 | 0 | SWHC014-04 | Com Unitary AC (Small) - Marine ¦ SDG&E ¦ Marine | Com Unitary AC (Small) - Marine | 0.46017 | 1 | 0.01474 | CBSA 2014 | 107.559 | 2032 | 0.5 | SWHC014-04
COM-HVAC-22.83 | Com ¦ Small Unitary AC (SEER 16) - Marine ¦ SDG&E ¦ Marine | Com ¦ Small Unitary AC (SEER 16) - Marine | SDG&E ¦ Marine | SDG&E | All | Electric | Small Unitary AC (SEER 16) | Efficient |  |  | 0 | Conventional | HVAC | Com - School | Com | ROB and NEW | 0 | 1000 sqft2 of floor space | Cap-Tons | 15 | DEER:HVAC_Split-Package_AC | -121.688 | -0.047352 | -2.5086 | eTRM SWHC014-04 | 1215.56 | 2021 | 1183 | 2021 | 0 | 0 | SWHC014-04 | Com Unitary AC (Small) - Marine ¦ SDG&E ¦ Marine | Com Unitary AC (Small) - Marine | 0.77382 | 1 | 0.01474 | CBSA 2014 | 25.767 | 2032 | 0.5 | SWHC014-04
COM-HVAC-22.84 | Com ¦ Small Unitary AC (SEER 16) - Marine ¦ SDG&E ¦ Marine | Com ¦ Small Unitary AC (SEER 16) - Marine | SDG&E ¦ Marine | SDG&E | All | Electric | Small Unitary AC (SEER 16) | Efficient |  |  | 0 | Conventional | HVAC | Com - Warehouse | Com | ROB and NEW | 0 | 1000 sqft2 of floor space | Cap-Tons | 15 | DEER:HVAC_Split-Package_AC | -160.8827 | -0.030657 | -1.7523 | eTRM SWHC014-04 | 1215.56 | 2021 | 1183 | 2021 | 0 | 0 | SWHC014-04 | Com Unitary AC (Small) - Marine ¦ SDG&E ¦ Marine | Com Unitary AC (Small) - Marine | 0.14112 | 1 | 0.01474 | CBSA 2014 | 55.6071 | 2032 | 0.5 | SWHC014-04
COM-HVAC-22.85 | Com ¦ Small Unitary AC (SEER 16) - Hot-Dry ¦ SDG&E ¦ Hot-Dry | Com ¦ Small Unitary AC (SEER 16) - Hot-Dry | SDG&E ¦ Hot-Dry | SDG&E | All | Electric | Small Unitary AC (SEER 16) | Efficient |  |  | 0 | Conventional | HVAC | Com - College | Com | ROB and NEW | 0 | 1000 sqft2 of floor space | Cap-Tons | 15 | DEER:HVAC_Split-Package_AC | 0 | 0 | 0 | eTRM SWHC014-04 | 1215.56 | 2021 | 1183 | 2021 | 0 | 0 | SWHC014-04 | Com Unitary AC (Small) - Hot-Dry ¦ SDG&E ¦ Hot-Dry | Com Unitary AC (Small) - Hot-Dry | 0.60922 | 1 | 0.01474 | CBSA 2014 | 0 | 2032 | 0.5 | SWHC014-04
COM-HVAC-22.86 | Com ¦ Small Unitary AC (SEER 16) - Hot-Dry ¦ SDG&E ¦ Hot-Dry | Com ¦ Small Unitary AC (SEER 16) - Hot-Dry | SDG&E ¦ Hot-Dry | SDG&E | All | Electric | Small Unitary AC (SEER 16) | Efficient |  |  | 0 | Conventional | HVAC | Com - Grocery | Com | ROB and NEW | 0 | 1000 sqft2 of floor space | Cap-Tons | 15 | DEER:HVAC_Split-Package_AC | -594 | -0.11762 | 1.6568 | eTRM SWHC014-04 | 1215.56 | 2021 | 1183 | 2021 | 0 | 0 | SWHC014-04 | Com Unitary AC (Small) - Hot-Dry ¦ SDG&E ¦ Hot-Dry | Com Unitary AC (Small) - Hot-Dry | 1.1243 | 1 | 0.01474 | CBSA 2014 | 29.5213 | 2032 | 0.5 | SWHC014-04
COM-HVAC-22.87 | Com ¦ Small Unitary AC (SEER 16) - Hot-Dry ¦ SDG&E ¦ Hot-Dry | Com ¦ Small Unitary AC (SEER 16) - Hot-Dry | SDG&E ¦ Hot-Dry | SDG&E | All | Electric | Small Unitary AC (SEER 16) | Efficient |  |  | 0 | Conventional | HVAC | Com - Health | Com | ROB and NEW | 0 | 1000 sqft2 of floor space | Cap-Tons | 15 | DEER:HVAC_Split-Package_AC | -433.2869 | -0.068827 | -3.347 | eTRM SWHC014-04 | 1215.56 | 2021 | 1183 | 2021 | 0 | 0 | SWHC014-04 | Com Unitary AC (Small) - Hot-Dry ¦ SDG&E ¦ Hot-Dry | Com Unitary AC (Small) - Hot-Dry | 0.87675 | 1 | 0.01474 | CBSA 2014 | 37.8067 | 2032 | 0.5 | SWHC014-04
COM-HVAC-22.88 | Com ¦ Small Unitary AC (SEER 16) - Hot-Dry ¦ SDG&E ¦ Hot-Dry | Com ¦ Small Unitary AC (SEER 16) - Hot-Dry | SDG&E ¦ Hot-Dry | SDG&E | All | Electric | Small Unitary AC (SEER 16) | Efficient |  |  | 0 | Conventional | HVAC | Com - Lodging | Com | ROB and NEW | 0 | 1000 sqft2 of floor space | Cap-Tons | 15 | DEER:HVAC_Split-Package_AC | -354.4331 | -0.067505 | -3.9805 | eTRM SWHC014-04 | 1215.56 | 2021 | 1183 | 2021 | 0 | 0 | SWHC014-04 | Com Unitary AC (Small) - Hot-Dry ¦ SDG&E ¦ Hot-Dry | Com Unitary AC (Small) - Hot-Dry | 0.49055 | 1 | 0.01474 | CBSA 2014 | 95.2083 | 2032 | 0.5 | SWHC014-04
COM-HVAC-22.89 | Com ¦ Small Unitary AC (SEER 16) - Hot-Dry ¦ SDG&E ¦ Hot-Dry | Com ¦ Small Unitary AC (SEER 16) - Hot-Dry | SDG&E ¦ Hot-Dry | SDG&E | All | Electric | Small Unitary AC (SEER 16) | Efficient |  |  | 0 | Conventional | HVAC | Com - Office (Large) | Com | ROB and NEW | 0 | 1000 sqft2 of floor space | Cap-Tons | 15 | DEER:HVAC_Split-Package_AC | -207.5 | -0.033487 | -0.13962 | eTRM SWHC014-04 | 1215.56 | 2021 | 1183 | 2021 | 0 | 0 | SWHC014-04 | Com Unitary AC (Small) - Hot-Dry ¦ SDG&E ¦ Hot-Dry | Com Unitary AC (Small) - Hot-Dry | 0.64047 | 1 | 0.01474 | CBSA 2014 | 21.2632 | 2032 | 0.5 | SWHC014-04
COM-HVAC-22.90 | Com ¦ Small Unitary AC (SEER 16) - Hot-Dry ¦ SDG&E ¦ Hot-Dry | Com ¦ Small Unitary AC (SEER 16) - Hot-Dry | SDG&E ¦ Hot-Dry | SDG&E | All | Electric | Small Unitary AC (SEER 16) | Efficient |  |  | 0 | Conventional | HVAC | Com - Office (Small) | Com | ROB and NEW | 0 | 1000 sqft2 of floor space | Cap-Tons | 15 | DEER:HVAC_Split-Package_AC | -202.875 | -0.033187 | -0.3604 | eTRM SWHC014-04 | 1215.56 | 2021 | 1183 | 2021 | 0 | 0 | SWHC014-04 | Com Unitary AC (Small) - Hot-Dry ¦ SDG&E ¦ Hot-Dry | Com Unitary AC (Small) - Hot-Dry | 0.77766 | 1 | 0.01474 | CBSA 2014 | 10.0149 | 2032 | 0.5 | SWHC014-04
COM-HVAC-22.91 | Com ¦ Small Unitary AC (SEER 16) - Hot-Dry ¦ SDG&E ¦ Hot-Dry | Com ¦ Small Unitary AC (SEER 16) - Hot-Dry | SDG&E ¦ Hot-Dry | SDG&E | All | Electric | Small Unitary AC (SEER 16) | Efficient |  |  | 0 | Conventional | HVAC | Com - Other | Com | ROB and NEW | 0 | 1000 sqft2 of floor space | Cap-Tons | 15 | DEER:HVAC_Split-Package_AC | -211 | -0.061875 | -4.4062 | eTRM SWHC014-04 | 1215.56 | 2021 | 1183 | 2021 | 0 | 0 | SWHC014-04 | Com Unitary AC (Small) - Hot-Dry ¦ SDG&E ¦ Hot-Dry | Com Unitary AC (Small) - Hot-Dry | 0.34945 | 1 | 0.01474 | CBSA 2014 | 43.2599 | 2032 | 0.5 | SWHC014-04
COM-HVAC-22.92 | Com ¦ Small Unitary AC (SEER 16) - Hot-Dry ¦ SDG&E ¦ Hot-Dry | Com ¦ Small Unitary AC (SEER 16) - Hot-Dry | SDG&E ¦ Hot-Dry | SDG&E | All | Electric | Small Unitary AC (SEER 16) | Efficient |  |  | 0 | Conventional | HVAC | Com - Refrig. Warehouse | Com | ROB and NEW | 0 | 1000 sqft2 of floor space | Cap-Tons | 15 | DEER:HVAC_Split-Package_AC | -428.375 | -0.05565 | -0.88787 | eTRM SWHC014-04 | 1215.56 | 2021 | 1183 | 2021 | 0 | 0 | SWHC014-04 | Com Unitary AC (Small) - Hot-Dry ¦ SDG&E ¦ Hot-Dry | Com Unitary AC (Small) - Hot-Dry | 0 | 1 | 0 | CBSA 2014 | 8.321 | 2032 | 0.5 | SWHC014-04
COM-HVAC-22.93 | Com ¦ Small Unitary AC (SEER 16) - Hot-Dry ¦ SDG&E ¦ Hot-Dry | Com ¦ Small Unitary AC (SEER 16) - Hot-Dry | SDG&E ¦ Hot-Dry | SDG&E | All | Electric | Small Unitary AC (SEER 16) | Efficient |  |  | 0 | Conventional | HVAC | Com - Restaurant | Com | ROB and NEW | 0 | 1000 sqft2 of floor space | Cap-Tons | 15 | DEER:HVAC_Split-Package_AC | 0 | 0 | 0 | eTRM SWHC014-04 | 1215.56 | 2021 | 1183 | 2021 | 0 | 0 | SWHC014-04 | Com Unitary AC (Small) - Hot-Dry ¦ SDG&E ¦ Hot-Dry | Com Unitary AC (Small) - Hot-Dry | 1.1351 | 1 | 0.01474 | CBSA 2014 | 0 | 2032 | 0.5 | SWHC014-04
COM-HVAC-22.94 | Com ¦ Small Unitary AC (SEER 16) - Hot-Dry ¦ SDG&E ¦ Hot-Dry | Com ¦ Small Unitary AC (SEER 16) - Hot-Dry | SDG&E ¦ Hot-Dry | SDG&E | All | Electric | Small Unitary AC (SEER 16) | Efficient |  |  | 0 | Conventional | HVAC | Com - Retail | Com | ROB and NEW | 0 | 1000 sqft2 of floor space | Cap-Tons | 15 | DEER:HVAC_Split-Package_AC | -246.54 | -0.073942 | -2.3271 | eTRM SWHC014-04 | 1215.56 | 2021 | 1183 | 2021 | 0 | 0 | SWHC014-04 | Com Unitary AC (Small) - Hot-Dry ¦ SDG&E ¦ Hot-Dry | Com Unitary AC (Small) - Hot-Dry | 0.46017 | 1 | 0.01474 | CBSA 2014 | 98.1124 | 2032 | 0.5 | SWHC014-04
COM-HVAC-22.95 | Com ¦ Small Unitary AC (SEER 16) - Hot-Dry ¦ SDG&E ¦ Hot-Dry | Com ¦ Small Unitary AC (SEER 16) - Hot-Dry | SDG&E ¦ Hot-Dry | SDG&E | All | Electric | Small Unitary AC (SEER 16) | Efficient |  |  | 0 | Conventional | HVAC | Com - School | Com | ROB and NEW | 0 | 1000 sqft2 of floor space | Cap-Tons | 15 | DEER:HVAC_Split-Package_AC | -112.522 | -0.038581 | -2.4112 | eTRM SWHC014-04 | 1215.56 | 2021 | 1183 | 2021 | 0 | 0 | SWHC014-04 | Com Unitary AC (Small) - Hot-Dry ¦ SDG&E ¦ Hot-Dry | Com Unitary AC (Small) - Hot-Dry | 0.77382 | 1 | 0.01474 | CBSA 2014 | 24.0354 | 2032 | 0.5 | SWHC014-04
COM-HVAC-22.96 | Com ¦ Small Unitary AC (SEER 16) - Hot-Dry ¦ SDG&E ¦ Hot-Dry | Com ¦ Small Unitary AC (SEER 16) - Hot-Dry | SDG&E ¦ Hot-Dry | SDG&E | All | Electric | Small Unitary AC (SEER 16) | Efficient |  |  | 0 | Conventional | HVAC | Com - Warehouse | Com | ROB and NEW | 0 | 1000 sqft2 of floor space | Cap-Tons | 15 | DEER:HVAC_Split-Package_AC | -156.7951 | -0.025359 | -1.7554 | eTRM SWHC014-04 | 1215.56 | 2021 | 1183 | 2021 | 0 | 0 | SWHC014-04 | Com Unitary AC (Small) - Hot-Dry ¦ SDG&E ¦ Hot-Dry | Com Unitary AC (Small) - Hot-Dry | 0.14112 | 1 | 0.01474 | CBSA 2014 | 54.3949 | 2032 | 0.5 | SWHC014-04
COM-HVAC-23.1 | Com ¦ Small Unitary AC (SEER 17) - Marine ¦ PG&E ¦ Marine | Com ¦ Small Unitary AC (SEER 17) - Marine | PG&E ¦ Marine | PG&E | All | Electric | Small Unitary AC (SEER 17) | Efficient |  |  | 0 | Conventional | HVAC | Com - College | Com | ROB and NEW | 0 | 1000 sqft2 of floor space | Cap-Tons | 15 | DEER:HVAC_Split-Package_AC | 0 | 0 | 0 | eTRM SWHC014-04 | 1319.34 | 2021 | 1183 | 2021 | 0 | 0 | SWHC014-04 | Com Unitary AC (Small) - Marine ¦ PG&E ¦ Marine | Com Unitary AC (Small) - Marine | 0.55707 | 1 | 0 | CBSA 2014 | 0 | 2032 | 0.5 | SWHC014-04
COM-HVAC-23.2 | Com ¦ Small Unitary AC (SEER 17) - Marine ¦ PG&E ¦ Marine | Com ¦ Small Unitary AC (SEER 17) - Marine | PG&E ¦ Marine | PG&E | All | Electric | Small Unitary AC (SEER 17) | Efficient |  |  | 0 | Conventional | HVAC | Com - Grocery | Com | ROB and NEW | 0 | 1000 sqft2 of floor space | Cap-Tons | 15 | DEER:HVAC_Split-Package_AC | -566.625 | -0.11837 | -12.915 | eTRM SWHC014-04 | 1319.34 | 2021 | 1183 | 2021 | 0 | 0 | SWHC014-04 | Com Unitary AC (Small) - Marine ¦ PG&E ¦ Marine | Com Unitary AC (Small) - Marine | 0.92949 | 1 | 0 | CBSA 2014 | 62.1989 | 2032 | 0.5 | SWHC014-04
COM-HVAC-23.3 | Com ¦ Small Unitary AC (SEER 17) - Marine ¦ PG&E ¦ Marine | Com ¦ Small Unitary AC (SEER 17) - Marine | PG&E ¦ Marine | PG&E | All | Electric | Small Unitary AC (SEER 17) | Efficient |  |  | 0 | Conventional | HVAC | Com - Health | Com | ROB and NEW | 0 | 1000 sqft2 of floor space | Cap-Tons | 15 | DEER:HVAC_Split-Package_AC | -440.1445 | -0.085831 | -9.8648 | eTRM SWHC014-04 | 1319.34 | 2021 | 1183 | 2021 | 0 | 0 | SWHC014-04 | Com Unitary AC (Small) - Marine ¦ PG&E ¦ Marine | Com Unitary AC (Small) - Marine | 0.82262 | 1 | 0 | CBSA 2014 | 56.6656 | 2032 | 0.5 | SWHC014-04
COM-HVAC-23.4 | Com ¦ Small Unitary AC (SEER 17) - Marine ¦ PG&E ¦ Marine | Com ¦ Small Unitary AC (SEER 17) - Marine | PG&E ¦ Marine | PG&E | All | Electric | Small Unitary AC (SEER 17) | Efficient |  |  | 0 | Conventional | HVAC | Com - Lodging | Com | ROB and NEW | 0 | 1000 sqft2 of floor space | Cap-Tons | 15 | DEER:HVAC_Split-Package_AC | -377.6918 | -0.092503 | -10.9266 | eTRM SWHC014-04 | 1319.34 | 2021 | 1183 | 2021 | 0 | 0 | SWHC014-04 | Com Unitary AC (Small) - Marine ¦ PG&E ¦ Marine | Com Unitary AC (Small) - Marine | 0.43849 | 1 | 0 | CBSA 2014 | 167.4918 | 2032 | 0.5 | SWHC014-04
COM-HVAC-23.5 | Com ¦ Small Unitary AC (SEER 17) - Marine ¦ PG&E ¦ Marine | Com ¦ Small Unitary AC (SEER 17) - Marine | PG&E ¦ Marine | PG&E | All | Electric | Small Unitary AC (SEER 17) | Efficient |  |  | 0 | Conventional | HVAC | Com - Office (Large) | Com | ROB and NEW | 0 | 1000 sqft2 of floor space | Cap-Tons | 15 | DEER:HVAC_Split-Package_AC | -215.5 | -0.044838 | -0.97775 | eTRM SWHC014-04 | 1319.34 | 2021 | 1183 | 2021 | 0 | 0 | SWHC014-04 | Com Unitary AC (Small) - Marine ¦ PG&E ¦ Marine | Com Unitary AC (Small) - Marine | 0.58414 | 1 | 0 | CBSA 2014 | 25.8226 | 2032 | 0.5 | SWHC014-04
COM-HVAC-23.6 | Com ¦ Small Unitary AC (SEER 17) - Marine ¦ PG&E ¦ Marine | Com ¦ Small Unitary AC (SEER 17) - Marine | PG&E ¦ Marine | PG&E | All | Electric | Small Unitary AC (SEER 17) | Efficient |  |  | 0 | Conventional | HVAC | Com - Office (Small) | Com | ROB and NEW | 0 | 1000 sqft2 of floor space | Cap-Tons | 15 | DEER:HVAC_Split-Package_AC | -208.125 | -0.044788 | -1.6346 | eTRM SWHC014-04 | 1319.34 | 2021 | 1183 | 2021 | 0 | 0 | SWHC014-04 | Com Unitary AC (Small) - Marine ¦ PG&E ¦ Marine | Com Unitary AC (Small) - Marine | 0.68317 | 1 | 0 | CBSA 2014 | 12.7781 | 2032 | 0.5 | SWHC014-04
COM-HVAC-23.7 | Com ¦ Small Unitary AC (SEER 17) - Marine ¦ PG&E ¦ Marine | Com ¦ Small Unitary AC (SEER 17) - Marine | PG&E ¦ Marine | PG&E | All | Electric | Small Unitary AC (SEER 17) | Efficient |  |  | 0 | Conventional | HVAC | Com - Other | Com | ROB and NEW | 0 | 1000 sqft2 of floor space | Cap-Tons | 15 | DEER:HVAC_Split-Package_AC | -221 | -0.0901 | -10.2375 | eTRM SWHC014-04 | 1319.34 | 2021 | 1183 | 2021 | 0 | 0 | SWHC014-04 | Com Unitary AC (Small) - Marine ¦ PG&E ¦ Marine | Com Unitary AC (Small) - Marine | 0.32241 | 1 | 0 | CBSA 2014 | 70.7797 | 2032 | 0.5 | SWHC014-04
COM-HVAC-23.8 | Com ¦ Small Unitary AC (SEER 17) - Marine ¦ PG&E ¦ Marine | Com ¦ Small Unitary AC (SEER 17) - Marine | PG&E ¦ Marine | PG&E | All | Electric | Small Unitary AC (SEER 17) | Efficient |  |  | 0 | Conventional | HVAC | Com - Refrig. Warehouse | Com | ROB and NEW | 0 | 1000 sqft2 of floor space | Cap-Tons | 15 | DEER:HVAC_Split-Package_AC | -421.5 | -0.082363 | -1.79 | eTRM SWHC014-04 | 1319.34 | 2021 | 1183 | 2021 | 0 | 0 | SWHC014-04 | Com Unitary AC (Small) - Marine ¦ PG&E ¦ Marine | Com Unitary AC (Small) - Marine | 0 | 1 | 0 | CBSA 2014 | 8.8754 | 2032 | 0.5 | SWHC014-04
COM-HVAC-23.9 | Com ¦ Small Unitary AC (SEER 17) - Marine ¦ PG&E ¦ Marine | Com ¦ Small Unitary AC (SEER 17) - Marine | PG&E ¦ Marine | PG&E | All | Electric | Small Unitary AC (SEER 17) | Efficient |  |  | 0 | Conventional | HVAC | Com - Restaurant | Com | ROB and NEW | 0 | 1000 sqft2 of floor space | Cap-Tons | 15 | DEER:HVAC_Split-Package_AC | 0 | 0 | 0 | eTRM SWHC014-04 | 1319.34 | 2021 | 1183 | 2021 | 0 | 0 | SWHC014-04 | Com Unitary AC (Small) - Marine ¦ PG&E ¦ Marine | Com Unitary AC (Small) - Marine | 0.98716 | 1 | 0 | CBSA 2014 | 0 | 2032 | 0.5 | SWHC014-04
COM-HVAC-23.10 | Com ¦ Small Unitary AC (SEER 17) - Marine ¦ PG&E ¦ Marine | Com ¦ Small Unitary AC (SEER 17) - Marine | PG&E ¦ Marine | PG&E | All | Electric | Small Unitary AC (SEER 17) | Efficient |  |  | 0 | Conventional | HVAC | Com - Retail | Com | ROB and NEW | 0 | 1000 sqft2 of floor space | Cap-Tons | 15 | DEER:HVAC_Split-Package_AC | -251.66 | -0.10248 | -9.5096 | eTRM SWHC014-04 | 1319.34 | 2021 | 1183 | 2021 | 0 | 0 | SWHC014-04 | Com Unitary AC (Small) - Marine ¦ PG&E ¦ Marine | Com Unitary AC (Small) - Marine | 0.41141 | 1 | 0 | CBSA 2014 | 135.4004 | 2032 | 0.5 | SWHC014-04
COM-HVAC-23.11 | Com ¦ Small Unitary AC (SEER 17) - Marine ¦ PG&E ¦ Marine | Com ¦ Small Unitary AC (SEER 17) - Marine | PG&E ¦ Marine | PG&E | All | Electric | Small Unitary AC (SEER 17) | Efficient |  |  | 0 | Conventional | HVAC | Com - School | Com | ROB and NEW | 0 | 1000 sqft2 of floor space | Cap-Tons | 15 | DEER:HVAC_Split-Package_AC | -120.5178 | -0.053402 | -6.221 | eTRM SWHC014-04 | 1319.34 | 2021 | 1183 | 2021 | 0 | 0 | SWHC014-04 | Com Unitary AC (Small) - Marine ¦ PG&E ¦ Marine | Com Unitary AC (Small) - Marine | 0.62474 | 1 | 0 | CBSA 2014 | 34.0561 | 2032 | 0.5 | SWHC014-04
COM-HVAC-23.12 | Com ¦ Small Unitary AC (SEER 17) - Marine ¦ PG&E ¦ Marine | Com ¦ Small Unitary AC (SEER 17) - Marine | PG&E ¦ Marine | PG&E | All | Electric | Small Unitary AC (SEER 17) | Efficient |  |  | 0 | Conventional | HVAC | Com - Warehouse | Com | ROB and NEW | 0 | 1000 sqft2 of floor space | Cap-Tons | 15 | DEER:HVAC_Split-Package_AC | -152.4761 | -0.026932 | -5.0224 | eTRM SWHC014-04 | 1319.34 | 2021 | 1183 | 2021 | 0 | 0 | SWHC014-04 | Com Unitary AC (Small) - Marine ¦ PG&E ¦ Marine | Com Unitary AC (Small) - Marine | 0.12804 | 1 | 0 | CBSA 2014 | 66.8725 | 2032 | 0.5 | SWHC014-04
COM-HVAC-23.13 | Com ¦ Small Unitary AC (SEER 17) - Hot-Dry ¦ PG&E ¦ Hot-Dry | Com ¦ Small Unitary AC (SEER 17) - Hot-Dry | PG&E ¦ Hot-Dry | PG&E | All | Electric | Small Unitary AC (SEER 17) | Efficient |  |  | 0 | Conventional | HVAC | Com - College | Com | ROB and NEW | 0 | 1000 sqft2 of floor space | Cap-Tons | 15 | DEER:HVAC_Split-Package_AC | 0 | 0 | 0 | eTRM SWHC014-04 | 1319.34 | 2021 | 1183 | 2021 | 0 | 0 | SWHC014-04 | Com Unitary AC (Small) - Hot-Dry ¦ PG&E ¦ Hot-Dry | Com Unitary AC (Small) - Hot-Dry | 0.55707 | 1 | 0 | CBSA 2014 | 0 | 2032 | 0.5 | SWHC014-04
COM-HVAC-23.14 | Com ¦ Small Unitary AC (SEER 17) - Hot-Dry ¦ PG&E ¦ Hot-Dry | Com ¦ Small Unitary AC (SEER 17) - Hot-Dry | PG&E ¦ Hot-Dry | PG&E | All | Electric | Small Unitary AC (SEER 17) | Efficient |  |  | 0 | Conventional | HVAC | Com - Grocery | Com | ROB and NEW | 0 | 1000 sqft2 of floor space | Cap-Tons | 15 | DEER:HVAC_Split-Package_AC | -594.25 | -0.198 | -5.1487 | eTRM SWHC014-04 | 1319.34 | 2021 | 1183 | 2021 | 0 | 0 | SWHC014-04 | Com Unitary AC (Small) - Hot-Dry ¦ PG&E ¦ Hot-Dry | Com Unitary AC (Small) - Hot-Dry | 0.92949 | 1 | 0 | CBSA 2014 | 45.5161 | 2032 | 0.5 | SWHC014-04
COM-HVAC-23.15 | Com ¦ Small Unitary AC (SEER 17) - Hot-Dry ¦ PG&E ¦ Hot-Dry | Com ¦ Small Unitary AC (SEER 17) - Hot-Dry | PG&E ¦ Hot-Dry | PG&E | All | Electric | Small Unitary AC (SEER 17) | Efficient |  |  | 0 | Conventional | HVAC | Com - Health | Com | ROB and NEW | 0 | 1000 sqft2 of floor space | Cap-Tons | 15 | DEER:HVAC_Split-Package_AC | -531.0955 | -0.1535 | -10.6915 | eTRM SWHC014-04 | 1319.34 | 2021 | 1183 | 2021 | 0 | 0 | SWHC014-04 | Com Unitary AC (Small) - Hot-Dry ¦ PG&E ¦ Hot-Dry | Com Unitary AC (Small) - Hot-Dry | 0.82262 | 1 | 0 | CBSA 2014 | 64.9521 | 2032 | 0.5 | SWHC014-04
COM-HVAC-23.16 | Com ¦ Small Unitary AC (SEER 17) - Hot-Dry ¦ PG&E ¦ Hot-Dry | Com ¦ Small Unitary AC (SEER 17) - Hot-Dry | PG&E ¦ Hot-Dry | PG&E | All | Electric | Small Unitary AC (SEER 17) | Efficient |  |  | 0 | Conventional | HVAC | Com - Lodging | Com | ROB and NEW | 0 | 1000 sqft2 of floor space | Cap-Tons | 15 | DEER:HVAC_Split-Package_AC | -492.9225 | -0.16775 | -15.7522 | eTRM SWHC014-04 | 1319.34 | 2021 | 1183 | 2021 | 0 | 0 | SWHC014-04 | Com Unitary AC (Small) - Hot-Dry ¦ PG&E ¦ Hot-Dry | Com Unitary AC (Small) - Hot-Dry | 0.43849 | 1 | 0 | CBSA 2014 | 233.3307 | 2032 | 0.5 | SWHC014-04
COM-HVAC-23.17 | Com ¦ Small Unitary AC (SEER 17) - Hot-Dry ¦ PG&E ¦ Hot-Dry | Com ¦ Small Unitary AC (SEER 17) - Hot-Dry | PG&E ¦ Hot-Dry | PG&E | All | Electric | Small Unitary AC (SEER 17) | Efficient |  |  | 0 | Conventional | HVAC | Com - Office (Large) | Com | ROB and NEW | 0 | 1000 sqft2 of floor space | Cap-Tons | 15 | DEER:HVAC_Split-Package_AC | -276.125 | -0.073525 | -1.5 | eTRM SWHC014-04 | 1319.34 | 2021 | 1183 | 2021 | 0 | 0 | SWHC014-04 | Com Unitary AC (Small) - Hot-Dry ¦ PG&E ¦ Hot-Dry | Com Unitary AC (Small) - Hot-Dry | 0.58414 | 1 | 0 | CBSA 2014 | 34.1971 | 2032 | 0.5 | SWHC014-04
COM-HVAC-23.18 | Com ¦ Small Unitary AC (SEER 17) - Hot-Dry ¦ PG&E ¦ Hot-Dry | Com ¦ Small Unitary AC (SEER 17) - Hot-Dry | PG&E ¦ Hot-Dry | PG&E | All | Electric | Small Unitary AC (SEER 17) | Efficient |  |  | 0 | Conventional | HVAC | Com - Office (Small) | Com | ROB and NEW | 0 | 1000 sqft2 of floor space | Cap-Tons | 15 | DEER:HVAC_Split-Package_AC | -269.375 | -0.073525 | -1.9163 | eTRM SWHC014-04 | 1319.34 | 2021 | 1183 | 2021 | 0 | 0 | SWHC014-04 | Com Unitary AC (Small) - Hot-Dry ¦ PG&E ¦ Hot-Dry | Com Unitary AC (Small) - Hot-Dry | 0.68317 | 1 | 0 | CBSA 2014 | 16.1439 | 2032 | 0.5 | SWHC014-04
COM-HVAC-23.19 | Com ¦ Small Unitary AC (SEER 17) - Hot-Dry ¦ PG&E ¦ Hot-Dry | Com ¦ Small Unitary AC (SEER 17) - Hot-Dry | PG&E ¦ Hot-Dry | PG&E | All | Electric | Small Unitary AC (SEER 17) | Efficient |  |  | 0 | Conventional | HVAC | Com - Other | Com | ROB and NEW | 0 | 1000 sqft2 of floor space | Cap-Tons | 15 | DEER:HVAC_Split-Package_AC | -338.625 | -0.17713 | -12.075 | eTRM SWHC014-04 | 1319.34 | 2021 | 1183 | 2021 | 0 | 0 | SWHC014-04 | Com Unitary AC (Small) - Hot-Dry ¦ PG&E ¦ Hot-Dry | Com Unitary AC (Small) - Hot-Dry | 0.32241 | 1 | 0 | CBSA 2014 | 92.0923 | 2032 | 0.5 | SWHC014-04
COM-HVAC-23.20 | Com ¦ Small Unitary AC (SEER 17) - Hot-Dry ¦ PG&E ¦ Hot-Dry | Com ¦ Small Unitary AC (SEER 17) - Hot-Dry | PG&E ¦ Hot-Dry | PG&E | All | Electric | Small Unitary AC (SEER 17) | Efficient |  |  | 0 | Conventional | HVAC | Com - Refrig. Warehouse | Com | ROB and NEW | 0 | 1000 sqft2 of floor space | Cap-Tons | 15 | DEER:HVAC_Split-Package_AC | -533.5 | -0.12837 | -1.4054 | eTRM SWHC014-04 | 1319.34 | 2021 | 1183 | 2021 | 0 | 0 | SWHC014-04 | Com Unitary AC (Small) - Hot-Dry ¦ PG&E ¦ Hot-Dry | Com Unitary AC (Small) - Hot-Dry | 0 | 1 | 0 | CBSA 2014 | 10.5879 | 2032 | 0.5 | SWHC014-04
COM-HVAC-23.21 | Com ¦ Small Unitary AC (SEER 17) - Hot-Dry ¦ PG&E ¦ Hot-Dry | Com ¦ Small Unitary AC (SEER 17) - Hot-Dry | PG&E ¦ Hot-Dry | PG&E | All | Electric | Small Unitary AC (SEER 17) | Efficient |  |  | 0 | Conventional | HVAC | Com - Restaurant | Com | ROB and NEW | 0 | 1000 sqft2 of floor space | Cap-Tons | 15 | DEER:HVAC_Split-Package_AC | 0 | 0 | 0 | eTRM SWHC014-04 | 1319.34 | 2021 | 1183 | 2021 | 0 | 0 | SWHC014-04 | Com Unitary AC (Small) - Hot-Dry ¦ PG&E ¦ Hot-Dry | Com Unitary AC (Small) - Hot-Dry | 0.98716 | 1 | 0 | CBSA 2014 | 0 | 2032 | 0.5 | SWHC014-04
COM-HVAC-23.22 | Com ¦ Small Unitary AC (SEER 17) - Hot-Dry ¦ PG&E ¦ Hot-Dry | Com ¦ Small Unitary AC (SEER 17) - Hot-Dry | PG&E ¦ Hot-Dry | PG&E | All | Electric | Small Unitary AC (SEER 17) | Efficient |  |  | 0 | Conventional | HVAC | Com - Retail | Com | ROB and NEW | 0 | 1000 sqft2 of floor space | Cap-Tons | 15 | DEER:HVAC_Split-Package_AC | -394.453 | -0.18158 | -7.6787 | eTRM SWHC014-04 | 1319.34 | 2021 | 1183 | 2021 | 0 | 0 | SWHC014-04 | Com Unitary AC (Small) - Hot-Dry ¦ PG&E ¦ Hot-Dry | Com Unitary AC (Small) - Hot-Dry | 0.41141 | 1 | 0 | CBSA 2014 | 176.5193 | 2032 | 0.5 | SWHC014-04
COM-HVAC-23.23 | Com ¦ Small Unitary AC (SEER 17) - Hot-Dry ¦ PG&E ¦ Hot-Dry | Com ¦ Small Unitary AC (SEER 17) - Hot-Dry | PG&E ¦ Hot-Dry | PG&E | All | Electric | Small Unitary AC (SEER 17) | Efficient |  |  | 0 | Conventional | HVAC | Com - School | Com | ROB and NEW | 0 | 1000 sqft2 of floor space | Cap-Tons | 15 | DEER:HVAC_Split-Package_AC | -171.346 | -0.016692 | -6.7374 | eTRM SWHC014-04 | 1319.34 | 2021 | 1183 | 2021 | 0 | 0 | SWHC014-04 | Com Unitary AC (Small) - Hot-Dry ¦ PG&E ¦ Hot-Dry | Com Unitary AC (Small) - Hot-Dry | 0.62474 | 1 | 0 | CBSA 2014 | 43.6046 | 2032 | 0.5 | SWHC014-04
COM-HVAC-23.24 | Com ¦ Small Unitary AC (SEER 17) - Hot-Dry ¦ PG&E ¦ Hot-Dry | Com ¦ Small Unitary AC (SEER 17) - Hot-Dry | PG&E ¦ Hot-Dry | PG&E | All | Electric | Small Unitary AC (SEER 17) | Efficient |  |  | 0 | Conventional | HVAC | Com - Warehouse | Com | ROB and NEW | 0 | 1000 sqft2 of floor space | Cap-Tons | 15 | DEER:HVAC_Split-Package_AC | -199.7537 | -0.070724 | -6.0335 | eTRM SWHC014-04 | 1319.34 | 2021 | 1183 | 2021 | 0 | 0 | SWHC014-04 | Com Unitary AC (Small) - Hot-Dry ¦ PG&E ¦ Hot-Dry | Com Unitary AC (Small) - Hot-Dry | 0.12804 | 1 | 0 | CBSA 2014 | 85.305 | 2032 | 0.5 | SWHC014-04
COM-HVAC-23.25 | Com ¦ Small Unitary AC (SEER 17) - Cold ¦ PG&E ¦ Cold | Com ¦ Small Unitary AC (SEER 17) - Cold | PG&E ¦ Cold | PG&E | All | Electric | Small Unitary AC (SEER 17) | Efficient |  |  | 0 | Conventional | HVAC | Com - College | Com | ROB and NEW | 0 | 1000 sqft2 of floor space | Cap-Tons | 15 | DEER:HVAC_Split-Package_AC | 0 | 0 | 0 | eTRM SWHC014-04 | 1319.34 | 2021 | 1183 | 2021 | 0 | 0 | SWHC014-04 | Com Unitary AC (Small) - Cold ¦ PG&E ¦ Cold | Com Unitary AC (Small) - Cold | 0.55707 | 1 | 0 | CBSA 2014 | 0 | 2032 | 0.5 | SWHC014-04
COM-HVAC-23.26 | Com ¦ Small Unitary AC (SEER 17) - Cold ¦ PG&E ¦ Cold | Com ¦ Small Unitary AC (SEER 17) - Cold | PG&E ¦ Cold | PG&E | All | Electric | Small Unitary AC (SEER 17) | Efficient |  |  | 0 | Conventional | HVAC | Com - Grocery | Com | ROB and NEW | 0 | 1000 sqft2 of floor space | Cap-Tons | 15 | DEER:HVAC_Split-Package_AC | -571.375 | -0.12937 | -35.175 | eTRM SWHC014-04 | 1319.34 | 2021 | 1183 | 2021 | 0 | 0 | SWHC014-04 | Com Unitary AC (Small) - Cold ¦ PG&E ¦ Cold | Com Unitary AC (Small) - Cold | 0.92949 | 1 | 0 | CBSA 2014 | 114.7368 | 2032 | 0.5 | SWHC014-04
COM-HVAC-23.27 | Com ¦ Small Unitary AC (SEER 17) - Cold ¦ PG&E ¦ Cold | Com ¦ Small Unitary AC (SEER 17) - Cold | PG&E ¦ Cold | PG&E | All | Electric | Small Unitary AC (SEER 17) | Efficient |  |  | 0 | Conventional | HVAC | Com - Health | Com | ROB and NEW | 0 | 1000 sqft2 of floor space | Cap-Tons | 15 | DEER:HVAC_Split-Package_AC | -470.0367 | -0.093954 | -24.2338 | eTRM SWHC014-04 | 1319.34 | 2021 | 1183 | 2021 | 0 | 0 | SWHC014-04 | Com Unitary AC (Small) - Cold ¦ PG&E ¦ Cold | Com Unitary AC (Small) - Cold | 0.82262 | 1 | 0 | CBSA 2014 | 99.208 | 2032 | 0.5 | SWHC014-04
COM-HVAC-23.28 | Com ¦ Small Unitary AC (SEER 17) - Cold ¦ PG&E ¦ Cold | Com ¦ Small Unitary AC (SEER 17) - Cold | PG&E ¦ Cold | PG&E | All | Electric | Small Unitary AC (SEER 17) | Efficient |  |  | 0 | Conventional | HVAC | Com - Lodging | Com | ROB and NEW | 0 | 1000 sqft2 of floor space | Cap-Tons | 15 | DEER:HVAC_Split-Package_AC | -425.9335 | -0.10228 | -24.7833 | eTRM SWHC014-04 | 1319.34 | 2021 | 1183 | 2021 | 0 | 0 | SWHC014-04 | Com Unitary AC (Small) - Cold ¦ PG&E ¦ Cold | Com Unitary AC (Small) - Cold | 0.43849 | 1 | 0 | CBSA 2014 | 311.9809 | 2032 | 0.5 | SWHC014-04
COM-HVAC-23.29 | Com ¦ Small Unitary AC (SEER 17) - Cold ¦ PG&E ¦ Cold | Com ¦ Small Unitary AC (SEER 17) - Cold | PG&E ¦ Cold | PG&E | All | Electric | Small Unitary AC (SEER 17) | Efficient |  |  | 0 | Conventional | HVAC | Com - Office (Large) | Com | ROB and NEW | 0 | 1000 sqft2 of floor space | Cap-Tons | 15 | DEER:HVAC_Split-Package_AC | -220.25 | -0.046163 | -5.0525 | eTRM SWHC014-04 | 1319.34 | 2021 | 1183 | 2021 | 0 | 0 | SWHC014-04 | Com Unitary AC (Small) - Cold ¦ PG&E ¦ Cold | Com Unitary AC (Small) - Cold | 0.58414 | 1 | 0 | CBSA 2014 | 44.5934 | 2032 | 0.5 | SWHC014-04
COM-HVAC-23.30 | Com ¦ Small Unitary AC (SEER 17) - Cold ¦ PG&E ¦ Cold | Com ¦ Small Unitary AC (SEER 17) - Cold | PG&E ¦ Cold | PG&E | All | Electric | Small Unitary AC (SEER 17) | Efficient |  |  | 0 | Conventional | HVAC | Com - Office (Small) | Com | ROB and NEW | 0 | 1000 sqft2 of floor space | Cap-Tons | 15 | DEER:HVAC_Split-Package_AC | -219.375 | -0.04665 | -6.1712 | eTRM SWHC014-04 | 1319.34 | 2021 | 1183 | 2021 | 0 | 0 | SWHC014-04 | Com Unitary AC (Small) - Cold ¦ PG&E ¦ Cold | Com Unitary AC (Small) - Cold | 0.68317 | 1 | 0 | CBSA 2014 | 22.275 | 2032 | 0.5 | SWHC014-04
COM-HVAC-23.31 | Com ¦ Small Unitary AC (SEER 17) - Cold ¦ PG&E ¦ Cold | Com ¦ Small Unitary AC (SEER 17) - Cold | PG&E ¦ Cold | PG&E | All | Electric | Small Unitary AC (SEER 17) | Efficient |  |  | 0 | Conventional | HVAC | Com - Other | Com | ROB and NEW | 0 | 1000 sqft2 of floor space | Cap-Tons | 15 | DEER:HVAC_Split-Package_AC | -248.25 | -0.10237 | -23.525 | eTRM SWHC014-04 | 1319.34 | 2021 | 1183 | 2021 | 0 | 0 | SWHC014-04 | Com Unitary AC (Small) - Cold ¦ PG&E ¦ Cold | Com Unitary AC (Small) - Cold | 0.32241 | 1 | 0 | CBSA 2014 | 133.9813 | 2032 | 0.5 | SWHC014-04
COM-HVAC-23.32 | Com ¦ Small Unitary AC (SEER 17) - Cold ¦ PG&E ¦ Cold | Com ¦ Small Unitary AC (SEER 17) - Cold | PG&E ¦ Cold | PG&E | All | Electric | Small Unitary AC (SEER 17) | Efficient |  |  | 0 | Conventional | HVAC | Com - Refrig. Warehouse | Com | ROB and NEW | 0 | 1000 sqft2 of floor space | Cap-Tons | 15 | DEER:HVAC_Split-Package_AC | -409 | -0.088288 | -7.51 | eTRM SWHC014-04 | 1319.34 | 2021 | 1183 | 2021 | 0 | 0 | SWHC014-04 | Com Unitary AC (Small) - Cold ¦ PG&E ¦ Cold | Com Unitary AC (Small) - Cold | 0 | 1 | 0 | CBSA 2014 | 12.9466 | 2032 | 0.5 | SWHC014-04
COM-HVAC-23.33 | Com ¦ Small Unitary AC (SEER 17) - Cold ¦ PG&E ¦ Cold | Com ¦ Small Unitary AC (SEER 17) - Cold | PG&E ¦ Cold | PG&E | All | Electric | Small Unitary AC (SEER 17) | Efficient |  |  | 0 | Conventional | HVAC | Com - Restaurant | Com | ROB and NEW | 0 | 1000 sqft2 of floor space | Cap-Tons | 15 | DEER:HVAC_Split-Package_AC | 0 | 0 | 0 | eTRM SWHC014-04 | 1319.34 | 2021 | 1183 | 2021 | 0 | 0 | SWHC014-04 | Com Unitary AC (Small) - Cold ¦ PG&E ¦ Cold | Com Unitary AC (Small) - Cold | 0.98716 | 1 | 0 | CBSA 2014 | 0 | 2032 | 0.5 | SWHC014-04
COM-HVAC-23.34 | Com ¦ Small Unitary AC (SEER 17) - Cold ¦ PG&E ¦ Cold | Com ¦ Small Unitary AC (SEER 17) - Cold | PG&E ¦ Cold | PG&E | All | Electric | Small Unitary AC (SEER 17) | Efficient |  |  | 0 | Conventional | HVAC | Com - Retail | Com | ROB and NEW | 0 | 1000 sqft2 of floor space | Cap-Tons | 15 | DEER:HVAC_Split-Package_AC | -299.521 | -0.11606 | -28.9195 | eTRM SWHC014-04 | 1319.34 | 2021 | 1183 | 2021 | 0 | 0 | SWHC014-04 | Com Unitary AC (Small) - Cold ¦ PG&E ¦ Cold | Com Unitary AC (Small) - Cold | 0.41141 | 1 | 0 | CBSA 2014 | 248.1216 | 2032 | 0.5 | SWHC014-04
COM-HVAC-23.35 | Com ¦ Small Unitary AC (SEER 17) - Cold ¦ PG&E ¦ Cold | Com ¦ Small Unitary AC (SEER 17) - Cold | PG&E ¦ Cold | PG&E | All | Electric | Small Unitary AC (SEER 17) | Efficient |  |  | 0 | Conventional | HVAC | Com - School | Com | ROB and NEW | 0 | 1000 sqft2 of floor space | Cap-Tons | 15 | DEER:HVAC_Split-Package_AC | -135.9935 | -0.0053582 | -15.6654 | eTRM SWHC014-04 | 1319.34 | 2021 | 1183 | 2021 | 0 | 0 | SWHC014-04 | Com Unitary AC (Small) - Cold ¦ PG&E ¦ Cold | Com Unitary AC (Small) - Cold | 0.62474 | 1 | 0 | CBSA 2014 | 58.1822 | 2032 | 0.5 | SWHC014-04
COM-HVAC-23.36 | Com ¦ Small Unitary AC (SEER 17) - Cold ¦ PG&E ¦ Cold | Com ¦ Small Unitary AC (SEER 17) - Cold | PG&E ¦ Cold | PG&E | All | Electric | Small Unitary AC (SEER 17) | Efficient |  |  | 0 | Conventional | HVAC | Com - Warehouse | Com | ROB and NEW | 0 | 1000 sqft2 of floor space | Cap-Tons | 15 | DEER:HVAC_Split-Package_AC | -170.4462 | -0.036141 | -12.5251 | eTRM SWHC014-04 | 1319.34 | 2021 | 1183 | 2021 | 0 | 0 | SWHC014-04 | Com Unitary AC (Small) - Cold ¦ PG&E ¦ Cold | Com Unitary AC (Small) - Cold | 0.12804 | 1 | 0 | CBSA 2014 | 103.886 | 2032 | 0.5 | SWHC014-04
COM-HVAC-23.37 | Com ¦ Small Unitary AC (SEER 17) - Marine ¦ SCE ¦ Marine | Com ¦ Small Unitary AC (SEER 17) - Marine | SCE ¦ Marine | SCE | All | Electric | Small Unitary AC (SEER 17) | Efficient |  |  | 0 | Conventional | HVAC | Com - College | Com | ROB and NEW | 0 | 1000 sqft2 of floor space | Cap-Tons | 15 | DEER:HVAC_Split-Package_AC | 0 | 0 | 0 | eTRM SWHC014-04 | 1319.34 | 2021 | 1183 | 2021 | 0 | 0 | SWHC014-04 | Com Unitary AC (Small) - Marine ¦ SCE ¦ Marine | Com Unitary AC (Small) - Marine | 0.62169 | 1 | 0 | CBSA 2014 | 0 | 2032 | 0.5 | SWHC014-04
COM-HVAC-23.38 | Com ¦ Small Unitary AC (SEER 17) - Marine ¦ SCE ¦ Marine | Com ¦ Small Unitary AC (SEER 17) - Marine | SCE ¦ Marine | SCE | All | Electric | Small Unitary AC (SEER 17) | Efficient |  |  | 0 | Conventional | HVAC | Com - Grocery | Com | ROB and NEW | 0 | 1000 sqft2 of floor space | Cap-Tons | 15 | DEER:HVAC_Split-Package_AC | -592.625 | -0.1385 | 0.39062 | eTRM SWHC014-04 | 1319.34 | 2021 | 1183 | 2021 | 0 | 0 | SWHC014-04 | Com Unitary AC (Small) - Marine ¦ SCE ¦ Marine | Com Unitary AC (Small) - Marine | 1.1059 | 1 | 0 | CBSA 2014 | 32.4172 | 2032 | 0.5 | SWHC014-04
COM-HVAC-23.39 | Com ¦ Small Unitary AC (SEER 17) - Marine ¦ SCE ¦ Marine | Com ¦ Small Unitary AC (SEER 17) - Marine | SCE ¦ Marine | SCE | All | Electric | Small Unitary AC (SEER 17) | Efficient |  |  | 0 | Conventional | HVAC | Com - Health | Com | ROB and NEW | 0 | 1000 sqft2 of floor space | Cap-Tons | 15 | DEER:HVAC_Split-Package_AC | -497.3124 | -0.099921 | -4.0706 | eTRM SWHC014-04 | 1319.34 | 2021 | 1183 | 2021 | 0 | 0 | SWHC014-04 | Com Unitary AC (Small) - Marine ¦ SCE ¦ Marine | Com Unitary AC (Small) - Marine | 0.88169 | 1 | 0 | CBSA 2014 | 44.0401 | 2032 | 0.5 | SWHC014-04
COM-HVAC-23.40 | Com ¦ Small Unitary AC (SEER 17) - Marine ¦ SCE ¦ Marine | Com ¦ Small Unitary AC (SEER 17) - Marine | SCE ¦ Marine | SCE | All | Electric | Small Unitary AC (SEER 17) | Efficient |  |  | 0 | Conventional | HVAC | Com - Lodging | Com | ROB and NEW | 0 | 1000 sqft2 of floor space | Cap-Tons | 15 | DEER:HVAC_Split-Package_AC | -415.5587 | -0.10573 | -4.9856 | eTRM SWHC014-04 | 1319.34 | 2021 | 1183 | 2021 | 0 | 0 | SWHC014-04 | Com Unitary AC (Small) - Marine ¦ SCE ¦ Marine | Com Unitary AC (Small) - Marine | 0.49511 | 1 | 0 | CBSA 2014 | 114.7758 | 2032 | 0.5 | SWHC014-04
COM-HVAC-23.41 | Com ¦ Small Unitary AC (SEER 17) - Marine ¦ SCE ¦ Marine | Com ¦ Small Unitary AC (SEER 17) - Marine | SCE ¦ Marine | SCE | All | Electric | Small Unitary AC (SEER 17) | Efficient |  |  | 0 | Conventional | HVAC | Com - Office (Large) | Com | ROB and NEW | 0 | 1000 sqft2 of floor space | Cap-Tons | 15 | DEER:HVAC_Split-Package_AC | -259 | -0.045625 | -0.18737 | eTRM SWHC014-04 | 1319.34 | 2021 | 1183 | 2021 | 0 | 0 | SWHC014-04 | Com Unitary AC (Small) - Marine ¦ SCE ¦ Marine | Com Unitary AC (Small) - Marine | 0.65634 | 1 | 0 | CBSA 2014 | 26.5994 | 2032 | 0.5 | SWHC014-04
COM-HVAC-23.42 | Com ¦ Small Unitary AC (SEER 17) - Marine ¦ SCE ¦ Marine | Com ¦ Small Unitary AC (SEER 17) - Marine | SCE ¦ Marine | SCE | All | Electric | Small Unitary AC (SEER 17) | Efficient |  |  | 0 | Conventional | HVAC | Com - Office (Small) | Com | ROB and NEW | 0 | 1000 sqft2 of floor space | Cap-Tons | 15 | DEER:HVAC_Split-Package_AC | -248.625 | -0.045625 | -0.395 | eTRM SWHC014-04 | 1319.34 | 2021 | 1183 | 2021 | 0 | 0 | SWHC014-04 | Com Unitary AC (Small) - Marine ¦ SCE ¦ Marine | Com Unitary AC (Small) - Marine | 0.74464 | 1 | 0 | CBSA 2014 | 12.1809 | 2032 | 0.5 | SWHC014-04
COM-HVAC-23.43 | Com ¦ Small Unitary AC (SEER 17) - Marine ¦ SCE ¦ Marine | Com ¦ Small Unitary AC (SEER 17) - Marine | SCE ¦ Marine | SCE | All | Electric | Small Unitary AC (SEER 17) | Efficient |  |  | 0 | Conventional | HVAC | Com - Other | Com | ROB and NEW | 0 | 1000 sqft2 of floor space | Cap-Tons | 15 | DEER:HVAC_Split-Package_AC | -262.5 | -0.10723 | -5.3537 | eTRM SWHC014-04 | 1319.34 | 2021 | 1183 | 2021 | 0 | 0 | SWHC014-04 | Com Unitary AC (Small) - Marine ¦ SCE ¦ Marine | Com Unitary AC (Small) - Marine | 0.35552 | 1 | 0 | CBSA 2014 | 53.2389 | 2032 | 0.5 | SWHC014-04
COM-HVAC-23.44 | Com ¦ Small Unitary AC (SEER 17) - Marine ¦ SCE ¦ Marine | Com ¦ Small Unitary AC (SEER 17) - Marine | SCE ¦ Marine | SCE | All | Electric | Small Unitary AC (SEER 17) | Efficient |  |  | 0 | Conventional | HVAC | Com - Refrig. Warehouse | Com | ROB and NEW | 0 | 1000 sqft2 of floor space | Cap-Tons | 15 | DEER:HVAC_Split-Package_AC | -489.375 | -0.083212 | -0.40237 | eTRM SWHC014-04 | 1319.34 | 2021 | 1183 | 2021 | 0 | 0 | SWHC014-04 | Com Unitary AC (Small) - Marine ¦ SCE ¦ Marine | Com Unitary AC (Small) - Marine | 0 | 1 | 0 | CBSA 2014 | 9.0464 | 2032 | 0.5 | SWHC014-04
COM-HVAC-23.45 | Com ¦ Small Unitary AC (SEER 17) - Marine ¦ SCE ¦ Marine | Com ¦ Small Unitary AC (SEER 17) - Marine | SCE ¦ Marine | SCE | All | Electric | Small Unitary AC (SEER 17) | Efficient |  |  | 0 | Conventional | HVAC | Com - Restaurant | Com | ROB and NEW | 0 | 1000 sqft2 of floor space | Cap-Tons | 15 | DEER:HVAC_Split-Package_AC | 0 | 0 | 0 | eTRM SWHC014-04 | 1319.34 | 2021 | 1183 | 2021 | 0 | 0 | SWHC014-04 | Com Unitary AC (Small) - Marine ¦ SCE ¦ Marine | Com Unitary AC (Small) - Marine | 1.0866 | 1 | 0 | CBSA 2014 | 0 | 2032 | 0.5 | SWHC014-04
COM-HVAC-23.46 | Com ¦ Small Unitary AC (SEER 17) - Marine ¦ SCE ¦ Marine | Com ¦ Small Unitary AC (SEER 17) - Marine | SCE ¦ Marine | SCE | All | Electric | Small Unitary AC (SEER 17) | Efficient |  |  | 0 | Conventional | HVAC | Com - Retail | Com | ROB and NEW | 0 | 1000 sqft2 of floor space | Cap-Tons | 15 | DEER:HVAC_Split-Package_AC | -329.941 | -0.12018 | -2.8758 | eTRM SWHC014-04 | 1319.34 | 2021 | 1183 | 2021 | 0 | 0 | SWHC014-04 | Com Unitary AC (Small) - Marine ¦ SCE ¦ Marine | Com Unitary AC (Small) - Marine | 0.45973 | 1 | 0 | CBSA 2014 | 130.1236 | 2032 | 0.5 | SWHC014-04
COM-HVAC-23.47 | Com ¦ Small Unitary AC (SEER 17) - Marine ¦ SCE ¦ Marine | Com ¦ Small Unitary AC (SEER 17) - Marine | SCE ¦ Marine | SCE | All | Electric | Small Unitary AC (SEER 17) | Efficient |  |  | 0 | Conventional | HVAC | Com - School | Com | ROB and NEW | 0 | 1000 sqft2 of floor space | Cap-Tons | 15 | DEER:HVAC_Split-Package_AC | -145.5412 | -0.058034 | -2.5086 | eTRM SWHC014-04 | 1319.34 | 2021 | 1183 | 2021 | 0 | 0 | SWHC014-04 | Com Unitary AC (Small) - Marine ¦ SCE ¦ Marine | Com Unitary AC (Small) - Marine | 0.74863 | 1 | 0 | CBSA 2014 | 29.6944 | 2032 | 0.5 | SWHC014-04
COM-HVAC-23.48 | Com ¦ Small Unitary AC (SEER 17) - Marine ¦ SCE ¦ Marine | Com ¦ Small Unitary AC (SEER 17) - Marine | SCE ¦ Marine | SCE | All | Electric | Small Unitary AC (SEER 17) | Efficient |  |  | 0 | Conventional | HVAC | Com - Warehouse | Com | ROB and NEW | 0 | 1000 sqft2 of floor space | Cap-Tons | 15 | DEER:HVAC_Split-Package_AC | -166.9756 | -0.035107 | -1.7523 | eTRM SWHC014-04 | 1319.34 | 2021 | 1183 | 2021 | 0 | 0 | SWHC014-04 | Com Unitary AC (Small) - Marine ¦ SCE ¦ Marine | Com Unitary AC (Small) - Marine | 0.1408 | 1 | 0 | CBSA 2014 | 57.4333 | 2032 | 0.5 | SWHC014-04
COM-HVAC-23.49 | Com ¦ Small Unitary AC (SEER 17) - Hot-Dry ¦ SCE ¦ Hot-Dry | Com ¦ Small Unitary AC (SEER 17) - Hot-Dry | SCE ¦ Hot-Dry | SCE | All | Electric | Small Unitary AC (SEER 17) | Efficient |  |  | 0 | Conventional | HVAC | Com - College | Com | ROB and NEW | 0 | 1000 sqft2 of floor space | Cap-Tons | 15 | DEER:HVAC_Split-Package_AC | 0 | 0 | 0 | eTRM SWHC014-04 | 1319.34 | 2021 | 1183 | 2021 | 0 | 0 | SWHC014-04 | Com Unitary AC (Small) - Hot-Dry ¦ SCE ¦ Hot-Dry | Com Unitary AC (Small) - Hot-Dry | 0.62169 | 1 | 0 | CBSA 2014 | 0 | 2032 | 0.5 | SWHC014-04
COM-HVAC-23.50 | Com ¦ Small Unitary AC (SEER 17) - Hot-Dry ¦ SCE ¦ Hot-Dry | Com ¦ Small Unitary AC (SEER 17) - Hot-Dry | SCE ¦ Hot-Dry | SCE | All | Electric | Small Unitary AC (SEER 17) | Efficient |  |  | 0 | Conventional | HVAC | Com - Grocery | Com | ROB and NEW | 0 | 1000 sqft2 of floor space | Cap-Tons | 15 | DEER:HVAC_Split-Package_AC | -655.125 | -0.17725 | -1.6342 | eTRM SWHC014-04 | 1319.34 | 2021 | 1183 | 2021 | 0 | 0 | SWHC014-04 | Com Unitary AC (Small) - Hot-Dry ¦ SCE ¦ Hot-Dry | Com Unitary AC (Small) - Hot-Dry | 1.1059 | 1 | 0 | CBSA 2014 | 40.6875 | 2032 | 0.5 | SWHC014-04
COM-HVAC-23.51 | Com ¦ Small Unitary AC (SEER 17) - Hot-Dry ¦ SCE ¦ Hot-Dry | Com ¦ Small Unitary AC (SEER 17) - Hot-Dry | SCE ¦ Hot-Dry | SCE | All | Electric | Small Unitary AC (SEER 17) | Efficient |  |  | 0 | Conventional | HVAC | Com - Health | Com | ROB and NEW | 0 | 1000 sqft2 of floor space | Cap-Tons | 15 | DEER:HVAC_Split-Package_AC | -540.4096 | -0.13072 | -4.7728 | eTRM SWHC014-04 | 1319.34 | 2021 | 1183 | 2021 | 0 | 0 | SWHC014-04 | Com Unitary AC (Small) - Hot-Dry ¦ SCE ¦ Hot-Dry | Com Unitary AC (Small) - Hot-Dry | 0.88169 | 1 | 0 | CBSA 2014 | 48.8438 | 2032 | 0.5 | SWHC014-04
COM-HVAC-23.52 | Com ¦ Small Unitary AC (SEER 17) - Hot-Dry ¦ SCE ¦ Hot-Dry | Com ¦ Small Unitary AC (SEER 17) - Hot-Dry | SCE ¦ Hot-Dry | SCE | All | Electric | Small Unitary AC (SEER 17) | Efficient |  |  | 0 | Conventional | HVAC | Com - Lodging | Com | ROB and NEW | 0 | 1000 sqft2 of floor space | Cap-Tons | 15 | DEER:HVAC_Split-Package_AC | -500.4418 | -0.15164 | -7.4865 | eTRM SWHC014-04 | 1319.34 | 2021 | 1183 | 2021 | 0 | 0 | SWHC014-04 | Com Unitary AC (Small) - Hot-Dry ¦ SCE ¦ Hot-Dry | Com Unitary AC (Small) - Hot-Dry | 0.49511 | 1 | 0 | CBSA 2014 | 152.8656 | 2032 | 0.5 | SWHC014-04
COM-HVAC-23.53 | Com ¦ Small Unitary AC (SEER 17) - Hot-Dry ¦ SCE ¦ Hot-Dry | Com ¦ Small Unitary AC (SEER 17) - Hot-Dry | SCE ¦ Hot-Dry | SCE | All | Electric | Small Unitary AC (SEER 17) | Efficient |  |  | 0 | Conventional | HVAC | Com - Office (Large) | Com | ROB and NEW | 0 | 1000 sqft2 of floor space | Cap-Tons | 15 | DEER:HVAC_Split-Package_AC | -289.25 | -0.0636 | -0.26963 | eTRM SWHC014-04 | 1319.34 | 2021 | 1183 | 2021 | 0 | 0 | SWHC014-04 | Com Unitary AC (Small) - Hot-Dry ¦ SCE ¦ Hot-Dry | Com Unitary AC (Small) - Hot-Dry | 0.65634 | 1 | 0 | CBSA 2014 | 29.9771 | 2032 | 0.5 | SWHC014-04
COM-HVAC-23.54 | Com ¦ Small Unitary AC (SEER 17) - Hot-Dry ¦ SCE ¦ Hot-Dry | Com ¦ Small Unitary AC (SEER 17) - Hot-Dry | SCE ¦ Hot-Dry | SCE | All | Electric | Small Unitary AC (SEER 17) | Efficient |  |  | 0 | Conventional | HVAC | Com - Office (Small) | Com | ROB and NEW | 0 | 1000 sqft2 of floor space | Cap-Tons | 15 | DEER:HVAC_Split-Package_AC | -279.75 | -0.063525 | -0.4465 | eTRM SWHC014-04 | 1319.34 | 2021 | 1183 | 2021 | 0 | 0 | SWHC014-04 | Com Unitary AC (Small) - Hot-Dry ¦ SCE ¦ Hot-Dry | Com Unitary AC (Small) - Hot-Dry | 0.74464 | 1 | 0 | CBSA 2014 | 13.7099 | 2032 | 0.5 | SWHC014-04
COM-HVAC-23.55 | Com ¦ Small Unitary AC (SEER 17) - Hot-Dry ¦ SCE ¦ Hot-Dry | Com ¦ Small Unitary AC (SEER 17) - Hot-Dry | SCE ¦ Hot-Dry | SCE | All | Electric | Small Unitary AC (SEER 17) | Efficient |  |  | 0 | Conventional | HVAC | Com - Other | Com | ROB and NEW | 0 | 1000 sqft2 of floor space | Cap-Tons | 15 | DEER:HVAC_Split-Package_AC | -329.25 | -0.15513 | -6.8788 | eTRM SWHC014-04 | 1319.34 | 2021 | 1183 | 2021 | 0 | 0 | SWHC014-04 | Com Unitary AC (Small) - Hot-Dry ¦ SCE ¦ Hot-Dry | Com Unitary AC (Small) - Hot-Dry | 0.35552 | 1 | 0 | CBSA 2014 | 67.518 | 2032 | 0.5 | SWHC014-04
COM-HVAC-23.56 | Com ¦ Small Unitary AC (SEER 17) - Hot-Dry ¦ SCE ¦ Hot-Dry | Com ¦ Small Unitary AC (SEER 17) - Hot-Dry | SCE ¦ Hot-Dry | SCE | All | Electric | Small Unitary AC (SEER 17) | Efficient |  |  | 0 | Conventional | HVAC | Com - Refrig. Warehouse | Com | ROB and NEW | 0 | 1000 sqft2 of floor space | Cap-Tons | 15 | DEER:HVAC_Split-Package_AC | -543.125 | -0.10374 | -0.5345 | eTRM SWHC014-04 | 1319.34 | 2021 | 1183 | 2021 | 0 | 0 | SWHC014-04 | Com Unitary AC (Small) - Hot-Dry ¦ SCE ¦ Hot-Dry | Com Unitary AC (Small) - Hot-Dry | 0 | 1 | 0 | CBSA 2014 | 10.1061 | 2032 | 0.5 | SWHC014-04
COM-HVAC-23.57 | Com ¦ Small Unitary AC (SEER 17) - Hot-Dry ¦ SCE ¦ Hot-Dry | Com ¦ Small Unitary AC (SEER 17) - Hot-Dry | SCE ¦ Hot-Dry | SCE | All | Electric | Small Unitary AC (SEER 17) | Efficient |  |  | 0 | Conventional | HVAC | Com - Restaurant | Com | ROB and NEW | 0 | 1000 sqft2 of floor space | Cap-Tons | 15 | DEER:HVAC_Split-Package_AC | 0 | 0 | 0 | eTRM SWHC014-04 | 1319.34 | 2021 | 1183 | 2021 | 0 | 0 | SWHC014-04 | Com Unitary AC (Small) - Hot-Dry ¦ SCE ¦ Hot-Dry | Com Unitary AC (Small) - Hot-Dry | 1.0866 | 1 | 0 | CBSA 2014 | 0 | 2032 | 0.5 | SWHC014-04
COM-HVAC-23.58 | Com ¦ Small Unitary AC (SEER 17) - Hot-Dry ¦ SCE ¦ Hot-Dry | Com ¦ Small Unitary AC (SEER 17) - Hot-Dry | SCE ¦ Hot-Dry | SCE | All | Electric | Small Unitary AC (SEER 17) | Efficient |  |  | 0 | Conventional | HVAC | Com - Retail | Com | ROB and NEW | 0 | 1000 sqft2 of floor space | Cap-Tons | 15 | DEER:HVAC_Split-Package_AC | -401.5055 | -0.15678 | -2.207 | eTRM SWHC014-04 | 1319.34 | 2021 | 1183 | 2021 | 0 | 0 | SWHC014-04 | Com Unitary AC (Small) - Hot-Dry ¦ SCE ¦ Hot-Dry | Com Unitary AC (Small) - Hot-Dry | 0.45973 | 1 | 0 | CBSA 2014 | 151.9607 | 2032 | 0.5 | SWHC014-04
COM-HVAC-23.59 | Com ¦ Small Unitary AC (SEER 17) - Hot-Dry ¦ SCE ¦ Hot-Dry | Com ¦ Small Unitary AC (SEER 17) - Hot-Dry | SCE ¦ Hot-Dry | SCE | All | Electric | Small Unitary AC (SEER 17) | Efficient |  |  | 0 | Conventional | HVAC | Com - School | Com | ROB and NEW | 0 | 1000 sqft2 of floor space | Cap-Tons | 15 | DEER:HVAC_Split-Package_AC | -179.9663 | -0.085976 | -2.3139 | eTRM SWHC014-04 | 1319.34 | 2021 | 1183 | 2021 | 0 | 0 | SWHC014-04 | Com Unitary AC (Small) - Hot-Dry ¦ SCE ¦ Hot-Dry | Com Unitary AC (Small) - Hot-Dry | 0.74863 | 1 | 0 | CBSA 2014 | 34.9175 | 2032 | 0.5 | SWHC014-04
COM-HVAC-23.60 | Com ¦ Small Unitary AC (SEER 17) - Hot-Dry ¦ SCE ¦ Hot-Dry | Com ¦ Small Unitary AC (SEER 17) - Hot-Dry | SCE ¦ Hot-Dry | SCE | All | Electric | Small Unitary AC (SEER 17) | Efficient |  |  | 0 | Conventional | HVAC | Com - Warehouse | Com | ROB and NEW | 0 | 1000 sqft2 of floor space | Cap-Tons | 15 | DEER:HVAC_Split-Package_AC | -195.9746 | -0.057042 | -2.2721 | eTRM SWHC014-04 | 1319.34 | 2021 | 1183 | 2021 | 0 | 0 | SWHC014-04 | Com Unitary AC (Small) - Hot-Dry ¦ SCE ¦ Hot-Dry | Com Unitary AC (Small) - Hot-Dry | 0.1408 | 1 | 0 | CBSA 2014 | 68.3163 | 2032 | 0.5 | SWHC014-04
COM-HVAC-23.61 | Com ¦ Small Unitary AC (SEER 17) - Cold ¦ SCE ¦ Cold | Com ¦ Small Unitary AC (SEER 17) - Cold | SCE ¦ Cold | SCE | All | Electric | Small Unitary AC (SEER 17) | Efficient |  |  | 0 | Conventional | HVAC | Com - College | Com | ROB and NEW | 0 | 1000 sqft2 of floor space | Cap-Tons | 15 | DEER:HVAC_Split-Package_AC | 0 | 0 | 0 | eTRM SWHC014-04 | 1319.34 | 2021 | 1183 | 2021 | 0 | 0 | SWHC014-04 | Com Unitary AC (Small) - Cold ¦ SCE ¦ Cold | Com Unitary AC (Small) - Cold | 0.62169 | 1 | 0 | CBSA 2014 | 0 | 2032 | 0.5 | SWHC014-04
COM-HVAC-23.62 | Com ¦ Small Unitary AC (SEER 17) - Cold ¦ SCE ¦ Cold | Com ¦ Small Unitary AC (SEER 17) - Cold | SCE ¦ Cold | SCE | All | Electric | Small Unitary AC (SEER 17) | Efficient |  |  | 0 | Conventional | HVAC | Com - Grocery | Com | ROB and NEW | 0 | 1000 sqft2 of floor space | Cap-Tons | 15 | DEER:HVAC_Split-Package_AC | -571.375 | -0.12937 | -35.175 | eTRM SWHC014-04 | 1319.34 | 2021 | 1183 | 2021 | 0 | 0 | SWHC014-04 | Com Unitary AC (Small) - Cold ¦ SCE ¦ Cold | Com Unitary AC (Small) - Cold | 1.1059 | 1 | 0 | CBSA 2014 | 114.7368 | 2032 | 0.5 | SWHC014-04
COM-HVAC-23.63 | Com ¦ Small Unitary AC (SEER 17) - Cold ¦ SCE ¦ Cold | Com ¦ Small Unitary AC (SEER 17) - Cold | SCE ¦ Cold | SCE | All | Electric | Small Unitary AC (SEER 17) | Efficient |  |  | 0 | Conventional | HVAC | Com - Health | Com | ROB and NEW | 0 | 1000 sqft2 of floor space | Cap-Tons | 15 | DEER:HVAC_Split-Package_AC | -470.0367 | -0.093954 | -24.2338 | eTRM SWHC014-04 | 1319.34 | 2021 | 1183 | 2021 | 0 | 0 | SWHC014-04 | Com Unitary AC (Small) - Cold ¦ SCE ¦ Cold | Com Unitary AC (Small) - Cold | 0.88169 | 1 | 0 | CBSA 2014 | 99.208 | 2032 | 0.5 | SWHC014-04
COM-HVAC-23.64 | Com ¦ Small Unitary AC (SEER 17) - Cold ¦ SCE ¦ Cold | Com ¦ Small Unitary AC (SEER 17) - Cold | SCE ¦ Cold | SCE | All | Electric | Small Unitary AC (SEER 17) | Efficient |  |  | 0 | Conventional | HVAC | Com - Lodging | Com | ROB and NEW | 0 | 1000 sqft2 of floor space | Cap-Tons | 15 | DEER:HVAC_Split-Package_AC | -425.9335 | -0.10228 | -24.7833 | eTRM SWHC014-04 | 1319.34 | 2021 | 1183 | 2021 | 0 | 0 | SWHC014-04 | Com Unitary AC (Small) - Cold ¦ SCE ¦ Cold | Com Unitary AC (Small) - Cold | 0.49511 | 1 | 0 | CBSA 2014 | 311.9809 | 2032 | 0.5 | SWHC014-04
COM-HVAC-23.65 | Com ¦ Small Unitary AC (SEER 17) - Cold ¦ SCE ¦ Cold | Com ¦ Small Unitary AC (SEER 17) - Cold | SCE ¦ Cold | SCE | All | Electric | Small Unitary AC (SEER 17) | Efficient |  |  | 0 | Conventional | HVAC | Com - Office (Large) | Com | ROB and NEW | 0 | 1000 sqft2 of floor space | Cap-Tons | 15 | DEER:HVAC_Split-Package_AC | -220.25 | -0.046163 | -5.0525 | eTRM SWHC014-04 | 1319.34 | 2021 | 1183 | 2021 | 0 | 0 | SWHC014-04 | Com Unitary AC (Small) - Cold ¦ SCE ¦ Cold | Com Unitary AC (Small) - Cold | 0.65634 | 1 | 0 | CBSA 2014 | 44.5934 | 2032 | 0.5 | SWHC014-04
COM-HVAC-23.66 | Com ¦ Small Unitary AC (SEER 17) - Cold ¦ SCE ¦ Cold | Com ¦ Small Unitary AC (SEER 17) - Cold | SCE ¦ Cold | SCE | All | Electric | Small Unitary AC (SEER 17) | Efficient |  |  | 0 | Conventional | HVAC | Com - Office (Small) | Com | ROB and NEW | 0 | 1000 sqft2 of floor space | Cap-Tons | 15 | DEER:HVAC_Split-Package_AC | -219.375 | -0.04665 | -6.1712 | eTRM SWHC014-04 | 1319.34 | 2021 | 1183 | 2021 | 0 | 0 | SWHC014-04 | Com Unitary AC (Small) - Cold ¦ SCE ¦ Cold | Com Unitary AC (Small) - Cold | 0.74464 | 1 | 0 | CBSA 2014 | 22.275 | 2032 | 0.5 | SWHC014-04
COM-HVAC-23.67 | Com ¦ Small Unitary AC (SEER 17) - Cold ¦ SCE ¦ Cold | Com ¦ Small Unitary AC (SEER 17) - Cold | SCE ¦ Cold | SCE | All | Electric | Small Unitary AC (SEER 17) | Efficient |  |  | 0 | Conventional | HVAC | Com - Other | Com | ROB and NEW | 0 | 1000 sqft2 of floor space | Cap-Tons | 15 | DEER:HVAC_Split-Package_AC | -248.25 | -0.10237 | -23.525 | eTRM SWHC014-04 | 1319.34 | 2021 | 1183 | 2021 | 0 | 0 | SWHC014-04 | Com Unitary AC (Small) - Cold ¦ SCE ¦ Cold | Com Unitary AC (Small) - Cold | 0.35552 | 1 | 0 | CBSA 2014 | 133.9813 | 2032 | 0.5 | SWHC014-04
COM-HVAC-23.68 | Com ¦ Small Unitary AC (SEER 17) - Cold ¦ SCE ¦ Cold | Com ¦ Small Unitary AC (SEER 17) - Cold | SCE ¦ Cold | SCE | All | Electric | Small Unitary AC (SEER 17) | Efficient |  |  | 0 | Conventional | HVAC | Com - Refrig. Warehouse | Com | ROB and NEW | 0 | 1000 sqft2 of floor space | Cap-Tons | 15 | DEER:HVAC_Split-Package_AC | -409 | -0.088288 | -7.51 | eTRM SWHC014-04 | 1319.34 | 2021 | 1183 | 2021 | 0 | 0 | SWHC014-04 | Com Unitary AC (Small) - Cold ¦ SCE ¦ Cold | Com Unitary AC (Small) - Cold | 0 | 1 | 0 | CBSA 2014 | 12.9466 | 2032 | 0.5 | SWHC014-04
COM-HVAC-23.69 | Com ¦ Small Unitary AC (SEER 17) - Cold ¦ SCE ¦ Cold | Com ¦ Small Unitary AC (SEER 17) - Cold | SCE ¦ Cold | SCE | All | Electric | Small Unitary AC (SEER 17) | Efficient |  |  | 0 | Conventional | HVAC | Com - Restaurant | Com | ROB and NEW | 0 | 1000 sqft2 of floor space | Cap-Tons | 15 | DEER:HVAC_Split-Package_AC | 0 | 0 | 0 | eTRM SWHC014-04 | 1319.34 | 2021 | 1183 | 2021 | 0 | 0 | SWHC014-04 | Com Unitary AC (Small) - Cold ¦ SCE ¦ Cold | Com Unitary AC (Small) - Cold | 1.0866 | 1 | 0 | CBSA 2014 | 0 | 2032 | 0.5 | SWHC014-04
COM-HVAC-23.70 | Com ¦ Small Unitary AC (SEER 17) - Cold ¦ SCE ¦ Cold | Com ¦ Small Unitary AC (SEER 17) - Cold | SCE ¦ Cold | SCE | All | Electric | Small Unitary AC (SEER 17) | Efficient |  |  | 0 | Conventional | HVAC | Com - Retail | Com | ROB and NEW | 0 | 1000 sqft2 of floor space | Cap-Tons | 15 | DEER:HVAC_Split-Package_AC | -299.521 | -0.11606 | -28.9195 | eTRM SWHC014-04 | 1319.34 | 2021 | 1183 | 2021 | 0 | 0 | SWHC014-04 | Com Unitary AC (Small) - Cold ¦ SCE ¦ Cold | Com Unitary AC (Small) - Cold | 0.45973 | 1 | 0 | CBSA 2014 | 248.1216 | 2032 | 0.5 | SWHC014-04
COM-HVAC-23.71 | Com ¦ Small Unitary AC (SEER 17) - Cold ¦ SCE ¦ Cold | Com ¦ Small Unitary AC (SEER 17) - Cold | SCE ¦ Cold | SCE | All | Electric | Small Unitary AC (SEER 17) | Efficient |  |  | 0 | Conventional | HVAC | Com - School | Com | ROB and NEW | 0 | 1000 sqft2 of floor space | Cap-Tons | 15 | DEER:HVAC_Split-Package_AC | -135.9935 | -0.0053582 | -15.6654 | eTRM SWHC014-04 | 1319.34 | 2021 | 1183 | 2021 | 0 | 0 | SWHC014-04 | Com Unitary AC (Small) - Cold ¦ SCE ¦ Cold | Com Unitary AC (Small) - Cold | 0.74863 | 1 | 0 | CBSA 2014 | 58.1822 | 2032 | 0.5 | SWHC014-04
COM-HVAC-23.72 | Com ¦ Small Unitary AC (SEER 17) - Cold ¦ SCE ¦ Cold | Com ¦ Small Unitary AC (SEER 17) - Cold | SCE ¦ Cold | SCE | All | Electric | Small Unitary AC (SEER 17) | Efficient |  |  | 0 | Conventional | HVAC | Com - Warehouse | Com | ROB and NEW | 0 | 1000 sqft2 of floor space | Cap-Tons | 15 | DEER:HVAC_Split-Package_AC | -170.4462 | -0.036141 | -12.5251 | eTRM SWHC014-04 | 1319.34 | 2021 | 1183 | 2021 | 0 | 0 | SWHC014-04 | Com Unitary AC (Small) - Cold ¦ SCE ¦ Cold | Com Unitary AC (Small) - Cold | 0.1408 | 1 | 0 | CBSA 2014 | 103.886 | 2032 | 0.5 | SWHC014-04
COM-HVAC-23.73 | Com ¦ Small Unitary AC (SEER 17) - Marine ¦ SDG&E ¦ Marine | Com ¦ Small Unitary AC (SEER 17) - Marine | SDG&E ¦ Marine | SDG&E | All | Electric | Small Unitary AC (SEER 17) | Efficient |  |  | 0 | Conventional | HVAC | Com - College | Com | ROB and NEW | 0 | 1000 sqft2 of floor space | Cap-Tons | 15 | DEER:HVAC_Split-Package_AC | 0 | 0 | 0 | eTRM SWHC014-04 | 1319.34 | 2021 | 1183 | 2021 | 0 | 0 | SWHC014-04 | Com Unitary AC (Small) - Marine ¦ SDG&E ¦ Marine | Com Unitary AC (Small) - Marine | 0.60922 | 1 | 0 | CBSA 2014 | 0 | 2032 | 0.5 | SWHC014-04
COM-HVAC-23.74 | Com ¦ Small Unitary AC (SEER 17) - Marine ¦ SDG&E ¦ Marine | Com ¦ Small Unitary AC (SEER 17) - Marine | SDG&E ¦ Marine | SDG&E | All | Electric | Small Unitary AC (SEER 17) | Efficient |  |  | 0 | Conventional | HVAC | Com - Grocery | Com | ROB and NEW | 0 | 1000 sqft2 of floor space | Cap-Tons | 15 | DEER:HVAC_Split-Package_AC | -592.625 | -0.1385 | 0.39062 | eTRM SWHC014-04 | 1319.34 | 2021 | 1183 | 2021 | 0 | 0 | SWHC014-04 | Com Unitary AC (Small) - Marine ¦ SDG&E ¦ Marine | Com Unitary AC (Small) - Marine | 1.1243 | 1 | 0 | CBSA 2014 | 32.4172 | 2032 | 0.5 | SWHC014-04
COM-HVAC-23.75 | Com ¦ Small Unitary AC (SEER 17) - Marine ¦ SDG&E ¦ Marine | Com ¦ Small Unitary AC (SEER 17) - Marine | SDG&E ¦ Marine | SDG&E | All | Electric | Small Unitary AC (SEER 17) | Efficient |  |  | 0 | Conventional | HVAC | Com - Health | Com | ROB and NEW | 0 | 1000 sqft2 of floor space | Cap-Tons | 15 | DEER:HVAC_Split-Package_AC | -497.3124 | -0.099921 | -4.0706 | eTRM SWHC014-04 | 1319.34 | 2021 | 1183 | 2021 | 0 | 0 | SWHC014-04 | Com Unitary AC (Small) - Marine ¦ SDG&E ¦ Marine | Com Unitary AC (Small) - Marine | 0.87675 | 1 | 0 | CBSA 2014 | 44.0401 | 2032 | 0.5 | SWHC014-04
COM-HVAC-23.76 | Com ¦ Small Unitary AC (SEER 17) - Marine ¦ SDG&E ¦ Marine | Com ¦ Small Unitary AC (SEER 17) - Marine | SDG&E ¦ Marine | SDG&E | All | Electric | Small Unitary AC (SEER 17) | Efficient |  |  | 0 | Conventional | HVAC | Com - Lodging | Com | ROB and NEW | 0 | 1000 sqft2 of floor space | Cap-Tons | 15 | DEER:HVAC_Split-Package_AC | -415.5587 | -0.10573 | -4.9856 | eTRM SWHC014-04 | 1319.34 | 2021 | 1183 | 2021 | 0 | 0 | SWHC014-04 | Com Unitary AC (Small) - Marine ¦ SDG&E ¦ Marine | Com Unitary AC (Small) - Marine | 0.49055 | 1 | 0 | CBSA 2014 | 114.7758 | 2032 | 0.5 | SWHC014-04
COM-HVAC-23.77 | Com ¦ Small Unitary AC (SEER 17) - Marine ¦ SDG&E ¦ Marine | Com ¦ Small Unitary AC (SEER 17) - Marine | SDG&E ¦ Marine | SDG&E | All | Electric | Small Unitary AC (SEER 17) | Efficient |  |  | 0 | Conventional | HVAC | Com - Office (Large) | Com | ROB and NEW | 0 | 1000 sqft2 of floor space | Cap-Tons | 15 | DEER:HVAC_Split-Package_AC | -259 | -0.045625 | -0.18737 | eTRM SWHC014-04 | 1319.34 | 2021 | 1183 | 2021 | 0 | 0 | SWHC014-04 | Com Unitary AC (Small) - Marine ¦ SDG&E ¦ Marine | Com Unitary AC (Small) - Marine | 0.64047 | 1 | 0 | CBSA 2014 | 26.5994 | 2032 | 0.5 | SWHC014-04
COM-HVAC-23.78 | Com ¦ Small Unitary AC (SEER 17) - Marine ¦ SDG&E ¦ Marine | Com ¦ Small Unitary AC (SEER 17) - Marine | SDG&E ¦ Marine | SDG&E | All | Electric | Small Unitary AC (SEER 17) | Efficient |  |  | 0 | Conventional | HVAC | Com - Office (Small) | Com | ROB and NEW | 0 | 1000 sqft2 of floor space | Cap-Tons | 15 | DEER:HVAC_Split-Package_AC | -248.625 | -0.045625 | -0.395 | eTRM SWHC014-04 | 1319.34 | 2021 | 1183 | 2021 | 0 | 0 | SWHC014-04 | Com Unitary AC (Small) - Marine ¦ SDG&E ¦ Marine | Com Unitary AC (Small) - Marine | 0.77766 | 1 | 0 | CBSA 2014 | 12.1809 | 2032 | 0.5 | SWHC014-04
COM-HVAC-23.79 | Com ¦ Small Unitary AC (SEER 17) - Marine ¦ SDG&E ¦ Marine | Com ¦ Small Unitary AC (SEER 17) - Marine | SDG&E ¦ Marine | SDG&E | All | Electric | Small Unitary AC (SEER 17) | Efficient |  |  | 0 | Conventional | HVAC | Com - Other | Com | ROB and NEW | 0 | 1000 sqft2 of floor space | Cap-Tons | 15 | DEER:HVAC_Split-Package_AC | -262.5 | -0.10723 | -5.3537 | eTRM SWHC014-04 | 1319.34 | 2021 | 1183 | 2021 | 0 | 0 | SWHC014-04 | Com Unitary AC (Small) - Marine ¦ SDG&E ¦ Marine | Com Unitary AC (Small) - Marine | 0.34945 | 1 | 0 | CBSA 2014 | 53.2389 | 2032 | 0.5 | SWHC014-04
COM-HVAC-23.80 | Com ¦ Small Unitary AC (SEER 17) - Marine ¦ SDG&E ¦ Marine | Com ¦ Small Unitary AC (SEER 17) - Marine | SDG&E ¦ Marine | SDG&E | All | Electric | Small Unitary AC (SEER 17) | Efficient |  |  | 0 | Conventional | HVAC | Com - Refrig. Warehouse | Com | ROB and NEW | 0 | 1000 sqft2 of floor space | Cap-Tons | 15 | DEER:HVAC_Split-Package_AC | -489.375 | -0.083212 | -0.40237 | eTRM SWHC014-04 | 1319.34 | 2021 | 1183 | 2021 | 0 | 0 | SWHC014-04 | Com Unitary AC (Small) - Marine ¦ SDG&E ¦ Marine | Com Unitary AC (Small) - Marine | 0 | 1 | 0 | CBSA 2014 | 9.0464 | 2032 | 0.5 | SWHC014-04
COM-HVAC-23.81 | Com ¦ Small Unitary AC (SEER 17) - Marine ¦ SDG&E ¦ Marine | Com ¦ Small Unitary AC (SEER 17) - Marine | SDG&E ¦ Marine | SDG&E | All | Electric | Small Unitary AC (SEER 17) | Efficient |  |  | 0 | Conventional | HVAC | Com - Restaurant | Com | ROB and NEW | 0 | 1000 sqft2 of floor space | Cap-Tons | 15 | DEER:HVAC_Split-Package_AC | 0 | 0 | 0 | eTRM SWHC014-04 | 1319.34 | 2021 | 1183 | 2021 | 0 | 0 | SWHC014-04 | Com Unitary AC (Small) - Marine ¦ SDG&E ¦ Marine | Com Unitary AC (Small) - Marine | 1.1351 | 1 | 0 | CBSA 2014 | 0 | 2032 | 0.5 | SWHC014-04
COM-HVAC-23.82 | Com ¦ Small Unitary AC (SEER 17) - Marine ¦ SDG&E ¦ Marine | Com ¦ Small Unitary AC (SEER 17) - Marine | SDG&E ¦ Marine | SDG&E | All | Electric | Small Unitary AC (SEER 17) | Efficient |  |  | 0 | Conventional | HVAC | Com - Retail | Com | ROB and NEW | 0 | 1000 sqft2 of floor space | Cap-Tons | 15 | DEER:HVAC_Split-Package_AC | -329.941 | -0.12018 | -2.8758 | eTRM SWHC014-04 | 1319.34 | 2021 | 1183 | 2021 | 0 | 0 | SWHC014-04 | Com Unitary AC (Small) - Marine ¦ SDG&E ¦ Marine | Com Unitary AC (Small) - Marine | 0.46017 | 1 | 0 | CBSA 2014 | 130.1236 | 2032 | 0.5 | SWHC014-04
COM-HVAC-23.83 | Com ¦ Small Unitary AC (SEER 17) - Marine ¦ SDG&E ¦ Marine | Com ¦ Small Unitary AC (SEER 17) - Marine | SDG&E ¦ Marine | SDG&E | All | Electric | Small Unitary AC (SEER 17) | Efficient |  |  | 0 | Conventional | HVAC | Com - School | Com | ROB and NEW | 0 | 1000 sqft2 of floor space | Cap-Tons | 15 | DEER:HVAC_Split-Package_AC | -145.5412 | -0.058034 | -2.5086 | eTRM SWHC014-04 | 1319.34 | 2021 | 1183 | 2021 | 0 | 0 | SWHC014-04 | Com Unitary AC (Small) - Marine ¦ SDG&E ¦ Marine | Com Unitary AC (Small) - Marine | 0.77382 | 1 | 0 | CBSA 2014 | 29.6944 | 2032 | 0.5 | SWHC014-04
COM-HVAC-23.84 | Com ¦ Small Unitary AC (SEER 17) - Marine ¦ SDG&E ¦ Marine | Com ¦ Small Unitary AC (SEER 17) - Marine | SDG&E ¦ Marine | SDG&E | All | Electric | Small Unitary AC (SEER 17) | Efficient |  |  | 0 | Conventional | HVAC | Com - Warehouse | Com | ROB and NEW | 0 | 1000 sqft2 of floor space | Cap-Tons | 15 | DEER:HVAC_Split-Package_AC | -166.9756 | -0.035107 | -1.7523 | eTRM SWHC014-04 | 1319.34 | 2021 | 1183 | 2021 | 0 | 0 | SWHC014-04 | Com Unitary AC (Small) - Marine ¦ SDG&E ¦ Marine | Com Unitary AC (Small) - Marine | 0.14112 | 1 | 0 | CBSA 2014 | 57.4333 | 2032 | 0.5 | SWHC014-04
COM-HVAC-23.85 | Com ¦ Small Unitary AC (SEER 17) - Hot-Dry ¦ SDG&E ¦ Hot-Dry | Com ¦ Small Unitary AC (SEER 17) - Hot-Dry | SDG&E ¦ Hot-Dry | SDG&E | All | Electric | Small Unitary AC (SEER 17) | Efficient |  |  | 0 | Conventional | HVAC | Com - College | Com | ROB and NEW | 0 | 1000 sqft2 of floor space | Cap-Tons | 15 | DEER:HVAC_Split-Package_AC | 0 | 0 | 0 | eTRM SWHC014-04 | 1319.34 | 2021 | 1183 | 2021 | 0 | 0 | SWHC014-04 | Com Unitary AC (Small) - Hot-Dry ¦ SDG&E ¦ Hot-Dry | Com Unitary AC (Small) - Hot-Dry | 0.60922 | 1 | 0 | CBSA 2014 | 0 | 2032 | 0.5 | SWHC014-04
COM-HVAC-23.86 | Com ¦ Small Unitary AC (SEER 17) - Hot-Dry ¦ SDG&E ¦ Hot-Dry | Com ¦ Small Unitary AC (SEER 17) - Hot-Dry | SDG&E ¦ Hot-Dry | SDG&E | All | Electric | Small Unitary AC (SEER 17) | Efficient |  |  | 0 | Conventional | HVAC | Com - Grocery | Com | ROB and NEW | 0 | 1000 sqft2 of floor space | Cap-Tons | 15 | DEER:HVAC_Split-Package_AC | -610.75 | -0.12825 | 1.6568 | eTRM SWHC014-04 | 1319.34 | 2021 | 1183 | 2021 | 0 | 0 | SWHC014-04 | Com Unitary AC (Small) - Hot-Dry ¦ SDG&E ¦ Hot-Dry | Com Unitary AC (Small) - Hot-Dry | 1.1243 | 1 | 0 | CBSA 2014 | 30.4635 | 2032 | 0.5 | SWHC014-04
COM-HVAC-23.87 | Com ¦ Small Unitary AC (SEER 17) - Hot-Dry ¦ SDG&E ¦ Hot-Dry | Com ¦ Small Unitary AC (SEER 17) - Hot-Dry | SDG&E ¦ Hot-Dry | SDG&E | All | Electric | Small Unitary AC (SEER 17) | Efficient |  |  | 0 | Conventional | HVAC | Com - Health | Com | ROB and NEW | 0 | 1000 sqft2 of floor space | Cap-Tons | 15 | DEER:HVAC_Split-Package_AC | -470.741 | -0.08139 | -3.347 | eTRM SWHC014-04 | 1319.34 | 2021 | 1183 | 2021 | 0 | 0 | SWHC014-04 | Com Unitary AC (Small) - Hot-Dry ¦ SDG&E ¦ Hot-Dry | Com Unitary AC (Small) - Hot-Dry | 0.87675 | 1 | 0 | CBSA 2014 | 40.2575 | 2032 | 0.5 | SWHC014-04
COM-HVAC-23.88 | Com ¦ Small Unitary AC (SEER 17) - Hot-Dry ¦ SDG&E ¦ Hot-Dry | Com ¦ Small Unitary AC (SEER 17) - Hot-Dry | SDG&E ¦ Hot-Dry | SDG&E | All | Electric | Small Unitary AC (SEER 17) | Efficient |  |  | 0 | Conventional | HVAC | Com - Lodging | Com | ROB and NEW | 0 | 1000 sqft2 of floor space | Cap-Tons | 15 | DEER:HVAC_Split-Package_AC | -391.9825 | -0.082976 | -3.9805 | eTRM SWHC014-04 | 1319.34 | 2021 | 1183 | 2021 | 0 | 0 | SWHC014-04 | Com Unitary AC (Small) - Hot-Dry ¦ SDG&E ¦ Hot-Dry | Com Unitary AC (Small) - Hot-Dry | 0.49055 | 1 | 0 | CBSA 2014 | 101.1291 | 2032 | 0.5 | SWHC014-04
COM-HVAC-23.89 | Com ¦ Small Unitary AC (SEER 17) - Hot-Dry ¦ SDG&E ¦ Hot-Dry | Com ¦ Small Unitary AC (SEER 17) - Hot-Dry | SDG&E ¦ Hot-Dry | SDG&E | All | Electric | Small Unitary AC (SEER 17) | Efficient |  |  | 0 | Conventional | HVAC | Com - Office (Large) | Com | ROB and NEW | 0 | 1000 sqft2 of floor space | Cap-Tons | 15 | DEER:HVAC_Split-Package_AC | -247.375 | -0.040912 | -0.13962 | eTRM SWHC014-04 | 1319.34 | 2021 | 1183 | 2021 | 0 | 0 | SWHC014-04 | Com Unitary AC (Small) - Hot-Dry ¦ SDG&E ¦ Hot-Dry | Com Unitary AC (Small) - Hot-Dry | 0.64047 | 1 | 0 | CBSA 2014 | 25.2288 | 2032 | 0.5 | SWHC014-04
COM-HVAC-23.90 | Com ¦ Small Unitary AC (SEER 17) - Hot-Dry ¦ SDG&E ¦ Hot-Dry | Com ¦ Small Unitary AC (SEER 17) - Hot-Dry | SDG&E ¦ Hot-Dry | SDG&E | All | Electric | Small Unitary AC (SEER 17) | Efficient |  |  | 0 | Conventional | HVAC | Com - Office (Small) | Com | ROB and NEW | 0 | 1000 sqft2 of floor space | Cap-Tons | 15 | DEER:HVAC_Split-Package_AC | -236.125 | -0.040438 | -0.3604 | eTRM SWHC014-04 | 1319.34 | 2021 | 1183 | 2021 | 0 | 0 | SWHC014-04 | Com Unitary AC (Small) - Hot-Dry ¦ SDG&E ¦ Hot-Dry | Com Unitary AC (Small) - Hot-Dry | 0.77766 | 1 | 0 | CBSA 2014 | 11.5393 | 2032 | 0.5 | SWHC014-04
COM-HVAC-23.91 | Com ¦ Small Unitary AC (SEER 17) - Hot-Dry ¦ SDG&E ¦ Hot-Dry | Com ¦ Small Unitary AC (SEER 17) - Hot-Dry | SDG&E ¦ Hot-Dry | SDG&E | All | Electric | Small Unitary AC (SEER 17) | Efficient |  |  | 0 | Conventional | HVAC | Com - Other | Com | ROB and NEW | 0 | 1000 sqft2 of floor space | Cap-Tons | 15 | DEER:HVAC_Split-Package_AC | -244.25 | -0.079975 | -4.4062 | eTRM SWHC014-04 | 1319.34 | 2021 | 1183 | 2021 | 0 | 0 | SWHC014-04 | Com Unitary AC (Small) - Hot-Dry ¦ SDG&E ¦ Hot-Dry | Com Unitary AC (Small) - Hot-Dry | 0.34945 | 1 | 0 | CBSA 2014 | 46.9315 | 2032 | 0.5 | SWHC014-04
COM-HVAC-23.92 | Com ¦ Small Unitary AC (SEER 17) - Hot-Dry ¦ SDG&E ¦ Hot-Dry | Com ¦ Small Unitary AC (SEER 17) - Hot-Dry | SDG&E ¦ Hot-Dry | SDG&E | All | Electric | Small Unitary AC (SEER 17) | Efficient |  |  | 0 | Conventional | HVAC | Com - Refrig. Warehouse | Com | ROB and NEW | 0 | 1000 sqft2 of floor space | Cap-Tons | 15 | DEER:HVAC_Split-Package_AC | -505.375 | -0.069425 | -0.88787 | eTRM SWHC014-04 | 1319.34 | 2021 | 1183 | 2021 | 0 | 0 | SWHC014-04 | Com Unitary AC (Small) - Hot-Dry ¦ SDG&E ¦ Hot-Dry | Com Unitary AC (Small) - Hot-Dry | 0 | 1 | 0 | CBSA 2014 | 9.6968 | 2032 | 0.5 | SWHC014-04
COM-HVAC-23.93 | Com ¦ Small Unitary AC (SEER 17) - Hot-Dry ¦ SDG&E ¦ Hot-Dry | Com ¦ Small Unitary AC (SEER 17) - Hot-Dry | SDG&E ¦ Hot-Dry | SDG&E | All | Electric | Small Unitary AC (SEER 17) | Efficient |  |  | 0 | Conventional | HVAC | Com - Restaurant | Com | ROB and NEW | 0 | 1000 sqft2 of floor space | Cap-Tons | 15 | DEER:HVAC_Split-Package_AC | 0 | 0 | 0 | eTRM SWHC014-04 | 1319.34 | 2021 | 1183 | 2021 | 0 | 0 | SWHC014-04 | Com Unitary AC (Small) - Hot-Dry ¦ SDG&E ¦ Hot-Dry | Com Unitary AC (Small) - Hot-Dry | 1.1351 | 1 | 0 | CBSA 2014 | 0 | 2032 | 0.5 | SWHC014-04
COM-HVAC-23.94 | Com ¦ Small Unitary AC (SEER 17) - Hot-Dry ¦ SDG&E ¦ Hot-Dry | Com ¦ Small Unitary AC (SEER 17) - Hot-Dry | SDG&E ¦ Hot-Dry | SDG&E | All | Electric | Small Unitary AC (SEER 17) | Efficient |  |  | 0 | Conventional | HVAC | Com - Retail | Com | ROB and NEW | 0 | 1000 sqft2 of floor space | Cap-Tons | 15 | DEER:HVAC_Split-Package_AC | -308.187 | -0.097069 | -2.3271 | eTRM SWHC014-04 | 1319.34 | 2021 | 1183 | 2021 | 0 | 0 | SWHC014-04 | Com Unitary AC (Small) - Hot-Dry ¦ SDG&E ¦ Hot-Dry | Com Unitary AC (Small) - Hot-Dry | 0.46017 | 1 | 0 | CBSA 2014 | 119.7701 | 2032 | 0.5 | SWHC014-04
COM-HVAC-23.95 | Com ¦ Small Unitary AC (SEER 17) - Hot-Dry ¦ SDG&E ¦ Hot-Dry | Com ¦ Small Unitary AC (SEER 17) - Hot-Dry | SDG&E ¦ Hot-Dry | SDG&E | All | Electric | Small Unitary AC (SEER 17) | Efficient |  |  | 0 | Conventional | HVAC | Com - School | Com | ROB and NEW | 0 | 1000 sqft2 of floor space | Cap-Tons | 15 | DEER:HVAC_Split-Package_AC | -133.8446 | -0.04756 | -2.4112 | eTRM SWHC014-04 | 1319.34 | 2021 | 1183 | 2021 | 0 | 0 | SWHC014-04 | Com Unitary AC (Small) - Hot-Dry ¦ SDG&E ¦ Hot-Dry | Com Unitary AC (Small) - Hot-Dry | 0.77382 | 1 | 0 | CBSA 2014 | 27.546 | 2032 | 0.5 | SWHC014-04
COM-HVAC-23.96 | Com ¦ Small Unitary AC (SEER 17) - Hot-Dry ¦ SDG&E ¦ Hot-Dry | Com ¦ Small Unitary AC (SEER 17) - Hot-Dry | SDG&E ¦ Hot-Dry | SDG&E | All | Electric | Small Unitary AC (SEER 17) | Efficient |  |  | 0 | Conventional | HVAC | Com - Warehouse | Com | ROB and NEW | 0 | 1000 sqft2 of floor space | Cap-Tons | 15 | DEER:HVAC_Split-Package_AC | -161.7311 | -0.02849 | -1.7554 | eTRM SWHC014-04 | 1319.34 | 2021 | 1183 | 2021 | 0 | 0 | SWHC014-04 | Com Unitary AC (Small) - Hot-Dry ¦ SDG&E ¦ Hot-Dry | Com Unitary AC (Small) - Hot-Dry | 0.14112 | 1 | 0 | CBSA 2014 | 55.8744 | 2032 | 0.5 | SWHC014-04
COM-HVAC-24.1 | Com ¦ Small Unitary AC (SEER 18) - Marine ¦ PG&E ¦ Marine | Com ¦ Small Unitary AC (SEER 18) - Marine | PG&E ¦ Marine | PG&E | All | Electric | Small Unitary AC (SEER 18) | Efficient |  |  | 0 | Conventional | HVAC | Com - College | Com | ROB and NEW | 0 | 1000 sqft2 of floor space | Cap-Tons | 15 | DEER:HVAC_Split-Package_AC | 0 | 0 | 0 | eTRM SWHC014-04 | 1423.12 | 2021 | 1183 | 2021 | 0 | 0 | SWHC014-04 | Com Unitary AC (Small) - Marine ¦ PG&E ¦ Marine | Com Unitary AC (Small) - Marine | 0.55707 | 1 | 0 | CBSA 2014 | 0 | 2032 | 0.5 | SWHC014-04
COM-HVAC-24.2 | Com ¦ Small Unitary AC (SEER 18) - Marine ¦ PG&E ¦ Marine | Com ¦ Small Unitary AC (SEER 18) - Marine | PG&E ¦ Marine | PG&E | All | Electric | Small Unitary AC (SEER 18) | Efficient |  |  | 0 | Conventional | HVAC | Com - Grocery | Com | ROB and NEW | 0 | 1000 sqft2 of floor space | Cap-Tons | 15 | DEER:HVAC_Split-Package_AC | -572.75 | -0.1275 | -12.915 | eTRM SWHC014-04 | 1423.12 | 2021 | 1183 | 2021 | 0 | 0 | SWHC014-04 | Com Unitary AC (Small) - Marine ¦ PG&E ¦ Marine | Com Unitary AC (Small) - Marine | 0.92949 | 1 | 0 | CBSA 2014 | 62.5434 | 2032 | 0.5 | SWHC014-04
COM-HVAC-24.3 | Com ¦ Small Unitary AC (SEER 18) - Marine ¦ PG&E ¦ Marine | Com ¦ Small Unitary AC (SEER 18) - Marine | PG&E ¦ Marine | PG&E | All | Electric | Small Unitary AC (SEER 18) | Efficient |  |  | 0 | Conventional | HVAC | Com - Health | Com | ROB and NEW | 0 | 1000 sqft2 of floor space | Cap-Tons | 15 | DEER:HVAC_Split-Package_AC | -459.7342 | -0.096706 | -9.8648 | eTRM SWHC014-04 | 1423.12 | 2021 | 1183 | 2021 | 0 | 0 | SWHC014-04 | Com Unitary AC (Small) - Marine ¦ PG&E ¦ Marine | Com Unitary AC (Small) - Marine | 0.82262 | 1 | 0 | CBSA 2014 | 57.9475 | 2032 | 0.5 | SWHC014-04
COM-HVAC-24.4 | Com ¦ Small Unitary AC (SEER 18) - Marine ¦ PG&E ¦ Marine | Com ¦ Small Unitary AC (SEER 18) - Marine | PG&E ¦ Marine | PG&E | All | Electric | Small Unitary AC (SEER 18) | Efficient |  |  | 0 | Conventional | HVAC | Com - Lodging | Com | ROB and NEW | 0 | 1000 sqft2 of floor space | Cap-Tons | 15 | DEER:HVAC_Split-Package_AC | -395.2022 | -0.10684 | -10.9266 | eTRM SWHC014-04 | 1423.12 | 2021 | 1183 | 2021 | 0 | 0 | SWHC014-04 | Com Unitary AC (Small) - Marine ¦ PG&E ¦ Marine | Com Unitary AC (Small) - Marine | 0.43849 | 1 | 0 | CBSA 2014 | 170.2529 | 2032 | 0.5 | SWHC014-04
COM-HVAC-24.5 | Com ¦ Small Unitary AC (SEER 18) - Marine ¦ PG&E ¦ Marine | Com ¦ Small Unitary AC (SEER 18) - Marine | PG&E ¦ Marine | PG&E | All | Electric | Small Unitary AC (SEER 18) | Efficient |  |  | 0 | Conventional | HVAC | Com - Office (Large) | Com | ROB and NEW | 0 | 1000 sqft2 of floor space | Cap-Tons | 15 | DEER:HVAC_Split-Package_AC | -242.375 | -0.052163 | -0.97775 | eTRM SWHC014-04 | 1423.12 | 2021 | 1183 | 2021 | 0 | 0 | SWHC014-04 | Com Unitary AC (Small) - Marine ¦ PG&E ¦ Marine | Com Unitary AC (Small) - Marine | 0.58414 | 1 | 0 | CBSA 2014 | 28.4953 | 2032 | 0.5 | SWHC014-04
COM-HVAC-24.6 | Com ¦ Small Unitary AC (SEER 18) - Marine ¦ PG&E ¦ Marine | Com ¦ Small Unitary AC (SEER 18) - Marine | PG&E ¦ Marine | PG&E | All | Electric | Small Unitary AC (SEER 18) | Efficient |  |  | 0 | Conventional | HVAC | Com - Office (Small) | Com | ROB and NEW | 0 | 1000 sqft2 of floor space | Cap-Tons | 15 | DEER:HVAC_Split-Package_AC | -229.125 | -0.051987 | -1.6346 | eTRM SWHC014-04 | 1423.12 | 2021 | 1183 | 2021 | 0 | 0 | SWHC014-04 | Com Unitary AC (Small) - Marine ¦ PG&E ¦ Marine | Com Unitary AC (Small) - Marine | 0.68317 | 1 | 0 | CBSA 2014 | 13.741 | 2032 | 0.5 | SWHC014-04
COM-HVAC-24.7 | Com ¦ Small Unitary AC (SEER 18) - Marine ¦ PG&E ¦ Marine | Com ¦ Small Unitary AC (SEER 18) - Marine | PG&E ¦ Marine | PG&E | All | Electric | Small Unitary AC (SEER 18) | Efficient |  |  | 0 | Conventional | HVAC | Com - Other | Com | ROB and NEW | 0 | 1000 sqft2 of floor space | Cap-Tons | 15 | DEER:HVAC_Split-Package_AC | -236.75 | -0.10657 | -10.2375 | eTRM SWHC014-04 | 1423.12 | 2021 | 1183 | 2021 | 0 | 0 | SWHC014-04 | Com Unitary AC (Small) - Marine ¦ PG&E ¦ Marine | Com Unitary AC (Small) - Marine | 0.32241 | 1 | 0 | CBSA 2014 | 72.5189 | 2032 | 0.5 | SWHC014-04
COM-HVAC-24.8 | Com ¦ Small Unitary AC (SEER 18) - Marine ¦ PG&E ¦ Marine | Com ¦ Small Unitary AC (SEER 18) - Marine | PG&E ¦ Marine | PG&E | All | Electric | Small Unitary AC (SEER 18) | Efficient |  |  | 0 | Conventional | HVAC | Com - Refrig. Warehouse | Com | ROB and NEW | 0 | 1000 sqft2 of floor space | Cap-Tons | 15 | DEER:HVAC_Split-Package_AC | -473.625 | -0.09385 | -1.79 | eTRM SWHC014-04 | 1423.12 | 2021 | 1183 | 2021 | 0 | 0 | SWHC014-04 | Com Unitary AC (Small) - Marine ¦ PG&E ¦ Marine | Com Unitary AC (Small) - Marine | 0 | 1 | 0 | CBSA 2014 | 9.8068 | 2032 | 0.5 | SWHC014-04
COM-HVAC-24.9 | Com ¦ Small Unitary AC (SEER 18) - Marine ¦ PG&E ¦ Marine | Com ¦ Small Unitary AC (SEER 18) - Marine | PG&E ¦ Marine | PG&E | All | Electric | Small Unitary AC (SEER 18) | Efficient |  |  | 0 | Conventional | HVAC | Com - Restaurant | Com | ROB and NEW | 0 | 1000 sqft2 of floor space | Cap-Tons | 15 | DEER:HVAC_Split-Package_AC | 0 | 0 | 0 | eTRM SWHC014-04 | 1423.12 | 2021 | 1183 | 2021 | 0 | 0 | SWHC014-04 | Com Unitary AC (Small) - Marine ¦ PG&E ¦ Marine | Com Unitary AC (Small) - Marine | 0.98716 | 1 | 0 | CBSA 2014 | 0 | 2032 | 0.5 | SWHC014-04
COM-HVAC-24.10 | Com ¦ Small Unitary AC (SEER 18) - Marine ¦ PG&E ¦ Marine | Com ¦ Small Unitary AC (SEER 18) - Marine | PG&E ¦ Marine | PG&E | All | Electric | Small Unitary AC (SEER 18) | Efficient |  |  | 0 | Conventional | HVAC | Com - Retail | Com | ROB and NEW | 0 | 1000 sqft2 of floor space | Cap-Tons | 15 | DEER:HVAC_Split-Package_AC | -286.673 | -0.12239 | -9.5096 | eTRM SWHC014-04 | 1423.12 | 2021 | 1183 | 2021 | 0 | 0 | SWHC014-04 | Com Unitary AC (Small) - Marine ¦ PG&E ¦ Marine | Com Unitary AC (Small) - Marine | 0.41141 | 1 | 0 | CBSA 2014 | 147.7011 | 2032 | 0.5 | SWHC014-04
COM-HVAC-24.11 | Com ¦ Small Unitary AC (SEER 18) - Marine ¦ PG&E ¦ Marine | Com ¦ Small Unitary AC (SEER 18) - Marine | PG&E ¦ Marine | PG&E | All | Electric | Small Unitary AC (SEER 18) | Efficient |  |  | 0 | Conventional | HVAC | Com - School | Com | ROB and NEW | 0 | 1000 sqft2 of floor space | Cap-Tons | 15 | DEER:HVAC_Split-Package_AC | -132.1326 | -0.06173 | -6.221 | eTRM SWHC014-04 | 1423.12 | 2021 | 1183 | 2021 | 0 | 0 | SWHC014-04 | Com Unitary AC (Small) - Marine ¦ PG&E ¦ Marine | Com Unitary AC (Small) - Marine | 0.62474 | 1 | 0 | CBSA 2014 | 35.9684 | 2032 | 0.5 | SWHC014-04
COM-HVAC-24.12 | Com ¦ Small Unitary AC (SEER 18) - Marine ¦ PG&E ¦ Marine | Com ¦ Small Unitary AC (SEER 18) - Marine | PG&E ¦ Marine | PG&E | All | Electric | Small Unitary AC (SEER 18) | Efficient |  |  | 0 | Conventional | HVAC | Com - Warehouse | Com | ROB and NEW | 0 | 1000 sqft2 of floor space | Cap-Tons | 15 | DEER:HVAC_Split-Package_AC | -154.6356 | -0.029007 | -5.0224 | eTRM SWHC014-04 | 1423.12 | 2021 | 1183 | 2021 | 0 | 0 | SWHC014-04 | Com Unitary AC (Small) - Marine ¦ PG&E ¦ Marine | Com Unitary AC (Small) - Marine | 0.12804 | 1 | 0 | CBSA 2014 | 67.5197 | 2032 | 0.5 | SWHC014-04
COM-HVAC-24.13 | Com ¦ Small Unitary AC (SEER 18) - Hot-Dry ¦ PG&E ¦ Hot-Dry | Com ¦ Small Unitary AC (SEER 18) - Hot-Dry | PG&E ¦ Hot-Dry | PG&E | All | Electric | Small Unitary AC (SEER 18) | Efficient |  |  | 0 | Conventional | HVAC | Com - College | Com | ROB and NEW | 0 | 1000 sqft2 of floor space | Cap-Tons | 15 | DEER:HVAC_Split-Package_AC | 0 | 0 | 0 | eTRM SWHC014-04 | 1423.12 | 2021 | 1183 | 2021 | 0 | 0 | SWHC014-04 | Com Unitary AC (Small) - Hot-Dry ¦ PG&E ¦ Hot-Dry | Com Unitary AC (Small) - Hot-Dry | 0.55707 | 1 | 0 | CBSA 2014 | 0 | 2032 | 0.5 | SWHC014-04
COM-HVAC-24.14 | Com ¦ Small Unitary AC (SEER 18) - Hot-Dry ¦ PG&E ¦ Hot-Dry | Com ¦ Small Unitary AC (SEER 18) - Hot-Dry | PG&E ¦ Hot-Dry | PG&E | All | Electric | Small Unitary AC (SEER 18) | Efficient |  |  | 0 | Conventional | HVAC | Com - Grocery | Com | ROB and NEW | 0 | 1000 sqft2 of floor space | Cap-Tons | 15 | DEER:HVAC_Split-Package_AC | -612.5 | -0.2195 | -5.1487 | eTRM SWHC014-04 | 1423.12 | 2021 | 1183 | 2021 | 0 | 0 | SWHC014-04 | Com Unitary AC (Small) - Hot-Dry ¦ PG&E ¦ Hot-Dry | Com Unitary AC (Small) - Hot-Dry | 0.92949 | 1 | 0 | CBSA 2014 | 46.5426 | 2032 | 0.5 | SWHC014-04
COM-HVAC-24.15 | Com ¦ Small Unitary AC (SEER 18) - Hot-Dry ¦ PG&E ¦ Hot-Dry | Com ¦ Small Unitary AC (SEER 18) - Hot-Dry | PG&E ¦ Hot-Dry | PG&E | All | Electric | Small Unitary AC (SEER 18) | Efficient |  |  | 0 | Conventional | HVAC | Com - Health | Com | ROB and NEW | 0 | 1000 sqft2 of floor space | Cap-Tons | 15 | DEER:HVAC_Split-Package_AC | -567.2397 | -0.17617 | -10.6915 | eTRM SWHC014-04 | 1423.12 | 2021 | 1183 | 2021 | 0 | 0 | SWHC014-04 | Com Unitary AC (Small) - Hot-Dry ¦ PG&E ¦ Hot-Dry | Com Unitary AC (Small) - Hot-Dry | 0.82262 | 1 | 0 | CBSA 2014 | 67.3172 | 2032 | 0.5 | SWHC014-04
COM-HVAC-24.16 | Com ¦ Small Unitary AC (SEER 18) - Hot-Dry ¦ PG&E ¦ Hot-Dry | Com ¦ Small Unitary AC (SEER 18) - Hot-Dry | PG&E ¦ Hot-Dry | PG&E | All | Electric | Small Unitary AC (SEER 18) | Efficient |  |  | 0 | Conventional | HVAC | Com - Lodging | Com | ROB and NEW | 0 | 1000 sqft2 of floor space | Cap-Tons | 15 | DEER:HVAC_Split-Package_AC | -538.3849 | -0.20041 | -15.7522 | eTRM SWHC014-04 | 1423.12 | 2021 | 1183 | 2021 | 0 | 0 | SWHC014-04 | Com Unitary AC (Small) - Hot-Dry ¦ PG&E ¦ Hot-Dry | Com Unitary AC (Small) - Hot-Dry | 0.43849 | 1 | 0 | CBSA 2014 | 240.4993 | 2032 | 0.5 | SWHC014-04
COM-HVAC-24.17 | Com ¦ Small Unitary AC (SEER 18) - Hot-Dry ¦ PG&E ¦ Hot-Dry | Com ¦ Small Unitary AC (SEER 18) - Hot-Dry | PG&E ¦ Hot-Dry | PG&E | All | Electric | Small Unitary AC (SEER 18) | Efficient |  |  | 0 | Conventional | HVAC | Com - Office (Large) | Com | ROB and NEW | 0 | 1000 sqft2 of floor space | Cap-Tons | 15 | DEER:HVAC_Split-Package_AC | -316 | -0.0885 | -1.5 | eTRM SWHC014-04 | 1423.12 | 2021 | 1183 | 2021 | 0 | 0 | SWHC014-04 | Com Unitary AC (Small) - Hot-Dry ¦ PG&E ¦ Hot-Dry | Com Unitary AC (Small) - Hot-Dry | 0.58414 | 1 | 0 | CBSA 2014 | 38.1627 | 2032 | 0.5 | SWHC014-04
COM-HVAC-24.18 | Com ¦ Small Unitary AC (SEER 18) - Hot-Dry ¦ PG&E ¦ Hot-Dry | Com ¦ Small Unitary AC (SEER 18) - Hot-Dry | PG&E ¦ Hot-Dry | PG&E | All | Electric | Small Unitary AC (SEER 18) | Efficient |  |  | 0 | Conventional | HVAC | Com - Office (Small) | Com | ROB and NEW | 0 | 1000 sqft2 of floor space | Cap-Tons | 15 | DEER:HVAC_Split-Package_AC | -303.625 | -0.088425 | -1.9163 | eTRM SWHC014-04 | 1423.12 | 2021 | 1183 | 2021 | 0 | 0 | SWHC014-04 | Com Unitary AC (Small) - Hot-Dry ¦ PG&E ¦ Hot-Dry | Com Unitary AC (Small) - Hot-Dry | 0.68317 | 1 | 0 | CBSA 2014 | 17.7142 | 2032 | 0.5 | SWHC014-04
COM-HVAC-24.19 | Com ¦ Small Unitary AC (SEER 18) - Hot-Dry ¦ PG&E ¦ Hot-Dry | Com ¦ Small Unitary AC (SEER 18) - Hot-Dry | PG&E ¦ Hot-Dry | PG&E | All | Electric | Small Unitary AC (SEER 18) | Efficient |  |  | 0 | Conventional | HVAC | Com - Other | Com | ROB and NEW | 0 | 1000 sqft2 of floor space | Cap-Tons | 15 | DEER:HVAC_Split-Package_AC | -379.375 | -0.21125 | -12.075 | eTRM SWHC014-04 | 1423.12 | 2021 | 1183 | 2021 | 0 | 0 | SWHC014-04 | Com Unitary AC (Small) - Hot-Dry ¦ PG&E ¦ Hot-Dry | Com Unitary AC (Small) - Hot-Dry | 0.32241 | 1 | 0 | CBSA 2014 | 96.5921 | 2032 | 0.5 | SWHC014-04
COM-HVAC-24.20 | Com ¦ Small Unitary AC (SEER 18) - Hot-Dry ¦ PG&E ¦ Hot-Dry | Com ¦ Small Unitary AC (SEER 18) - Hot-Dry | PG&E ¦ Hot-Dry | PG&E | All | Electric | Small Unitary AC (SEER 18) | Efficient |  |  | 0 | Conventional | HVAC | Com - Refrig. Warehouse | Com | ROB and NEW | 0 | 1000 sqft2 of floor space | Cap-Tons | 15 | DEER:HVAC_Split-Package_AC | -592.625 | -0.14875 | -1.4054 | eTRM SWHC014-04 | 1423.12 | 2021 | 1183 | 2021 | 0 | 0 | SWHC014-04 | Com Unitary AC (Small) - Hot-Dry ¦ PG&E ¦ Hot-Dry | Com Unitary AC (Small) - Hot-Dry | 0 | 1 | 0 | CBSA 2014 | 11.6444 | 2032 | 0.5 | SWHC014-04
COM-HVAC-24.21 | Com ¦ Small Unitary AC (SEER 18) - Hot-Dry ¦ PG&E ¦ Hot-Dry | Com ¦ Small Unitary AC (SEER 18) - Hot-Dry | PG&E ¦ Hot-Dry | PG&E | All | Electric | Small Unitary AC (SEER 18) | Efficient |  |  | 0 | Conventional | HVAC | Com - Restaurant | Com | ROB and NEW | 0 | 1000 sqft2 of floor space | Cap-Tons | 15 | DEER:HVAC_Split-Package_AC | 0 | 0 | 0 | eTRM SWHC014-04 | 1423.12 | 2021 | 1183 | 2021 | 0 | 0 | SWHC014-04 | Com Unitary AC (Small) - Hot-Dry ¦ PG&E ¦ Hot-Dry | Com Unitary AC (Small) - Hot-Dry | 0.98716 | 1 | 0 | CBSA 2014 | 0 | 2032 | 0.5 | SWHC014-04
COM-HVAC-24.22 | Com ¦ Small Unitary AC (SEER 18) - Hot-Dry ¦ PG&E ¦ Hot-Dry | Com ¦ Small Unitary AC (SEER 18) - Hot-Dry | PG&E ¦ Hot-Dry | PG&E | All | Electric | Small Unitary AC (SEER 18) | Efficient |  |  | 0 | Conventional | HVAC | Com - Retail | Com | ROB and NEW | 0 | 1000 sqft2 of floor space | Cap-Tons | 15 | DEER:HVAC_Split-Package_AC | -444.1995 | -0.21434 | -7.6787 | eTRM SWHC014-04 | 1423.12 | 2021 | 1183 | 2021 | 0 | 0 | SWHC014-04 | Com Unitary AC (Small) - Hot-Dry ¦ PG&E ¦ Hot-Dry | Com Unitary AC (Small) - Hot-Dry | 0.41141 | 1 | 0 | CBSA 2014 | 193.9962 | 2032 | 0.5 | SWHC014-04
COM-HVAC-24.23 | Com ¦ Small Unitary AC (SEER 18) - Hot-Dry ¦ PG&E ¦ Hot-Dry | Com ¦ Small Unitary AC (SEER 18) - Hot-Dry | PG&E ¦ Hot-Dry | PG&E | All | Electric | Small Unitary AC (SEER 18) | Efficient |  |  | 0 | Conventional | HVAC | Com - School | Com | ROB and NEW | 0 | 1000 sqft2 of floor space | Cap-Tons | 15 | DEER:HVAC_Split-Package_AC | -194.9582 | -0.022621 | -6.7374 | eTRM SWHC014-04 | 1423.12 | 2021 | 1183 | 2021 | 0 | 0 | SWHC014-04 | Com Unitary AC (Small) - Hot-Dry ¦ PG&E ¦ Hot-Dry | Com Unitary AC (Small) - Hot-Dry | 0.62474 | 1 | 0 | CBSA 2014 | 47.4923 | 2032 | 0.5 | SWHC014-04
COM-HVAC-24.24 | Com ¦ Small Unitary AC (SEER 18) - Hot-Dry ¦ PG&E ¦ Hot-Dry | Com ¦ Small Unitary AC (SEER 18) - Hot-Dry | PG&E ¦ Hot-Dry | PG&E | All | Electric | Small Unitary AC (SEER 18) | Efficient |  |  | 0 | Conventional | HVAC | Com - Warehouse | Com | ROB and NEW | 0 | 1000 sqft2 of floor space | Cap-Tons | 15 | DEER:HVAC_Split-Package_AC | -211.7852 | -0.082369 | -6.0335 | eTRM SWHC014-04 | 1423.12 | 2021 | 1183 | 2021 | 0 | 0 | SWHC014-04 | Com Unitary AC (Small) - Hot-Dry ¦ PG&E ¦ Hot-Dry | Com Unitary AC (Small) - Hot-Dry | 0.12804 | 1 | 0 | CBSA 2014 | 88.9111 | 2032 | 0.5 | SWHC014-04
COM-HVAC-24.25 | Com ¦ Small Unitary AC (SEER 18) - Cold ¦ PG&E ¦ Cold | Com ¦ Small Unitary AC (SEER 18) - Cold | PG&E ¦ Cold | PG&E | All | Electric | Small Unitary AC (SEER 18) | Efficient |  |  | 0 | Conventional | HVAC | Com - College | Com | ROB and NEW | 0 | 1000 sqft2 of floor space | Cap-Tons | 15 | DEER:HVAC_Split-Package_AC | 0 | 0 | 0 | eTRM SWHC014-04 | 1423.12 | 2021 | 1183 | 2021 | 0 | 0 | SWHC014-04 | Com Unitary AC (Small) - Cold ¦ PG&E ¦ Cold | Com Unitary AC (Small) - Cold | 0.55707 | 1 | 0 | CBSA 2014 | 0 | 2032 | 0.5 | SWHC014-04
COM-HVAC-24.26 | Com ¦ Small Unitary AC (SEER 18) - Cold ¦ PG&E ¦ Cold | Com ¦ Small Unitary AC (SEER 18) - Cold | PG&E ¦ Cold | PG&E | All | Electric | Small Unitary AC (SEER 18) | Efficient |  |  | 0 | Conventional | HVAC | Com - Grocery | Com | ROB and NEW | 0 | 1000 sqft2 of floor space | Cap-Tons | 15 | DEER:HVAC_Split-Package_AC | -582.375 | -0.14188 | -35.175 | eTRM SWHC014-04 | 1423.12 | 2021 | 1183 | 2021 | 0 | 0 | SWHC014-04 | Com Unitary AC (Small) - Cold ¦ PG&E ¦ Cold | Com Unitary AC (Small) - Cold | 0.92949 | 1 | 0 | CBSA 2014 | 115.3555 | 2032 | 0.5 | SWHC014-04
COM-HVAC-24.27 | Com ¦ Small Unitary AC (SEER 18) - Cold ¦ PG&E ¦ Cold | Com ¦ Small Unitary AC (SEER 18) - Cold | PG&E ¦ Cold | PG&E | All | Electric | Small Unitary AC (SEER 18) | Efficient |  |  | 0 | Conventional | HVAC | Com - Health | Com | ROB and NEW | 0 | 1000 sqft2 of floor space | Cap-Tons | 15 | DEER:HVAC_Split-Package_AC | -490.6714 | -0.10548 | -24.2338 | eTRM SWHC014-04 | 1423.12 | 2021 | 1183 | 2021 | 0 | 0 | SWHC014-04 | Com Unitary AC (Small) - Cold ¦ PG&E ¦ Cold | Com Unitary AC (Small) - Cold | 0.82262 | 1 | 0 | CBSA 2014 | 100.5583 | 2032 | 0.5 | SWHC014-04
COM-HVAC-24.28 | Com ¦ Small Unitary AC (SEER 18) - Cold ¦ PG&E ¦ Cold | Com ¦ Small Unitary AC (SEER 18) - Cold | PG&E ¦ Cold | PG&E | All | Electric | Small Unitary AC (SEER 18) | Efficient |  |  | 0 | Conventional | HVAC | Com - Lodging | Com | ROB and NEW | 0 | 1000 sqft2 of floor space | Cap-Tons | 15 | DEER:HVAC_Split-Package_AC | -449.1455 | -0.11801 | -24.7833 | eTRM SWHC014-04 | 1423.12 | 2021 | 1183 | 2021 | 0 | 0 | SWHC014-04 | Com Unitary AC (Small) - Cold ¦ PG&E ¦ Cold | Com Unitary AC (Small) - Cold | 0.43849 | 1 | 0 | CBSA 2014 | 315.6411 | 2032 | 0.5 | SWHC014-04
COM-HVAC-24.29 | Com ¦ Small Unitary AC (SEER 18) - Cold ¦ PG&E ¦ Cold | Com ¦ Small Unitary AC (SEER 18) - Cold | PG&E ¦ Cold | PG&E | All | Electric | Small Unitary AC (SEER 18) | Efficient |  |  | 0 | Conventional | HVAC | Com - Office (Large) | Com | ROB and NEW | 0 | 1000 sqft2 of floor space | Cap-Tons | 15 | DEER:HVAC_Split-Package_AC | -244.5 | -0.053562 | -5.0525 | eTRM SWHC014-04 | 1423.12 | 2021 | 1183 | 2021 | 0 | 0 | SWHC014-04 | Com Unitary AC (Small) - Cold ¦ PG&E ¦ Cold | Com Unitary AC (Small) - Cold | 0.58414 | 1 | 0 | CBSA 2014 | 47.0051 | 2032 | 0.5 | SWHC014-04
COM-HVAC-24.30 | Com ¦ Small Unitary AC (SEER 18) - Cold ¦ PG&E ¦ Cold | Com ¦ Small Unitary AC (SEER 18) - Cold | PG&E ¦ Cold | PG&E | All | Electric | Small Unitary AC (SEER 18) | Efficient |  |  | 0 | Conventional | HVAC | Com - Office (Small) | Com | ROB and NEW | 0 | 1000 sqft2 of floor space | Cap-Tons | 15 | DEER:HVAC_Split-Package_AC | -240.625 | -0.054175 | -6.1712 | eTRM SWHC014-04 | 1423.12 | 2021 | 1183 | 2021 | 0 | 0 | SWHC014-04 | Com Unitary AC (Small) - Cold ¦ PG&E ¦ Cold | Com Unitary AC (Small) - Cold | 0.68317 | 1 | 0 | CBSA 2014 | 23.2493 | 2032 | 0.5 | SWHC014-04
COM-HVAC-24.31 | Com ¦ Small Unitary AC (SEER 18) - Cold ¦ PG&E ¦ Cold | Com ¦ Small Unitary AC (SEER 18) - Cold | PG&E ¦ Cold | PG&E | All | Electric | Small Unitary AC (SEER 18) | Efficient |  |  | 0 | Conventional | HVAC | Com - Other | Com | ROB and NEW | 0 | 1000 sqft2 of floor space | Cap-Tons | 15 | DEER:HVAC_Split-Package_AC | -268.125 | -0.11987 | -23.525 | eTRM SWHC014-04 | 1423.12 | 2021 | 1183 | 2021 | 0 | 0 | SWHC014-04 | Com Unitary AC (Small) - Cold ¦ PG&E ¦ Cold | Com Unitary AC (Small) - Cold | 0.32241 | 1 | 0 | CBSA 2014 | 136.176 | 2032 | 0.5 | SWHC014-04
COM-HVAC-24.32 | Com ¦ Small Unitary AC (SEER 18) - Cold ¦ PG&E ¦ Cold | Com ¦ Small Unitary AC (SEER 18) - Cold | PG&E ¦ Cold | PG&E | All | Electric | Small Unitary AC (SEER 18) | Efficient |  |  | 0 | Conventional | HVAC | Com - Refrig. Warehouse | Com | ROB and NEW | 0 | 1000 sqft2 of floor space | Cap-Tons | 15 | DEER:HVAC_Split-Package_AC | -454.125 | -0.10156 | -7.51 | eTRM SWHC014-04 | 1423.12 | 2021 | 1183 | 2021 | 0 | 0 | SWHC014-04 | Com Unitary AC (Small) - Cold ¦ PG&E ¦ Cold | Com Unitary AC (Small) - Cold | 0 | 1 | 0 | CBSA 2014 | 13.7529 | 2032 | 0.5 | SWHC014-04
COM-HVAC-24.33 | Com ¦ Small Unitary AC (SEER 18) - Cold ¦ PG&E ¦ Cold | Com ¦ Small Unitary AC (SEER 18) - Cold | PG&E ¦ Cold | PG&E | All | Electric | Small Unitary AC (SEER 18) | Efficient |  |  | 0 | Conventional | HVAC | Com - Restaurant | Com | ROB and NEW | 0 | 1000 sqft2 of floor space | Cap-Tons | 15 | DEER:HVAC_Split-Package_AC | 0 | 0 | 0 | eTRM SWHC014-04 | 1423.12 | 2021 | 1183 | 2021 | 0 | 0 | SWHC014-04 | Com Unitary AC (Small) - Cold ¦ PG&E ¦ Cold | Com Unitary AC (Small) - Cold | 0.98716 | 1 | 0 | CBSA 2014 | 0 | 2032 | 0.5 | SWHC014-04
COM-HVAC-24.34 | Com ¦ Small Unitary AC (SEER 18) - Cold ¦ PG&E ¦ Cold | Com ¦ Small Unitary AC (SEER 18) - Cold | PG&E ¦ Cold | PG&E | All | Electric | Small Unitary AC (SEER 18) | Efficient |  |  | 0 | Conventional | HVAC | Com - Retail | Com | ROB and NEW | 0 | 1000 sqft2 of floor space | Cap-Tons | 15 | DEER:HVAC_Split-Package_AC | -331.8265 | -0.13707 | -28.9195 | eTRM SWHC014-04 | 1423.12 | 2021 | 1183 | 2021 | 0 | 0 | SWHC014-04 | Com Unitary AC (Small) - Cold ¦ PG&E ¦ Cold | Com Unitary AC (Small) - Cold | 0.41141 | 1 | 0 | CBSA 2014 | 259.471 | 2032 | 0.5 | SWHC014-04
COM-HVAC-24.35 | Com ¦ Small Unitary AC (SEER 18) - Cold ¦ PG&E ¦ Cold | Com ¦ Small Unitary AC (SEER 18) - Cold | PG&E ¦ Cold | PG&E | All | Electric | Small Unitary AC (SEER 18) | Efficient |  |  | 0 | Conventional | HVAC | Com - School | Com | ROB and NEW | 0 | 1000 sqft2 of floor space | Cap-Tons | 15 | DEER:HVAC_Split-Package_AC | -147.86 | -0.0071548 | -15.6654 | eTRM SWHC014-04 | 1423.12 | 2021 | 1183 | 2021 | 0 | 0 | SWHC014-04 | Com Unitary AC (Small) - Cold ¦ PG&E ¦ Cold | Com Unitary AC (Small) - Cold | 0.62474 | 1 | 0 | CBSA 2014 | 60.136 | 2032 | 0.5 | SWHC014-04
COM-HVAC-24.36 | Com ¦ Small Unitary AC (SEER 18) - Cold ¦ PG&E ¦ Cold | Com ¦ Small Unitary AC (SEER 18) - Cold | PG&E ¦ Cold | PG&E | All | Electric | Small Unitary AC (SEER 18) | Efficient |  |  | 0 | Conventional | HVAC | Com - Warehouse | Com | ROB and NEW | 0 | 1000 sqft2 of floor space | Cap-Tons | 15 | DEER:HVAC_Split-Package_AC | -175.1509 | -0.039889 | -12.5251 | eTRM SWHC014-04 | 1423.12 | 2021 | 1183 | 2021 | 0 | 0 | SWHC014-04 | Com Unitary AC (Small) - Cold ¦ PG&E ¦ Cold | Com Unitary AC (Small) - Cold | 0.12804 | 1 | 0 | CBSA 2014 | 105.2961 | 2032 | 0.5 | SWHC014-04
COM-HVAC-24.37 | Com ¦ Small Unitary AC (SEER 18) - Marine ¦ SCE ¦ Marine | Com ¦ Small Unitary AC (SEER 18) - Marine | SCE ¦ Marine | SCE | All | Electric | Small Unitary AC (SEER 18) | Efficient |  |  | 0 | Conventional | HVAC | Com - College | Com | ROB and NEW | 0 | 1000 sqft2 of floor space | Cap-Tons | 15 | DEER:HVAC_Split-Package_AC | 0 | 0 | 0 | eTRM SWHC014-04 | 1423.12 | 2021 | 1183 | 2021 | 0 | 0 | SWHC014-04 | Com Unitary AC (Small) - Marine ¦ SCE ¦ Marine | Com Unitary AC (Small) - Marine | 0.62169 | 1 | 0 | CBSA 2014 | 0 | 2032 | 0.5 | SWHC014-04
COM-HVAC-24.38 | Com ¦ Small Unitary AC (SEER 18) - Marine ¦ SCE ¦ Marine | Com ¦ Small Unitary AC (SEER 18) - Marine | SCE ¦ Marine | SCE | All | Electric | Small Unitary AC (SEER 18) | Efficient |  |  | 0 | Conventional | HVAC | Com - Grocery | Com | ROB and NEW | 0 | 1000 sqft2 of floor space | Cap-Tons | 15 | DEER:HVAC_Split-Package_AC | -609 | -0.15 | 0.39062 | eTRM SWHC014-04 | 1423.12 | 2021 | 1183 | 2021 | 0 | 0 | SWHC014-04 | Com Unitary AC (Small) - Marine ¦ SCE ¦ Marine | Com Unitary AC (Small) - Marine | 1.1059 | 1 | 0 | CBSA 2014 | 33.3383 | 2032 | 0.5 | SWHC014-04
COM-HVAC-24.39 | Com ¦ Small Unitary AC (SEER 18) - Marine ¦ SCE ¦ Marine | Com ¦ Small Unitary AC (SEER 18) - Marine | SCE ¦ Marine | SCE | All | Electric | Small Unitary AC (SEER 18) | Efficient |  |  | 0 | Conventional | HVAC | Com - Health | Com | ROB and NEW | 0 | 1000 sqft2 of floor space | Cap-Tons | 15 | DEER:HVAC_Split-Package_AC | -532.2473 | -0.11331 | -4.0706 | eTRM SWHC014-04 | 1423.12 | 2021 | 1183 | 2021 | 0 | 0 | SWHC014-04 | Com Unitary AC (Small) - Marine ¦ SCE ¦ Marine | Com Unitary AC (Small) - Marine | 0.88169 | 1 | 0 | CBSA 2014 | 46.3261 | 2032 | 0.5 | SWHC014-04
COM-HVAC-24.40 | Com ¦ Small Unitary AC (SEER 18) - Marine ¦ SCE ¦ Marine | Com ¦ Small Unitary AC (SEER 18) - Marine | SCE ¦ Marine | SCE | All | Electric | Small Unitary AC (SEER 18) | Efficient |  |  | 0 | Conventional | HVAC | Com - Lodging | Com | ROB and NEW | 0 | 1000 sqft2 of floor space | Cap-Tons | 15 | DEER:HVAC_Split-Package_AC | -452.954 | -0.12278 | -4.9856 | eTRM SWHC014-04 | 1423.12 | 2021 | 1183 | 2021 | 0 | 0 | SWHC014-04 | Com Unitary AC (Small) - Marine ¦ SCE ¦ Marine | Com Unitary AC (Small) - Marine | 0.49511 | 1 | 0 | CBSA 2014 | 120.6724 | 2032 | 0.5 | SWHC014-04
COM-HVAC-24.41 | Com ¦ Small Unitary AC (SEER 18) - Marine ¦ SCE ¦ Marine | Com ¦ Small Unitary AC (SEER 18) - Marine | SCE ¦ Marine | SCE | All | Electric | Small Unitary AC (SEER 18) | Efficient |  |  | 0 | Conventional | HVAC | Com - Office (Large) | Com | ROB and NEW | 0 | 1000 sqft2 of floor space | Cap-Tons | 15 | DEER:HVAC_Split-Package_AC | -296.375 | -0.053075 | -0.18737 | eTRM SWHC014-04 | 1423.12 | 2021 | 1183 | 2021 | 0 | 0 | SWHC014-04 | Com Unitary AC (Small) - Marine ¦ SCE ¦ Marine | Com Unitary AC (Small) - Marine | 0.65634 | 1 | 0 | CBSA 2014 | 30.3164 | 2032 | 0.5 | SWHC014-04
COM-HVAC-24.42 | Com ¦ Small Unitary AC (SEER 18) - Marine ¦ SCE ¦ Marine | Com ¦ Small Unitary AC (SEER 18) - Marine | SCE ¦ Marine | SCE | All | Electric | Small Unitary AC (SEER 18) | Efficient |  |  | 0 | Conventional | HVAC | Com - Office (Small) | Com | ROB and NEW | 0 | 1000 sqft2 of floor space | Cap-Tons | 15 | DEER:HVAC_Split-Package_AC | -280.375 | -0.05305 | -0.395 | eTRM SWHC014-04 | 1423.12 | 2021 | 1183 | 2021 | 0 | 0 | SWHC014-04 | Com Unitary AC (Small) - Marine ¦ SCE ¦ Marine | Com Unitary AC (Small) - Marine | 0.74464 | 1 | 0 | CBSA 2014 | 13.6366 | 2032 | 0.5 | SWHC014-04
COM-HVAC-24.43 | Com ¦ Small Unitary AC (SEER 18) - Marine ¦ SCE ¦ Marine | Com ¦ Small Unitary AC (SEER 18) - Marine | SCE ¦ Marine | SCE | All | Electric | Small Unitary AC (SEER 18) | Efficient |  |  | 0 | Conventional | HVAC | Com - Other | Com | ROB and NEW | 0 | 1000 sqft2 of floor space | Cap-Tons | 15 | DEER:HVAC_Split-Package_AC | -296.625 | -0.12662 | -5.3537 | eTRM SWHC014-04 | 1423.12 | 2021 | 1183 | 2021 | 0 | 0 | SWHC014-04 | Com Unitary AC (Small) - Marine ¦ SCE ¦ Marine | Com Unitary AC (Small) - Marine | 0.35552 | 1 | 0 | CBSA 2014 | 57.0072 | 2032 | 0.5 | SWHC014-04
COM-HVAC-24.44 | Com ¦ Small Unitary AC (SEER 18) - Marine ¦ SCE ¦ Marine | Com ¦ Small Unitary AC (SEER 18) - Marine | SCE ¦ Marine | SCE | All | Electric | Small Unitary AC (SEER 18) | Efficient |  |  | 0 | Conventional | HVAC | Com - Refrig. Warehouse | Com | ROB and NEW | 0 | 1000 sqft2 of floor space | Cap-Tons | 15 | DEER:HVAC_Split-Package_AC | -555.125 | -0.095525 | -0.40237 | eTRM SWHC014-04 | 1423.12 | 2021 | 1183 | 2021 | 0 | 0 | SWHC014-04 | Com Unitary AC (Small) - Marine ¦ SCE ¦ Marine | Com Unitary AC (Small) - Marine | 0 | 1 | 0 | CBSA 2014 | 10.2213 | 2032 | 0.5 | SWHC014-04
COM-HVAC-24.45 | Com ¦ Small Unitary AC (SEER 18) - Marine ¦ SCE ¦ Marine | Com ¦ Small Unitary AC (SEER 18) - Marine | SCE ¦ Marine | SCE | All | Electric | Small Unitary AC (SEER 18) | Efficient |  |  | 0 | Conventional | HVAC | Com - Restaurant | Com | ROB and NEW | 0 | 1000 sqft2 of floor space | Cap-Tons | 15 | DEER:HVAC_Split-Package_AC | 0 | 0 | 0 | eTRM SWHC014-04 | 1423.12 | 2021 | 1183 | 2021 | 0 | 0 | SWHC014-04 | Com Unitary AC (Small) - Marine ¦ SCE ¦ Marine | Com Unitary AC (Small) - Marine | 1.0866 | 1 | 0 | CBSA 2014 | 0 | 2032 | 0.5 | SWHC014-04
COM-HVAC-24.46 | Com ¦ Small Unitary AC (SEER 18) - Marine ¦ SCE ¦ Marine | Com ¦ Small Unitary AC (SEER 18) - Marine | SCE ¦ Marine | SCE | All | Electric | Small Unitary AC (SEER 18) | Efficient |  |  | 0 | Conventional | HVAC | Com - Retail | Com | ROB and NEW | 0 | 1000 sqft2 of floor space | Cap-Tons | 15 | DEER:HVAC_Split-Package_AC | -387.097 | -0.1434 | -2.8758 | eTRM SWHC014-04 | 1423.12 | 2021 | 1183 | 2021 | 0 | 0 | SWHC014-04 | Com Unitary AC (Small) - Marine ¦ SCE ¦ Marine | Com Unitary AC (Small) - Marine | 0.45973 | 1 | 0 | CBSA 2014 | 150.2035 | 2032 | 0.5 | SWHC014-04
COM-HVAC-24.47 | Com ¦ Small Unitary AC (SEER 18) - Marine ¦ SCE ¦ Marine | Com ¦ Small Unitary AC (SEER 18) - Marine | SCE ¦ Marine | SCE | All | Electric | Small Unitary AC (SEER 18) | Efficient |  |  | 0 | Conventional | HVAC | Com - School | Com | ROB and NEW | 0 | 1000 sqft2 of floor space | Cap-Tons | 15 | DEER:HVAC_Split-Package_AC | -166.4934 | -0.067528 | -2.5086 | eTRM SWHC014-04 | 1423.12 | 2021 | 1183 | 2021 | 0 | 0 | SWHC014-04 | Com Unitary AC (Small) - Marine ¦ SCE ¦ Marine | Com Unitary AC (Small) - Marine | 0.74863 | 1 | 0 | CBSA 2014 | 33.144 | 2032 | 0.5 | SWHC014-04
COM-HVAC-24.48 | Com ¦ Small Unitary AC (SEER 18) - Marine ¦ SCE ¦ Marine | Com ¦ Small Unitary AC (SEER 18) - Marine | SCE ¦ Marine | SCE | All | Electric | Small Unitary AC (SEER 18) | Efficient |  |  | 0 | Conventional | HVAC | Com - Warehouse | Com | ROB and NEW | 0 | 1000 sqft2 of floor space | Cap-Tons | 15 | DEER:HVAC_Split-Package_AC | -172.2201 | -0.039056 | -1.7523 | eTRM SWHC014-04 | 1423.12 | 2021 | 1183 | 2021 | 0 | 0 | SWHC014-04 | Com Unitary AC (Small) - Marine ¦ SCE ¦ Marine | Com Unitary AC (Small) - Marine | 0.1408 | 1 | 0 | CBSA 2014 | 59.0052 | 2032 | 0.5 | SWHC014-04
COM-HVAC-24.49 | Com ¦ Small Unitary AC (SEER 18) - Hot-Dry ¦ SCE ¦ Hot-Dry | Com ¦ Small Unitary AC (SEER 18) - Hot-Dry | SCE ¦ Hot-Dry | SCE | All | Electric | Small Unitary AC (SEER 18) | Efficient |  |  | 0 | Conventional | HVAC | Com - College | Com | ROB and NEW | 0 | 1000 sqft2 of floor space | Cap-Tons | 15 | DEER:HVAC_Split-Package_AC | 0 | 0 | 0 | eTRM SWHC014-04 | 1423.12 | 2021 | 1183 | 2021 | 0 | 0 | SWHC014-04 | Com Unitary AC (Small) - Hot-Dry ¦ SCE ¦ Hot-Dry | Com Unitary AC (Small) - Hot-Dry | 0.62169 | 1 | 0 | CBSA 2014 | 0 | 2032 | 0.5 | SWHC014-04
COM-HVAC-24.50 | Com ¦ Small Unitary AC (SEER 18) - Hot-Dry ¦ SCE ¦ Hot-Dry | Com ¦ Small Unitary AC (SEER 18) - Hot-Dry | SCE ¦ Hot-Dry | SCE | All | Electric | Small Unitary AC (SEER 18) | Efficient |  |  | 0 | Conventional | HVAC | Com - Grocery | Com | ROB and NEW | 0 | 1000 sqft2 of floor space | Cap-Tons | 15 | DEER:HVAC_Split-Package_AC | -680.5 | -0.1965 | -1.6342 | eTRM SWHC014-04 | 1423.12 | 2021 | 1183 | 2021 | 0 | 0 | SWHC014-04 | Com Unitary AC (Small) - Hot-Dry ¦ SCE ¦ Hot-Dry | Com Unitary AC (Small) - Hot-Dry | 1.1059 | 1 | 0 | CBSA 2014 | 42.1149 | 2032 | 0.5 | SWHC014-04
COM-HVAC-24.51 | Com ¦ Small Unitary AC (SEER 18) - Hot-Dry ¦ SCE ¦ Hot-Dry | Com ¦ Small Unitary AC (SEER 18) - Hot-Dry | SCE ¦ Hot-Dry | SCE | All | Electric | Small Unitary AC (SEER 18) | Efficient |  |  | 0 | Conventional | HVAC | Com - Health | Com | ROB and NEW | 0 | 1000 sqft2 of floor space | Cap-Tons | 15 | DEER:HVAC_Split-Package_AC | -581.5261 | -0.14838 | -4.7728 | eTRM SWHC014-04 | 1423.12 | 2021 | 1183 | 2021 | 0 | 0 | SWHC014-04 | Com Unitary AC (Small) - Hot-Dry ¦ SCE ¦ Hot-Dry | Com Unitary AC (Small) - Hot-Dry | 0.88169 | 1 | 0 | CBSA 2014 | 51.5343 | 2032 | 0.5 | SWHC014-04
COM-HVAC-24.52 | Com ¦ Small Unitary AC (SEER 18) - Hot-Dry ¦ SCE ¦ Hot-Dry | Com ¦ Small Unitary AC (SEER 18) - Hot-Dry | SCE ¦ Hot-Dry | SCE | All | Electric | Small Unitary AC (SEER 18) | Efficient |  |  | 0 | Conventional | HVAC | Com - Lodging | Com | ROB and NEW | 0 | 1000 sqft2 of floor space | Cap-Tons | 15 | DEER:HVAC_Split-Package_AC | -548.2506 | -0.17501 | -7.4865 | eTRM SWHC014-04 | 1423.12 | 2021 | 1183 | 2021 | 0 | 0 | SWHC014-04 | Com Unitary AC (Small) - Hot-Dry ¦ SCE ¦ Hot-Dry | Com Unitary AC (Small) - Hot-Dry | 0.49511 | 1 | 0 | CBSA 2014 | 160.4043 | 2032 | 0.5 | SWHC014-04
COM-HVAC-24.53 | Com ¦ Small Unitary AC (SEER 18) - Hot-Dry ¦ SCE ¦ Hot-Dry | Com ¦ Small Unitary AC (SEER 18) - Hot-Dry | SCE ¦ Hot-Dry | SCE | All | Electric | Small Unitary AC (SEER 18) | Efficient |  |  | 0 | Conventional | HVAC | Com - Office (Large) | Com | ROB and NEW | 0 | 1000 sqft2 of floor space | Cap-Tons | 15 | DEER:HVAC_Split-Package_AC | -331 | -0.074188 | -0.26963 | eTRM SWHC014-04 | 1423.12 | 2021 | 1183 | 2021 | 0 | 0 | SWHC014-04 | Com Unitary AC (Small) - Hot-Dry ¦ SCE ¦ Hot-Dry | Com Unitary AC (Small) - Hot-Dry | 0.65634 | 1 | 0 | CBSA 2014 | 34.1292 | 2032 | 0.5 | SWHC014-04
COM-HVAC-24.54 | Com ¦ Small Unitary AC (SEER 18) - Hot-Dry ¦ SCE ¦ Hot-Dry | Com ¦ Small Unitary AC (SEER 18) - Hot-Dry | SCE ¦ Hot-Dry | SCE | All | Electric | Small Unitary AC (SEER 18) | Efficient |  |  | 0 | Conventional | HVAC | Com - Office (Small) | Com | ROB and NEW | 0 | 1000 sqft2 of floor space | Cap-Tons | 15 | DEER:HVAC_Split-Package_AC | -315.75 | -0.074 | -0.4465 | eTRM SWHC014-04 | 1423.12 | 2021 | 1183 | 2021 | 0 | 0 | SWHC014-04 | Com Unitary AC (Small) - Hot-Dry ¦ SCE ¦ Hot-Dry | Com Unitary AC (Small) - Hot-Dry | 0.74464 | 1 | 0 | CBSA 2014 | 15.3604 | 2032 | 0.5 | SWHC014-04
COM-HVAC-24.55 | Com ¦ Small Unitary AC (SEER 18) - Hot-Dry ¦ SCE ¦ Hot-Dry | Com ¦ Small Unitary AC (SEER 18) - Hot-Dry | SCE ¦ Hot-Dry | SCE | All | Electric | Small Unitary AC (SEER 18) | Efficient |  |  | 0 | Conventional | HVAC | Com - Other | Com | ROB and NEW | 0 | 1000 sqft2 of floor space | Cap-Tons | 15 | DEER:HVAC_Split-Package_AC | -370.75 | -0.17938 | -6.8788 | eTRM SWHC014-04 | 1423.12 | 2021 | 1183 | 2021 | 0 | 0 | SWHC014-04 | Com Unitary AC (Small) - Hot-Dry ¦ SCE ¦ Hot-Dry | Com Unitary AC (Small) - Hot-Dry | 0.35552 | 1 | 0 | CBSA 2014 | 72.1007 | 2032 | 0.5 | SWHC014-04
COM-HVAC-24.56 | Com ¦ Small Unitary AC (SEER 18) - Hot-Dry ¦ SCE ¦ Hot-Dry | Com ¦ Small Unitary AC (SEER 18) - Hot-Dry | SCE ¦ Hot-Dry | SCE | All | Electric | Small Unitary AC (SEER 18) | Efficient |  |  | 0 | Conventional | HVAC | Com - Refrig. Warehouse | Com | ROB and NEW | 0 | 1000 sqft2 of floor space | Cap-Tons | 15 | DEER:HVAC_Split-Package_AC | -610 | -0.1206 | -0.5345 | eTRM SWHC014-04 | 1423.12 | 2021 | 1183 | 2021 | 0 | 0 | SWHC014-04 | Com Unitary AC (Small) - Hot-Dry ¦ SCE ¦ Hot-Dry | Com Unitary AC (Small) - Hot-Dry | 0 | 1 | 0 | CBSA 2014 | 11.301 | 2032 | 0.5 | SWHC014-04
COM-HVAC-24.57 | Com ¦ Small Unitary AC (SEER 18) - Hot-Dry ¦ SCE ¦ Hot-Dry | Com ¦ Small Unitary AC (SEER 18) - Hot-Dry | SCE ¦ Hot-Dry | SCE | All | Electric | Small Unitary AC (SEER 18) | Efficient |  |  | 0 | Conventional | HVAC | Com - Restaurant | Com | ROB and NEW | 0 | 1000 sqft2 of floor space | Cap-Tons | 15 | DEER:HVAC_Split-Package_AC | 0 | 0 | 0 | eTRM SWHC014-04 | 1423.12 | 2021 | 1183 | 2021 | 0 | 0 | SWHC014-04 | Com Unitary AC (Small) - Hot-Dry ¦ SCE ¦ Hot-Dry | Com Unitary AC (Small) - Hot-Dry | 1.0866 | 1 | 0 | CBSA 2014 | 0 | 2032 | 0.5 | SWHC014-04
COM-HVAC-24.58 | Com ¦ Small Unitary AC (SEER 18) - Hot-Dry ¦ SCE ¦ Hot-Dry | Com ¦ Small Unitary AC (SEER 18) - Hot-Dry | SCE ¦ Hot-Dry | SCE | All | Electric | Small Unitary AC (SEER 18) | Efficient |  |  | 0 | Conventional | HVAC | Com - Retail | Com | ROB and NEW | 0 | 1000 sqft2 of floor space | Cap-Tons | 15 | DEER:HVAC_Split-Package_AC | -453.059 | -0.18056 | -2.207 | eTRM SWHC014-04 | 1423.12 | 2021 | 1183 | 2021 | 0 | 0 | SWHC014-04 | Com Unitary AC (Small) - Hot-Dry ¦ SCE ¦ Hot-Dry | Com Unitary AC (Small) - Hot-Dry | 0.45973 | 1 | 0 | CBSA 2014 | 170.0723 | 2032 | 0.5 | SWHC014-04
COM-HVAC-24.59 | Com ¦ Small Unitary AC (SEER 18) - Hot-Dry ¦ SCE ¦ Hot-Dry | Com ¦ Small Unitary AC (SEER 18) - Hot-Dry | SCE ¦ Hot-Dry | SCE | All | Electric | Small Unitary AC (SEER 18) | Efficient |  |  | 0 | Conventional | HVAC | Com - School | Com | ROB and NEW | 0 | 1000 sqft2 of floor space | Cap-Tons | 15 | DEER:HVAC_Split-Package_AC | -203.3146 | -0.098864 | -2.3139 | eTRM SWHC014-04 | 1423.12 | 2021 | 1183 | 2021 | 0 | 0 | SWHC014-04 | Com Unitary AC (Small) - Hot-Dry ¦ SCE ¦ Hot-Dry | Com Unitary AC (Small) - Hot-Dry | 0.74863 | 1 | 0 | CBSA 2014 | 38.7617 | 2032 | 0.5 | SWHC014-04
COM-HVAC-24.60 | Com ¦ Small Unitary AC (SEER 18) - Hot-Dry ¦ SCE ¦ Hot-Dry | Com ¦ Small Unitary AC (SEER 18) - Hot-Dry | SCE ¦ Hot-Dry | SCE | All | Electric | Small Unitary AC (SEER 18) | Efficient |  |  | 0 | Conventional | HVAC | Com - Warehouse | Com | ROB and NEW | 0 | 1000 sqft2 of floor space | Cap-Tons | 15 | DEER:HVAC_Split-Package_AC | -207.4663 | -0.065001 | -2.2721 | eTRM SWHC014-04 | 1423.12 | 2021 | 1183 | 2021 | 0 | 0 | SWHC014-04 | Com Unitary AC (Small) - Hot-Dry ¦ SCE ¦ Hot-Dry | Com Unitary AC (Small) - Hot-Dry | 0.1408 | 1 | 0 | CBSA 2014 | 71.7606 | 2032 | 0.5 | SWHC014-04
COM-HVAC-24.61 | Com ¦ Small Unitary AC (SEER 18) - Cold ¦ SCE ¦ Cold | Com ¦ Small Unitary AC (SEER 18) - Cold | SCE ¦ Cold | SCE | All | Electric | Small Unitary AC (SEER 18) | Efficient |  |  | 0 | Conventional | HVAC | Com - College | Com | ROB and NEW | 0 | 1000 sqft2 of floor space | Cap-Tons | 15 | DEER:HVAC_Split-Package_AC | 0 | 0 | 0 | eTRM SWHC014-04 | 1423.12 | 2021 | 1183 | 2021 | 0 | 0 | SWHC014-04 | Com Unitary AC (Small) - Cold ¦ SCE ¦ Cold | Com Unitary AC (Small) - Cold | 0.62169 | 1 | 0 | CBSA 2014 | 0 | 2032 | 0.5 | SWHC014-04
COM-HVAC-24.62 | Com ¦ Small Unitary AC (SEER 18) - Cold ¦ SCE ¦ Cold | Com ¦ Small Unitary AC (SEER 18) - Cold | SCE ¦ Cold | SCE | All | Electric | Small Unitary AC (SEER 18) | Efficient |  |  | 0 | Conventional | HVAC | Com - Grocery | Com | ROB and NEW | 0 | 1000 sqft2 of floor space | Cap-Tons | 15 | DEER:HVAC_Split-Package_AC | -582.375 | -0.14188 | -35.175 | eTRM SWHC014-04 | 1423.12 | 2021 | 1183 | 2021 | 0 | 0 | SWHC014-04 | Com Unitary AC (Small) - Cold ¦ SCE ¦ Cold | Com Unitary AC (Small) - Cold | 1.1059 | 1 | 0 | CBSA 2014 | 115.3555 | 2032 | 0.5 | SWHC014-04
COM-HVAC-24.63 | Com ¦ Small Unitary AC (SEER 18) - Cold ¦ SCE ¦ Cold | Com ¦ Small Unitary AC (SEER 18) - Cold | SCE ¦ Cold | SCE | All | Electric | Small Unitary AC (SEER 18) | Efficient |  |  | 0 | Conventional | HVAC | Com - Health | Com | ROB and NEW | 0 | 1000 sqft2 of floor space | Cap-Tons | 15 | DEER:HVAC_Split-Package_AC | -490.6714 | -0.10548 | -24.2338 | eTRM SWHC014-04 | 1423.12 | 2021 | 1183 | 2021 | 0 | 0 | SWHC014-04 | Com Unitary AC (Small) - Cold ¦ SCE ¦ Cold | Com Unitary AC (Small) - Cold | 0.88169 | 1 | 0 | CBSA 2014 | 100.5583 | 2032 | 0.5 | SWHC014-04
COM-HVAC-24.64 | Com ¦ Small Unitary AC (SEER 18) - Cold ¦ SCE ¦ Cold | Com ¦ Small Unitary AC (SEER 18) - Cold | SCE ¦ Cold | SCE | All | Electric | Small Unitary AC (SEER 18) | Efficient |  |  | 0 | Conventional | HVAC | Com - Lodging | Com | ROB and NEW | 0 | 1000 sqft2 of floor space | Cap-Tons | 15 | DEER:HVAC_Split-Package_AC | -449.1455 | -0.11801 | -24.7833 | eTRM SWHC014-04 | 1423.12 | 2021 | 1183 | 2021 | 0 | 0 | SWHC014-04 | Com Unitary AC (Small) - Cold ¦ SCE ¦ Cold | Com Unitary AC (Small) - Cold | 0.49511 | 1 | 0 | CBSA 2014 | 315.6411 | 2032 | 0.5 | SWHC014-04
COM-HVAC-24.65 | Com ¦ Small Unitary AC (SEER 18) - Cold ¦ SCE ¦ Cold | Com ¦ Small Unitary AC (SEER 18) - Cold | SCE ¦ Cold | SCE | All | Electric | Small Unitary AC (SEER 18) | Efficient |  |  | 0 | Conventional | HVAC | Com - Office (Large) | Com | ROB and NEW | 0 | 1000 sqft2 of floor space | Cap-Tons | 15 | DEER:HVAC_Split-Package_AC | -244.5 | -0.053562 | -5.0525 | eTRM SWHC014-04 | 1423.12 | 2021 | 1183 | 2021 | 0 | 0 | SWHC014-04 | Com Unitary AC (Small) - Cold ¦ SCE ¦ Cold | Com Unitary AC (Small) - Cold | 0.65634 | 1 | 0 | CBSA 2014 | 47.0051 | 2032 | 0.5 | SWHC014-04
COM-HVAC-24.66 | Com ¦ Small Unitary AC (SEER 18) - Cold ¦ SCE ¦ Cold | Com ¦ Small Unitary AC (SEER 18) - Cold | SCE ¦ Cold | SCE | All | Electric | Small Unitary AC (SEER 18) | Efficient |  |  | 0 | Conventional | HVAC | Com - Office (Small) | Com | ROB and NEW | 0 | 1000 sqft2 of floor space | Cap-Tons | 15 | DEER:HVAC_Split-Package_AC | -240.625 | -0.054175 | -6.1712 | eTRM SWHC014-04 | 1423.12 | 2021 | 1183 | 2021 | 0 | 0 | SWHC014-04 | Com Unitary AC (Small) - Cold ¦ SCE ¦ Cold | Com Unitary AC (Small) - Cold | 0.74464 | 1 | 0 | CBSA 2014 | 23.2493 | 2032 | 0.5 | SWHC014-04
COM-HVAC-24.67 | Com ¦ Small Unitary AC (SEER 18) - Cold ¦ SCE ¦ Cold | Com ¦ Small Unitary AC (SEER 18) - Cold | SCE ¦ Cold | SCE | All | Electric | Small Unitary AC (SEER 18) | Efficient |  |  | 0 | Conventional | HVAC | Com - Other | Com | ROB and NEW | 0 | 1000 sqft2 of floor space | Cap-Tons | 15 | DEER:HVAC_Split-Package_AC | -268.125 | -0.11987 | -23.525 | eTRM SWHC014-04 | 1423.12 | 2021 | 1183 | 2021 | 0 | 0 | SWHC014-04 | Com Unitary AC (Small) - Cold ¦ SCE ¦ Cold | Com Unitary AC (Small) - Cold | 0.35552 | 1 | 0 | CBSA 2014 | 136.176 | 2032 | 0.5 | SWHC014-04
COM-HVAC-24.68 | Com ¦ Small Unitary AC (SEER 18) - Cold ¦ SCE ¦ Cold | Com ¦ Small Unitary AC (SEER 18) - Cold | SCE ¦ Cold | SCE | All | Electric | Small Unitary AC (SEER 18) | Efficient |  |  | 0 | Conventional | HVAC | Com - Refrig. Warehouse | Com | ROB and NEW | 0 | 1000 sqft2 of floor space | Cap-Tons | 15 | DEER:HVAC_Split-Package_AC | -454.125 | -0.10156 | -7.51 | eTRM SWHC014-04 | 1423.12 | 2021 | 1183 | 2021 | 0 | 0 | SWHC014-04 | Com Unitary AC (Small) - Cold ¦ SCE ¦ Cold | Com Unitary AC (Small) - Cold | 0 | 1 | 0 | CBSA 2014 | 13.7529 | 2032 | 0.5 | SWHC014-04
COM-HVAC-24.69 | Com ¦ Small Unitary AC (SEER 18) - Cold ¦ SCE ¦ Cold | Com ¦ Small Unitary AC (SEER 18) - Cold | SCE ¦ Cold | SCE | All | Electric | Small Unitary AC (SEER 18) | Efficient |  |  | 0 | Conventional | HVAC | Com - Restaurant | Com | ROB and NEW | 0 | 1000 sqft2 of floor space | Cap-Tons | 15 | DEER:HVAC_Split-Package_AC | 0 | 0 | 0 | eTRM SWHC014-04 | 1423.12 | 2021 | 1183 | 2021 | 0 | 0 | SWHC014-04 | Com Unitary AC (Small) - Cold ¦ SCE ¦ Cold | Com Unitary AC (Small) - Cold | 1.0866 | 1 | 0 | CBSA 2014 | 0 | 2032 | 0.5 | SWHC014-04
COM-HVAC-24.70 | Com ¦ Small Unitary AC (SEER 18) - Cold ¦ SCE ¦ Cold | Com ¦ Small Unitary AC (SEER 18) - Cold | SCE ¦ Cold | SCE | All | Electric | Small Unitary AC (SEER 18) | Efficient |  |  | 0 | Conventional | HVAC | Com - Retail | Com | ROB and NEW | 0 | 1000 sqft2 of floor space | Cap-Tons | 15 | DEER:HVAC_Split-Package_AC | -331.8265 | -0.13707 | -28.9195 | eTRM SWHC014-04 | 1423.12 | 2021 | 1183 | 2021 | 0 | 0 | SWHC014-04 | Com Unitary AC (Small) - Cold ¦ SCE ¦ Cold | Com Unitary AC (Small) - Cold | 0.45973 | 1 | 0 | CBSA 2014 | 259.471 | 2032 | 0.5 | SWHC014-04
COM-HVAC-24.71 | Com ¦ Small Unitary AC (SEER 18) - Cold ¦ SCE ¦ Cold | Com ¦ Small Unitary AC (SEER 18) - Cold | SCE ¦ Cold | SCE | All | Electric | Small Unitary AC (SEER 18) | Efficient |  |  | 0 | Conventional | HVAC | Com - School | Com | ROB and NEW | 0 | 1000 sqft2 of floor space | Cap-Tons | 15 | DEER:HVAC_Split-Package_AC | -147.86 | -0.0071548 | -15.6654 | eTRM SWHC014-04 | 1423.12 | 2021 | 1183 | 2021 | 0 | 0 | SWHC014-04 | Com Unitary AC (Small) - Cold ¦ SCE ¦ Cold | Com Unitary AC (Small) - Cold | 0.74863 | 1 | 0 | CBSA 2014 | 60.136 | 2032 | 0.5 | SWHC014-04
COM-HVAC-24.72 | Com ¦ Small Unitary AC (SEER 18) - Cold ¦ SCE ¦ Cold | Com ¦ Small Unitary AC (SEER 18) - Cold | SCE ¦ Cold | SCE | All | Electric | Small Unitary AC (SEER 18) | Efficient |  |  | 0 | Conventional | HVAC | Com - Warehouse | Com | ROB and NEW | 0 | 1000 sqft2 of floor space | Cap-Tons | 15 | DEER:HVAC_Split-Package_AC | -175.1509 | -0.039889 | -12.5251 | eTRM SWHC014-04 | 1423.12 | 2021 | 1183 | 2021 | 0 | 0 | SWHC014-04 | Com Unitary AC (Small) - Cold ¦ SCE ¦ Cold | Com Unitary AC (Small) - Cold | 0.1408 | 1 | 0 | CBSA 2014 | 105.2961 | 2032 | 0.5 | SWHC014-04
COM-HVAC-24.73 | Com ¦ Small Unitary AC (SEER 18) - Marine ¦ SDG&E ¦ Marine | Com ¦ Small Unitary AC (SEER 18) - Marine | SDG&E ¦ Marine | SDG&E | All | Electric | Small Unitary AC (SEER 18) | Efficient |  |  | 0 | Conventional | HVAC | Com - College | Com | ROB and NEW | 0 | 1000 sqft2 of floor space | Cap-Tons | 15 | DEER:HVAC_Split-Package_AC | 0 | 0 | 0 | eTRM SWHC014-04 | 1423.12 | 2021 | 1183 | 2021 | 0 | 0 | SWHC014-04 | Com Unitary AC (Small) - Marine ¦ SDG&E ¦ Marine | Com Unitary AC (Small) - Marine | 0.60922 | 1 | 0 | CBSA 2014 | 0 | 2032 | 0.5 | SWHC014-04
COM-HVAC-24.74 | Com ¦ Small Unitary AC (SEER 18) - Marine ¦ SDG&E ¦ Marine | Com ¦ Small Unitary AC (SEER 18) - Marine | SDG&E ¦ Marine | SDG&E | All | Electric | Small Unitary AC (SEER 18) | Efficient |  |  | 0 | Conventional | HVAC | Com - Grocery | Com | ROB and NEW | 0 | 1000 sqft2 of floor space | Cap-Tons | 15 | DEER:HVAC_Split-Package_AC | -609 | -0.15 | 0.39062 | eTRM SWHC014-04 | 1423.12 | 2021 | 1183 | 2021 | 0 | 0 | SWHC014-04 | Com Unitary AC (Small) - Marine ¦ SDG&E ¦ Marine | Com Unitary AC (Small) - Marine | 1.1243 | 1 | 0 | CBSA 2014 | 33.3383 | 2032 | 0.5 | SWHC014-04
COM-HVAC-24.75 | Com ¦ Small Unitary AC (SEER 18) - Marine ¦ SDG&E ¦ Marine | Com ¦ Small Unitary AC (SEER 18) - Marine | SDG&E ¦ Marine | SDG&E | All | Electric | Small Unitary AC (SEER 18) | Efficient |  |  | 0 | Conventional | HVAC | Com - Health | Com | ROB and NEW | 0 | 1000 sqft2 of floor space | Cap-Tons | 15 | DEER:HVAC_Split-Package_AC | -532.2473 | -0.11331 | -4.0706 | eTRM SWHC014-04 | 1423.12 | 2021 | 1183 | 2021 | 0 | 0 | SWHC014-04 | Com Unitary AC (Small) - Marine ¦ SDG&E ¦ Marine | Com Unitary AC (Small) - Marine | 0.87675 | 1 | 0 | CBSA 2014 | 46.3261 | 2032 | 0.5 | SWHC014-04
COM-HVAC-24.76 | Com ¦ Small Unitary AC (SEER 18) - Marine ¦ SDG&E ¦ Marine | Com ¦ Small Unitary AC (SEER 18) - Marine | SDG&E ¦ Marine | SDG&E | All | Electric | Small Unitary AC (SEER 18) | Efficient |  |  | 0 | Conventional | HVAC | Com - Lodging | Com | ROB and NEW | 0 | 1000 sqft2 of floor space | Cap-Tons | 15 | DEER:HVAC_Split-Package_AC | -452.954 | -0.12278 | -4.9856 | eTRM SWHC014-04 | 1423.12 | 2021 | 1183 | 2021 | 0 | 0 | SWHC014-04 | Com Unitary AC (Small) - Marine ¦ SDG&E ¦ Marine | Com Unitary AC (Small) - Marine | 0.49055 | 1 | 0 | CBSA 2014 | 120.6724 | 2032 | 0.5 | SWHC014-04
COM-HVAC-24.77 | Com ¦ Small Unitary AC (SEER 18) - Marine ¦ SDG&E ¦ Marine | Com ¦ Small Unitary AC (SEER 18) - Marine | SDG&E ¦ Marine | SDG&E | All | Electric | Small Unitary AC (SEER 18) | Efficient |  |  | 0 | Conventional | HVAC | Com - Office (Large) | Com | ROB and NEW | 0 | 1000 sqft2 of floor space | Cap-Tons | 15 | DEER:HVAC_Split-Package_AC | -296.375 | -0.053075 | -0.18737 | eTRM SWHC014-04 | 1423.12 | 2021 | 1183 | 2021 | 0 | 0 | SWHC014-04 | Com Unitary AC (Small) - Marine ¦ SDG&E ¦ Marine | Com Unitary AC (Small) - Marine | 0.64047 | 1 | 0 | CBSA 2014 | 30.3164 | 2032 | 0.5 | SWHC014-04
COM-HVAC-24.78 | Com ¦ Small Unitary AC (SEER 18) - Marine ¦ SDG&E ¦ Marine | Com ¦ Small Unitary AC (SEER 18) - Marine | SDG&E ¦ Marine | SDG&E | All | Electric | Small Unitary AC (SEER 18) | Efficient |  |  | 0 | Conventional | HVAC | Com - Office (Small) | Com | ROB and NEW | 0 | 1000 sqft2 of floor space | Cap-Tons | 15 | DEER:HVAC_Split-Package_AC | -280.375 | -0.05305 | -0.395 | eTRM SWHC014-04 | 1423.12 | 2021 | 1183 | 2021 | 0 | 0 | SWHC014-04 | Com Unitary AC (Small) - Marine ¦ SDG&E ¦ Marine | Com Unitary AC (Small) - Marine | 0.77766 | 1 | 0 | CBSA 2014 | 13.6366 | 2032 | 0.5 | SWHC014-04
COM-HVAC-24.79 | Com ¦ Small Unitary AC (SEER 18) - Marine ¦ SDG&E ¦ Marine | Com ¦ Small Unitary AC (SEER 18) - Marine | SDG&E ¦ Marine | SDG&E | All | Electric | Small Unitary AC (SEER 18) | Efficient |  |  | 0 | Conventional | HVAC | Com - Other | Com | ROB and NEW | 0 | 1000 sqft2 of floor space | Cap-Tons | 15 | DEER:HVAC_Split-Package_AC | -296.625 | -0.12662 | -5.3537 | eTRM SWHC014-04 | 1423.12 | 2021 | 1183 | 2021 | 0 | 0 | SWHC014-04 | Com Unitary AC (Small) - Marine ¦ SDG&E ¦ Marine | Com Unitary AC (Small) - Marine | 0.34945 | 1 | 0 | CBSA 2014 | 57.0072 | 2032 | 0.5 | SWHC014-04
COM-HVAC-24.80 | Com ¦ Small Unitary AC (SEER 18) - Marine ¦ SDG&E ¦ Marine | Com ¦ Small Unitary AC (SEER 18) - Marine | SDG&E ¦ Marine | SDG&E | All | Electric | Small Unitary AC (SEER 18) | Efficient |  |  | 0 | Conventional | HVAC | Com - Refrig. Warehouse | Com | ROB and NEW | 0 | 1000 sqft2 of floor space | Cap-Tons | 15 | DEER:HVAC_Split-Package_AC | -555.125 | -0.095525 | -0.40237 | eTRM SWHC014-04 | 1423.12 | 2021 | 1183 | 2021 | 0 | 0 | SWHC014-04 | Com Unitary AC (Small) - Marine ¦ SDG&E ¦ Marine | Com Unitary AC (Small) - Marine | 0 | 1 | 0 | CBSA 2014 | 10.2213 | 2032 | 0.5 | SWHC014-04
COM-HVAC-24.81 | Com ¦ Small Unitary AC (SEER 18) - Marine ¦ SDG&E ¦ Marine | Com ¦ Small Unitary AC (SEER 18) - Marine | SDG&E ¦ Marine | SDG&E | All | Electric | Small Unitary AC (SEER 18) | Efficient |  |  | 0 | Conventional | HVAC | Com - Restaurant | Com | ROB and NEW | 0 | 1000 sqft2 of floor space | Cap-Tons | 15 | DEER:HVAC_Split-Package_AC | 0 | 0 | 0 | eTRM SWHC014-04 | 1423.12 | 2021 | 1183 | 2021 | 0 | 0 | SWHC014-04 | Com Unitary AC (Small) - Marine ¦ SDG&E ¦ Marine | Com Unitary AC (Small) - Marine | 1.1351 | 1 | 0 | CBSA 2014 | 0 | 2032 | 0.5 | SWHC014-04
COM-HVAC-24.82 | Com ¦ Small Unitary AC (SEER 18) - Marine ¦ SDG&E ¦ Marine | Com ¦ Small Unitary AC (SEER 18) - Marine | SDG&E ¦ Marine | SDG&E | All | Electric | Small Unitary AC (SEER 18) | Efficient |  |  | 0 | Conventional | HVAC | Com - Retail | Com | ROB and NEW | 0 | 1000 sqft2 of floor space | Cap-Tons | 15 | DEER:HVAC_Split-Package_AC | -387.097 | -0.1434 | -2.8758 | eTRM SWHC014-04 | 1423.12 | 2021 | 1183 | 2021 | 0 | 0 | SWHC014-04 | Com Unitary AC (Small) - Marine ¦ SDG&E ¦ Marine | Com Unitary AC (Small) - Marine | 0.46017 | 1 | 0 | CBSA 2014 | 150.2035 | 2032 | 0.5 | SWHC014-04
COM-HVAC-24.83 | Com ¦ Small Unitary AC (SEER 18) - Marine ¦ SDG&E ¦ Marine | Com ¦ Small Unitary AC (SEER 18) - Marine | SDG&E ¦ Marine | SDG&E | All | Electric | Small Unitary AC (SEER 18) | Efficient |  |  | 0 | Conventional | HVAC | Com - School | Com | ROB and NEW | 0 | 1000 sqft2 of floor space | Cap-Tons | 15 | DEER:HVAC_Split-Package_AC | -166.4934 | -0.067528 | -2.5086 | eTRM SWHC014-04 | 1423.12 | 2021 | 1183 | 2021 | 0 | 0 | SWHC014-04 | Com Unitary AC (Small) - Marine ¦ SDG&E ¦ Marine | Com Unitary AC (Small) - Marine | 0.77382 | 1 | 0 | CBSA 2014 | 33.144 | 2032 | 0.5 | SWHC014-04
COM-HVAC-24.84 | Com ¦ Small Unitary AC (SEER 18) - Marine ¦ SDG&E ¦ Marine | Com ¦ Small Unitary AC (SEER 18) - Marine | SDG&E ¦ Marine | SDG&E | All | Electric | Small Unitary AC (SEER 18) | Efficient |  |  | 0 | Conventional | HVAC | Com - Warehouse | Com | ROB and NEW | 0 | 1000 sqft2 of floor space | Cap-Tons | 15 | DEER:HVAC_Split-Package_AC | -172.2201 | -0.039056 | -1.7523 | eTRM SWHC014-04 | 1423.12 | 2021 | 1183 | 2021 | 0 | 0 | SWHC014-04 | Com Unitary AC (Small) - Marine ¦ SDG&E ¦ Marine | Com Unitary AC (Small) - Marine | 0.14112 | 1 | 0 | CBSA 2014 | 59.0052 | 2032 | 0.5 | SWHC014-04
COM-HVAC-24.85 | Com ¦ Small Unitary AC (SEER 18) - Hot-Dry ¦ SDG&E ¦ Hot-Dry | Com ¦ Small Unitary AC (SEER 18) - Hot-Dry | SDG&E ¦ Hot-Dry | SDG&E | All | Electric | Small Unitary AC (SEER 18) | Efficient |  |  | 0 | Conventional | HVAC | Com - College | Com | ROB and NEW | 0 | 1000 sqft2 of floor space | Cap-Tons | 15 | DEER:HVAC_Split-Package_AC | 0 | 0 | 0 | eTRM SWHC014-04 | 1423.12 | 2021 | 1183 | 2021 | 0 | 0 | SWHC014-04 | Com Unitary AC (Small) - Hot-Dry ¦ SDG&E ¦ Hot-Dry | Com Unitary AC (Small) - Hot-Dry | 0.60922 | 1 | 0 | CBSA 2014 | 0 | 2032 | 0.5 | SWHC014-04
COM-HVAC-24.86 | Com ¦ Small Unitary AC (SEER 18) - Hot-Dry ¦ SDG&E ¦ Hot-Dry | Com ¦ Small Unitary AC (SEER 18) - Hot-Dry | SDG&E ¦ Hot-Dry | SDG&E | All | Electric | Small Unitary AC (SEER 18) | Efficient |  |  | 0 | Conventional | HVAC | Com - Grocery | Com | ROB and NEW | 0 | 1000 sqft2 of floor space | Cap-Tons | 15 | DEER:HVAC_Split-Package_AC | -625.125 | -0.13775 | 1.6568 | eTRM SWHC014-04 | 1423.12 | 2021 | 1183 | 2021 | 0 | 0 | SWHC014-04 | Com Unitary AC (Small) - Hot-Dry ¦ SDG&E ¦ Hot-Dry | Com Unitary AC (Small) - Hot-Dry | 1.1243 | 1 | 0 | CBSA 2014 | 31.2721 | 2032 | 0.5 | SWHC014-04
COM-HVAC-24.87 | Com ¦ Small Unitary AC (SEER 18) - Hot-Dry ¦ SDG&E ¦ Hot-Dry | Com ¦ Small Unitary AC (SEER 18) - Hot-Dry | SDG&E ¦ Hot-Dry | SDG&E | All | Electric | Small Unitary AC (SEER 18) | Efficient |  |  | 0 | Conventional | HVAC | Com - Health | Com | ROB and NEW | 0 | 1000 sqft2 of floor space | Cap-Tons | 15 | DEER:HVAC_Split-Package_AC | -503.6054 | -0.092524 | -3.347 | eTRM SWHC014-04 | 1423.12 | 2021 | 1183 | 2021 | 0 | 0 | SWHC014-04 | Com Unitary AC (Small) - Hot-Dry ¦ SDG&E ¦ Hot-Dry | Com Unitary AC (Small) - Hot-Dry | 0.87675 | 1 | 0 | CBSA 2014 | 42.4081 | 2032 | 0.5 | SWHC014-04
COM-HVAC-24.88 | Com ¦ Small Unitary AC (SEER 18) - Hot-Dry ¦ SDG&E ¦ Hot-Dry | Com ¦ Small Unitary AC (SEER 18) - Hot-Dry | SDG&E ¦ Hot-Dry | SDG&E | All | Electric | Small Unitary AC (SEER 18) | Efficient |  |  | 0 | Conventional | HVAC | Com - Lodging | Com | ROB and NEW | 0 | 1000 sqft2 of floor space | Cap-Tons | 15 | DEER:HVAC_Split-Package_AC | -425.3682 | -0.096769 | -3.9805 | eTRM SWHC014-04 | 1423.12 | 2021 | 1183 | 2021 | 0 | 0 | SWHC014-04 | Com Unitary AC (Small) - Hot-Dry ¦ SDG&E ¦ Hot-Dry | Com Unitary AC (Small) - Hot-Dry | 0.49055 | 1 | 0 | CBSA 2014 | 106.3935 | 2032 | 0.5 | SWHC014-04
COM-HVAC-24.89 | Com ¦ Small Unitary AC (SEER 18) - Hot-Dry ¦ SDG&E ¦ Hot-Dry | Com ¦ Small Unitary AC (SEER 18) - Hot-Dry | SDG&E ¦ Hot-Dry | SDG&E | All | Electric | Small Unitary AC (SEER 18) | Efficient |  |  | 0 | Conventional | HVAC | Com - Office (Large) | Com | ROB and NEW | 0 | 1000 sqft2 of floor space | Cap-Tons | 15 | DEER:HVAC_Split-Package_AC | -282.75 | -0.0475 | -0.13962 | eTRM SWHC014-04 | 1423.12 | 2021 | 1183 | 2021 | 0 | 0 | SWHC014-04 | Com Unitary AC (Small) - Hot-Dry ¦ SDG&E ¦ Hot-Dry | Com Unitary AC (Small) - Hot-Dry | 0.64047 | 1 | 0 | CBSA 2014 | 28.7469 | 2032 | 0.5 | SWHC014-04
COM-HVAC-24.90 | Com ¦ Small Unitary AC (SEER 18) - Hot-Dry ¦ SDG&E ¦ Hot-Dry | Com ¦ Small Unitary AC (SEER 18) - Hot-Dry | SDG&E ¦ Hot-Dry | SDG&E | All | Electric | Small Unitary AC (SEER 18) | Efficient |  |  | 0 | Conventional | HVAC | Com - Office (Small) | Com | ROB and NEW | 0 | 1000 sqft2 of floor space | Cap-Tons | 15 | DEER:HVAC_Split-Package_AC | -265.5 | -0.046875 | -0.3604 | eTRM SWHC014-04 | 1423.12 | 2021 | 1183 | 2021 | 0 | 0 | SWHC014-04 | Com Unitary AC (Small) - Hot-Dry ¦ SDG&E ¦ Hot-Dry | Com Unitary AC (Small) - Hot-Dry | 0.77766 | 1 | 0 | CBSA 2014 | 12.8861 | 2032 | 0.5 | SWHC014-04
COM-HVAC-24.91 | Com ¦ Small Unitary AC (SEER 18) - Hot-Dry ¦ SDG&E ¦ Hot-Dry | Com ¦ Small Unitary AC (SEER 18) - Hot-Dry | SDG&E ¦ Hot-Dry | SDG&E | All | Electric | Small Unitary AC (SEER 18) | Efficient |  |  | 0 | Conventional | HVAC | Com - Other | Com | ROB and NEW | 0 | 1000 sqft2 of floor space | Cap-Tons | 15 | DEER:HVAC_Split-Package_AC | -273.75 | -0.096 | -4.4062 | eTRM SWHC014-04 | 1423.12 | 2021 | 1183 | 2021 | 0 | 0 | SWHC014-04 | Com Unitary AC (Small) - Hot-Dry ¦ SDG&E ¦ Hot-Dry | Com Unitary AC (Small) - Hot-Dry | 0.34945 | 1 | 0 | CBSA 2014 | 50.189 | 2032 | 0.5 | SWHC014-04
COM-HVAC-24.92 | Com ¦ Small Unitary AC (SEER 18) - Hot-Dry ¦ SDG&E ¦ Hot-Dry | Com ¦ Small Unitary AC (SEER 18) - Hot-Dry | SDG&E ¦ Hot-Dry | SDG&E | All | Electric | Small Unitary AC (SEER 18) | Efficient |  |  | 0 | Conventional | HVAC | Com - Refrig. Warehouse | Com | ROB and NEW | 0 | 1000 sqft2 of floor space | Cap-Tons | 15 | DEER:HVAC_Split-Package_AC | -573.875 | -0.081625 | -0.88787 | eTRM SWHC014-04 | 1423.12 | 2021 | 1183 | 2021 | 0 | 0 | SWHC014-04 | Com Unitary AC (Small) - Hot-Dry ¦ SDG&E ¦ Hot-Dry | Com Unitary AC (Small) - Hot-Dry | 0 | 1 | 0 | CBSA 2014 | 10.9208 | 2032 | 0.5 | SWHC014-04
COM-HVAC-24.93 | Com ¦ Small Unitary AC (SEER 18) - Hot-Dry ¦ SDG&E ¦ Hot-Dry | Com ¦ Small Unitary AC (SEER 18) - Hot-Dry | SDG&E ¦ Hot-Dry | SDG&E | All | Electric | Small Unitary AC (SEER 18) | Efficient |  |  | 0 | Conventional | HVAC | Com - Restaurant | Com | ROB and NEW | 0 | 1000 sqft2 of floor space | Cap-Tons | 15 | DEER:HVAC_Split-Package_AC | 0 | 0 | 0 | eTRM SWHC014-04 | 1423.12 | 2021 | 1183 | 2021 | 0 | 0 | SWHC014-04 | Com Unitary AC (Small) - Hot-Dry ¦ SDG&E ¦ Hot-Dry | Com Unitary AC (Small) - Hot-Dry | 1.1351 | 1 | 0 | CBSA 2014 | 0 | 2032 | 0.5 | SWHC014-04
COM-HVAC-24.94 | Com ¦ Small Unitary AC (SEER 18) - Hot-Dry ¦ SDG&E ¦ Hot-Dry | Com ¦ Small Unitary AC (SEER 18) - Hot-Dry | SDG&E ¦ Hot-Dry | SDG&E | All | Electric | Small Unitary AC (SEER 18) | Efficient |  |  | 0 | Conventional | HVAC | Com - Retail | Com | ROB and NEW | 0 | 1000 sqft2 of floor space | Cap-Tons | 15 | DEER:HVAC_Split-Package_AC | -363.0275 | -0.1177 | -2.3271 | eTRM SWHC014-04 | 1423.12 | 2021 | 1183 | 2021 | 0 | 0 | SWHC014-04 | Com Unitary AC (Small) - Hot-Dry ¦ SDG&E ¦ Hot-Dry | Com Unitary AC (Small) - Hot-Dry | 0.46017 | 1 | 0 | CBSA 2014 | 139.0365 | 2032 | 0.5 | SWHC014-04
COM-HVAC-24.95 | Com ¦ Small Unitary AC (SEER 18) - Hot-Dry ¦ SDG&E ¦ Hot-Dry | Com ¦ Small Unitary AC (SEER 18) - Hot-Dry | SDG&E ¦ Hot-Dry | SDG&E | All | Electric | Small Unitary AC (SEER 18) | Efficient |  |  | 0 | Conventional | HVAC | Com - School | Com | ROB and NEW | 0 | 1000 sqft2 of floor space | Cap-Tons | 15 | DEER:HVAC_Split-Package_AC | -152.5954 | -0.055556 | -2.4112 | eTRM SWHC014-04 | 1423.12 | 2021 | 1183 | 2021 | 0 | 0 | SWHC014-04 | Com Unitary AC (Small) - Hot-Dry ¦ SDG&E ¦ Hot-Dry | Com Unitary AC (Small) - Hot-Dry | 0.77382 | 1 | 0 | CBSA 2014 | 30.6333 | 2032 | 0.5 | SWHC014-04
COM-HVAC-24.96 | Com ¦ Small Unitary AC (SEER 18) - Hot-Dry ¦ SDG&E ¦ Hot-Dry | Com ¦ Small Unitary AC (SEER 18) - Hot-Dry | SDG&E ¦ Hot-Dry | SDG&E | All | Electric | Small Unitary AC (SEER 18) | Efficient |  |  | 0 | Conventional | HVAC | Com - Warehouse | Com | ROB and NEW | 0 | 1000 sqft2 of floor space | Cap-Tons | 15 | DEER:HVAC_Split-Package_AC | -166.2044 | -0.031282 | -1.7554 | eTRM SWHC014-04 | 1423.12 | 2021 | 1183 | 2021 | 0 | 0 | SWHC014-04 | Com Unitary AC (Small) - Hot-Dry ¦ SDG&E ¦ Hot-Dry | Com Unitary AC (Small) - Hot-Dry | 0.14112 | 1 | 0 | CBSA 2014 | 57.2151 | 2032 | 0.5 | SWHC014-04
COM-HVAC-15.1 | Com ¦ Large Unitary Heat Pump (EER 9.3, COP 3.2) - Marine ¦ PG&E ¦ Marine | Com ¦ Large Unitary Heat Pump (EER 9.3, COP 3.2) - Marine | PG&E ¦ Marine | PG&E | All | Electric | Large Unitary Heat Pump (EER 9.3, COP 3.2) | Average Existing and Code |  |  | 0 | Conventional | HVAC | Com - College | Com | ROB and NEW | 0 | 1000 sqft2 of floor space | Cap-Tons | 15 | DEER:HVAC_Split-Package_AC | 0 | 0 | 0 | eTRM SWHC013-05 | 781.78 | 2021 | 460 | 2021 | 0 | 0 | SWHC013-05 | Com Unitary Heat Pump (Large) - Marine ¦ PG&E ¦ Marine | Com Unitary Heat Pump (Large) - Marine | 0.13195 | 1 | 0.93 | CBSA 2014 | 0 | 2012 | 0.5 | SWHC013-05
COM-HVAC-15.2 | Com ¦ Large Unitary Heat Pump (EER 9.3, COP 3.2) - Marine ¦ PG&E ¦ Marine | Com ¦ Large Unitary Heat Pump (EER 9.3, COP 3.2) - Marine | PG&E ¦ Marine | PG&E | All | Electric | Large Unitary Heat Pump (EER 9.3, COP 3.2) | Average Existing and Code |  |  | 0 | Conventional | HVAC | Com - Grocery | Com | ROB and NEW | 0 | 1000 sqft2 of floor space | Cap-Tons | 15 | DEER:HVAC_Split-Package_AC | 0 | 0 | 0 | eTRM SWHC013-05 | 781.78 | 2021 | 460 | 2021 | 0 | 0 | SWHC013-05 | Com Unitary Heat Pump (Large) - Marine ¦ PG&E ¦ Marine | Com Unitary Heat Pump (Large) - Marine | 0.22016 | 1 | 0.93 | CBSA 2014 | 0 | 2012 | 0.5 | SWHC013-05
COM-HVAC-15.3 | Com ¦ Large Unitary Heat Pump (EER 9.3, COP 3.2) - Marine ¦ PG&E ¦ Marine | Com ¦ Large Unitary Heat Pump (EER 9.3, COP 3.2) - Marine | PG&E ¦ Marine | PG&E | All | Electric | Large Unitary Heat Pump (EER 9.3, COP 3.2) | Average Existing and Code |  |  | 0 | Conventional | HVAC | Com - Health | Com | ROB and NEW | 0 | 1000 sqft2 of floor space | Cap-Tons | 15 | DEER:HVAC_Split-Package_AC | 0 | 0 | 0 | eTRM SWHC013-05 | 781.78 | 2021 | 460 | 2021 | 0 | 0 | SWHC013-05 | Com Unitary Heat Pump (Large) - Marine ¦ PG&E ¦ Marine | Com Unitary Heat Pump (Large) - Marine | 0.19485 | 1 | 0.93 | CBSA 2014 | 0 | 2012 | 0.5 | SWHC013-05
COM-HVAC-15.4 | Com ¦ Large Unitary Heat Pump (EER 9.3, COP 3.2) - Marine ¦ PG&E ¦ Marine | Com ¦ Large Unitary Heat Pump (EER 9.3, COP 3.2) - Marine | PG&E ¦ Marine | PG&E | All | Electric | Large Unitary Heat Pump (EER 9.3, COP 3.2) | Average Existing and Code |  |  | 0 | Conventional | HVAC | Com - Lodging | Com | ROB and NEW | 0 | 1000 sqft2 of floor space | Cap-Tons | 15 | DEER:HVAC_Split-Package_AC | 0 | 0 | 0 | eTRM SWHC013-05 | 781.78 | 2021 | 460 | 2021 | 0 | 0 | SWHC013-05 | Com Unitary Heat Pump (Large) - Marine ¦ PG&E ¦ Marine | Com Unitary Heat Pump (Large) - Marine | 0.10386 | 1 | 0.93 | CBSA 2014 | 0 | 2012 | 0.5 | SWHC013-05
COM-HVAC-15.5 | Com ¦ Large Unitary Heat Pump (EER 9.3, COP 3.2) - Marine ¦ PG&E ¦ Marine | Com ¦ Large Unitary Heat Pump (EER 9.3, COP 3.2) - Marine | PG&E ¦ Marine | PG&E | All | Electric | Large Unitary Heat Pump (EER 9.3, COP 3.2) | Average Existing and Code |  |  | 0 | Conventional | HVAC | Com - Office (Large) | Com | ROB and NEW | 0 | 1000 sqft2 of floor space | Cap-Tons | 15 | DEER:HVAC_Split-Package_AC | 0 | 0 | 0 | eTRM SWHC013-05 | 781.78 | 2021 | 460 | 2021 | 0 | 0 | SWHC013-05 | Com Unitary Heat Pump (Large) - Marine ¦ PG&E ¦ Marine | Com Unitary Heat Pump (Large) - Marine | 0.13836 | 1 | 0.93 | CBSA 2014 | 0 | 2012 | 0.5 | SWHC013-05
COM-HVAC-15.6 | Com ¦ Large Unitary Heat Pump (EER 9.3, COP 3.2) - Marine ¦ PG&E ¦ Marine | Com ¦ Large Unitary Heat Pump (EER 9.3, COP 3.2) - Marine | PG&E ¦ Marine | PG&E | All | Electric | Large Unitary Heat Pump (EER 9.3, COP 3.2) | Average Existing and Code |  |  | 0 | Conventional | HVAC | Com - Office (Small) | Com | ROB and NEW | 0 | 1000 sqft2 of floor space | Cap-Tons | 15 | DEER:HVAC_Split-Package_AC | 0 | 0 | 0 | eTRM SWHC013-05 | 781.78 | 2021 | 460 | 2021 | 0 | 0 | SWHC013-05 | Com Unitary Heat Pump (Large) - Marine ¦ PG&E ¦ Marine | Com Unitary Heat Pump (Large) - Marine | 0.16182 | 1 | 0.93 | CBSA 2014 | 0 | 2012 | 0.5 | SWHC013-05
COM-HVAC-15.7 | Com ¦ Large Unitary Heat Pump (EER 9.3, COP 3.2) - Marine ¦ PG&E ¦ Marine | Com ¦ Large Unitary Heat Pump (EER 9.3, COP 3.2) - Marine | PG&E ¦ Marine | PG&E | All | Electric | Large Unitary Heat Pump (EER 9.3, COP 3.2) | Average Existing and Code |  |  | 0 | Conventional | HVAC | Com - Other | Com | ROB and NEW | 0 | 1000 sqft2 of floor space | Cap-Tons | 15 | DEER:HVAC_Split-Package_AC | 0 | 0 | 0 | eTRM SWHC013-05 | 781.78 | 2021 | 460 | 2021 | 0 | 0 | SWHC013-05 | Com Unitary Heat Pump (Large) - Marine ¦ PG&E ¦ Marine | Com Unitary Heat Pump (Large) - Marine | 0.076368 | 1 | 0.93 | CBSA 2014 | 0 | 2012 | 0.5 | SWHC013-05
COM-HVAC-15.8 | Com ¦ Large Unitary Heat Pump (EER 9.3, COP 3.2) - Marine ¦ PG&E ¦ Marine | Com ¦ Large Unitary Heat Pump (EER 9.3, COP 3.2) - Marine | PG&E ¦ Marine | PG&E | All | Electric | Large Unitary Heat Pump (EER 9.3, COP 3.2) | Average Existing and Code |  |  | 0 | Conventional | HVAC | Com - Refrig. Warehouse | Com | ROB and NEW | 0 | 1000 sqft2 of floor space | Cap-Tons | 15 | DEER:HVAC_Split-Package_AC | 0 | 0 | 0 | eTRM SWHC013-05 | 781.78 | 2021 | 460 | 2021 | 0 | 0 | SWHC013-05 | Com Unitary Heat Pump (Large) - Marine ¦ PG&E ¦ Marine | Com Unitary Heat Pump (Large) - Marine | 0 | 1 | 0 | CBSA 2014 | 0 | 2012 | 0.5 | SWHC013-05
COM-HVAC-15.9 | Com ¦ Large Unitary Heat Pump (EER 9.3, COP 3.2) - Marine ¦ PG&E ¦ Marine | Com ¦ Large Unitary Heat Pump (EER 9.3, COP 3.2) - Marine | PG&E ¦ Marine | PG&E | All | Electric | Large Unitary Heat Pump (EER 9.3, COP 3.2) | Average Existing and Code |  |  | 0 | Conventional | HVAC | Com - Restaurant | Com | ROB and NEW | 0 | 1000 sqft2 of floor space | Cap-Tons | 15 | DEER:HVAC_Split-Package_AC | 0 | 0 | 0 | eTRM SWHC013-05 | 781.78 | 2021 | 460 | 2021 | 0 | 0 | SWHC013-05 | Com Unitary Heat Pump (Large) - Marine ¦ PG&E ¦ Marine | Com Unitary Heat Pump (Large) - Marine | 0.23382 | 1 | 0.93 | CBSA 2014 | 0 | 2012 | 0.5 | SWHC013-05
COM-HVAC-15.10 | Com ¦ Large Unitary Heat Pump (EER 9.3, COP 3.2) - Marine ¦ PG&E ¦ Marine | Com ¦ Large Unitary Heat Pump (EER 9.3, COP 3.2) - Marine | PG&E ¦ Marine | PG&E | All | Electric | Large Unitary Heat Pump (EER 9.3, COP 3.2) | Average Existing and Code |  |  | 0 | Conventional | HVAC | Com - Retail | Com | ROB and NEW | 0 | 1000 sqft2 of floor space | Cap-Tons | 15 | DEER:HVAC_Split-Package_AC | 0 | 0 | 0 | eTRM SWHC013-05 | 781.78 | 2021 | 460 | 2021 | 0 | 0 | SWHC013-05 | Com Unitary Heat Pump (Large) - Marine ¦ PG&E ¦ Marine | Com Unitary Heat Pump (Large) - Marine | 0.097448 | 1 | 0.93 | CBSA 2014 | 0 | 2012 | 0.5 | SWHC013-05
COM-HVAC-15.11 | Com ¦ Large Unitary Heat Pump (EER 9.3, COP 3.2) - Marine ¦ PG&E ¦ Marine | Com ¦ Large Unitary Heat Pump (EER 9.3, COP 3.2) - Marine | PG&E ¦ Marine | PG&E | All | Electric | Large Unitary Heat Pump (EER 9.3, COP 3.2) | Average Existing and Code |  |  | 0 | Conventional | HVAC | Com - School | Com | ROB and NEW | 0 | 1000 sqft2 of floor space | Cap-Tons | 15 | DEER:HVAC_Split-Package_AC | 0 | 0 | 0 | eTRM SWHC013-05 | 781.78 | 2021 | 460 | 2021 | 0 | 0 | SWHC013-05 | Com Unitary Heat Pump (Large) - Marine ¦ PG&E ¦ Marine | Com Unitary Heat Pump (Large) - Marine | 0.14798 | 1 | 0.93 | CBSA 2014 | 0 | 2012 | 0.5 | SWHC013-05
COM-HVAC-15.12 | Com ¦ Large Unitary Heat Pump (EER 9.3, COP 3.2) - Marine ¦ PG&E ¦ Marine | Com ¦ Large Unitary Heat Pump (EER 9.3, COP 3.2) - Marine | PG&E ¦ Marine | PG&E | All | Electric | Large Unitary Heat Pump (EER 9.3, COP 3.2) | Average Existing and Code |  |  | 0 | Conventional | HVAC | Com - Warehouse | Com | ROB and NEW | 0 | 1000 sqft2 of floor space | Cap-Tons | 15 | DEER:HVAC_Split-Package_AC | 0 | 0 | 0 | eTRM SWHC013-05 | 781.78 | 2021 | 460 | 2021 | 0 | 0 | SWHC013-05 | Com Unitary Heat Pump (Large) - Marine ¦ PG&E ¦ Marine | Com Unitary Heat Pump (Large) - Marine | 0.030327 | 1 | 0.93 | CBSA 2014 | 0 | 2012 | 0.5 | SWHC013-05
COM-HVAC-15.13 | Com ¦ Large Unitary Heat Pump (EER 9.3, COP 3.2) - Hot-Dry ¦ PG&E ¦ Hot-Dry | Com ¦ Large Unitary Heat Pump (EER 9.3, COP 3.2) - Hot-Dry | PG&E ¦ Hot-Dry | PG&E | All | Electric | Large Unitary Heat Pump (EER 9.3, COP 3.2) | Average Existing and Code |  |  | 0 | Conventional | HVAC | Com - College | Com | ROB and NEW | 0 | 1000 sqft2 of floor space | Cap-Tons | 15 | DEER:HVAC_Split-Package_AC | 0 | 0 | 0 | eTRM SWHC013-05 | 781.78 | 2021 | 460 | 2021 | 0 | 0 | SWHC013-05 | Com Unitary Heat Pump (Large) - Hot-Dry ¦ PG&E ¦ Hot-Dry | Com Unitary Heat Pump (Large) - Hot-Dry | 0.13195 | 1 | 0.93 | CBSA 2014 | 0 | 2012 | 0.5 | SWHC013-05
COM-HVAC-15.14 | Com ¦ Large Unitary Heat Pump (EER 9.3, COP 3.2) - Hot-Dry ¦ PG&E ¦ Hot-Dry | Com ¦ Large Unitary Heat Pump (EER 9.3, COP 3.2) - Hot-Dry | PG&E ¦ Hot-Dry | PG&E | All | Electric | Large Unitary Heat Pump (EER 9.3, COP 3.2) | Average Existing and Code |  |  | 0 | Conventional | HVAC | Com - Grocery | Com | ROB and NEW | 0 | 1000 sqft2 of floor space | Cap-Tons | 15 | DEER:HVAC_Split-Package_AC | 0 | 0 | 0 | eTRM SWHC013-05 | 781.78 | 2021 | 460 | 2021 | 0 | 0 | SWHC013-05 | Com Unitary Heat Pump (Large) - Hot-Dry ¦ PG&E ¦ Hot-Dry | Com Unitary Heat Pump (Large) - Hot-Dry | 0.22016 | 1 | 0.93 | CBSA 2014 | 0 | 2012 | 0.5 | SWHC013-05
COM-HVAC-15.15 | Com ¦ Large Unitary Heat Pump (EER 9.3, COP 3.2) - Hot-Dry ¦ PG&E ¦ Hot-Dry | Com ¦ Large Unitary Heat Pump (EER 9.3, COP 3.2) - Hot-Dry | PG&E ¦ Hot-Dry | PG&E | All | Electric | Large Unitary Heat Pump (EER 9.3, COP 3.2) | Average Existing and Code |  |  | 0 | Conventional | HVAC | Com - Health | Com | ROB and NEW | 0 | 1000 sqft2 of floor space | Cap-Tons | 15 | DEER:HVAC_Split-Package_AC | 0 | 0 | 0 | eTRM SWHC013-05 | 781.78 | 2021 | 460 | 2021 | 0 | 0 | SWHC013-05 | Com Unitary Heat Pump (Large) - Hot-Dry ¦ PG&E ¦ Hot-Dry | Com Unitary Heat Pump (Large) - Hot-Dry | 0.19485 | 1 | 0.93 | CBSA 2014 | 0 | 2012 | 0.5 | SWHC013-05
COM-HVAC-15.16 | Com ¦ Large Unitary Heat Pump (EER 9.3, COP 3.2) - Hot-Dry ¦ PG&E ¦ Hot-Dry | Com ¦ Large Unitary Heat Pump (EER 9.3, COP 3.2) - Hot-Dry | PG&E ¦ Hot-Dry | PG&E | All | Electric | Large Unitary Heat Pump (EER 9.3, COP 3.2) | Average Existing and Code |  |  | 0 | Conventional | HVAC | Com - Lodging | Com | ROB and NEW | 0 | 1000 sqft2 of floor space | Cap-Tons | 15 | DEER:HVAC_Split-Package_AC | 0 | 0 | 0 | eTRM SWHC013-05 | 781.78 | 2021 | 460 | 2021 | 0 | 0 | SWHC013-05 | Com Unitary Heat Pump (Large) - Hot-Dry ¦ PG&E ¦ Hot-Dry | Com Unitary Heat Pump (Large) - Hot-Dry | 0.10386 | 1 | 0.93 | CBSA 2014 | 0 | 2012 | 0.5 | SWHC013-05
COM-HVAC-15.17 | Com ¦ Large Unitary Heat Pump (EER 9.3, COP 3.2) - Hot-Dry ¦ PG&E ¦ Hot-Dry | Com ¦ Large Unitary Heat Pump (EER 9.3, COP 3.2) - Hot-Dry | PG&E ¦ Hot-Dry | PG&E | All | Electric | Large Unitary Heat Pump (EER 9.3, COP 3.2) | Average Existing and Code |  |  | 0 | Conventional | HVAC | Com - Office (Large) | Com | ROB and NEW | 0 | 1000 sqft2 of floor space | Cap-Tons | 15 | DEER:HVAC_Split-Package_AC | 0 | 0 | 0 | eTRM SWHC013-05 | 781.78 | 2021 | 460 | 2021 | 0 | 0 | SWHC013-05 | Com Unitary Heat Pump (Large) - Hot-Dry ¦ PG&E ¦ Hot-Dry | Com Unitary Heat Pump (Large) - Hot-Dry | 0.13836 | 1 | 0.93 | CBSA 2014 | 0 | 2012 | 0.5 | SWHC013-05
COM-HVAC-15.18 | Com ¦ Large Unitary Heat Pump (EER 9.3, COP 3.2) - Hot-Dry ¦ PG&E ¦ Hot-Dry | Com ¦ Large Unitary Heat Pump (EER 9.3, COP 3.2) - Hot-Dry | PG&E ¦ Hot-Dry | PG&E | All | Electric | Large Unitary Heat Pump (EER 9.3, COP 3.2) | Average Existing and Code |  |  | 0 | Conventional | HVAC | Com - Office (Small) | Com | ROB and NEW | 0 | 1000 sqft2 of floor space | Cap-Tons | 15 | DEER:HVAC_Split-Package_AC | 0 | 0 | 0 | eTRM SWHC013-05 | 781.78 | 2021 | 460 | 2021 | 0 | 0 | SWHC013-05 | Com Unitary Heat Pump (Large) - Hot-Dry ¦ PG&E ¦ Hot-Dry | Com Unitary Heat Pump (Large) - Hot-Dry | 0.16182 | 1 | 0.93 | CBSA 2014 | 0 | 2012 | 0.5 | SWHC013-05
COM-HVAC-15.19 | Com ¦ Large Unitary Heat Pump (EER 9.3, COP 3.2) - Hot-Dry ¦ PG&E ¦ Hot-Dry | Com ¦ Large Unitary Heat Pump (EER 9.3, COP 3.2) - Hot-Dry | PG&E ¦ Hot-Dry | PG&E | All | Electric | Large Unitary Heat Pump (EER 9.3, COP 3.2) | Average Existing and Code |  |  | 0 | Conventional | HVAC | Com - Other | Com | ROB and NEW | 0 | 1000 sqft2 of floor space | Cap-Tons | 15 | DEER:HVAC_Split-Package_AC | 0 | 0 | 0 | eTRM SWHC013-05 | 781.78 | 2021 | 460 | 2021 | 0 | 0 | SWHC013-05 | Com Unitary Heat Pump (Large) - Hot-Dry ¦ PG&E ¦ Hot-Dry | Com Unitary Heat Pump (Large) - Hot-Dry | 0.076368 | 1 | 0.93 | CBSA 2014 | 0 | 2012 | 0.5 | SWHC013-05
COM-HVAC-15.20 | Com ¦ Large Unitary Heat Pump (EER 9.3, COP 3.2) - Hot-Dry ¦ PG&E ¦ Hot-Dry | Com ¦ Large Unitary Heat Pump (EER 9.3, COP 3.2) - Hot-Dry | PG&E ¦ Hot-Dry | PG&E | All | Electric | Large Unitary Heat Pump (EER 9.3, COP 3.2) | Average Existing and Code |  |  | 0 | Conventional | HVAC | Com - Refrig. Warehouse | Com | ROB and NEW | 0 | 1000 sqft2 of floor space | Cap-Tons | 15 | DEER:HVAC_Split-Package_AC | 0 | 0 | 0 | eTRM SWHC013-05 | 781.78 | 2021 | 460 | 2021 | 0 | 0 | SWHC013-05 | Com Unitary Heat Pump (Large) - Hot-Dry ¦ PG&E ¦ Hot-Dry | Com Unitary Heat Pump (Large) - Hot-Dry | 0 | 1 | 0 | CBSA 2014 | 0 | 2012 | 0.5 | SWHC013-05
COM-HVAC-15.21 | Com ¦ Large Unitary Heat Pump (EER 9.3, COP 3.2) - Hot-Dry ¦ PG&E ¦ Hot-Dry | Com ¦ Large Unitary Heat Pump (EER 9.3, COP 3.2) - Hot-Dry | PG&E ¦ Hot-Dry | PG&E | All | Electric | Large Unitary Heat Pump (EER 9.3, COP 3.2) | Average Existing and Code |  |  | 0 | Conventional | HVAC | Com - Restaurant | Com | ROB and NEW | 0 | 1000 sqft2 of floor space | Cap-Tons | 15 | DEER:HVAC_Split-Package_AC | 0 | 0 | 0 | eTRM SWHC013-05 | 781.78 | 2021 | 460 | 2021 | 0 | 0 | SWHC013-05 | Com Unitary Heat Pump (Large) - Hot-Dry ¦ PG&E ¦ Hot-Dry | Com Unitary Heat Pump (Large) - Hot-Dry | 0.23382 | 1 | 0.93 | CBSA 2014 | 0 | 2012 | 0.5 | SWHC013-05
COM-HVAC-15.22 | Com ¦ Large Unitary Heat Pump (EER 9.3, COP 3.2) - Hot-Dry ¦ PG&E ¦ Hot-Dry | Com ¦ Large Unitary Heat Pump (EER 9.3, COP 3.2) - Hot-Dry | PG&E ¦ Hot-Dry | PG&E | All | Electric | Large Unitary Heat Pump (EER 9.3, COP 3.2) | Average Existing and Code |  |  | 0 | Conventional | HVAC | Com - Retail | Com | ROB and NEW | 0 | 1000 sqft2 of floor space | Cap-Tons | 15 | DEER:HVAC_Split-Package_AC | 0 | 0 | 0 | eTRM SWHC013-05 | 781.78 | 2021 | 460 | 2021 | 0 | 0 | SWHC013-05 | Com Unitary Heat Pump (Large) - Hot-Dry ¦ PG&E ¦ Hot-Dry | Com Unitary Heat Pump (Large) - Hot-Dry | 0.097448 | 1 | 0.93 | CBSA 2014 | 0 | 2012 | 0.5 | SWHC013-05
COM-HVAC-15.23 | Com ¦ Large Unitary Heat Pump (EER 9.3, COP 3.2) - Hot-Dry ¦ PG&E ¦ Hot-Dry | Com ¦ Large Unitary Heat Pump (EER 9.3, COP 3.2) - Hot-Dry | PG&E ¦ Hot-Dry | PG&E | All | Electric | Large Unitary Heat Pump (EER 9.3, COP 3.2) | Average Existing and Code |  |  | 0 | Conventional | HVAC | Com - School | Com | ROB and NEW | 0 | 1000 sqft2 of floor space | Cap-Tons | 15 | DEER:HVAC_Split-Package_AC | 0 | 0 | 0 | eTRM SWHC013-05 | 781.78 | 2021 | 460 | 2021 | 0 | 0 | SWHC013-05 | Com Unitary Heat Pump (Large) - Hot-Dry ¦ PG&E ¦ Hot-Dry | Com Unitary Heat Pump (Large) - Hot-Dry | 0.14798 | 1 | 0.93 | CBSA 2014 | 0 | 2012 | 0.5 | SWHC013-05
COM-HVAC-15.24 | Com ¦ Large Unitary Heat Pump (EER 9.3, COP 3.2) - Hot-Dry ¦ PG&E ¦ Hot-Dry | Com ¦ Large Unitary Heat Pump (EER 9.3, COP 3.2) - Hot-Dry | PG&E ¦ Hot-Dry | PG&E | All | Electric | Large Unitary Heat Pump (EER 9.3, COP 3.2) | Average Existing and Code |  |  | 0 | Conventional | HVAC | Com - Warehouse | Com | ROB and NEW | 0 | 1000 sqft2 of floor space | Cap-Tons | 15 | DEER:HVAC_Split-Package_AC | 0 | 0 | 0 | eTRM SWHC013-05 | 781.78 | 2021 | 460 | 2021 | 0 | 0 | SWHC013-05 | Com Unitary Heat Pump (Large) - Hot-Dry ¦ PG&E ¦ Hot-Dry | Com Unitary Heat Pump (Large) - Hot-Dry | 0.030327 | 1 | 0.93 | CBSA 2014 | 0 | 2012 | 0.5 | SWHC013-05
COM-HVAC-15.25 | Com ¦ Large Unitary Heat Pump (EER 9.3, COP 3.2) - Cold ¦ PG&E ¦ Cold | Com ¦ Large Unitary Heat Pump (EER 9.3, COP 3.2) - Cold | PG&E ¦ Cold | PG&E | All | Electric | Large Unitary Heat Pump (EER 9.3, COP 3.2) | Average Existing and Code |  |  | 0 | Conventional | HVAC | Com - College | Com | ROB and NEW | 0 | 1000 sqft2 of floor space | Cap-Tons | 15 | DEER:HVAC_Split-Package_AC | 0 | 0 | 0 | eTRM SWHC013-05 | 781.78 | 2021 | 460 | 2021 | 0 | 0 | SWHC013-05 | Com Unitary Heat Pump (Large) - Cold ¦ PG&E ¦ Cold | Com Unitary Heat Pump (Large) - Cold | 0.13195 | 1 | 0.93 | CBSA 2014 | 0 | 2012 | 0.5 | SWHC013-05
COM-HVAC-15.26 | Com ¦ Large Unitary Heat Pump (EER 9.3, COP 3.2) - Cold ¦ PG&E ¦ Cold | Com ¦ Large Unitary Heat Pump (EER 9.3, COP 3.2) - Cold | PG&E ¦ Cold | PG&E | All | Electric | Large Unitary Heat Pump (EER 9.3, COP 3.2) | Average Existing and Code |  |  | 0 | Conventional | HVAC | Com - Grocery | Com | ROB and NEW | 0 | 1000 sqft2 of floor space | Cap-Tons | 15 | DEER:HVAC_Split-Package_AC | 0 | 0 | 0 | eTRM SWHC013-05 | 781.78 | 2021 | 460 | 2021 | 0 | 0 | SWHC013-05 | Com Unitary Heat Pump (Large) - Cold ¦ PG&E ¦ Cold | Com Unitary Heat Pump (Large) - Cold | 0.22016 | 1 | 0.93 | CBSA 2014 | 0 | 2012 | 0.5 | SWHC013-05
COM-HVAC-15.27 | Com ¦ Large Unitary Heat Pump (EER 9.3, COP 3.2) - Cold ¦ PG&E ¦ Cold | Com ¦ Large Unitary Heat Pump (EER 9.3, COP 3.2) - Cold | PG&E ¦ Cold | PG&E | All | Electric | Large Unitary Heat Pump (EER 9.3, COP 3.2) | Average Existing and Code |  |  | 0 | Conventional | HVAC | Com - Health | Com | ROB and NEW | 0 | 1000 sqft2 of floor space | Cap-Tons | 15 | DEER:HVAC_Split-Package_AC | 0 | 0 | 0 | eTRM SWHC013-05 | 781.78 | 2021 | 460 | 2021 | 0 | 0 | SWHC013-05 | Com Unitary Heat Pump (Large) - Cold ¦ PG&E ¦ Cold | Com Unitary Heat Pump (Large) - Cold | 0.19485 | 1 | 0.93 | CBSA 2014 | 0 | 2012 | 0.5 | SWHC013-05
COM-HVAC-15.28 | Com ¦ Large Unitary Heat Pump (EER 9.3, COP 3.2) - Cold ¦ PG&E ¦ Cold | Com ¦ Large Unitary Heat Pump (EER 9.3, COP 3.2) - Cold | PG&E ¦ Cold | PG&E | All | Electric | Large Unitary Heat Pump (EER 9.3, COP 3.2) | Average Existing and Code |  |  | 0 | Conventional | HVAC | Com - Lodging | Com | ROB and NEW | 0 | 1000 sqft2 of floor space | Cap-Tons | 15 | DEER:HVAC_Split-Package_AC | 0 | 0 | 0 | eTRM SWHC013-05 | 781.78 | 2021 | 460 | 2021 | 0 | 0 | SWHC013-05 | Com Unitary Heat Pump (Large) - Cold ¦ PG&E ¦ Cold | Com Unitary Heat Pump (Large) - Cold | 0.10386 | 1 | 0.93 | CBSA 2014 | 0 | 2012 | 0.5 | SWHC013-05
COM-HVAC-15.29 | Com ¦ Large Unitary Heat Pump (EER 9.3, COP 3.2) - Cold ¦ PG&E ¦ Cold | Com ¦ Large Unitary Heat Pump (EER 9.3, COP 3.2) - Cold | PG&E ¦ Cold | PG&E | All | Electric | Large Unitary Heat Pump (EER 9.3, COP 3.2) | Average Existing and Code |  |  | 0 | Conventional | HVAC | Com - Office (Large) | Com | ROB and NEW | 0 | 1000 sqft2 of floor space | Cap-Tons | 15 | DEER:HVAC_Split-Package_AC | 0 | 0 | 0 | eTRM SWHC013-05 | 781.78 | 2021 | 460 | 2021 | 0 | 0 | SWHC013-05 | Com Unitary Heat Pump (Large) - Cold ¦ PG&E ¦ Cold | Com Unitary Heat Pump (Large) - Cold | 0.13836 | 1 | 0.93 | CBSA 2014 | 0 | 2012 | 0.5 | SWHC013-05
COM-HVAC-15.30 | Com ¦ Large Unitary Heat Pump (EER 9.3, COP 3.2) - Cold ¦ PG&E ¦ Cold | Com ¦ Large Unitary Heat Pump (EER 9.3, COP 3.2) - Cold | PG&E ¦ Cold | PG&E | All | Electric | Large Unitary Heat Pump (EER 9.3, COP 3.2) | Average Existing and Code |  |  | 0 | Conventional | HVAC | Com - Office (Small) | Com | ROB and NEW | 0 | 1000 sqft2 of floor space | Cap-Tons | 15 | DEER:HVAC_Split-Package_AC | 0 | 0 | 0 | eTRM SWHC013-05 | 781.78 | 2021 | 460 | 2021 | 0 | 0 | SWHC013-05 | Com Unitary Heat Pump (Large) - Cold ¦ PG&E ¦ Cold | Com Unitary Heat Pump (Large) - Cold | 0.16182 | 1 | 0.93 | CBSA 2014 | 0 | 2012 | 0.5 | SWHC013-05
COM-HVAC-15.31 | Com ¦ Large Unitary Heat Pump (EER 9.3, COP 3.2) - Cold ¦ PG&E ¦ Cold | Com ¦ Large Unitary Heat Pump (EER 9.3, COP 3.2) - Cold | PG&E ¦ Cold | PG&E | All | Electric | Large Unitary Heat Pump (EER 9.3, COP 3.2) | Average Existing and Code |  |  | 0 | Conventional | HVAC | Com - Other | Com | ROB and NEW | 0 | 1000 sqft2 of floor space | Cap-Tons | 15 | DEER:HVAC_Split-Package_AC | 0 | 0 | 0 | eTRM SWHC013-05 | 781.78 | 2021 | 460 | 2021 | 0 | 0 | SWHC013-05 | Com Unitary Heat Pump (Large) - Cold ¦ PG&E ¦ Cold | Com Unitary Heat Pump (Large) - Cold | 0.076368 | 1 | 0.93 | CBSA 2014 | 0 | 2012 | 0.5 | SWHC013-05
COM-HVAC-15.32 | Com ¦ Large Unitary Heat Pump (EER 9.3, COP 3.2) - Cold ¦ PG&E ¦ Cold | Com ¦ Large Unitary Heat Pump (EER 9.3, COP 3.2) - Cold | PG&E ¦ Cold | PG&E | All | Electric | Large Unitary Heat Pump (EER 9.3, COP 3.2) | Average Existing and Code |  |  | 0 | Conventional | HVAC | Com - Refrig. Warehouse | Com | ROB and NEW | 0 | 1000 sqft2 of floor space | Cap-Tons | 15 | DEER:HVAC_Split-Package_AC | 0 | 0 | 0 | eTRM SWHC013-05 | 781.78 | 2021 | 460 | 2021 | 0 | 0 | SWHC013-05 | Com Unitary Heat Pump (Large) - Cold ¦ PG&E ¦ Cold | Com Unitary Heat Pump (Large) - Cold | 0 | 1 | 0 | CBSA 2014 | 0 | 2012 | 0.5 | SWHC013-05
COM-HVAC-15.33 | Com ¦ Large Unitary Heat Pump (EER 9.3, COP 3.2) - Cold ¦ PG&E ¦ Cold | Com ¦ Large Unitary Heat Pump (EER 9.3, COP 3.2) - Cold | PG&E ¦ Cold | PG&E | All | Electric | Large Unitary Heat Pump (EER 9.3, COP 3.2) | Average Existing and Code |  |  | 0 | Conventional | HVAC | Com - Restaurant | Com | ROB and NEW | 0 | 1000 sqft2 of floor space | Cap-Tons | 15 | DEER:HVAC_Split-Package_AC | 0 | 0 | 0 | eTRM SWHC013-05 | 781.78 | 2021 | 460 | 2021 | 0 | 0 | SWHC013-05 | Com Unitary Heat Pump (Large) - Cold ¦ PG&E ¦ Cold | Com Unitary Heat Pump (Large) - Cold | 0.23382 | 1 | 0.93 | CBSA 2014 | 0 | 2012 | 0.5 | SWHC013-05
COM-HVAC-15.34 | Com ¦ Large Unitary Heat Pump (EER 9.3, COP 3.2) - Cold ¦ PG&E ¦ Cold | Com ¦ Large Unitary Heat Pump (EER 9.3, COP 3.2) - Cold | PG&E ¦ Cold | PG&E | All | Electric | Large Unitary Heat Pump (EER 9.3, COP 3.2) | Average Existing and Code |  |  | 0 | Conventional | HVAC | Com - Retail | Com | ROB and NEW | 0 | 1000 sqft2 of floor space | Cap-Tons | 15 | DEER:HVAC_Split-Package_AC | 0 | 0 | 0 | eTRM SWHC013-05 | 781.78 | 2021 | 460 | 2021 | 0 | 0 | SWHC013-05 | Com Unitary Heat Pump (Large) - Cold ¦ PG&E ¦ Cold | Com Unitary Heat Pump (Large) - Cold | 0.097448 | 1 | 0.93 | CBSA 2014 | 0 | 2012 | 0.5 | SWHC013-05
COM-HVAC-15.35 | Com ¦ Large Unitary Heat Pump (EER 9.3, COP 3.2) - Cold ¦ PG&E ¦ Cold | Com ¦ Large Unitary Heat Pump (EER 9.3, COP 3.2) - Cold | PG&E ¦ Cold | PG&E | All | Electric | Large Unitary Heat Pump (EER 9.3, COP 3.2) | Average Existing and Code |  |  | 0 | Conventional | HVAC | Com - School | Com | ROB and NEW | 0 | 1000 sqft2 of floor space | Cap-Tons | 15 | DEER:HVAC_Split-Package_AC | 0 | 0 | 0 | eTRM SWHC013-05 | 781.78 | 2021 | 460 | 2021 | 0 | 0 | SWHC013-05 | Com Unitary Heat Pump (Large) - Cold ¦ PG&E ¦ Cold | Com Unitary Heat Pump (Large) - Cold | 0.14798 | 1 | 0.93 | CBSA 2014 | 0 | 2012 | 0.5 | SWHC013-05
COM-HVAC-15.36 | Com ¦ Large Unitary Heat Pump (EER 9.3, COP 3.2) - Cold ¦ PG&E ¦ Cold | Com ¦ Large Unitary Heat Pump (EER 9.3, COP 3.2) - Cold | PG&E ¦ Cold | PG&E | All | Electric | Large Unitary Heat Pump (EER 9.3, COP 3.2) | Average Existing and Code |  |  | 0 | Conventional | HVAC | Com - Warehouse | Com | ROB and NEW | 0 | 1000 sqft2 of floor space | Cap-Tons | 15 | DEER:HVAC_Split-Package_AC | 0 | 0 | 0 | eTRM SWHC013-05 | 781.78 | 2021 | 460 | 2021 | 0 | 0 | SWHC013-05 | Com Unitary Heat Pump (Large) - Cold ¦ PG&E ¦ Cold | Com Unitary Heat Pump (Large) - Cold | 0.030327 | 1 | 0.93 | CBSA 2014 | 0 | 2012 | 0.5 | SWHC013-05
COM-HVAC-15.37 | Com ¦ Large Unitary Heat Pump (EER 9.3, COP 3.2) - Marine ¦ SCE ¦ Marine | Com ¦ Large Unitary Heat Pump (EER 9.3, COP 3.2) - Marine | SCE ¦ Marine | SCE | All | Electric | Large Unitary Heat Pump (EER 9.3, COP 3.2) | Average Existing and Code |  |  | 0 | Conventional | HVAC | Com - College | Com | ROB and NEW | 0 | 1000 sqft2 of floor space | Cap-Tons | 15 | DEER:HVAC_Split-Package_AC | 0 | 0 | 0 | eTRM SWHC013-05 | 781.78 | 2021 | 460 | 2021 | 0 | 0 | SWHC013-05 | Com Unitary Heat Pump (Large) - Marine ¦ SCE ¦ Marine | Com Unitary Heat Pump (Large) - Marine | 0.14726 | 1 | 0.93 | CBSA 2014 | 0 | 2012 | 0.5 | SWHC013-05
COM-HVAC-15.38 | Com ¦ Large Unitary Heat Pump (EER 9.3, COP 3.2) - Marine ¦ SCE ¦ Marine | Com ¦ Large Unitary Heat Pump (EER 9.3, COP 3.2) - Marine | SCE ¦ Marine | SCE | All | Electric | Large Unitary Heat Pump (EER 9.3, COP 3.2) | Average Existing and Code |  |  | 0 | Conventional | HVAC | Com - Grocery | Com | ROB and NEW | 0 | 1000 sqft2 of floor space | Cap-Tons | 15 | DEER:HVAC_Split-Package_AC | 0 | 0 | 0 | eTRM SWHC013-05 | 781.78 | 2021 | 460 | 2021 | 0 | 0 | SWHC013-05 | Com Unitary Heat Pump (Large) - Marine ¦ SCE ¦ Marine | Com Unitary Heat Pump (Large) - Marine | 0.26194 | 1 | 0.93 | CBSA 2014 | 0 | 2012 | 0.5 | SWHC013-05
COM-HVAC-15.39 | Com ¦ Large Unitary Heat Pump (EER 9.3, COP 3.2) - Marine ¦ SCE ¦ Marine | Com ¦ Large Unitary Heat Pump (EER 9.3, COP 3.2) - Marine | SCE ¦ Marine | SCE | All | Electric | Large Unitary Heat Pump (EER 9.3, COP 3.2) | Average Existing and Code |  |  | 0 | Conventional | HVAC | Com - Health | Com | ROB and NEW | 0 | 1000 sqft2 of floor space | Cap-Tons | 15 | DEER:HVAC_Split-Package_AC | 0 | 0 | 0 | eTRM SWHC013-05 | 781.78 | 2021 | 460 | 2021 | 0 | 0 | SWHC013-05 | Com Unitary Heat Pump (Large) - Marine ¦ SCE ¦ Marine | Com Unitary Heat Pump (Large) - Marine | 0.20884 | 1 | 0.93 | CBSA 2014 | 0 | 2012 | 0.5 | SWHC013-05
COM-HVAC-15.40 | Com ¦ Large Unitary Heat Pump (EER 9.3, COP 3.2) - Marine ¦ SCE ¦ Marine | Com ¦ Large Unitary Heat Pump (EER 9.3, COP 3.2) - Marine | SCE ¦ Marine | SCE | All | Electric | Large Unitary Heat Pump (EER 9.3, COP 3.2) | Average Existing and Code |  |  | 0 | Conventional | HVAC | Com - Lodging | Com | ROB and NEW | 0 | 1000 sqft2 of floor space | Cap-Tons | 15 | DEER:HVAC_Split-Package_AC | 0 | 0 | 0 | eTRM SWHC013-05 | 781.78 | 2021 | 460 | 2021 | 0 | 0 | SWHC013-05 | Com Unitary Heat Pump (Large) - Marine ¦ SCE ¦ Marine | Com Unitary Heat Pump (Large) - Marine | 0.11727 | 1 | 0.93 | CBSA 2014 | 0 | 2012 | 0.5 | SWHC013-05
COM-HVAC-15.41 | Com ¦ Large Unitary Heat Pump (EER 9.3, COP 3.2) - Marine ¦ SCE ¦ Marine | Com ¦ Large Unitary Heat Pump (EER 9.3, COP 3.2) - Marine | SCE ¦ Marine | SCE | All | Electric | Large Unitary Heat Pump (EER 9.3, COP 3.2) | Average Existing and Code |  |  | 0 | Conventional | HVAC | Com - Office (Large) | Com | ROB and NEW | 0 | 1000 sqft2 of floor space | Cap-Tons | 15 | DEER:HVAC_Split-Package_AC | 0 | 0 | 0 | eTRM SWHC013-05 | 781.78 | 2021 | 460 | 2021 | 0 | 0 | SWHC013-05 | Com Unitary Heat Pump (Large) - Marine ¦ SCE ¦ Marine | Com Unitary Heat Pump (Large) - Marine | 0.15546 | 1 | 0.93 | CBSA 2014 | 0 | 2012 | 0.5 | SWHC013-05
COM-HVAC-15.42 | Com ¦ Large Unitary Heat Pump (EER 9.3, COP 3.2) - Marine ¦ SCE ¦ Marine | Com ¦ Large Unitary Heat Pump (EER 9.3, COP 3.2) - Marine | SCE ¦ Marine | SCE | All | Electric | Large Unitary Heat Pump (EER 9.3, COP 3.2) | Average Existing and Code |  |  | 0 | Conventional | HVAC | Com - Office (Small) | Com | ROB and NEW | 0 | 1000 sqft2 of floor space | Cap-Tons | 15 | DEER:HVAC_Split-Package_AC | 0 | 0 | 0 | eTRM SWHC013-05 | 781.78 | 2021 | 460 | 2021 | 0 | 0 | SWHC013-05 | Com Unitary Heat Pump (Large) - Marine ¦ SCE ¦ Marine | Com Unitary Heat Pump (Large) - Marine | 0.17638 | 1 | 0.93 | CBSA 2014 | 0 | 2012 | 0.5 | SWHC013-05
COM-HVAC-15.43 | Com ¦ Large Unitary Heat Pump (EER 9.3, COP 3.2) - Marine ¦ SCE ¦ Marine | Com ¦ Large Unitary Heat Pump (EER 9.3, COP 3.2) - Marine | SCE ¦ Marine | SCE | All | Electric | Large Unitary Heat Pump (EER 9.3, COP 3.2) | Average Existing and Code |  |  | 0 | Conventional | HVAC | Com - Other | Com | ROB and NEW | 0 | 1000 sqft2 of floor space | Cap-Tons | 15 | DEER:HVAC_Split-Package_AC | 0 | 0 | 0 | eTRM SWHC013-05 | 781.78 | 2021 | 460 | 2021 | 0 | 0 | SWHC013-05 | Com Unitary Heat Pump (Large) - Marine ¦ SCE ¦ Marine | Com Unitary Heat Pump (Large) - Marine | 0.08421 | 1 | 0.93 | CBSA 2014 | 0 | 2012 | 0.5 | SWHC013-05
COM-HVAC-15.44 | Com ¦ Large Unitary Heat Pump (EER 9.3, COP 3.2) - Marine ¦ SCE ¦ Marine | Com ¦ Large Unitary Heat Pump (EER 9.3, COP 3.2) - Marine | SCE ¦ Marine | SCE | All | Electric | Large Unitary Heat Pump (EER 9.3, COP 3.2) | Average Existing and Code |  |  | 0 | Conventional | HVAC | Com - Refrig. Warehouse | Com | ROB and NEW | 0 | 1000 sqft2 of floor space | Cap-Tons | 15 | DEER:HVAC_Split-Package_AC | 0 | 0 | 0 | eTRM SWHC013-05 | 781.78 | 2021 | 460 | 2021 | 0 | 0 | SWHC013-05 | Com Unitary Heat Pump (Large) - Marine ¦ SCE ¦ Marine | Com Unitary Heat Pump (Large) - Marine | 0 | 1 | 0 | CBSA 2014 | 0 | 2012 | 0.5 | SWHC013-05
COM-HVAC-15.45 | Com ¦ Large Unitary Heat Pump (EER 9.3, COP 3.2) - Marine ¦ SCE ¦ Marine | Com ¦ Large Unitary Heat Pump (EER 9.3, COP 3.2) - Marine | SCE ¦ Marine | SCE | All | Electric | Large Unitary Heat Pump (EER 9.3, COP 3.2) | Average Existing and Code |  |  | 0 | Conventional | HVAC | Com - Restaurant | Com | ROB and NEW | 0 | 1000 sqft2 of floor space | Cap-Tons | 15 | DEER:HVAC_Split-Package_AC | 0 | 0 | 0 | eTRM SWHC013-05 | 781.78 | 2021 | 460 | 2021 | 0 | 0 | SWHC013-05 | Com Unitary Heat Pump (Large) - Marine ¦ SCE ¦ Marine | Com Unitary Heat Pump (Large) - Marine | 0.25738 | 1 | 0.93 | CBSA 2014 | 0 | 2012 | 0.5 | SWHC013-05
COM-HVAC-15.46 | Com ¦ Large Unitary Heat Pump (EER 9.3, COP 3.2) - Marine ¦ SCE ¦ Marine | Com ¦ Large Unitary Heat Pump (EER 9.3, COP 3.2) - Marine | SCE ¦ Marine | SCE | All | Electric | Large Unitary Heat Pump (EER 9.3, COP 3.2) | Average Existing and Code |  |  | 0 | Conventional | HVAC | Com - Retail | Com | ROB and NEW | 0 | 1000 sqft2 of floor space | Cap-Tons | 15 | DEER:HVAC_Split-Package_AC | 0 | 0 | 0 | eTRM SWHC013-05 | 781.78 | 2021 | 460 | 2021 | 0 | 0 | SWHC013-05 | Com Unitary Heat Pump (Large) - Marine ¦ SCE ¦ Marine | Com Unitary Heat Pump (Large) - Marine | 0.10889 | 1 | 0.93 | CBSA 2014 | 0 | 2012 | 0.5 | SWHC013-05
COM-HVAC-15.47 | Com ¦ Large Unitary Heat Pump (EER 9.3, COP 3.2) - Marine ¦ SCE ¦ Marine | Com ¦ Large Unitary Heat Pump (EER 9.3, COP 3.2) - Marine | SCE ¦ Marine | SCE | All | Electric | Large Unitary Heat Pump (EER 9.3, COP 3.2) | Average Existing and Code |  |  | 0 | Conventional | HVAC | Com - School | Com | ROB and NEW | 0 | 1000 sqft2 of floor space | Cap-Tons | 15 | DEER:HVAC_Split-Package_AC | 0 | 0 | 0 | eTRM SWHC013-05 | 781.78 | 2021 | 460 | 2021 | 0 | 0 | SWHC013-05 | Com Unitary Heat Pump (Large) - Marine ¦ SCE ¦ Marine | Com Unitary Heat Pump (Large) - Marine | 0.17732 | 1 | 0.93 | CBSA 2014 | 0 | 2012 | 0.5 | SWHC013-05
COM-HVAC-15.48 | Com ¦ Large Unitary Heat Pump (EER 9.3, COP 3.2) - Marine ¦ SCE ¦ Marine | Com ¦ Large Unitary Heat Pump (EER 9.3, COP 3.2) - Marine | SCE ¦ Marine | SCE | All | Electric | Large Unitary Heat Pump (EER 9.3, COP 3.2) | Average Existing and Code |  |  | 0 | Conventional | HVAC | Com - Warehouse | Com | ROB and NEW | 0 | 1000 sqft2 of floor space | Cap-Tons | 15 | DEER:HVAC_Split-Package_AC | 0 | 0 | 0 | eTRM SWHC013-05 | 781.78 | 2021 | 460 | 2021 | 0 | 0 | SWHC013-05 | Com Unitary Heat Pump (Large) - Marine ¦ SCE ¦ Marine | Com Unitary Heat Pump (Large) - Marine | 0.033351 | 1 | 0.93 | CBSA 2014 | 0 | 2012 | 0.5 | SWHC013-05
COM-HVAC-15.49 | Com ¦ Large Unitary Heat Pump (EER 9.3, COP 3.2) - Hot-Dry ¦ SCE ¦ Hot-Dry | Com ¦ Large Unitary Heat Pump (EER 9.3, COP 3.2) - Hot-Dry | SCE ¦ Hot-Dry | SCE | All | Electric | Large Unitary Heat Pump (EER 9.3, COP 3.2) | Average Existing and Code |  |  | 0 | Conventional | HVAC | Com - College | Com | ROB and NEW | 0 | 1000 sqft2 of floor space | Cap-Tons | 15 | DEER:HVAC_Split-Package_AC | 0 | 0 | 0 | eTRM SWHC013-05 | 781.78 | 2021 | 460 | 2021 | 0 | 0 | SWHC013-05 | Com Unitary Heat Pump (Large) - Hot-Dry ¦ SCE ¦ Hot-Dry | Com Unitary Heat Pump (Large) - Hot-Dry | 0.14726 | 1 | 0.93 | CBSA 2014 | 0 | 2012 | 0.5 | SWHC013-05
COM-HVAC-15.50 | Com ¦ Large Unitary Heat Pump (EER 9.3, COP 3.2) - Hot-Dry ¦ SCE ¦ Hot-Dry | Com ¦ Large Unitary Heat Pump (EER 9.3, COP 3.2) - Hot-Dry | SCE ¦ Hot-Dry | SCE | All | Electric | Large Unitary Heat Pump (EER 9.3, COP 3.2) | Average Existing and Code |  |  | 0 | Conventional | HVAC | Com - Grocery | Com | ROB and NEW | 0 | 1000 sqft2 of floor space | Cap-Tons | 15 | DEER:HVAC_Split-Package_AC | 0 | 0 | 0 | eTRM SWHC013-05 | 781.78 | 2021 | 460 | 2021 | 0 | 0 | SWHC013-05 | Com Unitary Heat Pump (Large) - Hot-Dry ¦ SCE ¦ Hot-Dry | Com Unitary Heat Pump (Large) - Hot-Dry | 0.26194 | 1 | 0.93 | CBSA 2014 | 0 | 2012 | 0.5 | SWHC013-05
COM-HVAC-15.51 | Com ¦ Large Unitary Heat Pump (EER 9.3, COP 3.2) - Hot-Dry ¦ SCE ¦ Hot-Dry | Com ¦ Large Unitary Heat Pump (EER 9.3, COP 3.2) - Hot-Dry | SCE ¦ Hot-Dry | SCE | All | Electric | Large Unitary Heat Pump (EER 9.3, COP 3.2) | Average Existing and Code |  |  | 0 | Conventional | HVAC | Com - Health | Com | ROB and NEW | 0 | 1000 sqft2 of floor space | Cap-Tons | 15 | DEER:HVAC_Split-Package_AC | 0 | 0 | 0 | eTRM SWHC013-05 | 781.78 | 2021 | 460 | 2021 | 0 | 0 | SWHC013-05 | Com Unitary Heat Pump (Large) - Hot-Dry ¦ SCE ¦ Hot-Dry | Com Unitary Heat Pump (Large) - Hot-Dry | 0.20884 | 1 | 0.93 | CBSA 2014 | 0 | 2012 | 0.5 | SWHC013-05
COM-HVAC-15.52 | Com ¦ Large Unitary Heat Pump (EER 9.3, COP 3.2) - Hot-Dry ¦ SCE ¦ Hot-Dry | Com ¦ Large Unitary Heat Pump (EER 9.3, COP 3.2) - Hot-Dry | SCE ¦ Hot-Dry | SCE | All | Electric | Large Unitary Heat Pump (EER 9.3, COP 3.2) | Average Existing and Code |  |  | 0 | Conventional | HVAC | Com - Lodging | Com | ROB and NEW | 0 | 1000 sqft2 of floor space | Cap-Tons | 15 | DEER:HVAC_Split-Package_AC | 0 | 0 | 0 | eTRM SWHC013-05 | 781.78 | 2021 | 460 | 2021 | 0 | 0 | SWHC013-05 | Com Unitary Heat Pump (Large) - Hot-Dry ¦ SCE ¦ Hot-Dry | Com Unitary Heat Pump (Large) - Hot-Dry | 0.11727 | 1 | 0.93 | CBSA 2014 | 0 | 2012 | 0.5 | SWHC013-05
COM-HVAC-15.53 | Com ¦ Large Unitary Heat Pump (EER 9.3, COP 3.2) - Hot-Dry ¦ SCE ¦ Hot-Dry | Com ¦ Large Unitary Heat Pump (EER 9.3, COP 3.2) - Hot-Dry | SCE ¦ Hot-Dry | SCE | All | Electric | Large Unitary Heat Pump (EER 9.3, COP 3.2) | Average Existing and Code |  |  | 0 | Conventional | HVAC | Com - Office (Large) | Com | ROB and NEW | 0 | 1000 sqft2 of floor space | Cap-Tons | 15 | DEER:HVAC_Split-Package_AC | 0 | 0 | 0 | eTRM SWHC013-05 | 781.78 | 2021 | 460 | 2021 | 0 | 0 | SWHC013-05 | Com Unitary Heat Pump (Large) - Hot-Dry ¦ SCE ¦ Hot-Dry | Com Unitary Heat Pump (Large) - Hot-Dry | 0.15546 | 1 | 0.93 | CBSA 2014 | 0 | 2012 | 0.5 | SWHC013-05
COM-HVAC-15.54 | Com ¦ Large Unitary Heat Pump (EER 9.3, COP 3.2) - Hot-Dry ¦ SCE ¦ Hot-Dry | Com ¦ Large Unitary Heat Pump (EER 9.3, COP 3.2) - Hot-Dry | SCE ¦ Hot-Dry | SCE | All | Electric | Large Unitary Heat Pump (EER 9.3, COP 3.2) | Average Existing and Code |  |  | 0 | Conventional | HVAC | Com - Office (Small) | Com | ROB and NEW | 0 | 1000 sqft2 of floor space | Cap-Tons | 15 | DEER:HVAC_Split-Package_AC | 0 | 0 | 0 | eTRM SWHC013-05 | 781.78 | 2021 | 460 | 2021 | 0 | 0 | SWHC013-05 | Com Unitary Heat Pump (Large) - Hot-Dry ¦ SCE ¦ Hot-Dry | Com Unitary Heat Pump (Large) - Hot-Dry | 0.17638 | 1 | 0.93 | CBSA 2014 | 0 | 2012 | 0.5 | SWHC013-05
COM-HVAC-15.55 | Com ¦ Large Unitary Heat Pump (EER 9.3, COP 3.2) - Hot-Dry ¦ SCE ¦ Hot-Dry | Com ¦ Large Unitary Heat Pump (EER 9.3, COP 3.2) - Hot-Dry | SCE ¦ Hot-Dry | SCE | All | Electric | Large Unitary Heat Pump (EER 9.3, COP 3.2) | Average Existing and Code |  |  | 0 | Conventional | HVAC | Com - Other | Com | ROB and NEW | 0 | 1000 sqft2 of floor space | Cap-Tons | 15 | DEER:HVAC_Split-Package_AC | 0 | 0 | 0 | eTRM SWHC013-05 | 781.78 | 2021 | 460 | 2021 | 0 | 0 | SWHC013-05 | Com Unitary Heat Pump (Large) - Hot-Dry ¦ SCE ¦ Hot-Dry | Com Unitary Heat Pump (Large) - Hot-Dry | 0.08421 | 1 | 0.93 | CBSA 2014 | 0 | 2012 | 0.5 | SWHC013-05
COM-HVAC-15.56 | Com ¦ Large Unitary Heat Pump (EER 9.3, COP 3.2) - Hot-Dry ¦ SCE ¦ Hot-Dry | Com ¦ Large Unitary Heat Pump (EER 9.3, COP 3.2) - Hot-Dry | SCE ¦ Hot-Dry | SCE | All | Electric | Large Unitary Heat Pump (EER 9.3, COP 3.2) | Average Existing and Code |  |  | 0 | Conventional | HVAC | Com - Refrig. Warehouse | Com | ROB and NEW | 0 | 1000 sqft2 of floor space | Cap-Tons | 15 | DEER:HVAC_Split-Package_AC | 0 | 0 | 0 | eTRM SWHC013-05 | 781.78 | 2021 | 460 | 2021 | 0 | 0 | SWHC013-05 | Com Unitary Heat Pump (Large) - Hot-Dry ¦ SCE ¦ Hot-Dry | Com Unitary Heat Pump (Large) - Hot-Dry | 0 | 1 | 0 | CBSA 2014 | 0 | 2012 | 0.5 | SWHC013-05
COM-HVAC-15.57 | Com ¦ Large Unitary Heat Pump (EER 9.3, COP 3.2) - Hot-Dry ¦ SCE ¦ Hot-Dry | Com ¦ Large Unitary Heat Pump (EER 9.3, COP 3.2) - Hot-Dry | SCE ¦ Hot-Dry | SCE | All | Electric | Large Unitary Heat Pump (EER 9.3, COP 3.2) | Average Existing and Code |  |  | 0 | Conventional | HVAC | Com - Restaurant | Com | ROB and NEW | 0 | 1000 sqft2 of floor space | Cap-Tons | 15 | DEER:HVAC_Split-Package_AC | 0 | 0 | 0 | eTRM SWHC013-05 | 781.78 | 2021 | 460 | 2021 | 0 | 0 | SWHC013-05 | Com Unitary Heat Pump (Large) - Hot-Dry ¦ SCE ¦ Hot-Dry | Com Unitary Heat Pump (Large) - Hot-Dry | 0.25738 | 1 | 0.93 | CBSA 2014 | 0 | 2012 | 0.5 | SWHC013-05
COM-HVAC-15.58 | Com ¦ Large Unitary Heat Pump (EER 9.3, COP 3.2) - Hot-Dry ¦ SCE ¦ Hot-Dry | Com ¦ Large Unitary Heat Pump (EER 9.3, COP 3.2) - Hot-Dry | SCE ¦ Hot-Dry | SCE | All | Electric | Large Unitary Heat Pump (EER 9.3, COP 3.2) | Average Existing and Code |  |  | 0 | Conventional | HVAC | Com - Retail | Com | ROB and NEW | 0 | 1000 sqft2 of floor space | Cap-Tons | 15 | DEER:HVAC_Split-Package_AC | 0 | 0 | 0 | eTRM SWHC013-05 | 781.78 | 2021 | 460 | 2021 | 0 | 0 | SWHC013-05 | Com Unitary Heat Pump (Large) - Hot-Dry ¦ SCE ¦ Hot-Dry | Com Unitary Heat Pump (Large) - Hot-Dry | 0.10889 | 1 | 0.93 | CBSA 2014 | 0 | 2012 | 0.5 | SWHC013-05
COM-HVAC-15.59 | Com ¦ Large Unitary Heat Pump (EER 9.3, COP 3.2) - Hot-Dry ¦ SCE ¦ Hot-Dry | Com ¦ Large Unitary Heat Pump (EER 9.3, COP 3.2) - Hot-Dry | SCE ¦ Hot-Dry | SCE | All | Electric | Large Unitary Heat Pump (EER 9.3, COP 3.2) | Average Existing and Code |  |  | 0 | Conventional | HVAC | Com - School | Com | ROB and NEW | 0 | 1000 sqft2 of floor space | Cap-Tons | 15 | DEER:HVAC_Split-Package_AC | 0 | 0 | 0 | eTRM SWHC013-05 | 781.78 | 2021 | 460 | 2021 | 0 | 0 | SWHC013-05 | Com Unitary Heat Pump (Large) - Hot-Dry ¦ SCE ¦ Hot-Dry | Com Unitary Heat Pump (Large) - Hot-Dry | 0.17732 | 1 | 0.93 | CBSA 2014 | 0 | 2012 | 0.5 | SWHC013-05
COM-HVAC-15.60 | Com ¦ Large Unitary Heat Pump (EER 9.3, COP 3.2) - Hot-Dry ¦ SCE ¦ Hot-Dry | Com ¦ Large Unitary Heat Pump (EER 9.3, COP 3.2) - Hot-Dry | SCE ¦ Hot-Dry | SCE | All | Electric | Large Unitary Heat Pump (EER 9.3, COP 3.2) | Average Existing and Code |  |  | 0 | Conventional | HVAC | Com - Warehouse | Com | ROB and NEW | 0 | 1000 sqft2 of floor space | Cap-Tons | 15 | DEER:HVAC_Split-Package_AC | 0 | 0 | 0 | eTRM SWHC013-05 | 781.78 | 2021 | 460 | 2021 | 0 | 0 | SWHC013-05 | Com Unitary Heat Pump (Large) - Hot-Dry ¦ SCE ¦ Hot-Dry | Com Unitary Heat Pump (Large) - Hot-Dry | 0.033351 | 1 | 0.93 | CBSA 2014 | 0 | 2012 | 0.5 | SWHC013-05
COM-HVAC-15.61 | Com ¦ Large Unitary Heat Pump (EER 9.3, COP 3.2) - Cold ¦ SCE ¦ Cold | Com ¦ Large Unitary Heat Pump (EER 9.3, COP 3.2) - Cold | SCE ¦ Cold | SCE | All | Electric | Large Unitary Heat Pump (EER 9.3, COP 3.2) | Average Existing and Code |  |  | 0 | Conventional | HVAC | Com - College | Com | ROB and NEW | 0 | 1000 sqft2 of floor space | Cap-Tons | 15 | DEER:HVAC_Split-Package_AC | 0 | 0 | 0 | eTRM SWHC013-05 | 781.78 | 2021 | 460 | 2021 | 0 | 0 | SWHC013-05 | Com Unitary Heat Pump (Large) - Cold ¦ SCE ¦ Cold | Com Unitary Heat Pump (Large) - Cold | 0.14726 | 1 | 0.93 | CBSA 2014 | 0 | 2012 | 0.5 | SWHC013-05
COM-HVAC-15.62 | Com ¦ Large Unitary Heat Pump (EER 9.3, COP 3.2) - Cold ¦ SCE ¦ Cold | Com ¦ Large Unitary Heat Pump (EER 9.3, COP 3.2) - Cold | SCE ¦ Cold | SCE | All | Electric | Large Unitary Heat Pump (EER 9.3, COP 3.2) | Average Existing and Code |  |  | 0 | Conventional | HVAC | Com - Grocery | Com | ROB and NEW | 0 | 1000 sqft2 of floor space | Cap-Tons | 15 | DEER:HVAC_Split-Package_AC | 0 | 0 | 0 | eTRM SWHC013-05 | 781.78 | 2021 | 460 | 2021 | 0 | 0 | SWHC013-05 | Com Unitary Heat Pump (Large) - Cold ¦ SCE ¦ Cold | Com Unitary Heat Pump (Large) - Cold | 0.26194 | 1 | 0.93 | CBSA 2014 | 0 | 2012 | 0.5 | SWHC013-05
COM-HVAC-15.63 | Com ¦ Large Unitary Heat Pump (EER 9.3, COP 3.2) - Cold ¦ SCE ¦ Cold | Com ¦ Large Unitary Heat Pump (EER 9.3, COP 3.2) - Cold | SCE ¦ Cold | SCE | All | Electric | Large Unitary Heat Pump (EER 9.3, COP 3.2) | Average Existing and Code |  |  | 0 | Conventional | HVAC | Com - Health | Com | ROB and NEW | 0 | 1000 sqft2 of floor space | Cap-Tons | 15 | DEER:HVAC_Split-Package_AC | 0 | 0 | 0 | eTRM SWHC013-05 | 781.78 | 2021 | 460 | 2021 | 0 | 0 | SWHC013-05 | Com Unitary Heat Pump (Large) - Cold ¦ SCE ¦ Cold | Com Unitary Heat Pump (Large) - Cold | 0.20884 | 1 | 0.93 | CBSA 2014 | 0 | 2012 | 0.5 | SWHC013-05
COM-HVAC-15.64 | Com ¦ Large Unitary Heat Pump (EER 9.3, COP 3.2) - Cold ¦ SCE ¦ Cold | Com ¦ Large Unitary Heat Pump (EER 9.3, COP 3.2) - Cold | SCE ¦ Cold | SCE | All | Electric | Large Unitary Heat Pump (EER 9.3, COP 3.2) | Average Existing and Code |  |  | 0 | Conventional | HVAC | Com - Lodging | Com | ROB and NEW | 0 | 1000 sqft2 of floor space | Cap-Tons | 15 | DEER:HVAC_Split-Package_AC | 0 | 0 | 0 | eTRM SWHC013-05 | 781.78 | 2021 | 460 | 2021 | 0 | 0 | SWHC013-05 | Com Unitary Heat Pump (Large) - Cold ¦ SCE ¦ Cold | Com Unitary Heat Pump (Large) - Cold | 0.11727 | 1 | 0.93 | CBSA 2014 | 0 | 2012 | 0.5 | SWHC013-05
COM-HVAC-15.65 | Com ¦ Large Unitary Heat Pump (EER 9.3, COP 3.2) - Cold ¦ SCE ¦ Cold | Com ¦ Large Unitary Heat Pump (EER 9.3, COP 3.2) - Cold | SCE ¦ Cold | SCE | All | Electric | Large Unitary Heat Pump (EER 9.3, COP 3.2) | Average Existing and Code |  |  | 0 | Conventional | HVAC | Com - Office (Large) | Com | ROB and NEW | 0 | 1000 sqft2 of floor space | Cap-Tons | 15 | DEER:HVAC_Split-Package_AC | 0 | 0 | 0 | eTRM SWHC013-05 | 781.78 | 2021 | 460 | 2021 | 0 | 0 | SWHC013-05 | Com Unitary Heat Pump (Large) - Cold ¦ SCE ¦ Cold | Com Unitary Heat Pump (Large) - Cold | 0.15546 | 1 | 0.93 | CBSA 2014 | 0 | 2012 | 0.5 | SWHC013-05
COM-HVAC-15.66 | Com ¦ Large Unitary Heat Pump (EER 9.3, COP 3.2) - Cold ¦ SCE ¦ Cold | Com ¦ Large Unitary Heat Pump (EER 9.3, COP 3.2) - Cold | SCE ¦ Cold | SCE | All | Electric | Large Unitary Heat Pump (EER 9.3, COP 3.2) | Average Existing and Code |  |  | 0 | Conventional | HVAC | Com - Office (Small) | Com | ROB and NEW | 0 | 1000 sqft2 of floor space | Cap-Tons | 15 | DEER:HVAC_Split-Package_AC | 0 | 0 | 0 | eTRM SWHC013-05 | 781.78 | 2021 | 460 | 2021 | 0 | 0 | SWHC013-05 | Com Unitary Heat Pump (Large) - Cold ¦ SCE ¦ Cold | Com Unitary Heat Pump (Large) - Cold | 0.17638 | 1 | 0.93 | CBSA 2014 | 0 | 2012 | 0.5 | SWHC013-05
COM-HVAC-15.67 | Com ¦ Large Unitary Heat Pump (EER 9.3, COP 3.2) - Cold ¦ SCE ¦ Cold | Com ¦ Large Unitary Heat Pump (EER 9.3, COP 3.2) - Cold | SCE ¦ Cold | SCE | All | Electric | Large Unitary Heat Pump (EER 9.3, COP 3.2) | Average Existing and Code |  |  | 0 | Conventional | HVAC | Com - Other | Com | ROB and NEW | 0 | 1000 sqft2 of floor space | Cap-Tons | 15 | DEER:HVAC_Split-Package_AC | 0 | 0 | 0 | eTRM SWHC013-05 | 781.78 | 2021 | 460 | 2021 | 0 | 0 | SWHC013-05 | Com Unitary Heat Pump (Large) - Cold ¦ SCE ¦ Cold | Com Unitary Heat Pump (Large) - Cold | 0.08421 | 1 | 0.93 | CBSA 2014 | 0 | 2012 | 0.5 | SWHC013-05
COM-HVAC-15.68 | Com ¦ Large Unitary Heat Pump (EER 9.3, COP 3.2) - Cold ¦ SCE ¦ Cold | Com ¦ Large Unitary Heat Pump (EER 9.3, COP 3.2) - Cold | SCE ¦ Cold | SCE | All | Electric | Large Unitary Heat Pump (EER 9.3, COP 3.2) | Average Existing and Code |  |  | 0 | Conventional | HVAC | Com - Refrig. Warehouse | Com | ROB and NEW | 0 | 1000 sqft2 of floor space | Cap-Tons | 15 | DEER:HVAC_Split-Package_AC | 0 | 0 | 0 | eTRM SWHC013-05 | 781.78 | 2021 | 460 | 2021 | 0 | 0 | SWHC013-05 | Com Unitary Heat Pump (Large) - Cold ¦ SCE ¦ Cold | Com Unitary Heat Pump (Large) - Cold | 0 | 1 | 0 | CBSA 2014 | 0 | 2012 | 0.5 | SWHC013-05
COM-HVAC-15.69 | Com ¦ Large Unitary Heat Pump (EER 9.3, COP 3.2) - Cold ¦ SCE ¦ Cold | Com ¦ Large Unitary Heat Pump (EER 9.3, COP 3.2) - Cold | SCE ¦ Cold | SCE | All | Electric | Large Unitary Heat Pump (EER 9.3, COP 3.2) | Average Existing and Code |  |  | 0 | Conventional | HVAC | Com - Restaurant | Com | ROB and NEW | 0 | 1000 sqft2 of floor space | Cap-Tons | 15 | DEER:HVAC_Split-Package_AC | 0 | 0 | 0 | eTRM SWHC013-05 | 781.78 | 2021 | 460 | 2021 | 0 | 0 | SWHC013-05 | Com Unitary Heat Pump (Large) - Cold ¦ SCE ¦ Cold | Com Unitary Heat Pump (Large) - Cold | 0.25738 | 1 | 0.93 | CBSA 2014 | 0 | 2012 | 0.5 | SWHC013-05
COM-HVAC-15.70 | Com ¦ Large Unitary Heat Pump (EER 9.3, COP 3.2) - Cold ¦ SCE ¦ Cold | Com ¦ Large Unitary Heat Pump (EER 9.3, COP 3.2) - Cold | SCE ¦ Cold | SCE | All | Electric | Large Unitary Heat Pump (EER 9.3, COP 3.2) | Average Existing and Code |  |  | 0 | Conventional | HVAC | Com - Retail | Com | ROB and NEW | 0 | 1000 sqft2 of floor space | Cap-Tons | 15 | DEER:HVAC_Split-Package_AC | 0 | 0 | 0 | eTRM SWHC013-05 | 781.78 | 2021 | 460 | 2021 | 0 | 0 | SWHC013-05 | Com Unitary Heat Pump (Large) - Cold ¦ SCE ¦ Cold | Com Unitary Heat Pump (Large) - Cold | 0.10889 | 1 | 0.93 | CBSA 2014 | 0 | 2012 | 0.5 | SWHC013-05
COM-HVAC-15.71 | Com ¦ Large Unitary Heat Pump (EER 9.3, COP 3.2) - Cold ¦ SCE ¦ Cold | Com ¦ Large Unitary Heat Pump (EER 9.3, COP 3.2) - Cold | SCE ¦ Cold | SCE | All | Electric | Large Unitary Heat Pump (EER 9.3, COP 3.2) | Average Existing and Code |  |  | 0 | Conventional | HVAC | Com - School | Com | ROB and NEW | 0 | 1000 sqft2 of floor space | Cap-Tons | 15 | DEER:HVAC_Split-Package_AC | 0 | 0 | 0 | eTRM SWHC013-05 | 781.78 | 2021 | 460 | 2021 | 0 | 0 | SWHC013-05 | Com Unitary Heat Pump (Large) - Cold ¦ SCE ¦ Cold | Com Unitary Heat Pump (Large) - Cold | 0.17732 | 1 | 0.93 | CBSA 2014 | 0 | 2012 | 0.5 | SWHC013-05
COM-HVAC-15.72 | Com ¦ Large Unitary Heat Pump (EER 9.3, COP 3.2) - Cold ¦ SCE ¦ Cold | Com ¦ Large Unitary Heat Pump (EER 9.3, COP 3.2) - Cold | SCE ¦ Cold | SCE | All | Electric | Large Unitary Heat Pump (EER 9.3, COP 3.2) | Average Existing and Code |  |  | 0 | Conventional | HVAC | Com - Warehouse | Com | ROB and NEW | 0 | 1000 sqft2 of floor space | Cap-Tons | 15 | DEER:HVAC_Split-Package_AC | 0 | 0 | 0 | eTRM SWHC013-05 | 781.78 | 2021 | 460 | 2021 | 0 | 0 | SWHC013-05 | Com Unitary Heat Pump (Large) - Cold ¦ SCE ¦ Cold | Com Unitary Heat Pump (Large) - Cold | 0.033351 | 1 | 0.93 | CBSA 2014 | 0 | 2012 | 0.5 | SWHC013-05
COM-HVAC-15.73 | Com ¦ Large Unitary Heat Pump (EER 9.3, COP 3.2) - Marine ¦ SDG&E ¦ Marine | Com ¦ Large Unitary Heat Pump (EER 9.3, COP 3.2) - Marine | SDG&E ¦ Marine | SDG&E | All | Electric | Large Unitary Heat Pump (EER 9.3, COP 3.2) | Average Existing and Code |  |  | 0 | Conventional | HVAC | Com - College | Com | ROB and NEW | 0 | 1000 sqft2 of floor space | Cap-Tons | 15 | DEER:HVAC_Split-Package_AC | 0 | 0 | 0 | eTRM SWHC013-05 | 781.78 | 2021 | 460 | 2021 | 0 | 0 | SWHC013-05 | Com Unitary Heat Pump (Large) - Marine ¦ SDG&E ¦ Marine | Com Unitary Heat Pump (Large) - Marine | 0.1443 | 1 | 0.93 | CBSA 2014 | 0 | 2012 | 0.5 | SWHC013-05
COM-HVAC-15.74 | Com ¦ Large Unitary Heat Pump (EER 9.3, COP 3.2) - Marine ¦ SDG&E ¦ Marine | Com ¦ Large Unitary Heat Pump (EER 9.3, COP 3.2) - Marine | SDG&E ¦ Marine | SDG&E | All | Electric | Large Unitary Heat Pump (EER 9.3, COP 3.2) | Average Existing and Code |  |  | 0 | Conventional | HVAC | Com - Grocery | Com | ROB and NEW | 0 | 1000 sqft2 of floor space | Cap-Tons | 15 | DEER:HVAC_Split-Package_AC | 0 | 0 | 0 | eTRM SWHC013-05 | 781.78 | 2021 | 460 | 2021 | 0 | 0 | SWHC013-05 | Com Unitary Heat Pump (Large) - Marine ¦ SDG&E ¦ Marine | Com Unitary Heat Pump (Large) - Marine | 0.26631 | 1 | 0.93 | CBSA 2014 | 0 | 2012 | 0.5 | SWHC013-05
COM-HVAC-15.75 | Com ¦ Large Unitary Heat Pump (EER 9.3, COP 3.2) - Marine ¦ SDG&E ¦ Marine | Com ¦ Large Unitary Heat Pump (EER 9.3, COP 3.2) - Marine | SDG&E ¦ Marine | SDG&E | All | Electric | Large Unitary Heat Pump (EER 9.3, COP 3.2) | Average Existing and Code |  |  | 0 | Conventional | HVAC | Com - Health | Com | ROB and NEW | 0 | 1000 sqft2 of floor space | Cap-Tons | 15 | DEER:HVAC_Split-Package_AC | 0 | 0 | 0 | eTRM SWHC013-05 | 781.78 | 2021 | 460 | 2021 | 0 | 0 | SWHC013-05 | Com Unitary Heat Pump (Large) - Marine ¦ SDG&E ¦ Marine | Com Unitary Heat Pump (Large) - Marine | 0.20767 | 1 | 0.93 | CBSA 2014 | 0 | 2012 | 0.5 | SWHC013-05
COM-HVAC-15.76 | Com ¦ Large Unitary Heat Pump (EER 9.3, COP 3.2) - Marine ¦ SDG&E ¦ Marine | Com ¦ Large Unitary Heat Pump (EER 9.3, COP 3.2) - Marine | SDG&E ¦ Marine | SDG&E | All | Electric | Large Unitary Heat Pump (EER 9.3, COP 3.2) | Average Existing and Code |  |  | 0 | Conventional | HVAC | Com - Lodging | Com | ROB and NEW | 0 | 1000 sqft2 of floor space | Cap-Tons | 15 | DEER:HVAC_Split-Package_AC | 0 | 0 | 0 | eTRM SWHC013-05 | 781.78 | 2021 | 460 | 2021 | 0 | 0 | SWHC013-05 | Com Unitary Heat Pump (Large) - Marine ¦ SDG&E ¦ Marine | Com Unitary Heat Pump (Large) - Marine | 0.11619 | 1 | 0.93 | CBSA 2014 | 0 | 2012 | 0.5 | SWHC013-05
COM-HVAC-15.77 | Com ¦ Large Unitary Heat Pump (EER 9.3, COP 3.2) - Marine ¦ SDG&E ¦ Marine | Com ¦ Large Unitary Heat Pump (EER 9.3, COP 3.2) - Marine | SDG&E ¦ Marine | SDG&E | All | Electric | Large Unitary Heat Pump (EER 9.3, COP 3.2) | Average Existing and Code |  |  | 0 | Conventional | HVAC | Com - Office (Large) | Com | ROB and NEW | 0 | 1000 sqft2 of floor space | Cap-Tons | 15 | DEER:HVAC_Split-Package_AC | 0 | 0 | 0 | eTRM SWHC013-05 | 781.78 | 2021 | 460 | 2021 | 0 | 0 | SWHC013-05 | Com Unitary Heat Pump (Large) - Marine ¦ SDG&E ¦ Marine | Com Unitary Heat Pump (Large) - Marine | 0.1517 | 1 | 0.93 | CBSA 2014 | 0 | 2012 | 0.5 | SWHC013-05
COM-HVAC-15.78 | Com ¦ Large Unitary Heat Pump (EER 9.3, COP 3.2) - Marine ¦ SDG&E ¦ Marine | Com ¦ Large Unitary Heat Pump (EER 9.3, COP 3.2) - Marine | SDG&E ¦ Marine | SDG&E | All | Electric | Large Unitary Heat Pump (EER 9.3, COP 3.2) | Average Existing and Code |  |  | 0 | Conventional | HVAC | Com - Office (Small) | Com | ROB and NEW | 0 | 1000 sqft2 of floor space | Cap-Tons | 15 | DEER:HVAC_Split-Package_AC | 0 | 0 | 0 | eTRM SWHC013-05 | 781.78 | 2021 | 460 | 2021 | 0 | 0 | SWHC013-05 | Com Unitary Heat Pump (Large) - Marine ¦ SDG&E ¦ Marine | Com Unitary Heat Pump (Large) - Marine | 0.1842 | 1 | 0.93 | CBSA 2014 | 0 | 2012 | 0.5 | SWHC013-05
COM-HVAC-15.79 | Com ¦ Large Unitary Heat Pump (EER 9.3, COP 3.2) - Marine ¦ SDG&E ¦ Marine | Com ¦ Large Unitary Heat Pump (EER 9.3, COP 3.2) - Marine | SDG&E ¦ Marine | SDG&E | All | Electric | Large Unitary Heat Pump (EER 9.3, COP 3.2) | Average Existing and Code |  |  | 0 | Conventional | HVAC | Com - Other | Com | ROB and NEW | 0 | 1000 sqft2 of floor space | Cap-Tons | 15 | DEER:HVAC_Split-Package_AC | 0 | 0 | 0 | eTRM SWHC013-05 | 781.78 | 2021 | 460 | 2021 | 0 | 0 | SWHC013-05 | Com Unitary Heat Pump (Large) - Marine ¦ SDG&E ¦ Marine | Com Unitary Heat Pump (Large) - Marine | 0.082771 | 1 | 0.93 | CBSA 2014 | 0 | 2012 | 0.5 | SWHC013-05
COM-HVAC-15.80 | Com ¦ Large Unitary Heat Pump (EER 9.3, COP 3.2) - Marine ¦ SDG&E ¦ Marine | Com ¦ Large Unitary Heat Pump (EER 9.3, COP 3.2) - Marine | SDG&E ¦ Marine | SDG&E | All | Electric | Large Unitary Heat Pump (EER 9.3, COP 3.2) | Average Existing and Code |  |  | 0 | Conventional | HVAC | Com - Refrig. Warehouse | Com | ROB and NEW | 0 | 1000 sqft2 of floor space | Cap-Tons | 15 | DEER:HVAC_Split-Package_AC | 0 | 0 | 0 | eTRM SWHC013-05 | 781.78 | 2021 | 460 | 2021 | 0 | 0 | SWHC013-05 | Com Unitary Heat Pump (Large) - Marine ¦ SDG&E ¦ Marine | Com Unitary Heat Pump (Large) - Marine | 0 | 1 | 0 | CBSA 2014 | 0 | 2012 | 0.5 | SWHC013-05
COM-HVAC-15.81 | Com ¦ Large Unitary Heat Pump (EER 9.3, COP 3.2) - Marine ¦ SDG&E ¦ Marine | Com ¦ Large Unitary Heat Pump (EER 9.3, COP 3.2) - Marine | SDG&E ¦ Marine | SDG&E | All | Electric | Large Unitary Heat Pump (EER 9.3, COP 3.2) | Average Existing and Code |  |  | 0 | Conventional | HVAC | Com - Restaurant | Com | ROB and NEW | 0 | 1000 sqft2 of floor space | Cap-Tons | 15 | DEER:HVAC_Split-Package_AC | 0 | 0 | 0 | eTRM SWHC013-05 | 781.78 | 2021 | 460 | 2021 | 0 | 0 | SWHC013-05 | Com Unitary Heat Pump (Large) - Marine ¦ SDG&E ¦ Marine | Com Unitary Heat Pump (Large) - Marine | 0.26887 | 1 | 0.93 | CBSA 2014 | 0 | 2012 | 0.5 | SWHC013-05
COM-HVAC-15.82 | Com ¦ Large Unitary Heat Pump (EER 9.3, COP 3.2) - Marine ¦ SDG&E ¦ Marine | Com ¦ Large Unitary Heat Pump (EER 9.3, COP 3.2) - Marine | SDG&E ¦ Marine | SDG&E | All | Electric | Large Unitary Heat Pump (EER 9.3, COP 3.2) | Average Existing and Code |  |  | 0 | Conventional | HVAC | Com - Retail | Com | ROB and NEW | 0 | 1000 sqft2 of floor space | Cap-Tons | 15 | DEER:HVAC_Split-Package_AC | 0 | 0 | 0 | eTRM SWHC013-05 | 781.78 | 2021 | 460 | 2021 | 0 | 0 | SWHC013-05 | Com Unitary Heat Pump (Large) - Marine ¦ SDG&E ¦ Marine | Com Unitary Heat Pump (Large) - Marine | 0.109 | 1 | 0.93 | CBSA 2014 | 0 | 2012 | 0.5 | SWHC013-05
COM-HVAC-15.83 | Com ¦ Large Unitary Heat Pump (EER 9.3, COP 3.2) - Marine ¦ SDG&E ¦ Marine | Com ¦ Large Unitary Heat Pump (EER 9.3, COP 3.2) - Marine | SDG&E ¦ Marine | SDG&E | All | Electric | Large Unitary Heat Pump (EER 9.3, COP 3.2) | Average Existing and Code |  |  | 0 | Conventional | HVAC | Com - School | Com | ROB and NEW | 0 | 1000 sqft2 of floor space | Cap-Tons | 15 | DEER:HVAC_Split-Package_AC | 0 | 0 | 0 | eTRM SWHC013-05 | 781.78 | 2021 | 460 | 2021 | 0 | 0 | SWHC013-05 | Com Unitary Heat Pump (Large) - Marine ¦ SDG&E ¦ Marine | Com Unitary Heat Pump (Large) - Marine | 0.18329 | 1 | 0.93 | CBSA 2014 | 0 | 2012 | 0.5 | SWHC013-05
COM-HVAC-15.84 | Com ¦ Large Unitary Heat Pump (EER 9.3, COP 3.2) - Marine ¦ SDG&E ¦ Marine | Com ¦ Large Unitary Heat Pump (EER 9.3, COP 3.2) - Marine | SDG&E ¦ Marine | SDG&E | All | Electric | Large Unitary Heat Pump (EER 9.3, COP 3.2) | Average Existing and Code |  |  | 0 | Conventional | HVAC | Com - Warehouse | Com | ROB and NEW | 0 | 1000 sqft2 of floor space | Cap-Tons | 15 | DEER:HVAC_Split-Package_AC | 0 | 0 | 0 | eTRM SWHC013-05 | 781.78 | 2021 | 460 | 2021 | 0 | 0 | SWHC013-05 | Com Unitary Heat Pump (Large) - Marine ¦ SDG&E ¦ Marine | Com Unitary Heat Pump (Large) - Marine | 0.033426 | 1 | 0.93 | CBSA 2014 | 0 | 2012 | 0.5 | SWHC013-05
COM-HVAC-15.85 | Com ¦ Large Unitary Heat Pump (EER 9.3, COP 3.2) - Hot-Dry ¦ SDG&E ¦ Hot-Dry | Com ¦ Large Unitary Heat Pump (EER 9.3, COP 3.2) - Hot-Dry | SDG&E ¦ Hot-Dry | SDG&E | All | Electric | Large Unitary Heat Pump (EER 9.3, COP 3.2) | Average Existing and Code |  |  | 0 | Conventional | HVAC | Com - College | Com | ROB and NEW | 0 | 1000 sqft2 of floor space | Cap-Tons | 15 | DEER:HVAC_Split-Package_AC | 0 | 0 | 0 | eTRM SWHC013-05 | 781.78 | 2021 | 460 | 2021 | 0 | 0 | SWHC013-05 | Com Unitary Heat Pump (Large) - Hot-Dry ¦ SDG&E ¦ Hot-Dry | Com Unitary Heat Pump (Large) - Hot-Dry | 0.1443 | 1 | 0.93 | CBSA 2014 | 0 | 2012 | 0.5 | SWHC013-05
COM-HVAC-15.86 | Com ¦ Large Unitary Heat Pump (EER 9.3, COP 3.2) - Hot-Dry ¦ SDG&E ¦ Hot-Dry | Com ¦ Large Unitary Heat Pump (EER 9.3, COP 3.2) - Hot-Dry | SDG&E ¦ Hot-Dry | SDG&E | All | Electric | Large Unitary Heat Pump (EER 9.3, COP 3.2) | Average Existing and Code |  |  | 0 | Conventional | HVAC | Com - Grocery | Com | ROB and NEW | 0 | 1000 sqft2 of floor space | Cap-Tons | 15 | DEER:HVAC_Split-Package_AC | 0 | 0 | 0 | eTRM SWHC013-05 | 781.78 | 2021 | 460 | 2021 | 0 | 0 | SWHC013-05 | Com Unitary Heat Pump (Large) - Hot-Dry ¦ SDG&E ¦ Hot-Dry | Com Unitary Heat Pump (Large) - Hot-Dry | 0.26631 | 1 | 0.93 | CBSA 2014 | 0 | 2012 | 0.5 | SWHC013-05
COM-HVAC-15.87 | Com ¦ Large Unitary Heat Pump (EER 9.3, COP 3.2) - Hot-Dry ¦ SDG&E ¦ Hot-Dry | Com ¦ Large Unitary Heat Pump (EER 9.3, COP 3.2) - Hot-Dry | SDG&E ¦ Hot-Dry | SDG&E | All | Electric | Large Unitary Heat Pump (EER 9.3, COP 3.2) | Average Existing and Code |  |  | 0 | Conventional | HVAC | Com - Health | Com | ROB and NEW | 0 | 1000 sqft2 of floor space | Cap-Tons | 15 | DEER:HVAC_Split-Package_AC | 0 | 0 | 0 | eTRM SWHC013-05 | 781.78 | 2021 | 460 | 2021 | 0 | 0 | SWHC013-05 | Com Unitary Heat Pump (Large) - Hot-Dry ¦ SDG&E ¦ Hot-Dry | Com Unitary Heat Pump (Large) - Hot-Dry | 0.20767 | 1 | 0.93 | CBSA 2014 | 0 | 2012 | 0.5 | SWHC013-05
COM-HVAC-15.88 | Com ¦ Large Unitary Heat Pump (EER 9.3, COP 3.2) - Hot-Dry ¦ SDG&E ¦ Hot-Dry | Com ¦ Large Unitary Heat Pump (EER 9.3, COP 3.2) - Hot-Dry | SDG&E ¦ Hot-Dry | SDG&E | All | Electric | Large Unitary Heat Pump (EER 9.3, COP 3.2) | Average Existing and Code |  |  | 0 | Conventional | HVAC | Com - Lodging | Com | ROB and NEW | 0 | 1000 sqft2 of floor space | Cap-Tons | 15 | DEER:HVAC_Split-Package_AC | 0 | 0 | 0 | eTRM SWHC013-05 | 781.78 | 2021 | 460 | 2021 | 0 | 0 | SWHC013-05 | Com Unitary Heat Pump (Large) - Hot-Dry ¦ SDG&E ¦ Hot-Dry | Com Unitary Heat Pump (Large) - Hot-Dry | 0.11619 | 1 | 0.93 | CBSA 2014 | 0 | 2012 | 0.5 | SWHC013-05
COM-HVAC-15.89 | Com ¦ Large Unitary Heat Pump (EER 9.3, COP 3.2) - Hot-Dry ¦ SDG&E ¦ Hot-Dry | Com ¦ Large Unitary Heat Pump (EER 9.3, COP 3.2) - Hot-Dry | SDG&E ¦ Hot-Dry | SDG&E | All | Electric | Large Unitary Heat Pump (EER 9.3, COP 3.2) | Average Existing and Code |  |  | 0 | Conventional | HVAC | Com - Office (Large) | Com | ROB and NEW | 0 | 1000 sqft2 of floor space | Cap-Tons | 15 | DEER:HVAC_Split-Package_AC | 0 | 0 | 0 | eTRM SWHC013-05 | 781.78 | 2021 | 460 | 2021 | 0 | 0 | SWHC013-05 | Com Unitary Heat Pump (Large) - Hot-Dry ¦ SDG&E ¦ Hot-Dry | Com Unitary Heat Pump (Large) - Hot-Dry | 0.1517 | 1 | 0.93 | CBSA 2014 | 0 | 2012 | 0.5 | SWHC013-05
COM-HVAC-15.90 | Com ¦ Large Unitary Heat Pump (EER 9.3, COP 3.2) - Hot-Dry ¦ SDG&E ¦ Hot-Dry | Com ¦ Large Unitary Heat Pump (EER 9.3, COP 3.2) - Hot-Dry | SDG&E ¦ Hot-Dry | SDG&E | All | Electric | Large Unitary Heat Pump (EER 9.3, COP 3.2) | Average Existing and Code |  |  | 0 | Conventional | HVAC | Com - Office (Small) | Com | ROB and NEW | 0 | 1000 sqft2 of floor space | Cap-Tons | 15 | DEER:HVAC_Split-Package_AC | 0 | 0 | 0 | eTRM SWHC013-05 | 781.78 | 2021 | 460 | 2021 | 0 | 0 | SWHC013-05 | Com Unitary Heat Pump (Large) - Hot-Dry ¦ SDG&E ¦ Hot-Dry | Com Unitary Heat Pump (Large) - Hot-Dry | 0.1842 | 1 | 0.93 | CBSA 2014 | 0 | 2012 | 0.5 | SWHC013-05
COM-HVAC-15.91 | Com ¦ Large Unitary Heat Pump (EER 9.3, COP 3.2) - Hot-Dry ¦ SDG&E ¦ Hot-Dry | Com ¦ Large Unitary Heat Pump (EER 9.3, COP 3.2) - Hot-Dry | SDG&E ¦ Hot-Dry | SDG&E | All | Electric | Large Unitary Heat Pump (EER 9.3, COP 3.2) | Average Existing and Code |  |  | 0 | Conventional | HVAC | Com - Other | Com | ROB and NEW | 0 | 1000 sqft2 of floor space | Cap-Tons | 15 | DEER:HVAC_Split-Package_AC | 0 | 0 | 0 | eTRM SWHC013-05 | 781.78 | 2021 | 460 | 2021 | 0 | 0 | SWHC013-05 | Com Unitary Heat Pump (Large) - Hot-Dry ¦ SDG&E ¦ Hot-Dry | Com Unitary Heat Pump (Large) - Hot-Dry | 0.082771 | 1 | 0.93 | CBSA 2014 | 0 | 2012 | 0.5 | SWHC013-05
COM-HVAC-15.92 | Com ¦ Large Unitary Heat Pump (EER 9.3, COP 3.2) - Hot-Dry ¦ SDG&E ¦ Hot-Dry | Com ¦ Large Unitary Heat Pump (EER 9.3, COP 3.2) - Hot-Dry | SDG&E ¦ Hot-Dry | SDG&E | All | Electric | Large Unitary Heat Pump (EER 9.3, COP 3.2) | Average Existing and Code |  |  | 0 | Conventional | HVAC | Com - Refrig. Warehouse | Com | ROB and NEW | 0 | 1000 sqft2 of floor space | Cap-Tons | 15 | DEER:HVAC_Split-Package_AC | 0 | 0 | 0 | eTRM SWHC013-05 | 781.78 | 2021 | 460 | 2021 | 0 | 0 | SWHC013-05 | Com Unitary Heat Pump (Large) - Hot-Dry ¦ SDG&E ¦ Hot-Dry | Com Unitary Heat Pump (Large) - Hot-Dry | 0 | 1 | 0 | CBSA 2014 | 0 | 2012 | 0.5 | SWHC013-05
COM-HVAC-15.93 | Com ¦ Large Unitary Heat Pump (EER 9.3, COP 3.2) - Hot-Dry ¦ SDG&E ¦ Hot-Dry | Com ¦ Large Unitary Heat Pump (EER 9.3, COP 3.2) - Hot-Dry | SDG&E ¦ Hot-Dry | SDG&E | All | Electric | Large Unitary Heat Pump (EER 9.3, COP 3.2) | Average Existing and Code |  |  | 0 | Conventional | HVAC | Com - Restaurant | Com | ROB and NEW | 0 | 1000 sqft2 of floor space | Cap-Tons | 15 | DEER:HVAC_Split-Package_AC | 0 | 0 | 0 | eTRM SWHC013-05 | 781.78 | 2021 | 460 | 2021 | 0 | 0 | SWHC013-05 | Com Unitary Heat Pump (Large) - Hot-Dry ¦ SDG&E ¦ Hot-Dry | Com Unitary Heat Pump (Large) - Hot-Dry | 0.26887 | 1 | 0.93 | CBSA 2014 | 0 | 2012 | 0.5 | SWHC013-05
COM-HVAC-15.94 | Com ¦ Large Unitary Heat Pump (EER 9.3, COP 3.2) - Hot-Dry ¦ SDG&E ¦ Hot-Dry | Com ¦ Large Unitary Heat Pump (EER 9.3, COP 3.2) - Hot-Dry | SDG&E ¦ Hot-Dry | SDG&E | All | Electric | Large Unitary Heat Pump (EER 9.3, COP 3.2) | Average Existing and Code |  |  | 0 | Conventional | HVAC | Com - Retail | Com | ROB and NEW | 0 | 1000 sqft2 of floor space | Cap-Tons | 15 | DEER:HVAC_Split-Package_AC | 0 | 0 | 0 | eTRM SWHC013-05 | 781.78 | 2021 | 460 | 2021 | 0 | 0 | SWHC013-05 | Com Unitary Heat Pump (Large) - Hot-Dry ¦ SDG&E ¦ Hot-Dry | Com Unitary Heat Pump (Large) - Hot-Dry | 0.109 | 1 | 0.93 | CBSA 2014 | 0 | 2012 | 0.5 | SWHC013-05
COM-HVAC-15.95 | Com ¦ Large Unitary Heat Pump (EER 9.3, COP 3.2) - Hot-Dry ¦ SDG&E ¦ Hot-Dry | Com ¦ Large Unitary Heat Pump (EER 9.3, COP 3.2) - Hot-Dry | SDG&E ¦ Hot-Dry | SDG&E | All | Electric | Large Unitary Heat Pump (EER 9.3, COP 3.2) | Average Existing and Code |  |  | 0 | Conventional | HVAC | Com - School | Com | ROB and NEW | 0 | 1000 sqft2 of floor space | Cap-Tons | 15 | DEER:HVAC_Split-Package_AC | 0 | 0 | 0 | eTRM SWHC013-05 | 781.78 | 2021 | 460 | 2021 | 0 | 0 | SWHC013-05 | Com Unitary Heat Pump (Large) - Hot-Dry ¦ SDG&E ¦ Hot-Dry | Com Unitary Heat Pump (Large) - Hot-Dry | 0.18329 | 1 | 0.93 | CBSA 2014 | 0 | 2012 | 0.5 | SWHC013-05
COM-HVAC-15.96 | Com ¦ Large Unitary Heat Pump (EER 9.3, COP 3.2) - Hot-Dry ¦ SDG&E ¦ Hot-Dry | Com ¦ Large Unitary Heat Pump (EER 9.3, COP 3.2) - Hot-Dry | SDG&E ¦ Hot-Dry | SDG&E | All | Electric | Large Unitary Heat Pump (EER 9.3, COP 3.2) | Average Existing and Code |  |  | 0 | Conventional | HVAC | Com - Warehouse | Com | ROB and NEW | 0 | 1000 sqft2 of floor space | Cap-Tons | 15 | DEER:HVAC_Split-Package_AC | 0 | 0 | 0 | eTRM SWHC013-05 | 781.78 | 2021 | 460 | 2021 | 0 | 0 | SWHC013-05 | Com Unitary Heat Pump (Large) - Hot-Dry ¦ SDG&E ¦ Hot-Dry | Com Unitary Heat Pump (Large) - Hot-Dry | 0.033426 | 1 | 0.93 | CBSA 2014 | 0 | 2012 | 0.5 | SWHC013-05
COM-HVAC-16.1 | Com ¦ Large Unitary Heat Pump (EER 9.7, COP 3.3) - Marine ¦ PG&E ¦ Marine | Com ¦ Large Unitary Heat Pump (EER 9.7, COP 3.3) - Marine | PG&E ¦ Marine | PG&E | All | Electric | Large Unitary Heat Pump (EER 9.7, COP 3.3) | Efficient |  |  | 0 | Conventional | HVAC | Com - College | Com | ROB and NEW | 0 | 1000 sqft2 of floor space | Cap-Tons | 15 | DEER:HVAC_Split-Package_AC | 0 | 0 | 0 | eTRM SWHC013-05 | 460 | 2021 | 890.08 | 2021 | 0 | 0 | SWHC013-05 | Com Unitary Heat Pump (Large) - Marine ¦ PG&E ¦ Marine | Com Unitary Heat Pump (Large) - Marine | 0.13195 | 1 | 0.07 | CBSA 2014 | 0 | 2032 | 0.5 | SWHC013-05
COM-HVAC-16.2 | Com ¦ Large Unitary Heat Pump (EER 9.7, COP 3.3) - Marine ¦ PG&E ¦ Marine | Com ¦ Large Unitary Heat Pump (EER 9.7, COP 3.3) - Marine | PG&E ¦ Marine | PG&E | All | Electric | Large Unitary Heat Pump (EER 9.7, COP 3.3) | Efficient |  |  | 0 | Conventional | HVAC | Com - Grocery | Com | ROB and NEW | 0 | 1000 sqft2 of floor space | Cap-Tons | 15 | DEER:HVAC_Split-Package_AC | -13.225 | -0.011295 | 0 | eTRM SWHC013-05 | 460 | 2021 | 890.08 | 2021 | 0 | 0 | SWHC013-05 | Com Unitary Heat Pump (Large) - Marine ¦ PG&E ¦ Marine | Com Unitary Heat Pump (Large) - Marine | 0.22016 | 1 | 0.07 | CBSA 2014 | 0.74389 | 2032 | 0.5 | SWHC013-05
COM-HVAC-16.3 | Com ¦ Large Unitary Heat Pump (EER 9.7, COP 3.3) - Marine ¦ PG&E ¦ Marine | Com ¦ Large Unitary Heat Pump (EER 9.7, COP 3.3) - Marine | PG&E ¦ Marine | PG&E | All | Electric | Large Unitary Heat Pump (EER 9.7, COP 3.3) | Efficient |  |  | 0 | Conventional | HVAC | Com - Health | Com | ROB and NEW | 0 | 1000 sqft2 of floor space | Cap-Tons | 15 | DEER:HVAC_Split-Package_AC | -10.6078 | -0.012456 | 0 | eTRM SWHC013-05 | 460 | 2021 | 890.08 | 2021 | 0 | 0 | SWHC013-05 | Com Unitary Heat Pump (Large) - Marine ¦ PG&E ¦ Marine | Com Unitary Heat Pump (Large) - Marine | 0.19485 | 1 | 0.07 | CBSA 2014 | 0.69414 | 2032 | 0.5 | SWHC013-05
COM-HVAC-16.4 | Com ¦ Large Unitary Heat Pump (EER 9.7, COP 3.3) - Marine ¦ PG&E ¦ Marine | Com ¦ Large Unitary Heat Pump (EER 9.7, COP 3.3) - Marine | PG&E ¦ Marine | PG&E | All | Electric | Large Unitary Heat Pump (EER 9.7, COP 3.3) | Efficient |  |  | 0 | Conventional | HVAC | Com - Lodging | Com | ROB and NEW | 0 | 1000 sqft2 of floor space | Cap-Tons | 15 | DEER:HVAC_Split-Package_AC | -13.3445 | -0.016252 | 0 | eTRM SWHC013-05 | 460 | 2021 | 890.08 | 2021 | 0 | 0 | SWHC013-05 | Com Unitary Heat Pump (Large) - Marine ¦ PG&E ¦ Marine | Com Unitary Heat Pump (Large) - Marine | 0.10386 | 1 | 0.07 | CBSA 2014 | 2.1042 | 2032 | 0.5 | SWHC013-05
COM-HVAC-16.5 | Com ¦ Large Unitary Heat Pump (EER 9.7, COP 3.3) - Marine ¦ PG&E ¦ Marine | Com ¦ Large Unitary Heat Pump (EER 9.7, COP 3.3) - Marine | PG&E ¦ Marine | PG&E | All | Electric | Large Unitary Heat Pump (EER 9.7, COP 3.3) | Efficient |  |  | 0 | Conventional | HVAC | Com - Office (Large) | Com | ROB and NEW | 0 | 1000 sqft2 of floor space | Cap-Tons | 15 | DEER:HVAC_Split-Package_AC | -15.675 | -0.0085475 | 0 | eTRM SWHC013-05 | 460 | 2021 | 890.08 | 2021 | 0 | 0 | SWHC013-05 | Com Unitary Heat Pump (Large) - Marine ¦ PG&E ¦ Marine | Com Unitary Heat Pump (Large) - Marine | 0.13836 | 1 | 0.07 | CBSA 2014 | 1.5589 | 2032 | 0.5 | SWHC013-05
COM-HVAC-16.6 | Com ¦ Large Unitary Heat Pump (EER 9.7, COP 3.3) - Marine ¦ PG&E ¦ Marine | Com ¦ Large Unitary Heat Pump (EER 9.7, COP 3.3) - Marine | PG&E ¦ Marine | PG&E | All | Electric | Large Unitary Heat Pump (EER 9.7, COP 3.3) | Efficient |  |  | 0 | Conventional | HVAC | Com - Office (Small) | Com | ROB and NEW | 0 | 1000 sqft2 of floor space | Cap-Tons | 15 | DEER:HVAC_Split-Package_AC | -13.7 | -0.00835 | 0 | eTRM SWHC013-05 | 460 | 2021 | 890.08 | 2021 | 0 | 0 | SWHC013-05 | Com Unitary Heat Pump (Large) - Marine ¦ PG&E ¦ Marine | Com Unitary Heat Pump (Large) - Marine | 0.16182 | 1 | 0.07 | CBSA 2014 | 0.62812 | 2032 | 0.5 | SWHC013-05
COM-HVAC-16.7 | Com ¦ Large Unitary Heat Pump (EER 9.7, COP 3.3) - Marine ¦ PG&E ¦ Marine | Com ¦ Large Unitary Heat Pump (EER 9.7, COP 3.3) - Marine | PG&E ¦ Marine | PG&E | All | Electric | Large Unitary Heat Pump (EER 9.7, COP 3.3) | Efficient |  |  | 0 | Conventional | HVAC | Com - Other | Com | ROB and NEW | 0 | 1000 sqft2 of floor space | Cap-Tons | 15 | DEER:HVAC_Split-Package_AC | -15.525 | -0.018525 | 0 | eTRM SWHC013-05 | 460 | 2021 | 890.08 | 2021 | 0 | 0 | SWHC013-05 | Com Unitary Heat Pump (Large) - Marine ¦ PG&E ¦ Marine | Com Unitary Heat Pump (Large) - Marine | 0.076368 | 1 | 0.07 | CBSA 2014 | 1.7143 | 2032 | 0.5 | SWHC013-05
COM-HVAC-16.8 | Com ¦ Large Unitary Heat Pump (EER 9.7, COP 3.3) - Marine ¦ PG&E ¦ Marine | Com ¦ Large Unitary Heat Pump (EER 9.7, COP 3.3) - Marine | PG&E ¦ Marine | PG&E | All | Electric | Large Unitary Heat Pump (EER 9.7, COP 3.3) | Efficient |  |  | 0 | Conventional | HVAC | Com - Refrig. Warehouse | Com | ROB and NEW | 0 | 1000 sqft2 of floor space | Cap-Tons | 15 | DEER:HVAC_Split-Package_AC | 0 | 0 | 0 | eTRM SWHC013-05 | 460 | 2021 | 890.08 | 2021 | 0 | 0 | SWHC013-05 | Com Unitary Heat Pump (Large) - Marine ¦ PG&E ¦ Marine | Com Unitary Heat Pump (Large) - Marine | 0 | 1 | 0 | CBSA 2014 | 0 | 2032 | 0.5 | SWHC013-05
COM-HVAC-16.9 | Com ¦ Large Unitary Heat Pump (EER 9.7, COP 3.3) - Marine ¦ PG&E ¦ Marine | Com ¦ Large Unitary Heat Pump (EER 9.7, COP 3.3) - Marine | PG&E ¦ Marine | PG&E | All | Electric | Large Unitary Heat Pump (EER 9.7, COP 3.3) | Efficient |  |  | 0 | Conventional | HVAC | Com - Restaurant | Com | ROB and NEW | 0 | 1000 sqft2 of floor space | Cap-Tons | 15 | DEER:HVAC_Split-Package_AC | 0 | 0 | 0 | eTRM SWHC013-05 | 460 | 2021 | 890.08 | 2021 | 0 | 0 | SWHC013-05 | Com Unitary Heat Pump (Large) - Marine ¦ PG&E ¦ Marine | Com Unitary Heat Pump (Large) - Marine | 0.23382 | 1 | 0.07 | CBSA 2014 | 0 | 2032 | 0.5 | SWHC013-05
COM-HVAC-16.10 | Com ¦ Large Unitary Heat Pump (EER 9.7, COP 3.3) - Marine ¦ PG&E ¦ Marine | Com ¦ Large Unitary Heat Pump (EER 9.7, COP 3.3) - Marine | PG&E ¦ Marine | PG&E | All | Electric | Large Unitary Heat Pump (EER 9.7, COP 3.3) | Efficient |  |  | 0 | Conventional | HVAC | Com - Retail | Com | ROB and NEW | 0 | 1000 sqft2 of floor space | Cap-Tons | 15 | DEER:HVAC_Split-Package_AC | -29.6765 | -0.023007 | 0 | eTRM SWHC013-05 | 460 | 2021 | 890.08 | 2021 | 0 | 0 | SWHC013-05 | Com Unitary Heat Pump (Large) - Marine ¦ PG&E ¦ Marine | Com Unitary Heat Pump (Large) - Marine | 0.097448 | 1 | 0.07 | CBSA 2014 | 10.4259 | 2032 | 0.5 | SWHC013-05
COM-HVAC-16.11 | Com ¦ Large Unitary Heat Pump (EER 9.7, COP 3.3) - Marine ¦ PG&E ¦ Marine | Com ¦ Large Unitary Heat Pump (EER 9.7, COP 3.3) - Marine | PG&E ¦ Marine | PG&E | All | Electric | Large Unitary Heat Pump (EER 9.7, COP 3.3) | Efficient |  |  | 0 | Conventional | HVAC | Com - School | Com | ROB and NEW | 0 | 1000 sqft2 of floor space | Cap-Tons | 15 | DEER:HVAC_Split-Package_AC | -9.416 | -0.0092067 | 0 | eTRM SWHC013-05 | 460 | 2021 | 890.08 | 2021 | 0 | 0 | SWHC013-05 | Com Unitary Heat Pump (Large) - Marine ¦ PG&E ¦ Marine | Com Unitary Heat Pump (Large) - Marine | 0.14798 | 1 | 0.07 | CBSA 2014 | 1.5503 | 2032 | 0.5 | SWHC013-05
COM-HVAC-16.12 | Com ¦ Large Unitary Heat Pump (EER 9.7, COP 3.3) - Marine ¦ PG&E ¦ Marine | Com ¦ Large Unitary Heat Pump (EER 9.7, COP 3.3) - Marine | PG&E ¦ Marine | PG&E | All | Electric | Large Unitary Heat Pump (EER 9.7, COP 3.3) | Efficient |  |  | 0 | Conventional | HVAC | Com - Warehouse | Com | ROB and NEW | 0 | 1000 sqft2 of floor space | Cap-Tons | 15 | DEER:HVAC_Split-Package_AC | -2.1564 | -0.0023739 | 0 | eTRM SWHC013-05 | 460 | 2021 | 890.08 | 2021 | 0 | 0 | SWHC013-05 | Com Unitary Heat Pump (Large) - Marine ¦ PG&E ¦ Marine | Com Unitary Heat Pump (Large) - Marine | 0.030327 | 1 | 0.07 | CBSA 2014 | 0.64633 | 2032 | 0.5 | SWHC013-05
COM-HVAC-16.13 | Com ¦ Large Unitary Heat Pump (EER 9.7, COP 3.3) - Hot-Dry ¦ PG&E ¦ Hot-Dry | Com ¦ Large Unitary Heat Pump (EER 9.7, COP 3.3) - Hot-Dry | PG&E ¦ Hot-Dry | PG&E | All | Electric | Large Unitary Heat Pump (EER 9.7, COP 3.3) | Efficient |  |  | 0 | Conventional | HVAC | Com - College | Com | ROB and NEW | 0 | 1000 sqft2 of floor space | Cap-Tons | 15 | DEER:HVAC_Split-Package_AC | 0 | 0 | 0 | eTRM SWHC013-05 | 460 | 2021 | 890.08 | 2021 | 0 | 0 | SWHC013-05 | Com Unitary Heat Pump (Large) - Hot-Dry ¦ PG&E ¦ Hot-Dry | Com Unitary Heat Pump (Large) - Hot-Dry | 0.13195 | 1 | 0.07 | CBSA 2014 | 0 | 2032 | 0.5 | SWHC013-05
COM-HVAC-16.14 | Com ¦ Large Unitary Heat Pump (EER 9.7, COP 3.3) - Hot-Dry ¦ PG&E ¦ Hot-Dry | Com ¦ Large Unitary Heat Pump (EER 9.7, COP 3.3) - Hot-Dry | PG&E ¦ Hot-Dry | PG&E | All | Electric | Large Unitary Heat Pump (EER 9.7, COP 3.3) | Efficient |  |  | 0 | Conventional | HVAC | Com - Grocery | Com | ROB and NEW | 0 | 1000 sqft2 of floor space | Cap-Tons | 15 | DEER:HVAC_Split-Package_AC | -27.1 | -0.024175 | 0 | eTRM SWHC013-05 | 460 | 2021 | 890.08 | 2021 | 0 | 0 | SWHC013-05 | Com Unitary Heat Pump (Large) - Hot-Dry ¦ PG&E ¦ Hot-Dry | Com Unitary Heat Pump (Large) - Hot-Dry | 0.22016 | 1 | 0.07 | CBSA 2014 | 1.5243 | 2032 | 0.5 | SWHC013-05
COM-HVAC-16.15 | Com ¦ Large Unitary Heat Pump (EER 9.7, COP 3.3) - Hot-Dry ¦ PG&E ¦ Hot-Dry | Com ¦ Large Unitary Heat Pump (EER 9.7, COP 3.3) - Hot-Dry | PG&E ¦ Hot-Dry | PG&E | All | Electric | Large Unitary Heat Pump (EER 9.7, COP 3.3) | Efficient |  |  | 0 | Conventional | HVAC | Com - Health | Com | ROB and NEW | 0 | 1000 sqft2 of floor space | Cap-Tons | 15 | DEER:HVAC_Split-Package_AC | -31.5154 | -0.025718 | 0 | eTRM SWHC013-05 | 460 | 2021 | 890.08 | 2021 | 0 | 0 | SWHC013-05 | Com Unitary Heat Pump (Large) - Hot-Dry ¦ PG&E ¦ Hot-Dry | Com Unitary Heat Pump (Large) - Hot-Dry | 0.19485 | 1 | 0.07 | CBSA 2014 | 2.0623 | 2032 | 0.5 | SWHC013-05
COM-HVAC-16.16 | Com ¦ Large Unitary Heat Pump (EER 9.7, COP 3.3) - Hot-Dry ¦ PG&E ¦ Hot-Dry | Com ¦ Large Unitary Heat Pump (EER 9.7, COP 3.3) - Hot-Dry | PG&E ¦ Hot-Dry | PG&E | All | Electric | Large Unitary Heat Pump (EER 9.7, COP 3.3) | Efficient |  |  | 0 | Conventional | HVAC | Com - Lodging | Com | ROB and NEW | 0 | 1000 sqft2 of floor space | Cap-Tons | 15 | DEER:HVAC_Split-Package_AC | -42.1696 | -0.036798 | 0 | eTRM SWHC013-05 | 460 | 2021 | 890.08 | 2021 | 0 | 0 | SWHC013-05 | Com Unitary Heat Pump (Large) - Hot-Dry ¦ PG&E ¦ Hot-Dry | Com Unitary Heat Pump (Large) - Hot-Dry | 0.10386 | 1 | 0.07 | CBSA 2014 | 6.6494 | 2032 | 0.5 | SWHC013-05
COM-HVAC-16.17 | Com ¦ Large Unitary Heat Pump (EER 9.7, COP 3.3) - Hot-Dry ¦ PG&E ¦ Hot-Dry | Com ¦ Large Unitary Heat Pump (EER 9.7, COP 3.3) - Hot-Dry | PG&E ¦ Hot-Dry | PG&E | All | Electric | Large Unitary Heat Pump (EER 9.7, COP 3.3) | Efficient |  |  | 0 | Conventional | HVAC | Com - Office (Large) | Com | ROB and NEW | 0 | 1000 sqft2 of floor space | Cap-Tons | 15 | DEER:HVAC_Split-Package_AC | -33 | -0.0169 | 0 | eTRM SWHC013-05 | 460 | 2021 | 890.08 | 2021 | 0 | 0 | SWHC013-05 | Com Unitary Heat Pump (Large) - Hot-Dry ¦ PG&E ¦ Hot-Dry | Com Unitary Heat Pump (Large) - Hot-Dry | 0.13836 | 1 | 0.07 | CBSA 2014 | 3.2819 | 2032 | 0.5 | SWHC013-05
COM-HVAC-16.18 | Com ¦ Large Unitary Heat Pump (EER 9.7, COP 3.3) - Hot-Dry ¦ PG&E ¦ Hot-Dry | Com ¦ Large Unitary Heat Pump (EER 9.7, COP 3.3) - Hot-Dry | PG&E ¦ Hot-Dry | PG&E | All | Electric | Large Unitary Heat Pump (EER 9.7, COP 3.3) | Efficient |  |  | 0 | Conventional | HVAC | Com - Office (Small) | Com | ROB and NEW | 0 | 1000 sqft2 of floor space | Cap-Tons | 15 | DEER:HVAC_Split-Package_AC | -30.125 | -0.01665 | 0 | eTRM SWHC013-05 | 460 | 2021 | 890.08 | 2021 | 0 | 0 | SWHC013-05 | Com Unitary Heat Pump (Large) - Hot-Dry ¦ PG&E ¦ Hot-Dry | Com Unitary Heat Pump (Large) - Hot-Dry | 0.16182 | 1 | 0.07 | CBSA 2014 | 1.3812 | 2032 | 0.5 | SWHC013-05
COM-HVAC-16.19 | Com ¦ Large Unitary Heat Pump (EER 9.7, COP 3.3) - Hot-Dry ¦ PG&E ¦ Hot-Dry | Com ¦ Large Unitary Heat Pump (EER 9.7, COP 3.3) - Hot-Dry | PG&E ¦ Hot-Dry | PG&E | All | Electric | Large Unitary Heat Pump (EER 9.7, COP 3.3) | Efficient |  |  | 0 | Conventional | HVAC | Com - Other | Com | ROB and NEW | 0 | 1000 sqft2 of floor space | Cap-Tons | 15 | DEER:HVAC_Split-Package_AC | -40.975 | -0.03875 | 0 | eTRM SWHC013-05 | 460 | 2021 | 890.08 | 2021 | 0 | 0 | SWHC013-05 | Com Unitary Heat Pump (Large) - Hot-Dry ¦ PG&E ¦ Hot-Dry | Com Unitary Heat Pump (Large) - Hot-Dry | 0.076368 | 1 | 0.07 | CBSA 2014 | 4.5246 | 2032 | 0.5 | SWHC013-05
COM-HVAC-16.20 | Com ¦ Large Unitary Heat Pump (EER 9.7, COP 3.3) - Hot-Dry ¦ PG&E ¦ Hot-Dry | Com ¦ Large Unitary Heat Pump (EER 9.7, COP 3.3) - Hot-Dry | PG&E ¦ Hot-Dry | PG&E | All | Electric | Large Unitary Heat Pump (EER 9.7, COP 3.3) | Efficient |  |  | 0 | Conventional | HVAC | Com - Refrig. Warehouse | Com | ROB and NEW | 0 | 1000 sqft2 of floor space | Cap-Tons | 15 | DEER:HVAC_Split-Package_AC | 0 | 0 | 0 | eTRM SWHC013-05 | 460 | 2021 | 890.08 | 2021 | 0 | 0 | SWHC013-05 | Com Unitary Heat Pump (Large) - Hot-Dry ¦ PG&E ¦ Hot-Dry | Com Unitary Heat Pump (Large) - Hot-Dry | 0 | 1 | 0 | CBSA 2014 | 0 | 2032 | 0.5 | SWHC013-05
COM-HVAC-16.21 | Com ¦ Large Unitary Heat Pump (EER 9.7, COP 3.3) - Hot-Dry ¦ PG&E ¦ Hot-Dry | Com ¦ Large Unitary Heat Pump (EER 9.7, COP 3.3) - Hot-Dry | PG&E ¦ Hot-Dry | PG&E | All | Electric | Large Unitary Heat Pump (EER 9.7, COP 3.3) | Efficient |  |  | 0 | Conventional | HVAC | Com - Restaurant | Com | ROB and NEW | 0 | 1000 sqft2 of floor space | Cap-Tons | 15 | DEER:HVAC_Split-Package_AC | 0 | 0 | 0 | eTRM SWHC013-05 | 460 | 2021 | 890.08 | 2021 | 0 | 0 | SWHC013-05 | Com Unitary Heat Pump (Large) - Hot-Dry ¦ PG&E ¦ Hot-Dry | Com Unitary Heat Pump (Large) - Hot-Dry | 0.23382 | 1 | 0.07 | CBSA 2014 | 0 | 2032 | 0.5 | SWHC013-05
COM-HVAC-16.22 | Com ¦ Large Unitary Heat Pump (EER 9.7, COP 3.3) - Hot-Dry ¦ PG&E ¦ Hot-Dry | Com ¦ Large Unitary Heat Pump (EER 9.7, COP 3.3) - Hot-Dry | PG&E ¦ Hot-Dry | PG&E | All | Electric | Large Unitary Heat Pump (EER 9.7, COP 3.3) | Efficient |  |  | 0 | Conventional | HVAC | Com - Retail | Com | ROB and NEW | 0 | 1000 sqft2 of floor space | Cap-Tons | 15 | DEER:HVAC_Split-Package_AC | -45.7227 | -0.036914 | 0 | eTRM SWHC013-05 | 460 | 2021 | 890.08 | 2021 | 0 | 0 | SWHC013-05 | Com Unitary Heat Pump (Large) - Hot-Dry ¦ PG&E ¦ Hot-Dry | Com Unitary Heat Pump (Large) - Hot-Dry | 0.097448 | 1 | 0.07 | CBSA 2014 | 16.0632 | 2032 | 0.5 | SWHC013-05
COM-HVAC-16.23 | Com ¦ Large Unitary Heat Pump (EER 9.7, COP 3.3) - Hot-Dry ¦ PG&E ¦ Hot-Dry | Com ¦ Large Unitary Heat Pump (EER 9.7, COP 3.3) - Hot-Dry | PG&E ¦ Hot-Dry | PG&E | All | Electric | Large Unitary Heat Pump (EER 9.7, COP 3.3) | Efficient |  |  | 0 | Conventional | HVAC | Com - School | Com | ROB and NEW | 0 | 1000 sqft2 of floor space | Cap-Tons | 15 | DEER:HVAC_Split-Package_AC | -21.6788 | -0.0066935 | 0 | eTRM SWHC013-05 | 460 | 2021 | 890.08 | 2021 | 0 | 0 | SWHC013-05 | Com Unitary Heat Pump (Large) - Hot-Dry ¦ PG&E ¦ Hot-Dry | Com Unitary Heat Pump (Large) - Hot-Dry | 0.14798 | 1 | 0.07 | CBSA 2014 | 3.5693 | 2032 | 0.5 | SWHC013-05
COM-HVAC-16.24 | Com ¦ Large Unitary Heat Pump (EER 9.7, COP 3.3) - Hot-Dry ¦ PG&E ¦ Hot-Dry | Com ¦ Large Unitary Heat Pump (EER 9.7, COP 3.3) - Hot-Dry | PG&E ¦ Hot-Dry | PG&E | All | Electric | Large Unitary Heat Pump (EER 9.7, COP 3.3) | Efficient |  |  | 0 | Conventional | HVAC | Com - Warehouse | Com | ROB and NEW | 0 | 1000 sqft2 of floor space | Cap-Tons | 15 | DEER:HVAC_Split-Package_AC | -12.0624 | -0.012294 | 0 | eTRM SWHC013-05 | 460 | 2021 | 890.08 | 2021 | 0 | 0 | SWHC013-05 | Com Unitary Heat Pump (Large) - Hot-Dry ¦ PG&E ¦ Hot-Dry | Com Unitary Heat Pump (Large) - Hot-Dry | 0.030327 | 1 | 0.07 | CBSA 2014 | 3.6154 | 2032 | 0.5 | SWHC013-05
COM-HVAC-16.25 | Com ¦ Large Unitary Heat Pump (EER 9.7, COP 3.3) - Cold ¦ PG&E ¦ Cold | Com ¦ Large Unitary Heat Pump (EER 9.7, COP 3.3) - Cold | PG&E ¦ Cold | PG&E | All | Electric | Large Unitary Heat Pump (EER 9.7, COP 3.3) | Efficient |  |  | 0 | Conventional | HVAC | Com - College | Com | ROB and NEW | 0 | 1000 sqft2 of floor space | Cap-Tons | 15 | DEER:HVAC_Split-Package_AC | 0 | 0 | 0 | eTRM SWHC013-05 | 460 | 2021 | 890.08 | 2021 | 0 | 0 | SWHC013-05 | Com Unitary Heat Pump (Large) - Cold ¦ PG&E ¦ Cold | Com Unitary Heat Pump (Large) - Cold | 0.13195 | 1 | 0.07 | CBSA 2014 | 0 | 2032 | 0.5 | SWHC013-05
COM-HVAC-16.26 | Com ¦ Large Unitary Heat Pump (EER 9.7, COP 3.3) - Cold ¦ PG&E ¦ Cold | Com ¦ Large Unitary Heat Pump (EER 9.7, COP 3.3) - Cold | PG&E ¦ Cold | PG&E | All | Electric | Large Unitary Heat Pump (EER 9.7, COP 3.3) | Efficient |  |  | 0 | Conventional | HVAC | Com - Grocery | Com | ROB and NEW | 0 | 1000 sqft2 of floor space | Cap-Tons | 15 | DEER:HVAC_Split-Package_AC | -12.015 | -0.01545 | 0 | eTRM SWHC013-05 | 460 | 2021 | 890.08 | 2021 | 0 | 0 | SWHC013-05 | Com Unitary Heat Pump (Large) - Cold ¦ PG&E ¦ Cold | Com Unitary Heat Pump (Large) - Cold | 0.22016 | 1 | 0.07 | CBSA 2014 | 0.67583 | 2032 | 0.5 | SWHC013-05
COM-HVAC-16.27 | Com ¦ Large Unitary Heat Pump (EER 9.7, COP 3.3) - Cold ¦ PG&E ¦ Cold | Com ¦ Large Unitary Heat Pump (EER 9.7, COP 3.3) - Cold | PG&E ¦ Cold | PG&E | All | Electric | Large Unitary Heat Pump (EER 9.7, COP 3.3) | Efficient |  |  | 0 | Conventional | HVAC | Com - Health | Com | ROB and NEW | 0 | 1000 sqft2 of floor space | Cap-Tons | 15 | DEER:HVAC_Split-Package_AC | -14.7376 | -0.013266 | 0 | eTRM SWHC013-05 | 460 | 2021 | 890.08 | 2021 | 0 | 0 | SWHC013-05 | Com Unitary Heat Pump (Large) - Cold ¦ PG&E ¦ Cold | Com Unitary Heat Pump (Large) - Cold | 0.19485 | 1 | 0.07 | CBSA 2014 | 0.96438 | 2032 | 0.5 | SWHC013-05
COM-HVAC-16.28 | Com ¦ Large Unitary Heat Pump (EER 9.7, COP 3.3) - Cold ¦ PG&E ¦ Cold | Com ¦ Large Unitary Heat Pump (EER 9.7, COP 3.3) - Cold | PG&E ¦ Cold | PG&E | All | Electric | Large Unitary Heat Pump (EER 9.7, COP 3.3) | Efficient |  |  | 0 | Conventional | HVAC | Com - Lodging | Com | ROB and NEW | 0 | 1000 sqft2 of floor space | Cap-Tons | 15 | DEER:HVAC_Split-Package_AC | -19.5174 | -0.017742 | 0 | eTRM SWHC013-05 | 460 | 2021 | 890.08 | 2021 | 0 | 0 | SWHC013-05 | Com Unitary Heat Pump (Large) - Cold ¦ PG&E ¦ Cold | Com Unitary Heat Pump (Large) - Cold | 0.10386 | 1 | 0.07 | CBSA 2014 | 3.0776 | 2032 | 0.5 | SWHC013-05
COM-HVAC-16.29 | Com ¦ Large Unitary Heat Pump (EER 9.7, COP 3.3) - Cold ¦ PG&E ¦ Cold | Com ¦ Large Unitary Heat Pump (EER 9.7, COP 3.3) - Cold | PG&E ¦ Cold | PG&E | All | Electric | Large Unitary Heat Pump (EER 9.7, COP 3.3) | Efficient |  |  | 0 | Conventional | HVAC | Com - Office (Large) | Com | ROB and NEW | 0 | 1000 sqft2 of floor space | Cap-Tons | 15 | DEER:HVAC_Split-Package_AC | -17.375 | -0.008555 | 0 | eTRM SWHC013-05 | 460 | 2021 | 890.08 | 2021 | 0 | 0 | SWHC013-05 | Com Unitary Heat Pump (Large) - Cold ¦ PG&E ¦ Cold | Com Unitary Heat Pump (Large) - Cold | 0.13836 | 1 | 0.07 | CBSA 2014 | 1.728 | 2032 | 0.5 | SWHC013-05
COM-HVAC-16.30 | Com ¦ Large Unitary Heat Pump (EER 9.7, COP 3.3) - Cold ¦ PG&E ¦ Cold | Com ¦ Large Unitary Heat Pump (EER 9.7, COP 3.3) - Cold | PG&E ¦ Cold | PG&E | All | Electric | Large Unitary Heat Pump (EER 9.7, COP 3.3) | Efficient |  |  | 0 | Conventional | HVAC | Com - Office (Small) | Com | ROB and NEW | 0 | 1000 sqft2 of floor space | Cap-Tons | 15 | DEER:HVAC_Split-Package_AC | -16.225 | -0.0087125 | 0 | eTRM SWHC013-05 | 460 | 2021 | 890.08 | 2021 | 0 | 0 | SWHC013-05 | Com Unitary Heat Pump (Large) - Cold ¦ PG&E ¦ Cold | Com Unitary Heat Pump (Large) - Cold | 0.16182 | 1 | 0.07 | CBSA 2014 | 0.74388 | 2032 | 0.5 | SWHC013-05
COM-HVAC-16.31 | Com ¦ Large Unitary Heat Pump (EER 9.7, COP 3.3) - Cold ¦ PG&E ¦ Cold | Com ¦ Large Unitary Heat Pump (EER 9.7, COP 3.3) - Cold | PG&E ¦ Cold | PG&E | All | Electric | Large Unitary Heat Pump (EER 9.7, COP 3.3) | Efficient |  |  | 0 | Conventional | HVAC | Com - Other | Com | ROB and NEW | 0 | 1000 sqft2 of floor space | Cap-Tons | 15 | DEER:HVAC_Split-Package_AC | -19.225 | -0.018875 | 0 | eTRM SWHC013-05 | 460 | 2021 | 890.08 | 2021 | 0 | 0 | SWHC013-05 | Com Unitary Heat Pump (Large) - Cold ¦ PG&E ¦ Cold | Com Unitary Heat Pump (Large) - Cold | 0.076368 | 1 | 0.07 | CBSA 2014 | 2.1229 | 2032 | 0.5 | SWHC013-05
COM-HVAC-16.32 | Com ¦ Large Unitary Heat Pump (EER 9.7, COP 3.3) - Cold ¦ PG&E ¦ Cold | Com ¦ Large Unitary Heat Pump (EER 9.7, COP 3.3) - Cold | PG&E ¦ Cold | PG&E | All | Electric | Large Unitary Heat Pump (EER 9.7, COP 3.3) | Efficient |  |  | 0 | Conventional | HVAC | Com - Refrig. Warehouse | Com | ROB and NEW | 0 | 1000 sqft2 of floor space | Cap-Tons | 15 | DEER:HVAC_Split-Package_AC | 0 | 0 | 0 | eTRM SWHC013-05 | 460 | 2021 | 890.08 | 2021 | 0 | 0 | SWHC013-05 | Com Unitary Heat Pump (Large) - Cold ¦ PG&E ¦ Cold | Com Unitary Heat Pump (Large) - Cold | 0 | 1 | 0 | CBSA 2014 | 0 | 2032 | 0.5 | SWHC013-05
COM-HVAC-16.33 | Com ¦ Large Unitary Heat Pump (EER 9.7, COP 3.3) - Cold ¦ PG&E ¦ Cold | Com ¦ Large Unitary Heat Pump (EER 9.7, COP 3.3) - Cold | PG&E ¦ Cold | PG&E | All | Electric | Large Unitary Heat Pump (EER 9.7, COP 3.3) | Efficient |  |  | 0 | Conventional | HVAC | Com - Restaurant | Com | ROB and NEW | 0 | 1000 sqft2 of floor space | Cap-Tons | 15 | DEER:HVAC_Split-Package_AC | 0 | 0 | 0 | eTRM SWHC013-05 | 460 | 2021 | 890.08 | 2021 | 0 | 0 | SWHC013-05 | Com Unitary Heat Pump (Large) - Cold ¦ PG&E ¦ Cold | Com Unitary Heat Pump (Large) - Cold | 0.23382 | 1 | 0.07 | CBSA 2014 | 0 | 2032 | 0.5 | SWHC013-05
COM-HVAC-16.34 | Com ¦ Large Unitary Heat Pump (EER 9.7, COP 3.3) - Cold ¦ PG&E ¦ Cold | Com ¦ Large Unitary Heat Pump (EER 9.7, COP 3.3) - Cold | PG&E ¦ Cold | PG&E | All | Electric | Large Unitary Heat Pump (EER 9.7, COP 3.3) | Efficient |  |  | 0 | Conventional | HVAC | Com - Retail | Com | ROB and NEW | 0 | 1000 sqft2 of floor space | Cap-Tons | 15 | DEER:HVAC_Split-Package_AC | -29.6178 | -0.023862 | 0 | eTRM SWHC013-05 | 460 | 2021 | 890.08 | 2021 | 0 | 0 | SWHC013-05 | Com Unitary Heat Pump (Large) - Cold ¦ PG&E ¦ Cold | Com Unitary Heat Pump (Large) - Cold | 0.097448 | 1 | 0.07 | CBSA 2014 | 10.4052 | 2032 | 0.5 | SWHC013-05
COM-HVAC-16.35 | Com ¦ Large Unitary Heat Pump (EER 9.7, COP 3.3) - Cold ¦ PG&E ¦ Cold | Com ¦ Large Unitary Heat Pump (EER 9.7, COP 3.3) - Cold | PG&E ¦ Cold | PG&E | All | Electric | Large Unitary Heat Pump (EER 9.7, COP 3.3) | Efficient |  |  | 0 | Conventional | HVAC | Com - School | Com | ROB and NEW | 0 | 1000 sqft2 of floor space | Cap-Tons | 15 | DEER:HVAC_Split-Package_AC | -9.9378 | -0.0021147 | 0 | eTRM SWHC013-05 | 460 | 2021 | 890.08 | 2021 | 0 | 0 | SWHC013-05 | Com Unitary Heat Pump (Large) - Cold ¦ PG&E ¦ Cold | Com Unitary Heat Pump (Large) - Cold | 0.14798 | 1 | 0.07 | CBSA 2014 | 1.6362 | 2032 | 0.5 | SWHC013-05
COM-HVAC-16.36 | Com ¦ Large Unitary Heat Pump (EER 9.7, COP 3.3) - Cold ¦ PG&E ¦ Cold | Com ¦ Large Unitary Heat Pump (EER 9.7, COP 3.3) - Cold | PG&E ¦ Cold | PG&E | All | Electric | Large Unitary Heat Pump (EER 9.7, COP 3.3) | Efficient |  |  | 0 | Conventional | HVAC | Com - Warehouse | Com | ROB and NEW | 0 | 1000 sqft2 of floor space | Cap-Tons | 15 | DEER:HVAC_Split-Package_AC | -4.5504 | -0.004066 | 0 | eTRM SWHC013-05 | 460 | 2021 | 890.08 | 2021 | 0 | 0 | SWHC013-05 | Com Unitary Heat Pump (Large) - Cold ¦ PG&E ¦ Cold | Com Unitary Heat Pump (Large) - Cold | 0.030327 | 1 | 0.07 | CBSA 2014 | 1.3639 | 2032 | 0.5 | SWHC013-05
COM-HVAC-16.37 | Com ¦ Large Unitary Heat Pump (EER 9.7, COP 3.3) - Marine ¦ SCE ¦ Marine | Com ¦ Large Unitary Heat Pump (EER 9.7, COP 3.3) - Marine | SCE ¦ Marine | SCE | All | Electric | Large Unitary Heat Pump (EER 9.7, COP 3.3) | Efficient |  |  | 0 | Conventional | HVAC | Com - College | Com | ROB and NEW | 0 | 1000 sqft2 of floor space | Cap-Tons | 15 | DEER:HVAC_Split-Package_AC | 0 | 0 | 0 | eTRM SWHC013-05 | 460 | 2021 | 890.08 | 2021 | 0 | 0 | SWHC013-05 | Com Unitary Heat Pump (Large) - Marine ¦ SCE ¦ Marine | Com Unitary Heat Pump (Large) - Marine | 0.14726 | 1 | 0.07 | CBSA 2014 | 0 | 2032 | 0.5 | SWHC013-05
COM-HVAC-16.38 | Com ¦ Large Unitary Heat Pump (EER 9.7, COP 3.3) - Marine ¦ SCE ¦ Marine | Com ¦ Large Unitary Heat Pump (EER 9.7, COP 3.3) - Marine | SCE ¦ Marine | SCE | All | Electric | Large Unitary Heat Pump (EER 9.7, COP 3.3) | Efficient |  |  | 0 | Conventional | HVAC | Com - Grocery | Com | ROB and NEW | 0 | 1000 sqft2 of floor space | Cap-Tons | 15 | DEER:HVAC_Split-Package_AC | -25.1 | -0.0143 | 0 | eTRM SWHC013-05 | 460 | 2021 | 890.08 | 2021 | 0 | 0 | SWHC013-05 | Com Unitary Heat Pump (Large) - Marine ¦ SCE ¦ Marine | Com Unitary Heat Pump (Large) - Marine | 0.26194 | 1 | 0.07 | CBSA 2014 | 1.4118 | 2032 | 0.5 | SWHC013-05
COM-HVAC-16.39 | Com ¦ Large Unitary Heat Pump (EER 9.7, COP 3.3) - Marine ¦ SCE ¦ Marine | Com ¦ Large Unitary Heat Pump (EER 9.7, COP 3.3) - Marine | SCE ¦ Marine | SCE | All | Electric | Large Unitary Heat Pump (EER 9.7, COP 3.3) | Efficient |  |  | 0 | Conventional | HVAC | Com - Health | Com | ROB and NEW | 0 | 1000 sqft2 of floor space | Cap-Tons | 15 | DEER:HVAC_Split-Package_AC | -32.3757 | -0.015199 | 0 | eTRM SWHC013-05 | 460 | 2021 | 890.08 | 2021 | 0 | 0 | SWHC013-05 | Com Unitary Heat Pump (Large) - Marine ¦ SCE ¦ Marine | Com Unitary Heat Pump (Large) - Marine | 0.20884 | 1 | 0.07 | CBSA 2014 | 2.1186 | 2032 | 0.5 | SWHC013-05
COM-HVAC-16.40 | Com ¦ Large Unitary Heat Pump (EER 9.7, COP 3.3) - Marine ¦ SCE ¦ Marine | Com ¦ Large Unitary Heat Pump (EER 9.7, COP 3.3) - Marine | SCE ¦ Marine | SCE | All | Electric | Large Unitary Heat Pump (EER 9.7, COP 3.3) | Efficient |  |  | 0 | Conventional | HVAC | Com - Lodging | Com | ROB and NEW | 0 | 1000 sqft2 of floor space | Cap-Tons | 15 | DEER:HVAC_Split-Package_AC | -38.9871 | -0.019444 | 0 | eTRM SWHC013-05 | 460 | 2021 | 890.08 | 2021 | 0 | 0 | SWHC013-05 | Com Unitary Heat Pump (Large) - Marine ¦ SCE ¦ Marine | Com Unitary Heat Pump (Large) - Marine | 0.11727 | 1 | 0.07 | CBSA 2014 | 6.1476 | 2032 | 0.5 | SWHC013-05
COM-HVAC-16.41 | Com ¦ Large Unitary Heat Pump (EER 9.7, COP 3.3) - Marine ¦ SCE ¦ Marine | Com ¦ Large Unitary Heat Pump (EER 9.7, COP 3.3) - Marine | SCE ¦ Marine | SCE | All | Electric | Large Unitary Heat Pump (EER 9.7, COP 3.3) | Efficient |  |  | 0 | Conventional | HVAC | Com - Office (Large) | Com | ROB and NEW | 0 | 1000 sqft2 of floor space | Cap-Tons | 15 | DEER:HVAC_Split-Package_AC | -33.6 | -0.0087325 | 0 | eTRM SWHC013-05 | 460 | 2021 | 890.08 | 2021 | 0 | 0 | SWHC013-05 | Com Unitary Heat Pump (Large) - Marine ¦ SCE ¦ Marine | Com Unitary Heat Pump (Large) - Marine | 0.15546 | 1 | 0.07 | CBSA 2014 | 3.3416 | 2032 | 0.5 | SWHC013-05
COM-HVAC-16.42 | Com ¦ Large Unitary Heat Pump (EER 9.7, COP 3.3) - Marine ¦ SCE ¦ Marine | Com ¦ Large Unitary Heat Pump (EER 9.7, COP 3.3) - Marine | SCE ¦ Marine | SCE | All | Electric | Large Unitary Heat Pump (EER 9.7, COP 3.3) | Efficient |  |  | 0 | Conventional | HVAC | Com - Office (Small) | Com | ROB and NEW | 0 | 1000 sqft2 of floor space | Cap-Tons | 15 | DEER:HVAC_Split-Package_AC | -30.5 | -0.0086825 | 0 | eTRM SWHC013-05 | 460 | 2021 | 890.08 | 2021 | 0 | 0 | SWHC013-05 | Com Unitary Heat Pump (Large) - Marine ¦ SCE ¦ Marine | Com Unitary Heat Pump (Large) - Marine | 0.17638 | 1 | 0.07 | CBSA 2014 | 1.3984 | 2032 | 0.5 | SWHC013-05
COM-HVAC-16.43 | Com ¦ Large Unitary Heat Pump (EER 9.7, COP 3.3) - Marine ¦ SCE ¦ Marine | Com ¦ Large Unitary Heat Pump (EER 9.7, COP 3.3) - Marine | SCE ¦ Marine | SCE | All | Electric | Large Unitary Heat Pump (EER 9.7, COP 3.3) | Efficient |  |  | 0 | Conventional | HVAC | Com - Other | Com | ROB and NEW | 0 | 1000 sqft2 of floor space | Cap-Tons | 15 | DEER:HVAC_Split-Package_AC | -37.5 | -0.021525 | 0 | eTRM SWHC013-05 | 460 | 2021 | 890.08 | 2021 | 0 | 0 | SWHC013-05 | Com Unitary Heat Pump (Large) - Marine ¦ SCE ¦ Marine | Com Unitary Heat Pump (Large) - Marine | 0.08421 | 1 | 0.07 | CBSA 2014 | 4.1409 | 2032 | 0.5 | SWHC013-05
COM-HVAC-16.44 | Com ¦ Large Unitary Heat Pump (EER 9.7, COP 3.3) - Marine ¦ SCE ¦ Marine | Com ¦ Large Unitary Heat Pump (EER 9.7, COP 3.3) - Marine | SCE ¦ Marine | SCE | All | Electric | Large Unitary Heat Pump (EER 9.7, COP 3.3) | Efficient |  |  | 0 | Conventional | HVAC | Com - Refrig. Warehouse | Com | ROB and NEW | 0 | 1000 sqft2 of floor space | Cap-Tons | 15 | DEER:HVAC_Split-Package_AC | 0 | 0 | 0 | eTRM SWHC013-05 | 460 | 2021 | 890.08 | 2021 | 0 | 0 | SWHC013-05 | Com Unitary Heat Pump (Large) - Marine ¦ SCE ¦ Marine | Com Unitary Heat Pump (Large) - Marine | 0 | 1 | 0 | CBSA 2014 | 0 | 2032 | 0.5 | SWHC013-05
COM-HVAC-16.45 | Com ¦ Large Unitary Heat Pump (EER 9.7, COP 3.3) - Marine ¦ SCE ¦ Marine | Com ¦ Large Unitary Heat Pump (EER 9.7, COP 3.3) - Marine | SCE ¦ Marine | SCE | All | Electric | Large Unitary Heat Pump (EER 9.7, COP 3.3) | Efficient |  |  | 0 | Conventional | HVAC | Com - Restaurant | Com | ROB and NEW | 0 | 1000 sqft2 of floor space | Cap-Tons | 15 | DEER:HVAC_Split-Package_AC | 0 | 0 | 0 | eTRM SWHC013-05 | 460 | 2021 | 890.08 | 2021 | 0 | 0 | SWHC013-05 | Com Unitary Heat Pump (Large) - Marine ¦ SCE ¦ Marine | Com Unitary Heat Pump (Large) - Marine | 0.25738 | 1 | 0.07 | CBSA 2014 | 0 | 2032 | 0.5 | SWHC013-05
COM-HVAC-16.46 | Com ¦ Large Unitary Heat Pump (EER 9.7, COP 3.3) - Marine ¦ SCE ¦ Marine | Com ¦ Large Unitary Heat Pump (EER 9.7, COP 3.3) - Marine | SCE ¦ Marine | SCE | All | Electric | Large Unitary Heat Pump (EER 9.7, COP 3.3) | Efficient |  |  | 0 | Conventional | HVAC | Com - Retail | Com | ROB and NEW | 0 | 1000 sqft2 of floor space | Cap-Tons | 15 | DEER:HVAC_Split-Package_AC | -58.9581 | -0.027062 | 0 | eTRM SWHC013-05 | 460 | 2021 | 890.08 | 2021 | 0 | 0 | SWHC013-05 | Com Unitary Heat Pump (Large) - Marine ¦ SCE ¦ Marine | Com Unitary Heat Pump (Large) - Marine | 0.10889 | 1 | 0.07 | CBSA 2014 | 20.713 | 2032 | 0.5 | SWHC013-05
COM-HVAC-16.47 | Com ¦ Large Unitary Heat Pump (EER 9.7, COP 3.3) - Marine ¦ SCE ¦ Marine | Com ¦ Large Unitary Heat Pump (EER 9.7, COP 3.3) - Marine | SCE ¦ Marine | SCE | All | Electric | Large Unitary Heat Pump (EER 9.7, COP 3.3) | Efficient |  |  | 0 | Conventional | HVAC | Com - School | Com | ROB and NEW | 0 | 1000 sqft2 of floor space | Cap-Tons | 15 | DEER:HVAC_Split-Package_AC | -21.6475 | -0.010656 | 0 | eTRM SWHC013-05 | 460 | 2021 | 890.08 | 2021 | 0 | 0 | SWHC013-05 | Com Unitary Heat Pump (Large) - Marine ¦ SCE ¦ Marine | Com Unitary Heat Pump (Large) - Marine | 0.17732 | 1 | 0.07 | CBSA 2014 | 3.5642 | 2032 | 0.5 | SWHC013-05
COM-HVAC-16.48 | Com ¦ Large Unitary Heat Pump (EER 9.7, COP 3.3) - Marine ¦ SCE ¦ Marine | Com ¦ Large Unitary Heat Pump (EER 9.7, COP 3.3) - Marine | SCE ¦ Marine | SCE | All | Electric | Large Unitary Heat Pump (EER 9.7, COP 3.3) | Efficient |  |  | 0 | Conventional | HVAC | Com - Warehouse | Com | ROB and NEW | 0 | 1000 sqft2 of floor space | Cap-Tons | 15 | DEER:HVAC_Split-Package_AC | -6.4662 | -0.0045164 | 0 | eTRM SWHC013-05 | 460 | 2021 | 890.08 | 2021 | 0 | 0 | SWHC013-05 | Com Unitary Heat Pump (Large) - Marine ¦ SCE ¦ Marine | Com Unitary Heat Pump (Large) - Marine | 0.033351 | 1 | 0.07 | CBSA 2014 | 1.9381 | 2032 | 0.5 | SWHC013-05
COM-HVAC-16.49 | Com ¦ Large Unitary Heat Pump (EER 9.7, COP 3.3) - Hot-Dry ¦ SCE ¦ Hot-Dry | Com ¦ Large Unitary Heat Pump (EER 9.7, COP 3.3) - Hot-Dry | SCE ¦ Hot-Dry | SCE | All | Electric | Large Unitary Heat Pump (EER 9.7, COP 3.3) | Efficient |  |  | 0 | Conventional | HVAC | Com - College | Com | ROB and NEW | 0 | 1000 sqft2 of floor space | Cap-Tons | 15 | DEER:HVAC_Split-Package_AC | 0 | 0 | 0 | eTRM SWHC013-05 | 460 | 2021 | 890.08 | 2021 | 0 | 0 | SWHC013-05 | Com Unitary Heat Pump (Large) - Hot-Dry ¦ SCE ¦ Hot-Dry | Com Unitary Heat Pump (Large) - Hot-Dry | 0.14726 | 1 | 0.07 | CBSA 2014 | 0 | 2032 | 0.5 | SWHC013-05
COM-HVAC-16.50 | Com ¦ Large Unitary Heat Pump (EER 9.7, COP 3.3) - Hot-Dry ¦ SCE ¦ Hot-Dry | Com ¦ Large Unitary Heat Pump (EER 9.7, COP 3.3) - Hot-Dry | SCE ¦ Hot-Dry | SCE | All | Electric | Large Unitary Heat Pump (EER 9.7, COP 3.3) | Efficient |  |  | 0 | Conventional | HVAC | Com - Grocery | Com | ROB and NEW | 0 | 1000 sqft2 of floor space | Cap-Tons | 15 | DEER:HVAC_Split-Package_AC | -34.05 | -0.022575 | 0 | eTRM SWHC013-05 | 460 | 2021 | 890.08 | 2021 | 0 | 0 | SWHC013-05 | Com Unitary Heat Pump (Large) - Hot-Dry ¦ SCE ¦ Hot-Dry | Com Unitary Heat Pump (Large) - Hot-Dry | 0.26194 | 1 | 0.07 | CBSA 2014 | 1.9153 | 2032 | 0.5 | SWHC013-05
COM-HVAC-16.51 | Com ¦ Large Unitary Heat Pump (EER 9.7, COP 3.3) - Hot-Dry ¦ SCE ¦ Hot-Dry | Com ¦ Large Unitary Heat Pump (EER 9.7, COP 3.3) - Hot-Dry | SCE ¦ Hot-Dry | SCE | All | Electric | Large Unitary Heat Pump (EER 9.7, COP 3.3) | Efficient |  |  | 0 | Conventional | HVAC | Com - Health | Com | ROB and NEW | 0 | 1000 sqft2 of floor space | Cap-Tons | 15 | DEER:HVAC_Split-Package_AC | -37.3109 | -0.019865 | 0 | eTRM SWHC013-05 | 460 | 2021 | 890.08 | 2021 | 0 | 0 | SWHC013-05 | Com Unitary Heat Pump (Large) - Hot-Dry ¦ SCE ¦ Hot-Dry | Com Unitary Heat Pump (Large) - Hot-Dry | 0.20884 | 1 | 0.07 | CBSA 2014 | 2.4415 | 2032 | 0.5 | SWHC013-05
COM-HVAC-16.52 | Com ¦ Large Unitary Heat Pump (EER 9.7, COP 3.3) - Hot-Dry ¦ SCE ¦ Hot-Dry | Com ¦ Large Unitary Heat Pump (EER 9.7, COP 3.3) - Hot-Dry | SCE ¦ Hot-Dry | SCE | All | Electric | Large Unitary Heat Pump (EER 9.7, COP 3.3) | Efficient |  |  | 0 | Conventional | HVAC | Com - Lodging | Com | ROB and NEW | 0 | 1000 sqft2 of floor space | Cap-Tons | 15 | DEER:HVAC_Split-Package_AC | -44.3372 | -0.024981 | 0 | eTRM SWHC013-05 | 460 | 2021 | 890.08 | 2021 | 0 | 0 | SWHC013-05 | Com Unitary Heat Pump (Large) - Hot-Dry ¦ SCE ¦ Hot-Dry | Com Unitary Heat Pump (Large) - Hot-Dry | 0.11727 | 1 | 0.07 | CBSA 2014 | 6.9912 | 2032 | 0.5 | SWHC013-05
COM-HVAC-16.53 | Com ¦ Large Unitary Heat Pump (EER 9.7, COP 3.3) - Hot-Dry ¦ SCE ¦ Hot-Dry | Com ¦ Large Unitary Heat Pump (EER 9.7, COP 3.3) - Hot-Dry | SCE ¦ Hot-Dry | SCE | All | Electric | Large Unitary Heat Pump (EER 9.7, COP 3.3) | Efficient |  |  | 0 | Conventional | HVAC | Com - Office (Large) | Com | ROB and NEW | 0 | 1000 sqft2 of floor space | Cap-Tons | 15 | DEER:HVAC_Split-Package_AC | -35.925 | -0.01155 | 0 | eTRM SWHC013-05 | 460 | 2021 | 890.08 | 2021 | 0 | 0 | SWHC013-05 | Com Unitary Heat Pump (Large) - Hot-Dry ¦ SCE ¦ Hot-Dry | Com Unitary Heat Pump (Large) - Hot-Dry | 0.15546 | 1 | 0.07 | CBSA 2014 | 3.5728 | 2032 | 0.5 | SWHC013-05
COM-HVAC-16.54 | Com ¦ Large Unitary Heat Pump (EER 9.7, COP 3.3) - Hot-Dry ¦ SCE ¦ Hot-Dry | Com ¦ Large Unitary Heat Pump (EER 9.7, COP 3.3) - Hot-Dry | SCE ¦ Hot-Dry | SCE | All | Electric | Large Unitary Heat Pump (EER 9.7, COP 3.3) | Efficient |  |  | 0 | Conventional | HVAC | Com - Office (Small) | Com | ROB and NEW | 0 | 1000 sqft2 of floor space | Cap-Tons | 15 | DEER:HVAC_Split-Package_AC | -32.825 | -0.011475 | 0 | eTRM SWHC013-05 | 460 | 2021 | 890.08 | 2021 | 0 | 0 | SWHC013-05 | Com Unitary Heat Pump (Large) - Hot-Dry ¦ SCE ¦ Hot-Dry | Com Unitary Heat Pump (Large) - Hot-Dry | 0.17638 | 1 | 0.07 | CBSA 2014 | 1.505 | 2032 | 0.5 | SWHC013-05
COM-HVAC-16.55 | Com ¦ Large Unitary Heat Pump (EER 9.7, COP 3.3) - Hot-Dry ¦ SCE ¦ Hot-Dry | Com ¦ Large Unitary Heat Pump (EER 9.7, COP 3.3) - Hot-Dry | SCE ¦ Hot-Dry | SCE | All | Electric | Large Unitary Heat Pump (EER 9.7, COP 3.3) | Efficient |  |  | 0 | Conventional | HVAC | Com - Other | Com | ROB and NEW | 0 | 1000 sqft2 of floor space | Cap-Tons | 15 | DEER:HVAC_Split-Package_AC | -41.075 | -0.025375 | 0 | eTRM SWHC013-05 | 460 | 2021 | 890.08 | 2021 | 0 | 0 | SWHC013-05 | Com Unitary Heat Pump (Large) - Hot-Dry ¦ SCE ¦ Hot-Dry | Com Unitary Heat Pump (Large) - Hot-Dry | 0.08421 | 1 | 0.07 | CBSA 2014 | 4.5357 | 2032 | 0.5 | SWHC013-05
COM-HVAC-16.56 | Com ¦ Large Unitary Heat Pump (EER 9.7, COP 3.3) - Hot-Dry ¦ SCE ¦ Hot-Dry | Com ¦ Large Unitary Heat Pump (EER 9.7, COP 3.3) - Hot-Dry | SCE ¦ Hot-Dry | SCE | All | Electric | Large Unitary Heat Pump (EER 9.7, COP 3.3) | Efficient |  |  | 0 | Conventional | HVAC | Com - Refrig. Warehouse | Com | ROB and NEW | 0 | 1000 sqft2 of floor space | Cap-Tons | 15 | DEER:HVAC_Split-Package_AC | 0 | 0 | 0 | eTRM SWHC013-05 | 460 | 2021 | 890.08 | 2021 | 0 | 0 | SWHC013-05 | Com Unitary Heat Pump (Large) - Hot-Dry ¦ SCE ¦ Hot-Dry | Com Unitary Heat Pump (Large) - Hot-Dry | 0 | 1 | 0 | CBSA 2014 | 0 | 2032 | 0.5 | SWHC013-05
COM-HVAC-16.57 | Com ¦ Large Unitary Heat Pump (EER 9.7, COP 3.3) - Hot-Dry ¦ SCE ¦ Hot-Dry | Com ¦ Large Unitary Heat Pump (EER 9.7, COP 3.3) - Hot-Dry | SCE ¦ Hot-Dry | SCE | All | Electric | Large Unitary Heat Pump (EER 9.7, COP 3.3) | Efficient |  |  | 0 | Conventional | HVAC | Com - Restaurant | Com | ROB and NEW | 0 | 1000 sqft2 of floor space | Cap-Tons | 15 | DEER:HVAC_Split-Package_AC | 0 | 0 | 0 | eTRM SWHC013-05 | 460 | 2021 | 890.08 | 2021 | 0 | 0 | SWHC013-05 | Com Unitary Heat Pump (Large) - Hot-Dry ¦ SCE ¦ Hot-Dry | Com Unitary Heat Pump (Large) - Hot-Dry | 0.25738 | 1 | 0.07 | CBSA 2014 | 0 | 2032 | 0.5 | SWHC013-05
COM-HVAC-16.58 | Com ¦ Large Unitary Heat Pump (EER 9.7, COP 3.3) - Hot-Dry ¦ SCE ¦ Hot-Dry | Com ¦ Large Unitary Heat Pump (EER 9.7, COP 3.3) - Hot-Dry | SCE ¦ Hot-Dry | SCE | All | Electric | Large Unitary Heat Pump (EER 9.7, COP 3.3) | Efficient |  |  | 0 | Conventional | HVAC | Com - Retail | Com | ROB and NEW | 0 | 1000 sqft2 of floor space | Cap-Tons | 15 | DEER:HVAC_Split-Package_AC | -47.0971 | -0.025453 | 0 | eTRM SWHC013-05 | 460 | 2021 | 890.08 | 2021 | 0 | 0 | SWHC013-05 | Com Unitary Heat Pump (Large) - Hot-Dry ¦ SCE ¦ Hot-Dry | Com Unitary Heat Pump (Large) - Hot-Dry | 0.10889 | 1 | 0.07 | CBSA 2014 | 16.546 | 2032 | 0.5 | SWHC013-05
COM-HVAC-16.59 | Com ¦ Large Unitary Heat Pump (EER 9.7, COP 3.3) - Hot-Dry ¦ SCE ¦ Hot-Dry | Com ¦ Large Unitary Heat Pump (EER 9.7, COP 3.3) - Hot-Dry | SCE ¦ Hot-Dry | SCE | All | Electric | Large Unitary Heat Pump (EER 9.7, COP 3.3) | Efficient |  |  | 0 | Conventional | HVAC | Com - School | Com | ROB and NEW | 0 | 1000 sqft2 of floor space | Cap-Tons | 15 | DEER:HVAC_Split-Package_AC | -21.7642 | -0.013086 | 0 | eTRM SWHC013-05 | 460 | 2021 | 890.08 | 2021 | 0 | 0 | SWHC013-05 | Com Unitary Heat Pump (Large) - Hot-Dry ¦ SCE ¦ Hot-Dry | Com Unitary Heat Pump (Large) - Hot-Dry | 0.17732 | 1 | 0.07 | CBSA 2014 | 3.5834 | 2032 | 0.5 | SWHC013-05
COM-HVAC-16.60 | Com ¦ Large Unitary Heat Pump (EER 9.7, COP 3.3) - Hot-Dry ¦ SCE ¦ Hot-Dry | Com ¦ Large Unitary Heat Pump (EER 9.7, COP 3.3) - Hot-Dry | SCE ¦ Hot-Dry | SCE | All | Electric | Large Unitary Heat Pump (EER 9.7, COP 3.3) | Efficient |  |  | 0 | Conventional | HVAC | Com - Warehouse | Com | ROB and NEW | 0 | 1000 sqft2 of floor space | Cap-Tons | 15 | DEER:HVAC_Split-Package_AC | -11.9852 | -0.0077279 | 0 | eTRM SWHC013-05 | 460 | 2021 | 890.08 | 2021 | 0 | 0 | SWHC013-05 | Com Unitary Heat Pump (Large) - Hot-Dry ¦ SCE ¦ Hot-Dry | Com Unitary Heat Pump (Large) - Hot-Dry | 0.033351 | 1 | 0.07 | CBSA 2014 | 3.5923 | 2032 | 0.5 | SWHC013-05
COM-HVAC-16.61 | Com ¦ Large Unitary Heat Pump (EER 9.7, COP 3.3) - Cold ¦ SCE ¦ Cold | Com ¦ Large Unitary Heat Pump (EER 9.7, COP 3.3) - Cold | SCE ¦ Cold | SCE | All | Electric | Large Unitary Heat Pump (EER 9.7, COP 3.3) | Efficient |  |  | 0 | Conventional | HVAC | Com - College | Com | ROB and NEW | 0 | 1000 sqft2 of floor space | Cap-Tons | 15 | DEER:HVAC_Split-Package_AC | 0 | 0 | 0 | eTRM SWHC013-05 | 460 | 2021 | 890.08 | 2021 | 0 | 0 | SWHC013-05 | Com Unitary Heat Pump (Large) - Cold ¦ SCE ¦ Cold | Com Unitary Heat Pump (Large) - Cold | 0.14726 | 1 | 0.07 | CBSA 2014 | 0 | 2032 | 0.5 | SWHC013-05
COM-HVAC-16.62 | Com ¦ Large Unitary Heat Pump (EER 9.7, COP 3.3) - Cold ¦ SCE ¦ Cold | Com ¦ Large Unitary Heat Pump (EER 9.7, COP 3.3) - Cold | SCE ¦ Cold | SCE | All | Electric | Large Unitary Heat Pump (EER 9.7, COP 3.3) | Efficient |  |  | 0 | Conventional | HVAC | Com - Grocery | Com | ROB and NEW | 0 | 1000 sqft2 of floor space | Cap-Tons | 15 | DEER:HVAC_Split-Package_AC | -12.015 | -0.01545 | 0 | eTRM SWHC013-05 | 460 | 2021 | 890.08 | 2021 | 0 | 0 | SWHC013-05 | Com Unitary Heat Pump (Large) - Cold ¦ SCE ¦ Cold | Com Unitary Heat Pump (Large) - Cold | 0.26194 | 1 | 0.07 | CBSA 2014 | 0.67583 | 2032 | 0.5 | SWHC013-05
COM-HVAC-16.63 | Com ¦ Large Unitary Heat Pump (EER 9.7, COP 3.3) - Cold ¦ SCE ¦ Cold | Com ¦ Large Unitary Heat Pump (EER 9.7, COP 3.3) - Cold | SCE ¦ Cold | SCE | All | Electric | Large Unitary Heat Pump (EER 9.7, COP 3.3) | Efficient |  |  | 0 | Conventional | HVAC | Com - Health | Com | ROB and NEW | 0 | 1000 sqft2 of floor space | Cap-Tons | 15 | DEER:HVAC_Split-Package_AC | -14.7376 | -0.013266 | 0 | eTRM SWHC013-05 | 460 | 2021 | 890.08 | 2021 | 0 | 0 | SWHC013-05 | Com Unitary Heat Pump (Large) - Cold ¦ SCE ¦ Cold | Com Unitary Heat Pump (Large) - Cold | 0.20884 | 1 | 0.07 | CBSA 2014 | 0.96438 | 2032 | 0.5 | SWHC013-05
COM-HVAC-16.64 | Com ¦ Large Unitary Heat Pump (EER 9.7, COP 3.3) - Cold ¦ SCE ¦ Cold | Com ¦ Large Unitary Heat Pump (EER 9.7, COP 3.3) - Cold | SCE ¦ Cold | SCE | All | Electric | Large Unitary Heat Pump (EER 9.7, COP 3.3) | Efficient |  |  | 0 | Conventional | HVAC | Com - Lodging | Com | ROB and NEW | 0 | 1000 sqft2 of floor space | Cap-Tons | 15 | DEER:HVAC_Split-Package_AC | -19.5174 | -0.017742 | 0 | eTRM SWHC013-05 | 460 | 2021 | 890.08 | 2021 | 0 | 0 | SWHC013-05 | Com Unitary Heat Pump (Large) - Cold ¦ SCE ¦ Cold | Com Unitary Heat Pump (Large) - Cold | 0.11727 | 1 | 0.07 | CBSA 2014 | 3.0776 | 2032 | 0.5 | SWHC013-05
COM-HVAC-16.65 | Com ¦ Large Unitary Heat Pump (EER 9.7, COP 3.3) - Cold ¦ SCE ¦ Cold | Com ¦ Large Unitary Heat Pump (EER 9.7, COP 3.3) - Cold | SCE ¦ Cold | SCE | All | Electric | Large Unitary Heat Pump (EER 9.7, COP 3.3) | Efficient |  |  | 0 | Conventional | HVAC | Com - Office (Large) | Com | ROB and NEW | 0 | 1000 sqft2 of floor space | Cap-Tons | 15 | DEER:HVAC_Split-Package_AC | -17.375 | -0.008555 | 0 | eTRM SWHC013-05 | 460 | 2021 | 890.08 | 2021 | 0 | 0 | SWHC013-05 | Com Unitary Heat Pump (Large) - Cold ¦ SCE ¦ Cold | Com Unitary Heat Pump (Large) - Cold | 0.15546 | 1 | 0.07 | CBSA 2014 | 1.728 | 2032 | 0.5 | SWHC013-05
COM-HVAC-16.66 | Com ¦ Large Unitary Heat Pump (EER 9.7, COP 3.3) - Cold ¦ SCE ¦ Cold | Com ¦ Large Unitary Heat Pump (EER 9.7, COP 3.3) - Cold | SCE ¦ Cold | SCE | All | Electric | Large Unitary Heat Pump (EER 9.7, COP 3.3) | Efficient |  |  | 0 | Conventional | HVAC | Com - Office (Small) | Com | ROB and NEW | 0 | 1000 sqft2 of floor space | Cap-Tons | 15 | DEER:HVAC_Split-Package_AC | -16.225 | -0.0087125 | 0 | eTRM SWHC013-05 | 460 | 2021 | 890.08 | 2021 | 0 | 0 | SWHC013-05 | Com Unitary Heat Pump (Large) - Cold ¦ SCE ¦ Cold | Com Unitary Heat Pump (Large) - Cold | 0.17638 | 1 | 0.07 | CBSA 2014 | 0.74388 | 2032 | 0.5 | SWHC013-05
COM-HVAC-16.67 | Com ¦ Large Unitary Heat Pump (EER 9.7, COP 3.3) - Cold ¦ SCE ¦ Cold | Com ¦ Large Unitary Heat Pump (EER 9.7, COP 3.3) - Cold | SCE ¦ Cold | SCE | All | Electric | Large Unitary Heat Pump (EER 9.7, COP 3.3) | Efficient |  |  | 0 | Conventional | HVAC | Com - Other | Com | ROB and NEW | 0 | 1000 sqft2 of floor space | Cap-Tons | 15 | DEER:HVAC_Split-Package_AC | -19.225 | -0.018875 | 0 | eTRM SWHC013-05 | 460 | 2021 | 890.08 | 2021 | 0 | 0 | SWHC013-05 | Com Unitary Heat Pump (Large) - Cold ¦ SCE ¦ Cold | Com Unitary Heat Pump (Large) - Cold | 0.08421 | 1 | 0.07 | CBSA 2014 | 2.1229 | 2032 | 0.5 | SWHC013-05
COM-HVAC-16.68 | Com ¦ Large Unitary Heat Pump (EER 9.7, COP 3.3) - Cold ¦ SCE ¦ Cold | Com ¦ Large Unitary Heat Pump (EER 9.7, COP 3.3) - Cold | SCE ¦ Cold | SCE | All | Electric | Large Unitary Heat Pump (EER 9.7, COP 3.3) | Efficient |  |  | 0 | Conventional | HVAC | Com - Refrig. Warehouse | Com | ROB and NEW | 0 | 1000 sqft2 of floor space | Cap-Tons | 15 | DEER:HVAC_Split-Package_AC | 0 | 0 | 0 | eTRM SWHC013-05 | 460 | 2021 | 890.08 | 2021 | 0 | 0 | SWHC013-05 | Com Unitary Heat Pump (Large) - Cold ¦ SCE ¦ Cold | Com Unitary Heat Pump (Large) - Cold | 0 | 1 | 0 | CBSA 2014 | 0 | 2032 | 0.5 | SWHC013-05
COM-HVAC-16.69 | Com ¦ Large Unitary Heat Pump (EER 9.7, COP 3.3) - Cold ¦ SCE ¦ Cold | Com ¦ Large Unitary Heat Pump (EER 9.7, COP 3.3) - Cold | SCE ¦ Cold | SCE | All | Electric | Large Unitary Heat Pump (EER 9.7, COP 3.3) | Efficient |  |  | 0 | Conventional | HVAC | Com - Restaurant | Com | ROB and NEW | 0 | 1000 sqft2 of floor space | Cap-Tons | 15 | DEER:HVAC_Split-Package_AC | 0 | 0 | 0 | eTRM SWHC013-05 | 460 | 2021 | 890.08 | 2021 | 0 | 0 | SWHC013-05 | Com Unitary Heat Pump (Large) - Cold ¦ SCE ¦ Cold | Com Unitary Heat Pump (Large) - Cold | 0.25738 | 1 | 0.07 | CBSA 2014 | 0 | 2032 | 0.5 | SWHC013-05
COM-HVAC-16.70 | Com ¦ Large Unitary Heat Pump (EER 9.7, COP 3.3) - Cold ¦ SCE ¦ Cold | Com ¦ Large Unitary Heat Pump (EER 9.7, COP 3.3) - Cold | SCE ¦ Cold | SCE | All | Electric | Large Unitary Heat Pump (EER 9.7, COP 3.3) | Efficient |  |  | 0 | Conventional | HVAC | Com - Retail | Com | ROB and NEW | 0 | 1000 sqft2 of floor space | Cap-Tons | 15 | DEER:HVAC_Split-Package_AC | -29.6178 | -0.023862 | 0 | eTRM SWHC013-05 | 460 | 2021 | 890.08 | 2021 | 0 | 0 | SWHC013-05 | Com Unitary Heat Pump (Large) - Cold ¦ SCE ¦ Cold | Com Unitary Heat Pump (Large) - Cold | 0.10889 | 1 | 0.07 | CBSA 2014 | 10.4052 | 2032 | 0.5 | SWHC013-05
COM-HVAC-16.71 | Com ¦ Large Unitary Heat Pump (EER 9.7, COP 3.3) - Cold ¦ SCE ¦ Cold | Com ¦ Large Unitary Heat Pump (EER 9.7, COP 3.3) - Cold | SCE ¦ Cold | SCE | All | Electric | Large Unitary Heat Pump (EER 9.7, COP 3.3) | Efficient |  |  | 0 | Conventional | HVAC | Com - School | Com | ROB and NEW | 0 | 1000 sqft2 of floor space | Cap-Tons | 15 | DEER:HVAC_Split-Package_AC | -9.9378 | -0.0021147 | 0 | eTRM SWHC013-05 | 460 | 2021 | 890.08 | 2021 | 0 | 0 | SWHC013-05 | Com Unitary Heat Pump (Large) - Cold ¦ SCE ¦ Cold | Com Unitary Heat Pump (Large) - Cold | 0.17732 | 1 | 0.07 | CBSA 2014 | 1.6362 | 2032 | 0.5 | SWHC013-05
COM-HVAC-16.72 | Com ¦ Large Unitary Heat Pump (EER 9.7, COP 3.3) - Cold ¦ SCE ¦ Cold | Com ¦ Large Unitary Heat Pump (EER 9.7, COP 3.3) - Cold | SCE ¦ Cold | SCE | All | Electric | Large Unitary Heat Pump (EER 9.7, COP 3.3) | Efficient |  |  | 0 | Conventional | HVAC | Com - Warehouse | Com | ROB and NEW | 0 | 1000 sqft2 of floor space | Cap-Tons | 15 | DEER:HVAC_Split-Package_AC | -4.5504 | -0.004066 | 0 | eTRM SWHC013-05 | 460 | 2021 | 890.08 | 2021 | 0 | 0 | SWHC013-05 | Com Unitary Heat Pump (Large) - Cold ¦ SCE ¦ Cold | Com Unitary Heat Pump (Large) - Cold | 0.033351 | 1 | 0.07 | CBSA 2014 | 1.3639 | 2032 | 0.5 | SWHC013-05
COM-HVAC-16.73 | Com ¦ Large Unitary Heat Pump (EER 9.7, COP 3.3) - Marine ¦ SDG&E ¦ Marine | Com ¦ Large Unitary Heat Pump (EER 9.7, COP 3.3) - Marine | SDG&E ¦ Marine | SDG&E | All | Electric | Large Unitary Heat Pump (EER 9.7, COP 3.3) | Efficient |  |  | 0 | Conventional | HVAC | Com - College | Com | ROB and NEW | 0 | 1000 sqft2 of floor space | Cap-Tons | 15 | DEER:HVAC_Split-Package_AC | 0 | 0 | 0 | eTRM SWHC013-05 | 460 | 2021 | 890.08 | 2021 | 0 | 0 | SWHC013-05 | Com Unitary Heat Pump (Large) - Marine ¦ SDG&E ¦ Marine | Com Unitary Heat Pump (Large) - Marine | 0.1443 | 1 | 0.07 | CBSA 2014 | 0 | 2032 | 0.5 | SWHC013-05
COM-HVAC-16.74 | Com ¦ Large Unitary Heat Pump (EER 9.7, COP 3.3) - Marine ¦ SDG&E ¦ Marine | Com ¦ Large Unitary Heat Pump (EER 9.7, COP 3.3) - Marine | SDG&E ¦ Marine | SDG&E | All | Electric | Large Unitary Heat Pump (EER 9.7, COP 3.3) | Efficient |  |  | 0 | Conventional | HVAC | Com - Grocery | Com | ROB and NEW | 0 | 1000 sqft2 of floor space | Cap-Tons | 15 | DEER:HVAC_Split-Package_AC | -25.1 | -0.0143 | 0 | eTRM SWHC013-05 | 460 | 2021 | 890.08 | 2021 | 0 | 0 | SWHC013-05 | Com Unitary Heat Pump (Large) - Marine ¦ SDG&E ¦ Marine | Com Unitary Heat Pump (Large) - Marine | 0.26631 | 1 | 0.07 | CBSA 2014 | 1.4118 | 2032 | 0.5 | SWHC013-05
COM-HVAC-16.75 | Com ¦ Large Unitary Heat Pump (EER 9.7, COP 3.3) - Marine ¦ SDG&E ¦ Marine | Com ¦ Large Unitary Heat Pump (EER 9.7, COP 3.3) - Marine | SDG&E ¦ Marine | SDG&E | All | Electric | Large Unitary Heat Pump (EER 9.7, COP 3.3) | Efficient |  |  | 0 | Conventional | HVAC | Com - Health | Com | ROB and NEW | 0 | 1000 sqft2 of floor space | Cap-Tons | 15 | DEER:HVAC_Split-Package_AC | -32.3757 | -0.015199 | 0 | eTRM SWHC013-05 | 460 | 2021 | 890.08 | 2021 | 0 | 0 | SWHC013-05 | Com Unitary Heat Pump (Large) - Marine ¦ SDG&E ¦ Marine | Com Unitary Heat Pump (Large) - Marine | 0.20767 | 1 | 0.07 | CBSA 2014 | 2.1186 | 2032 | 0.5 | SWHC013-05
COM-HVAC-16.76 | Com ¦ Large Unitary Heat Pump (EER 9.7, COP 3.3) - Marine ¦ SDG&E ¦ Marine | Com ¦ Large Unitary Heat Pump (EER 9.7, COP 3.3) - Marine | SDG&E ¦ Marine | SDG&E | All | Electric | Large Unitary Heat Pump (EER 9.7, COP 3.3) | Efficient |  |  | 0 | Conventional | HVAC | Com - Lodging | Com | ROB and NEW | 0 | 1000 sqft2 of floor space | Cap-Tons | 15 | DEER:HVAC_Split-Package_AC | -38.9871 | -0.019444 | 0 | eTRM SWHC013-05 | 460 | 2021 | 890.08 | 2021 | 0 | 0 | SWHC013-05 | Com Unitary Heat Pump (Large) - Marine ¦ SDG&E ¦ Marine | Com Unitary Heat Pump (Large) - Marine | 0.11619 | 1 | 0.07 | CBSA 2014 | 6.1476 | 2032 | 0.5 | SWHC013-05
COM-HVAC-16.77 | Com ¦ Large Unitary Heat Pump (EER 9.7, COP 3.3) - Marine ¦ SDG&E ¦ Marine | Com ¦ Large Unitary Heat Pump (EER 9.7, COP 3.3) - Marine | SDG&E ¦ Marine | SDG&E | All | Electric | Large Unitary Heat Pump (EER 9.7, COP 3.3) | Efficient |  |  | 0 | Conventional | HVAC | Com - Office (Large) | Com | ROB and NEW | 0 | 1000 sqft2 of floor space | Cap-Tons | 15 | DEER:HVAC_Split-Package_AC | -33.6 | -0.0087325 | 0 | eTRM SWHC013-05 | 460 | 2021 | 890.08 | 2021 | 0 | 0 | SWHC013-05 | Com Unitary Heat Pump (Large) - Marine ¦ SDG&E ¦ Marine | Com Unitary Heat Pump (Large) - Marine | 0.1517 | 1 | 0.07 | CBSA 2014 | 3.3416 | 2032 | 0.5 | SWHC013-05
COM-HVAC-16.78 | Com ¦ Large Unitary Heat Pump (EER 9.7, COP 3.3) - Marine ¦ SDG&E ¦ Marine | Com ¦ Large Unitary Heat Pump (EER 9.7, COP 3.3) - Marine | SDG&E ¦ Marine | SDG&E | All | Electric | Large Unitary Heat Pump (EER 9.7, COP 3.3) | Efficient |  |  | 0 | Conventional | HVAC | Com - Office (Small) | Com | ROB and NEW | 0 | 1000 sqft2 of floor space | Cap-Tons | 15 | DEER:HVAC_Split-Package_AC | -30.5 | -0.0086825 | 0 | eTRM SWHC013-05 | 460 | 2021 | 890.08 | 2021 | 0 | 0 | SWHC013-05 | Com Unitary Heat Pump (Large) - Marine ¦ SDG&E ¦ Marine | Com Unitary Heat Pump (Large) - Marine | 0.1842 | 1 | 0.07 | CBSA 2014 | 1.3984 | 2032 | 0.5 | SWHC013-05
COM-HVAC-16.79 | Com ¦ Large Unitary Heat Pump (EER 9.7, COP 3.3) - Marine ¦ SDG&E ¦ Marine | Com ¦ Large Unitary Heat Pump (EER 9.7, COP 3.3) - Marine | SDG&E ¦ Marine | SDG&E | All | Electric | Large Unitary Heat Pump (EER 9.7, COP 3.3) | Efficient |  |  | 0 | Conventional | HVAC | Com - Other | Com | ROB and NEW | 0 | 1000 sqft2 of floor space | Cap-Tons | 15 | DEER:HVAC_Split-Package_AC | -37.5 | -0.021525 | 0 | eTRM SWHC013-05 | 460 | 2021 | 890.08 | 2021 | 0 | 0 | SWHC013-05 | Com Unitary Heat Pump (Large) - Marine ¦ SDG&E ¦ Marine | Com Unitary Heat Pump (Large) - Marine | 0.082771 | 1 | 0.07 | CBSA 2014 | 4.1409 | 2032 | 0.5 | SWHC013-05
COM-HVAC-16.80 | Com ¦ Large Unitary Heat Pump (EER 9.7, COP 3.3) - Marine ¦ SDG&E ¦ Marine | Com ¦ Large Unitary Heat Pump (EER 9.7, COP 3.3) - Marine | SDG&E ¦ Marine | SDG&E | All | Electric | Large Unitary Heat Pump (EER 9.7, COP 3.3) | Efficient |  |  | 0 | Conventional | HVAC | Com - Refrig. Warehouse | Com | ROB and NEW | 0 | 1000 sqft2 of floor space | Cap-Tons | 15 | DEER:HVAC_Split-Package_AC | 0 | 0 | 0 | eTRM SWHC013-05 | 460 | 2021 | 890.08 | 2021 | 0 | 0 | SWHC013-05 | Com Unitary Heat Pump (Large) - Marine ¦ SDG&E ¦ Marine | Com Unitary Heat Pump (Large) - Marine | 0 | 1 | 0 | CBSA 2014 | 0 | 2032 | 0.5 | SWHC013-05
COM-HVAC-16.81 | Com ¦ Large Unitary Heat Pump (EER 9.7, COP 3.3) - Marine ¦ SDG&E ¦ Marine | Com ¦ Large Unitary Heat Pump (EER 9.7, COP 3.3) - Marine | SDG&E ¦ Marine | SDG&E | All | Electric | Large Unitary Heat Pump (EER 9.7, COP 3.3) | Efficient |  |  | 0 | Conventional | HVAC | Com - Restaurant | Com | ROB and NEW | 0 | 1000 sqft2 of floor space | Cap-Tons | 15 | DEER:HVAC_Split-Package_AC | 0 | 0 | 0 | eTRM SWHC013-05 | 460 | 2021 | 890.08 | 2021 | 0 | 0 | SWHC013-05 | Com Unitary Heat Pump (Large) - Marine ¦ SDG&E ¦ Marine | Com Unitary Heat Pump (Large) - Marine | 0.26887 | 1 | 0.07 | CBSA 2014 | 0 | 2032 | 0.5 | SWHC013-05
COM-HVAC-16.82 | Com ¦ Large Unitary Heat Pump (EER 9.7, COP 3.3) - Marine ¦ SDG&E ¦ Marine | Com ¦ Large Unitary Heat Pump (EER 9.7, COP 3.3) - Marine | SDG&E ¦ Marine | SDG&E | All | Electric | Large Unitary Heat Pump (EER 9.7, COP 3.3) | Efficient |  |  | 0 | Conventional | HVAC | Com - Retail | Com | ROB and NEW | 0 | 1000 sqft2 of floor space | Cap-Tons | 15 | DEER:HVAC_Split-Package_AC | -58.9581 | -0.027062 | 0 | eTRM SWHC013-05 | 460 | 2021 | 890.08 | 2021 | 0 | 0 | SWHC013-05 | Com Unitary Heat Pump (Large) - Marine ¦ SDG&E ¦ Marine | Com Unitary Heat Pump (Large) - Marine | 0.109 | 1 | 0.07 | CBSA 2014 | 20.713 | 2032 | 0.5 | SWHC013-05
COM-HVAC-16.83 | Com ¦ Large Unitary Heat Pump (EER 9.7, COP 3.3) - Marine ¦ SDG&E ¦ Marine | Com ¦ Large Unitary Heat Pump (EER 9.7, COP 3.3) - Marine | SDG&E ¦ Marine | SDG&E | All | Electric | Large Unitary Heat Pump (EER 9.7, COP 3.3) | Efficient |  |  | 0 | Conventional | HVAC | Com - School | Com | ROB and NEW | 0 | 1000 sqft2 of floor space | Cap-Tons | 15 | DEER:HVAC_Split-Package_AC | -21.6475 | -0.010656 | 0 | eTRM SWHC013-05 | 460 | 2021 | 890.08 | 2021 | 0 | 0 | SWHC013-05 | Com Unitary Heat Pump (Large) - Marine ¦ SDG&E ¦ Marine | Com Unitary Heat Pump (Large) - Marine | 0.18329 | 1 | 0.07 | CBSA 2014 | 3.5642 | 2032 | 0.5 | SWHC013-05
COM-HVAC-16.84 | Com ¦ Large Unitary Heat Pump (EER 9.7, COP 3.3) - Marine ¦ SDG&E ¦ Marine | Com ¦ Large Unitary Heat Pump (EER 9.7, COP 3.3) - Marine | SDG&E ¦ Marine | SDG&E | All | Electric | Large Unitary Heat Pump (EER 9.7, COP 3.3) | Efficient |  |  | 0 | Conventional | HVAC | Com - Warehouse | Com | ROB and NEW | 0 | 1000 sqft2 of floor space | Cap-Tons | 15 | DEER:HVAC_Split-Package_AC | -6.4662 | -0.0045164 | 0 | eTRM SWHC013-05 | 460 | 2021 | 890.08 | 2021 | 0 | 0 | SWHC013-05 | Com Unitary Heat Pump (Large) - Marine ¦ SDG&E ¦ Marine | Com Unitary Heat Pump (Large) - Marine | 0.033426 | 1 | 0.07 | CBSA 2014 | 1.9381 | 2032 | 0.5 | SWHC013-05
COM-HVAC-16.85 | Com ¦ Large Unitary Heat Pump (EER 9.7, COP 3.3) - Hot-Dry ¦ SDG&E ¦ Hot-Dry | Com ¦ Large Unitary Heat Pump (EER 9.7, COP 3.3) - Hot-Dry | SDG&E ¦ Hot-Dry | SDG&E | All | Electric | Large Unitary Heat Pump (EER 9.7, COP 3.3) | Efficient |  |  | 0 | Conventional | HVAC | Com - College | Com | ROB and NEW | 0 | 1000 sqft2 of floor space | Cap-Tons | 15 | DEER:HVAC_Split-Package_AC | 0 | 0 | 0 | eTRM SWHC013-05 | 460 | 2021 | 890.08 | 2021 | 0 | 0 | SWHC013-05 | Com Unitary Heat Pump (Large) - Hot-Dry ¦ SDG&E ¦ Hot-Dry | Com Unitary Heat Pump (Large) - Hot-Dry | 0.1443 | 1 | 0.07 | CBSA 2014 | 0 | 2032 | 0.5 | SWHC013-05
COM-HVAC-16.86 | Com ¦ Large Unitary Heat Pump (EER 9.7, COP 3.3) - Hot-Dry ¦ SDG&E ¦ Hot-Dry | Com ¦ Large Unitary Heat Pump (EER 9.7, COP 3.3) - Hot-Dry | SDG&E ¦ Hot-Dry | SDG&E | All | Electric | Large Unitary Heat Pump (EER 9.7, COP 3.3) | Efficient |  |  | 0 | Conventional | HVAC | Com - Grocery | Com | ROB and NEW | 0 | 1000 sqft2 of floor space | Cap-Tons | 15 | DEER:HVAC_Split-Package_AC | -22.5 | -0.011808 | 0 | eTRM SWHC013-05 | 460 | 2021 | 890.08 | 2021 | 0 | 0 | SWHC013-05 | Com Unitary Heat Pump (Large) - Hot-Dry ¦ SDG&E ¦ Hot-Dry | Com Unitary Heat Pump (Large) - Hot-Dry | 0.26631 | 1 | 0.07 | CBSA 2014 | 1.2656 | 2032 | 0.5 | SWHC013-05
COM-HVAC-16.87 | Com ¦ Large Unitary Heat Pump (EER 9.7, COP 3.3) - Hot-Dry ¦ SDG&E ¦ Hot-Dry | Com ¦ Large Unitary Heat Pump (EER 9.7, COP 3.3) - Hot-Dry | SDG&E ¦ Hot-Dry | SDG&E | All | Electric | Large Unitary Heat Pump (EER 9.7, COP 3.3) | Efficient |  |  | 0 | Conventional | HVAC | Com - Health | Com | ROB and NEW | 0 | 1000 sqft2 of floor space | Cap-Tons | 15 | DEER:HVAC_Split-Package_AC | -27.5022 | -0.013035 | 0 | eTRM SWHC013-05 | 460 | 2021 | 890.08 | 2021 | 0 | 0 | SWHC013-05 | Com Unitary Heat Pump (Large) - Hot-Dry ¦ SDG&E ¦ Hot-Dry | Com Unitary Heat Pump (Large) - Hot-Dry | 0.20767 | 1 | 0.07 | CBSA 2014 | 1.7997 | 2032 | 0.5 | SWHC013-05
COM-HVAC-16.88 | Com ¦ Large Unitary Heat Pump (EER 9.7, COP 3.3) - Hot-Dry ¦ SDG&E ¦ Hot-Dry | Com ¦ Large Unitary Heat Pump (EER 9.7, COP 3.3) - Hot-Dry | SDG&E ¦ Hot-Dry | SDG&E | All | Electric | Large Unitary Heat Pump (EER 9.7, COP 3.3) | Efficient |  |  | 0 | Conventional | HVAC | Com - Lodging | Com | ROB and NEW | 0 | 1000 sqft2 of floor space | Cap-Tons | 15 | DEER:HVAC_Split-Package_AC | -32.6524 | -0.016038 | 0 | eTRM SWHC013-05 | 460 | 2021 | 890.08 | 2021 | 0 | 0 | SWHC013-05 | Com Unitary Heat Pump (Large) - Hot-Dry ¦ SDG&E ¦ Hot-Dry | Com Unitary Heat Pump (Large) - Hot-Dry | 0.11619 | 1 | 0.07 | CBSA 2014 | 5.1487 | 2032 | 0.5 | SWHC013-05
COM-HVAC-16.89 | Com ¦ Large Unitary Heat Pump (EER 9.7, COP 3.3) - Hot-Dry ¦ SDG&E ¦ Hot-Dry | Com ¦ Large Unitary Heat Pump (EER 9.7, COP 3.3) - Hot-Dry | SDG&E ¦ Hot-Dry | SDG&E | All | Electric | Large Unitary Heat Pump (EER 9.7, COP 3.3) | Efficient |  |  | 0 | Conventional | HVAC | Com - Office (Large) | Com | ROB and NEW | 0 | 1000 sqft2 of floor space | Cap-Tons | 15 | DEER:HVAC_Split-Package_AC | -28.65 | -0.0075575 | 0 | eTRM SWHC013-05 | 460 | 2021 | 890.08 | 2021 | 0 | 0 | SWHC013-05 | Com Unitary Heat Pump (Large) - Hot-Dry ¦ SDG&E ¦ Hot-Dry | Com Unitary Heat Pump (Large) - Hot-Dry | 0.1517 | 1 | 0.07 | CBSA 2014 | 2.8493 | 2032 | 0.5 | SWHC013-05
COM-HVAC-16.90 | Com ¦ Large Unitary Heat Pump (EER 9.7, COP 3.3) - Hot-Dry ¦ SDG&E ¦ Hot-Dry | Com ¦ Large Unitary Heat Pump (EER 9.7, COP 3.3) - Hot-Dry | SDG&E ¦ Hot-Dry | SDG&E | All | Electric | Large Unitary Heat Pump (EER 9.7, COP 3.3) | Efficient |  |  | 0 | Conventional | HVAC | Com - Office (Small) | Com | ROB and NEW | 0 | 1000 sqft2 of floor space | Cap-Tons | 15 | DEER:HVAC_Split-Package_AC | -25.675 | -0.007395 | 0 | eTRM SWHC013-05 | 460 | 2021 | 890.08 | 2021 | 0 | 0 | SWHC013-05 | Com Unitary Heat Pump (Large) - Hot-Dry ¦ SDG&E ¦ Hot-Dry | Com Unitary Heat Pump (Large) - Hot-Dry | 0.1842 | 1 | 0.07 | CBSA 2014 | 1.1771 | 2032 | 0.5 | SWHC013-05
COM-HVAC-16.91 | Com ¦ Large Unitary Heat Pump (EER 9.7, COP 3.3) - Hot-Dry ¦ SDG&E ¦ Hot-Dry | Com ¦ Large Unitary Heat Pump (EER 9.7, COP 3.3) - Hot-Dry | SDG&E ¦ Hot-Dry | SDG&E | All | Electric | Large Unitary Heat Pump (EER 9.7, COP 3.3) | Efficient |  |  | 0 | Conventional | HVAC | Com - Other | Com | ROB and NEW | 0 | 1000 sqft2 of floor space | Cap-Tons | 15 | DEER:HVAC_Split-Package_AC | -31.675 | -0.01805 | 0 | eTRM SWHC013-05 | 460 | 2021 | 890.08 | 2021 | 0 | 0 | SWHC013-05 | Com Unitary Heat Pump (Large) - Hot-Dry ¦ SDG&E ¦ Hot-Dry | Com Unitary Heat Pump (Large) - Hot-Dry | 0.082771 | 1 | 0.07 | CBSA 2014 | 3.4977 | 2032 | 0.5 | SWHC013-05
COM-HVAC-16.92 | Com ¦ Large Unitary Heat Pump (EER 9.7, COP 3.3) - Hot-Dry ¦ SDG&E ¦ Hot-Dry | Com ¦ Large Unitary Heat Pump (EER 9.7, COP 3.3) - Hot-Dry | SDG&E ¦ Hot-Dry | SDG&E | All | Electric | Large Unitary Heat Pump (EER 9.7, COP 3.3) | Efficient |  |  | 0 | Conventional | HVAC | Com - Refrig. Warehouse | Com | ROB and NEW | 0 | 1000 sqft2 of floor space | Cap-Tons | 15 | DEER:HVAC_Split-Package_AC | 0 | 0 | 0 | eTRM SWHC013-05 | 460 | 2021 | 890.08 | 2021 | 0 | 0 | SWHC013-05 | Com Unitary Heat Pump (Large) - Hot-Dry ¦ SDG&E ¦ Hot-Dry | Com Unitary Heat Pump (Large) - Hot-Dry | 0 | 1 | 0 | CBSA 2014 | 0 | 2032 | 0.5 | SWHC013-05
COM-HVAC-16.93 | Com ¦ Large Unitary Heat Pump (EER 9.7, COP 3.3) - Hot-Dry ¦ SDG&E ¦ Hot-Dry | Com ¦ Large Unitary Heat Pump (EER 9.7, COP 3.3) - Hot-Dry | SDG&E ¦ Hot-Dry | SDG&E | All | Electric | Large Unitary Heat Pump (EER 9.7, COP 3.3) | Efficient |  |  | 0 | Conventional | HVAC | Com - Restaurant | Com | ROB and NEW | 0 | 1000 sqft2 of floor space | Cap-Tons | 15 | DEER:HVAC_Split-Package_AC | 0 | 0 | 0 | eTRM SWHC013-05 | 460 | 2021 | 890.08 | 2021 | 0 | 0 | SWHC013-05 | Com Unitary Heat Pump (Large) - Hot-Dry ¦ SDG&E ¦ Hot-Dry | Com Unitary Heat Pump (Large) - Hot-Dry | 0.26887 | 1 | 0.07 | CBSA 2014 | 0 | 2032 | 0.5 | SWHC013-05
COM-HVAC-16.94 | Com ¦ Large Unitary Heat Pump (EER 9.7, COP 3.3) - Hot-Dry ¦ SDG&E ¦ Hot-Dry | Com ¦ Large Unitary Heat Pump (EER 9.7, COP 3.3) - Hot-Dry | SDG&E ¦ Hot-Dry | SDG&E | All | Electric | Large Unitary Heat Pump (EER 9.7, COP 3.3) | Efficient |  |  | 0 | Conventional | HVAC | Com - Retail | Com | ROB and NEW | 0 | 1000 sqft2 of floor space | Cap-Tons | 15 | DEER:HVAC_Split-Package_AC | -53.8192 | -0.024209 | 0 | eTRM SWHC013-05 | 460 | 2021 | 890.08 | 2021 | 0 | 0 | SWHC013-05 | Com Unitary Heat Pump (Large) - Hot-Dry ¦ SDG&E ¦ Hot-Dry | Com Unitary Heat Pump (Large) - Hot-Dry | 0.109 | 1 | 0.07 | CBSA 2014 | 18.9076 | 2032 | 0.5 | SWHC013-05
COM-HVAC-16.95 | Com ¦ Large Unitary Heat Pump (EER 9.7, COP 3.3) - Hot-Dry ¦ SDG&E ¦ Hot-Dry | Com ¦ Large Unitary Heat Pump (EER 9.7, COP 3.3) - Hot-Dry | SDG&E ¦ Hot-Dry | SDG&E | All | Electric | Large Unitary Heat Pump (EER 9.7, COP 3.3) | Efficient |  |  | 0 | Conventional | HVAC | Com - School | Com | ROB and NEW | 0 | 1000 sqft2 of floor space | Cap-Tons | 15 | DEER:HVAC_Split-Package_AC | -18.0837 | -0.0090753 | 0 | eTRM SWHC013-05 | 460 | 2021 | 890.08 | 2021 | 0 | 0 | SWHC013-05 | Com Unitary Heat Pump (Large) - Hot-Dry ¦ SDG&E ¦ Hot-Dry | Com Unitary Heat Pump (Large) - Hot-Dry | 0.18329 | 1 | 0.07 | CBSA 2014 | 2.9774 | 2032 | 0.5 | SWHC013-05
COM-HVAC-16.96 | Com ¦ Large Unitary Heat Pump (EER 9.7, COP 3.3) - Hot-Dry ¦ SDG&E ¦ Hot-Dry | Com ¦ Large Unitary Heat Pump (EER 9.7, COP 3.3) - Hot-Dry | SDG&E ¦ Hot-Dry | SDG&E | All | Electric | Large Unitary Heat Pump (EER 9.7, COP 3.3) | Efficient |  |  | 0 | Conventional | HVAC | Com - Warehouse | Com | ROB and NEW | 0 | 1000 sqft2 of floor space | Cap-Tons | 15 | DEER:HVAC_Split-Package_AC | -5.2152 | -0.0034166 | 0 | eTRM SWHC013-05 | 460 | 2021 | 890.08 | 2021 | 0 | 0 | SWHC013-05 | Com Unitary Heat Pump (Large) - Hot-Dry ¦ SDG&E ¦ Hot-Dry | Com Unitary Heat Pump (Large) - Hot-Dry | 0.033426 | 1 | 0.07 | CBSA 2014 | 1.5631 | 2032 | 0.5 | SWHC013-05
COM-HVAC-17.1 | Com ¦ Large Unitary Heat Pump (EER 10.0, COP 3.3) - Marine ¦ PG&E ¦ Marine | Com ¦ Large Unitary Heat Pump (EER 10.0, COP 3.3) - Marine | PG&E ¦ Marine | PG&E | All | Electric | Large Unitary Heat Pump (EER 10.0, COP 3.3) | Efficient |  |  | 0 | Conventional | HVAC | Com - College | Com | ROB and NEW | 0 | 1000 sqft2 of floor space | Cap-Tons | 15 | DEER:HVAC_Split-Package_AC | 0 | 0 | 0 | eTRM SWHC013-05 | 460 | 2021 | 913.66 | 2021 | 0 | 0 | SWHC013-05 | Com Unitary Heat Pump (Large) - Marine ¦ PG&E ¦ Marine | Com Unitary Heat Pump (Large) - Marine | 0.13195 | 1 | 0 | CBSA 2014 | 0 | 2032 | 0.5 | SWHC013-05
COM-HVAC-17.2 | Com ¦ Large Unitary Heat Pump (EER 10.0, COP 3.3) - Marine ¦ PG&E ¦ Marine | Com ¦ Large Unitary Heat Pump (EER 10.0, COP 3.3) - Marine | PG&E ¦ Marine | PG&E | All | Electric | Large Unitary Heat Pump (EER 10.0, COP 3.3) | Efficient |  |  | 0 | Conventional | HVAC | Com - Grocery | Com | ROB and NEW | 0 | 1000 sqft2 of floor space | Cap-Tons | 15 | DEER:HVAC_Split-Package_AC | -22.58 | -0.0193 | 0 | eTRM SWHC013-05 | 460 | 2021 | 913.66 | 2021 | 0 | 0 | SWHC013-05 | Com Unitary Heat Pump (Large) - Marine ¦ PG&E ¦ Marine | Com Unitary Heat Pump (Large) - Marine | 0.22016 | 1 | 0 | CBSA 2014 | 1.2701 | 2032 | 0.5 | SWHC013-05
COM-HVAC-17.3 | Com ¦ Large Unitary Heat Pump (EER 10.0, COP 3.3) - Marine ¦ PG&E ¦ Marine | Com ¦ Large Unitary Heat Pump (EER 10.0, COP 3.3) - Marine | PG&E ¦ Marine | PG&E | All | Electric | Large Unitary Heat Pump (EER 10.0, COP 3.3) | Efficient |  |  | 0 | Conventional | HVAC | Com - Health | Com | ROB and NEW | 0 | 1000 sqft2 of floor space | Cap-Tons | 15 | DEER:HVAC_Split-Package_AC | -18.046 | -0.021278 | 0 | eTRM SWHC013-05 | 460 | 2021 | 913.66 | 2021 | 0 | 0 | SWHC013-05 | Com Unitary Heat Pump (Large) - Marine ¦ PG&E ¦ Marine | Com Unitary Heat Pump (Large) - Marine | 0.19485 | 1 | 0 | CBSA 2014 | 1.1809 | 2032 | 0.5 | SWHC013-05
COM-HVAC-17.4 | Com ¦ Large Unitary Heat Pump (EER 10.0, COP 3.3) - Marine ¦ PG&E ¦ Marine | Com ¦ Large Unitary Heat Pump (EER 10.0, COP 3.3) - Marine | PG&E ¦ Marine | PG&E | All | Electric | Large Unitary Heat Pump (EER 10.0, COP 3.3) | Efficient |  |  | 0 | Conventional | HVAC | Com - Lodging | Com | ROB and NEW | 0 | 1000 sqft2 of floor space | Cap-Tons | 15 | DEER:HVAC_Split-Package_AC | -22.6946 | -0.027783 | 0 | eTRM SWHC013-05 | 460 | 2021 | 913.66 | 2021 | 0 | 0 | SWHC013-05 | Com Unitary Heat Pump (Large) - Marine ¦ PG&E ¦ Marine | Com Unitary Heat Pump (Large) - Marine | 0.10386 | 1 | 0 | CBSA 2014 | 3.5786 | 2032 | 0.5 | SWHC013-05
COM-HVAC-17.5 | Com ¦ Large Unitary Heat Pump (EER 10.0, COP 3.3) - Marine ¦ PG&E ¦ Marine | Com ¦ Large Unitary Heat Pump (EER 10.0, COP 3.3) - Marine | PG&E ¦ Marine | PG&E | All | Electric | Large Unitary Heat Pump (EER 10.0, COP 3.3) | Efficient |  |  | 0 | Conventional | HVAC | Com - Office (Large) | Com | ROB and NEW | 0 | 1000 sqft2 of floor space | Cap-Tons | 15 | DEER:HVAC_Split-Package_AC | -26.6 | -0.014625 | 0 | eTRM SWHC013-05 | 460 | 2021 | 913.66 | 2021 | 0 | 0 | SWHC013-05 | Com Unitary Heat Pump (Large) - Marine ¦ PG&E ¦ Marine | Com Unitary Heat Pump (Large) - Marine | 0.13836 | 1 | 0 | CBSA 2014 | 2.6454 | 2032 | 0.5 | SWHC013-05
COM-HVAC-17.6 | Com ¦ Large Unitary Heat Pump (EER 10.0, COP 3.3) - Marine ¦ PG&E ¦ Marine | Com ¦ Large Unitary Heat Pump (EER 10.0, COP 3.3) - Marine | PG&E ¦ Marine | PG&E | All | Electric | Large Unitary Heat Pump (EER 10.0, COP 3.3) | Efficient |  |  | 0 | Conventional | HVAC | Com - Office (Small) | Com | ROB and NEW | 0 | 1000 sqft2 of floor space | Cap-Tons | 15 | DEER:HVAC_Split-Package_AC | -23.225 | -0.0143 | 0 | eTRM SWHC013-05 | 460 | 2021 | 913.66 | 2021 | 0 | 0 | SWHC013-05 | Com Unitary Heat Pump (Large) - Marine ¦ PG&E ¦ Marine | Com Unitary Heat Pump (Large) - Marine | 0.16182 | 1 | 0 | CBSA 2014 | 1.0648 | 2032 | 0.5 | SWHC013-05
COM-HVAC-17.7 | Com ¦ Large Unitary Heat Pump (EER 10.0, COP 3.3) - Marine ¦ PG&E ¦ Marine | Com ¦ Large Unitary Heat Pump (EER 10.0, COP 3.3) - Marine | PG&E ¦ Marine | PG&E | All | Electric | Large Unitary Heat Pump (EER 10.0, COP 3.3) | Efficient |  |  | 0 | Conventional | HVAC | Com - Other | Com | ROB and NEW | 0 | 1000 sqft2 of floor space | Cap-Tons | 15 | DEER:HVAC_Split-Package_AC | -26.45 | -0.031675 | 0 | eTRM SWHC013-05 | 460 | 2021 | 913.66 | 2021 | 0 | 0 | SWHC013-05 | Com Unitary Heat Pump (Large) - Marine ¦ PG&E ¦ Marine | Com Unitary Heat Pump (Large) - Marine | 0.076368 | 1 | 0 | CBSA 2014 | 2.9207 | 2032 | 0.5 | SWHC013-05
COM-HVAC-17.8 | Com ¦ Large Unitary Heat Pump (EER 10.0, COP 3.3) - Marine ¦ PG&E ¦ Marine | Com ¦ Large Unitary Heat Pump (EER 10.0, COP 3.3) - Marine | PG&E ¦ Marine | PG&E | All | Electric | Large Unitary Heat Pump (EER 10.0, COP 3.3) | Efficient |  |  | 0 | Conventional | HVAC | Com - Refrig. Warehouse | Com | ROB and NEW | 0 | 1000 sqft2 of floor space | Cap-Tons | 15 | DEER:HVAC_Split-Package_AC | 0 | 0 | 0 | eTRM SWHC013-05 | 460 | 2021 | 913.66 | 2021 | 0 | 0 | SWHC013-05 | Com Unitary Heat Pump (Large) - Marine ¦ PG&E ¦ Marine | Com Unitary Heat Pump (Large) - Marine | 0 | 1 | 0 | CBSA 2014 | 0 | 2032 | 0.5 | SWHC013-05
COM-HVAC-17.9 | Com ¦ Large Unitary Heat Pump (EER 10.0, COP 3.3) - Marine ¦ PG&E ¦ Marine | Com ¦ Large Unitary Heat Pump (EER 10.0, COP 3.3) - Marine | PG&E ¦ Marine | PG&E | All | Electric | Large Unitary Heat Pump (EER 10.0, COP 3.3) | Efficient |  |  | 0 | Conventional | HVAC | Com - Restaurant | Com | ROB and NEW | 0 | 1000 sqft2 of floor space | Cap-Tons | 15 | DEER:HVAC_Split-Package_AC | 0 | 0 | 0 | eTRM SWHC013-05 | 460 | 2021 | 913.66 | 2021 | 0 | 0 | SWHC013-05 | Com Unitary Heat Pump (Large) - Marine ¦ PG&E ¦ Marine | Com Unitary Heat Pump (Large) - Marine | 0.23382 | 1 | 0 | CBSA 2014 | 0 | 2032 | 0.5 | SWHC013-05
COM-HVAC-17.10 | Com ¦ Large Unitary Heat Pump (EER 10.0, COP 3.3) - Marine ¦ PG&E ¦ Marine | Com ¦ Large Unitary Heat Pump (EER 10.0, COP 3.3) - Marine | PG&E ¦ Marine | PG&E | All | Electric | Large Unitary Heat Pump (EER 10.0, COP 3.3) | Efficient |  |  | 0 | Conventional | HVAC | Com - Retail | Com | ROB and NEW | 0 | 1000 sqft2 of floor space | Cap-Tons | 15 | DEER:HVAC_Split-Package_AC | -50.5586 | -0.039324 | 0 | eTRM SWHC013-05 | 460 | 2021 | 913.66 | 2021 | 0 | 0 | SWHC013-05 | Com Unitary Heat Pump (Large) - Marine ¦ PG&E ¦ Marine | Com Unitary Heat Pump (Large) - Marine | 0.097448 | 1 | 0 | CBSA 2014 | 17.7621 | 2032 | 0.5 | SWHC013-05
COM-HVAC-17.11 | Com ¦ Large Unitary Heat Pump (EER 10.0, COP 3.3) - Marine ¦ PG&E ¦ Marine | Com ¦ Large Unitary Heat Pump (EER 10.0, COP 3.3) - Marine | PG&E ¦ Marine | PG&E | All | Electric | Large Unitary Heat Pump (EER 10.0, COP 3.3) | Efficient |  |  | 0 | Conventional | HVAC | Com - School | Com | ROB and NEW | 0 | 1000 sqft2 of floor space | Cap-Tons | 15 | DEER:HVAC_Split-Package_AC | -15.9262 | -0.015718 | 0 | eTRM SWHC013-05 | 460 | 2021 | 913.66 | 2021 | 0 | 0 | SWHC013-05 | Com Unitary Heat Pump (Large) - Marine ¦ PG&E ¦ Marine | Com Unitary Heat Pump (Large) - Marine | 0.14798 | 1 | 0 | CBSA 2014 | 2.6222 | 2032 | 0.5 | SWHC013-05
COM-HVAC-17.12 | Com ¦ Large Unitary Heat Pump (EER 10.0, COP 3.3) - Marine ¦ PG&E ¦ Marine | Com ¦ Large Unitary Heat Pump (EER 10.0, COP 3.3) - Marine | PG&E ¦ Marine | PG&E | All | Electric | Large Unitary Heat Pump (EER 10.0, COP 3.3) | Efficient |  |  | 0 | Conventional | HVAC | Com - Warehouse | Com | ROB and NEW | 0 | 1000 sqft2 of floor space | Cap-Tons | 15 | DEER:HVAC_Split-Package_AC | -3.5987 | -0.0040552 | 0 | eTRM SWHC013-05 | 460 | 2021 | 913.66 | 2021 | 0 | 0 | SWHC013-05 | Com Unitary Heat Pump (Large) - Marine ¦ PG&E ¦ Marine | Com Unitary Heat Pump (Large) - Marine | 0.030327 | 1 | 0 | CBSA 2014 | 1.0786 | 2032 | 0.5 | SWHC013-05
COM-HVAC-17.13 | Com ¦ Large Unitary Heat Pump (EER 10.0, COP 3.3) - Hot-Dry ¦ PG&E ¦ Hot-Dry | Com ¦ Large Unitary Heat Pump (EER 10.0, COP 3.3) - Hot-Dry | PG&E ¦ Hot-Dry | PG&E | All | Electric | Large Unitary Heat Pump (EER 10.0, COP 3.3) | Efficient |  |  | 0 | Conventional | HVAC | Com - College | Com | ROB and NEW | 0 | 1000 sqft2 of floor space | Cap-Tons | 15 | DEER:HVAC_Split-Package_AC | 0 | 0 | 0 | eTRM SWHC013-05 | 460 | 2021 | 913.66 | 2021 | 0 | 0 | SWHC013-05 | Com Unitary Heat Pump (Large) - Hot-Dry ¦ PG&E ¦ Hot-Dry | Com Unitary Heat Pump (Large) - Hot-Dry | 0.13195 | 1 | 0 | CBSA 2014 | 0 | 2032 | 0.5 | SWHC013-05
COM-HVAC-17.14 | Com ¦ Large Unitary Heat Pump (EER 10.0, COP 3.3) - Hot-Dry ¦ PG&E ¦ Hot-Dry | Com ¦ Large Unitary Heat Pump (EER 10.0, COP 3.3) - Hot-Dry | PG&E ¦ Hot-Dry | PG&E | All | Electric | Large Unitary Heat Pump (EER 10.0, COP 3.3) | Efficient |  |  | 0 | Conventional | HVAC | Com - Grocery | Com | ROB and NEW | 0 | 1000 sqft2 of floor space | Cap-Tons | 15 | DEER:HVAC_Split-Package_AC | -46.3 | -0.0413 | 0 | eTRM SWHC013-05 | 460 | 2021 | 913.66 | 2021 | 0 | 0 | SWHC013-05 | Com Unitary Heat Pump (Large) - Hot-Dry ¦ PG&E ¦ Hot-Dry | Com Unitary Heat Pump (Large) - Hot-Dry | 0.22016 | 1 | 0 | CBSA 2014 | 2.6043 | 2032 | 0.5 | SWHC013-05
COM-HVAC-17.15 | Com ¦ Large Unitary Heat Pump (EER 10.0, COP 3.3) - Hot-Dry ¦ PG&E ¦ Hot-Dry | Com ¦ Large Unitary Heat Pump (EER 10.0, COP 3.3) - Hot-Dry | PG&E ¦ Hot-Dry | PG&E | All | Electric | Large Unitary Heat Pump (EER 10.0, COP 3.3) | Efficient |  |  | 0 | Conventional | HVAC | Com - Health | Com | ROB and NEW | 0 | 1000 sqft2 of floor space | Cap-Tons | 15 | DEER:HVAC_Split-Package_AC | -53.734 | -0.043922 | 0 | eTRM SWHC013-05 | 460 | 2021 | 913.66 | 2021 | 0 | 0 | SWHC013-05 | Com Unitary Heat Pump (Large) - Hot-Dry ¦ PG&E ¦ Hot-Dry | Com Unitary Heat Pump (Large) - Hot-Dry | 0.19485 | 1 | 0 | CBSA 2014 | 3.5162 | 2032 | 0.5 | SWHC013-05
COM-HVAC-17.16 | Com ¦ Large Unitary Heat Pump (EER 10.0, COP 3.3) - Hot-Dry ¦ PG&E ¦ Hot-Dry | Com ¦ Large Unitary Heat Pump (EER 10.0, COP 3.3) - Hot-Dry | PG&E ¦ Hot-Dry | PG&E | All | Electric | Large Unitary Heat Pump (EER 10.0, COP 3.3) | Efficient |  |  | 0 | Conventional | HVAC | Com - Lodging | Com | ROB and NEW | 0 | 1000 sqft2 of floor space | Cap-Tons | 15 | DEER:HVAC_Split-Package_AC | -71.9795 | -0.062865 | 0 | eTRM SWHC013-05 | 460 | 2021 | 913.66 | 2021 | 0 | 0 | SWHC013-05 | Com Unitary Heat Pump (Large) - Hot-Dry ¦ PG&E ¦ Hot-Dry | Com Unitary Heat Pump (Large) - Hot-Dry | 0.10386 | 1 | 0 | CBSA 2014 | 11.3499 | 2032 | 0.5 | SWHC013-05
COM-HVAC-17.17 | Com ¦ Large Unitary Heat Pump (EER 10.0, COP 3.3) - Hot-Dry ¦ PG&E ¦ Hot-Dry | Com ¦ Large Unitary Heat Pump (EER 10.0, COP 3.3) - Hot-Dry | PG&E ¦ Hot-Dry | PG&E | All | Electric | Large Unitary Heat Pump (EER 10.0, COP 3.3) | Efficient |  |  | 0 | Conventional | HVAC | Com - Office (Large) | Com | ROB and NEW | 0 | 1000 sqft2 of floor space | Cap-Tons | 15 | DEER:HVAC_Split-Package_AC | -56.15 | -0.0289 | 0 | eTRM SWHC013-05 | 460 | 2021 | 913.66 | 2021 | 0 | 0 | SWHC013-05 | Com Unitary Heat Pump (Large) - Hot-Dry ¦ PG&E ¦ Hot-Dry | Com Unitary Heat Pump (Large) - Hot-Dry | 0.13836 | 1 | 0 | CBSA 2014 | 5.5842 | 2032 | 0.5 | SWHC013-05
COM-HVAC-17.18 | Com ¦ Large Unitary Heat Pump (EER 10.0, COP 3.3) - Hot-Dry ¦ PG&E ¦ Hot-Dry | Com ¦ Large Unitary Heat Pump (EER 10.0, COP 3.3) - Hot-Dry | PG&E ¦ Hot-Dry | PG&E | All | Electric | Large Unitary Heat Pump (EER 10.0, COP 3.3) | Efficient |  |  | 0 | Conventional | HVAC | Com - Office (Small) | Com | ROB and NEW | 0 | 1000 sqft2 of floor space | Cap-Tons | 15 | DEER:HVAC_Split-Package_AC | -51.25 | -0.028375 | 0 | eTRM SWHC013-05 | 460 | 2021 | 913.66 | 2021 | 0 | 0 | SWHC013-05 | Com Unitary Heat Pump (Large) - Hot-Dry ¦ PG&E ¦ Hot-Dry | Com Unitary Heat Pump (Large) - Hot-Dry | 0.16182 | 1 | 0 | CBSA 2014 | 2.3497 | 2032 | 0.5 | SWHC013-05
COM-HVAC-17.19 | Com ¦ Large Unitary Heat Pump (EER 10.0, COP 3.3) - Hot-Dry ¦ PG&E ¦ Hot-Dry | Com ¦ Large Unitary Heat Pump (EER 10.0, COP 3.3) - Hot-Dry | PG&E ¦ Hot-Dry | PG&E | All | Electric | Large Unitary Heat Pump (EER 10.0, COP 3.3) | Efficient |  |  | 0 | Conventional | HVAC | Com - Other | Com | ROB and NEW | 0 | 1000 sqft2 of floor space | Cap-Tons | 15 | DEER:HVAC_Split-Package_AC | -69.85 | -0.066225 | 0 | eTRM SWHC013-05 | 460 | 2021 | 913.66 | 2021 | 0 | 0 | SWHC013-05 | Com Unitary Heat Pump (Large) - Hot-Dry ¦ PG&E ¦ Hot-Dry | Com Unitary Heat Pump (Large) - Hot-Dry | 0.076368 | 1 | 0 | CBSA 2014 | 7.7131 | 2032 | 0.5 | SWHC013-05
COM-HVAC-17.20 | Com ¦ Large Unitary Heat Pump (EER 10.0, COP 3.3) - Hot-Dry ¦ PG&E ¦ Hot-Dry | Com ¦ Large Unitary Heat Pump (EER 10.0, COP 3.3) - Hot-Dry | PG&E ¦ Hot-Dry | PG&E | All | Electric | Large Unitary Heat Pump (EER 10.0, COP 3.3) | Efficient |  |  | 0 | Conventional | HVAC | Com - Refrig. Warehouse | Com | ROB and NEW | 0 | 1000 sqft2 of floor space | Cap-Tons | 15 | DEER:HVAC_Split-Package_AC | 0 | 0 | 0 | eTRM SWHC013-05 | 460 | 2021 | 913.66 | 2021 | 0 | 0 | SWHC013-05 | Com Unitary Heat Pump (Large) - Hot-Dry ¦ PG&E ¦ Hot-Dry | Com Unitary Heat Pump (Large) - Hot-Dry | 0 | 1 | 0 | CBSA 2014 | 0 | 2032 | 0.5 | SWHC013-05
COM-HVAC-17.21 | Com ¦ Large Unitary Heat Pump (EER 10.0, COP 3.3) - Hot-Dry ¦ PG&E ¦ Hot-Dry | Com ¦ Large Unitary Heat Pump (EER 10.0, COP 3.3) - Hot-Dry | PG&E ¦ Hot-Dry | PG&E | All | Electric | Large Unitary Heat Pump (EER 10.0, COP 3.3) | Efficient |  |  | 0 | Conventional | HVAC | Com - Restaurant | Com | ROB and NEW | 0 | 1000 sqft2 of floor space | Cap-Tons | 15 | DEER:HVAC_Split-Package_AC | 0 | 0 | 0 | eTRM SWHC013-05 | 460 | 2021 | 913.66 | 2021 | 0 | 0 | SWHC013-05 | Com Unitary Heat Pump (Large) - Hot-Dry ¦ PG&E ¦ Hot-Dry | Com Unitary Heat Pump (Large) - Hot-Dry | 0.23382 | 1 | 0 | CBSA 2014 | 0 | 2032 | 0.5 | SWHC013-05
COM-HVAC-17.22 | Com ¦ Large Unitary Heat Pump (EER 10.0, COP 3.3) - Hot-Dry ¦ PG&E ¦ Hot-Dry | Com ¦ Large Unitary Heat Pump (EER 10.0, COP 3.3) - Hot-Dry | PG&E ¦ Hot-Dry | PG&E | All | Electric | Large Unitary Heat Pump (EER 10.0, COP 3.3) | Efficient |  |  | 0 | Conventional | HVAC | Com - Retail | Com | ROB and NEW | 0 | 1000 sqft2 of floor space | Cap-Tons | 15 | DEER:HVAC_Split-Package_AC | -77.9251 | -0.063067 | 0 | eTRM SWHC013-05 | 460 | 2021 | 913.66 | 2021 | 0 | 0 | SWHC013-05 | Com Unitary Heat Pump (Large) - Hot-Dry ¦ PG&E ¦ Hot-Dry | Com Unitary Heat Pump (Large) - Hot-Dry | 0.097448 | 1 | 0 | CBSA 2014 | 27.3764 | 2032 | 0.5 | SWHC013-05
COM-HVAC-17.23 | Com ¦ Large Unitary Heat Pump (EER 10.0, COP 3.3) - Hot-Dry ¦ PG&E ¦ Hot-Dry | Com ¦ Large Unitary Heat Pump (EER 10.0, COP 3.3) - Hot-Dry | PG&E ¦ Hot-Dry | PG&E | All | Electric | Large Unitary Heat Pump (EER 10.0, COP 3.3) | Efficient |  |  | 0 | Conventional | HVAC | Com - School | Com | ROB and NEW | 0 | 1000 sqft2 of floor space | Cap-Tons | 15 | DEER:HVAC_Split-Package_AC | -36.8125 | -0.011453 | 0 | eTRM SWHC013-05 | 460 | 2021 | 913.66 | 2021 | 0 | 0 | SWHC013-05 | Com Unitary Heat Pump (Large) - Hot-Dry ¦ PG&E ¦ Hot-Dry | Com Unitary Heat Pump (Large) - Hot-Dry | 0.14798 | 1 | 0 | CBSA 2014 | 6.061 | 2032 | 0.5 | SWHC013-05
COM-HVAC-17.24 | Com ¦ Large Unitary Heat Pump (EER 10.0, COP 3.3) - Hot-Dry ¦ PG&E ¦ Hot-Dry | Com ¦ Large Unitary Heat Pump (EER 10.0, COP 3.3) - Hot-Dry | PG&E ¦ Hot-Dry | PG&E | All | Electric | Large Unitary Heat Pump (EER 10.0, COP 3.3) | Efficient |  |  | 0 | Conventional | HVAC | Com - Warehouse | Com | ROB and NEW | 0 | 1000 sqft2 of floor space | Cap-Tons | 15 | DEER:HVAC_Split-Package_AC | -20.5152 | -0.021009 | 0 | eTRM SWHC013-05 | 460 | 2021 | 913.66 | 2021 | 0 | 0 | SWHC013-05 | Com Unitary Heat Pump (Large) - Hot-Dry ¦ PG&E ¦ Hot-Dry | Com Unitary Heat Pump (Large) - Hot-Dry | 0.030327 | 1 | 0 | CBSA 2014 | 6.1489 | 2032 | 0.5 | SWHC013-05
COM-HVAC-17.25 | Com ¦ Large Unitary Heat Pump (EER 10.0, COP 3.3) - Cold ¦ PG&E ¦ Cold | Com ¦ Large Unitary Heat Pump (EER 10.0, COP 3.3) - Cold | PG&E ¦ Cold | PG&E | All | Electric | Large Unitary Heat Pump (EER 10.0, COP 3.3) | Efficient |  |  | 0 | Conventional | HVAC | Com - College | Com | ROB and NEW | 0 | 1000 sqft2 of floor space | Cap-Tons | 15 | DEER:HVAC_Split-Package_AC | 0 | 0 | 0 | eTRM SWHC013-05 | 460 | 2021 | 913.66 | 2021 | 0 | 0 | SWHC013-05 | Com Unitary Heat Pump (Large) - Cold ¦ PG&E ¦ Cold | Com Unitary Heat Pump (Large) - Cold | 0.13195 | 1 | 0 | CBSA 2014 | 0 | 2032 | 0.5 | SWHC013-05
COM-HVAC-17.26 | Com ¦ Large Unitary Heat Pump (EER 10.0, COP 3.3) - Cold ¦ PG&E ¦ Cold | Com ¦ Large Unitary Heat Pump (EER 10.0, COP 3.3) - Cold | PG&E ¦ Cold | PG&E | All | Electric | Large Unitary Heat Pump (EER 10.0, COP 3.3) | Efficient |  |  | 0 | Conventional | HVAC | Com - Grocery | Com | ROB and NEW | 0 | 1000 sqft2 of floor space | Cap-Tons | 15 | DEER:HVAC_Split-Package_AC | -19.525 | -0.026425 | 0 | eTRM SWHC013-05 | 460 | 2021 | 913.66 | 2021 | 0 | 0 | SWHC013-05 | Com Unitary Heat Pump (Large) - Cold ¦ PG&E ¦ Cold | Com Unitary Heat Pump (Large) - Cold | 0.22016 | 1 | 0 | CBSA 2014 | 1.0983 | 2032 | 0.5 | SWHC013-05
COM-HVAC-17.27 | Com ¦ Large Unitary Heat Pump (EER 10.0, COP 3.3) - Cold ¦ PG&E ¦ Cold | Com ¦ Large Unitary Heat Pump (EER 10.0, COP 3.3) - Cold | PG&E ¦ Cold | PG&E | All | Electric | Large Unitary Heat Pump (EER 10.0, COP 3.3) | Efficient |  |  | 0 | Conventional | HVAC | Com - Health | Com | ROB and NEW | 0 | 1000 sqft2 of floor space | Cap-Tons | 15 | DEER:HVAC_Split-Package_AC | -24.9808 | -0.022695 | 0 | eTRM SWHC013-05 | 460 | 2021 | 913.66 | 2021 | 0 | 0 | SWHC013-05 | Com Unitary Heat Pump (Large) - Cold ¦ PG&E ¦ Cold | Com Unitary Heat Pump (Large) - Cold | 0.19485 | 1 | 0 | CBSA 2014 | 1.6347 | 2032 | 0.5 | SWHC013-05
COM-HVAC-17.28 | Com ¦ Large Unitary Heat Pump (EER 10.0, COP 3.3) - Cold ¦ PG&E ¦ Cold | Com ¦ Large Unitary Heat Pump (EER 10.0, COP 3.3) - Cold | PG&E ¦ Cold | PG&E | All | Electric | Large Unitary Heat Pump (EER 10.0, COP 3.3) | Efficient |  |  | 0 | Conventional | HVAC | Com - Lodging | Com | ROB and NEW | 0 | 1000 sqft2 of floor space | Cap-Tons | 15 | DEER:HVAC_Split-Package_AC | -33.2194 | -0.03029 | 0 | eTRM SWHC013-05 | 460 | 2021 | 913.66 | 2021 | 0 | 0 | SWHC013-05 | Com Unitary Heat Pump (Large) - Cold ¦ PG&E ¦ Cold | Com Unitary Heat Pump (Large) - Cold | 0.10386 | 1 | 0 | CBSA 2014 | 5.2381 | 2032 | 0.5 | SWHC013-05
COM-HVAC-17.29 | Com ¦ Large Unitary Heat Pump (EER 10.0, COP 3.3) - Cold ¦ PG&E ¦ Cold | Com ¦ Large Unitary Heat Pump (EER 10.0, COP 3.3) - Cold | PG&E ¦ Cold | PG&E | All | Electric | Large Unitary Heat Pump (EER 10.0, COP 3.3) | Efficient |  |  | 0 | Conventional | HVAC | Com - Office (Large) | Com | ROB and NEW | 0 | 1000 sqft2 of floor space | Cap-Tons | 15 | DEER:HVAC_Split-Package_AC | -29.2 | -0.01465 | 0 | eTRM SWHC013-05 | 460 | 2021 | 913.66 | 2021 | 0 | 0 | SWHC013-05 | Com Unitary Heat Pump (Large) - Cold ¦ PG&E ¦ Cold | Com Unitary Heat Pump (Large) - Cold | 0.13836 | 1 | 0 | CBSA 2014 | 2.904 | 2032 | 0.5 | SWHC013-05
COM-HVAC-17.30 | Com ¦ Large Unitary Heat Pump (EER 10.0, COP 3.3) - Cold ¦ PG&E ¦ Cold | Com ¦ Large Unitary Heat Pump (EER 10.0, COP 3.3) - Cold | PG&E ¦ Cold | PG&E | All | Electric | Large Unitary Heat Pump (EER 10.0, COP 3.3) | Efficient |  |  | 0 | Conventional | HVAC | Com - Office (Small) | Com | ROB and NEW | 0 | 1000 sqft2 of floor space | Cap-Tons | 15 | DEER:HVAC_Split-Package_AC | -27.25 | -0.014925 | 0 | eTRM SWHC013-05 | 460 | 2021 | 913.66 | 2021 | 0 | 0 | SWHC013-05 | Com Unitary Heat Pump (Large) - Cold ¦ PG&E ¦ Cold | Com Unitary Heat Pump (Large) - Cold | 0.16182 | 1 | 0 | CBSA 2014 | 1.2494 | 2032 | 0.5 | SWHC013-05
COM-HVAC-17.31 | Com ¦ Large Unitary Heat Pump (EER 10.0, COP 3.3) - Cold ¦ PG&E ¦ Cold | Com ¦ Large Unitary Heat Pump (EER 10.0, COP 3.3) - Cold | PG&E ¦ Cold | PG&E | All | Electric | Large Unitary Heat Pump (EER 10.0, COP 3.3) | Efficient |  |  | 0 | Conventional | HVAC | Com - Other | Com | ROB and NEW | 0 | 1000 sqft2 of floor space | Cap-Tons | 15 | DEER:HVAC_Split-Package_AC | -32.6 | -0.032275 | 0 | eTRM SWHC013-05 | 460 | 2021 | 913.66 | 2021 | 0 | 0 | SWHC013-05 | Com Unitary Heat Pump (Large) - Cold ¦ PG&E ¦ Cold | Com Unitary Heat Pump (Large) - Cold | 0.076368 | 1 | 0 | CBSA 2014 | 3.5998 | 2032 | 0.5 | SWHC013-05
COM-HVAC-17.32 | Com ¦ Large Unitary Heat Pump (EER 10.0, COP 3.3) - Cold ¦ PG&E ¦ Cold | Com ¦ Large Unitary Heat Pump (EER 10.0, COP 3.3) - Cold | PG&E ¦ Cold | PG&E | All | Electric | Large Unitary Heat Pump (EER 10.0, COP 3.3) | Efficient |  |  | 0 | Conventional | HVAC | Com - Refrig. Warehouse | Com | ROB and NEW | 0 | 1000 sqft2 of floor space | Cap-Tons | 15 | DEER:HVAC_Split-Package_AC | 0 | 0 | 0 | eTRM SWHC013-05 | 460 | 2021 | 913.66 | 2021 | 0 | 0 | SWHC013-05 | Com Unitary Heat Pump (Large) - Cold ¦ PG&E ¦ Cold | Com Unitary Heat Pump (Large) - Cold | 0 | 1 | 0 | CBSA 2014 | 0 | 2032 | 0.5 | SWHC013-05
COM-HVAC-17.33 | Com ¦ Large Unitary Heat Pump (EER 10.0, COP 3.3) - Cold ¦ PG&E ¦ Cold | Com ¦ Large Unitary Heat Pump (EER 10.0, COP 3.3) - Cold | PG&E ¦ Cold | PG&E | All | Electric | Large Unitary Heat Pump (EER 10.0, COP 3.3) | Efficient |  |  | 0 | Conventional | HVAC | Com - Restaurant | Com | ROB and NEW | 0 | 1000 sqft2 of floor space | Cap-Tons | 15 | DEER:HVAC_Split-Package_AC | 0 | 0 | 0 | eTRM SWHC013-05 | 460 | 2021 | 913.66 | 2021 | 0 | 0 | SWHC013-05 | Com Unitary Heat Pump (Large) - Cold ¦ PG&E ¦ Cold | Com Unitary Heat Pump (Large) - Cold | 0.23382 | 1 | 0 | CBSA 2014 | 0 | 2032 | 0.5 | SWHC013-05
COM-HVAC-17.34 | Com ¦ Large Unitary Heat Pump (EER 10.0, COP 3.3) - Cold ¦ PG&E ¦ Cold | Com ¦ Large Unitary Heat Pump (EER 10.0, COP 3.3) - Cold | PG&E ¦ Cold | PG&E | All | Electric | Large Unitary Heat Pump (EER 10.0, COP 3.3) | Efficient |  |  | 0 | Conventional | HVAC | Com - Retail | Com | ROB and NEW | 0 | 1000 sqft2 of floor space | Cap-Tons | 15 | DEER:HVAC_Split-Package_AC | -50.2343 | -0.040805 | 0 | eTRM SWHC013-05 | 460 | 2021 | 913.66 | 2021 | 0 | 0 | SWHC013-05 | Com Unitary Heat Pump (Large) - Cold ¦ PG&E ¦ Cold | Com Unitary Heat Pump (Large) - Cold | 0.097448 | 1 | 0 | CBSA 2014 | 17.6482 | 2032 | 0.5 | SWHC013-05
COM-HVAC-17.35 | Com ¦ Large Unitary Heat Pump (EER 10.0, COP 3.3) - Cold ¦ PG&E ¦ Cold | Com ¦ Large Unitary Heat Pump (EER 10.0, COP 3.3) - Cold | PG&E ¦ Cold | PG&E | All | Electric | Large Unitary Heat Pump (EER 10.0, COP 3.3) | Efficient |  |  | 0 | Conventional | HVAC | Com - School | Com | ROB and NEW | 0 | 1000 sqft2 of floor space | Cap-Tons | 15 | DEER:HVAC_Split-Package_AC | -16.5543 | -0.0036145 | 0 | eTRM SWHC013-05 | 460 | 2021 | 913.66 | 2021 | 0 | 0 | SWHC013-05 | Com Unitary Heat Pump (Large) - Cold ¦ PG&E ¦ Cold | Com Unitary Heat Pump (Large) - Cold | 0.14798 | 1 | 0 | CBSA 2014 | 2.7256 | 2032 | 0.5 | SWHC013-05
COM-HVAC-17.36 | Com ¦ Large Unitary Heat Pump (EER 10.0, COP 3.3) - Cold ¦ PG&E ¦ Cold | Com ¦ Large Unitary Heat Pump (EER 10.0, COP 3.3) - Cold | PG&E ¦ Cold | PG&E | All | Electric | Large Unitary Heat Pump (EER 10.0, COP 3.3) | Efficient |  |  | 0 | Conventional | HVAC | Com - Warehouse | Com | ROB and NEW | 0 | 1000 sqft2 of floor space | Cap-Tons | 15 | DEER:HVAC_Split-Package_AC | -7.6045 | -0.0069412 | 0 | eTRM SWHC013-05 | 460 | 2021 | 913.66 | 2021 | 0 | 0 | SWHC013-05 | Com Unitary Heat Pump (Large) - Cold ¦ PG&E ¦ Cold | Com Unitary Heat Pump (Large) - Cold | 0.030327 | 1 | 0 | CBSA 2014 | 2.2793 | 2032 | 0.5 | SWHC013-05
COM-HVAC-17.37 | Com ¦ Large Unitary Heat Pump (EER 10.0, COP 3.3) - Marine ¦ SCE ¦ Marine | Com ¦ Large Unitary Heat Pump (EER 10.0, COP 3.3) - Marine | SCE ¦ Marine | SCE | All | Electric | Large Unitary Heat Pump (EER 10.0, COP 3.3) | Efficient |  |  | 0 | Conventional | HVAC | Com - College | Com | ROB and NEW | 0 | 1000 sqft2 of floor space | Cap-Tons | 15 | DEER:HVAC_Split-Package_AC | 0 | 0 | 0 | eTRM SWHC013-05 | 460 | 2021 | 913.66 | 2021 | 0 | 0 | SWHC013-05 | Com Unitary Heat Pump (Large) - Marine ¦ SCE ¦ Marine | Com Unitary Heat Pump (Large) - Marine | 0.14726 | 1 | 0 | CBSA 2014 | 0 | 2032 | 0.5 | SWHC013-05
COM-HVAC-17.38 | Com ¦ Large Unitary Heat Pump (EER 10.0, COP 3.3) - Marine ¦ SCE ¦ Marine | Com ¦ Large Unitary Heat Pump (EER 10.0, COP 3.3) - Marine | SCE ¦ Marine | SCE | All | Electric | Large Unitary Heat Pump (EER 10.0, COP 3.3) | Efficient |  |  | 0 | Conventional | HVAC | Com - Grocery | Com | ROB and NEW | 0 | 1000 sqft2 of floor space | Cap-Tons | 15 | DEER:HVAC_Split-Package_AC | -42.875 | -0.0244 | 0 | eTRM SWHC013-05 | 460 | 2021 | 913.66 | 2021 | 0 | 0 | SWHC013-05 | Com Unitary Heat Pump (Large) - Marine ¦ SCE ¦ Marine | Com Unitary Heat Pump (Large) - Marine | 0.26194 | 1 | 0 | CBSA 2014 | 2.4117 | 2032 | 0.5 | SWHC013-05
COM-HVAC-17.39 | Com ¦ Large Unitary Heat Pump (EER 10.0, COP 3.3) - Marine ¦ SCE ¦ Marine | Com ¦ Large Unitary Heat Pump (EER 10.0, COP 3.3) - Marine | SCE ¦ Marine | SCE | All | Electric | Large Unitary Heat Pump (EER 10.0, COP 3.3) | Efficient |  |  | 0 | Conventional | HVAC | Com - Health | Com | ROB and NEW | 0 | 1000 sqft2 of floor space | Cap-Tons | 15 | DEER:HVAC_Split-Package_AC | -55.3441 | -0.02593 | 0 | eTRM SWHC013-05 | 460 | 2021 | 913.66 | 2021 | 0 | 0 | SWHC013-05 | Com Unitary Heat Pump (Large) - Marine ¦ SCE ¦ Marine | Com Unitary Heat Pump (Large) - Marine | 0.20884 | 1 | 0 | CBSA 2014 | 3.6215 | 2032 | 0.5 | SWHC013-05
COM-HVAC-17.40 | Com ¦ Large Unitary Heat Pump (EER 10.0, COP 3.3) - Marine ¦ SCE ¦ Marine | Com ¦ Large Unitary Heat Pump (EER 10.0, COP 3.3) - Marine | SCE ¦ Marine | SCE | All | Electric | Large Unitary Heat Pump (EER 10.0, COP 3.3) | Efficient |  |  | 0 | Conventional | HVAC | Com - Lodging | Com | ROB and NEW | 0 | 1000 sqft2 of floor space | Cap-Tons | 15 | DEER:HVAC_Split-Package_AC | -66.6509 | -0.033225 | 0 | eTRM SWHC013-05 | 460 | 2021 | 913.66 | 2021 | 0 | 0 | SWHC013-05 | Com Unitary Heat Pump (Large) - Marine ¦ SCE ¦ Marine | Com Unitary Heat Pump (Large) - Marine | 0.11727 | 1 | 0 | CBSA 2014 | 10.5097 | 2032 | 0.5 | SWHC013-05
COM-HVAC-17.41 | Com ¦ Large Unitary Heat Pump (EER 10.0, COP 3.3) - Marine ¦ SCE ¦ Marine | Com ¦ Large Unitary Heat Pump (EER 10.0, COP 3.3) - Marine | SCE ¦ Marine | SCE | All | Electric | Large Unitary Heat Pump (EER 10.0, COP 3.3) | Efficient |  |  | 0 | Conventional | HVAC | Com - Office (Large) | Com | ROB and NEW | 0 | 1000 sqft2 of floor space | Cap-Tons | 15 | DEER:HVAC_Split-Package_AC | -57.325 | -0.014925 | 0 | eTRM SWHC013-05 | 460 | 2021 | 913.66 | 2021 | 0 | 0 | SWHC013-05 | Com Unitary Heat Pump (Large) - Marine ¦ SCE ¦ Marine | Com Unitary Heat Pump (Large) - Marine | 0.15546 | 1 | 0 | CBSA 2014 | 5.7011 | 2032 | 0.5 | SWHC013-05
COM-HVAC-17.42 | Com ¦ Large Unitary Heat Pump (EER 10.0, COP 3.3) - Marine ¦ SCE ¦ Marine | Com ¦ Large Unitary Heat Pump (EER 10.0, COP 3.3) - Marine | SCE ¦ Marine | SCE | All | Electric | Large Unitary Heat Pump (EER 10.0, COP 3.3) | Efficient |  |  | 0 | Conventional | HVAC | Com - Office (Small) | Com | ROB and NEW | 0 | 1000 sqft2 of floor space | Cap-Tons | 15 | DEER:HVAC_Split-Package_AC | -52.075 | -0.01485 | 0 | eTRM SWHC013-05 | 460 | 2021 | 913.66 | 2021 | 0 | 0 | SWHC013-05 | Com Unitary Heat Pump (Large) - Marine ¦ SCE ¦ Marine | Com Unitary Heat Pump (Large) - Marine | 0.17638 | 1 | 0 | CBSA 2014 | 2.3875 | 2032 | 0.5 | SWHC013-05
COM-HVAC-17.43 | Com ¦ Large Unitary Heat Pump (EER 10.0, COP 3.3) - Marine ¦ SCE ¦ Marine | Com ¦ Large Unitary Heat Pump (EER 10.0, COP 3.3) - Marine | SCE ¦ Marine | SCE | All | Electric | Large Unitary Heat Pump (EER 10.0, COP 3.3) | Efficient |  |  | 0 | Conventional | HVAC | Com - Other | Com | ROB and NEW | 0 | 1000 sqft2 of floor space | Cap-Tons | 15 | DEER:HVAC_Split-Package_AC | -64.05 | -0.036825 | 0 | eTRM SWHC013-05 | 460 | 2021 | 913.66 | 2021 | 0 | 0 | SWHC013-05 | Com Unitary Heat Pump (Large) - Marine ¦ SCE ¦ Marine | Com Unitary Heat Pump (Large) - Marine | 0.08421 | 1 | 0 | CBSA 2014 | 7.0727 | 2032 | 0.5 | SWHC013-05
COM-HVAC-17.44 | Com ¦ Large Unitary Heat Pump (EER 10.0, COP 3.3) - Marine ¦ SCE ¦ Marine | Com ¦ Large Unitary Heat Pump (EER 10.0, COP 3.3) - Marine | SCE ¦ Marine | SCE | All | Electric | Large Unitary Heat Pump (EER 10.0, COP 3.3) | Efficient |  |  | 0 | Conventional | HVAC | Com - Refrig. Warehouse | Com | ROB and NEW | 0 | 1000 sqft2 of floor space | Cap-Tons | 15 | DEER:HVAC_Split-Package_AC | 0 | 0 | 0 | eTRM SWHC013-05 | 460 | 2021 | 913.66 | 2021 | 0 | 0 | SWHC013-05 | Com Unitary Heat Pump (Large) - Marine ¦ SCE ¦ Marine | Com Unitary Heat Pump (Large) - Marine | 0 | 1 | 0 | CBSA 2014 | 0 | 2032 | 0.5 | SWHC013-05
COM-HVAC-17.45 | Com ¦ Large Unitary Heat Pump (EER 10.0, COP 3.3) - Marine ¦ SCE ¦ Marine | Com ¦ Large Unitary Heat Pump (EER 10.0, COP 3.3) - Marine | SCE ¦ Marine | SCE | All | Electric | Large Unitary Heat Pump (EER 10.0, COP 3.3) | Efficient |  |  | 0 | Conventional | HVAC | Com - Restaurant | Com | ROB and NEW | 0 | 1000 sqft2 of floor space | Cap-Tons | 15 | DEER:HVAC_Split-Package_AC | 0 | 0 | 0 | eTRM SWHC013-05 | 460 | 2021 | 913.66 | 2021 | 0 | 0 | SWHC013-05 | Com Unitary Heat Pump (Large) - Marine ¦ SCE ¦ Marine | Com Unitary Heat Pump (Large) - Marine | 0.25738 | 1 | 0 | CBSA 2014 | 0 | 2032 | 0.5 | SWHC013-05
COM-HVAC-17.46 | Com ¦ Large Unitary Heat Pump (EER 10.0, COP 3.3) - Marine ¦ SCE ¦ Marine | Com ¦ Large Unitary Heat Pump (EER 10.0, COP 3.3) - Marine | SCE ¦ Marine | SCE | All | Electric | Large Unitary Heat Pump (EER 10.0, COP 3.3) | Efficient |  |  | 0 | Conventional | HVAC | Com - Retail | Com | ROB and NEW | 0 | 1000 sqft2 of floor space | Cap-Tons | 15 | DEER:HVAC_Split-Package_AC | -100.6609 | -0.046257 | 0 | eTRM SWHC013-05 | 460 | 2021 | 913.66 | 2021 | 0 | 0 | SWHC013-05 | Com Unitary Heat Pump (Large) - Marine ¦ SCE ¦ Marine | Com Unitary Heat Pump (Large) - Marine | 0.10889 | 1 | 0 | CBSA 2014 | 35.3639 | 2032 | 0.5 | SWHC013-05
COM-HVAC-17.47 | Com ¦ Large Unitary Heat Pump (EER 10.0, COP 3.3) - Marine ¦ SCE ¦ Marine | Com ¦ Large Unitary Heat Pump (EER 10.0, COP 3.3) - Marine | SCE ¦ Marine | SCE | All | Electric | Large Unitary Heat Pump (EER 10.0, COP 3.3) | Efficient |  |  | 0 | Conventional | HVAC | Com - School | Com | ROB and NEW | 0 | 1000 sqft2 of floor space | Cap-Tons | 15 | DEER:HVAC_Split-Package_AC | -36.9286 | -0.018225 | 0 | eTRM SWHC013-05 | 460 | 2021 | 913.66 | 2021 | 0 | 0 | SWHC013-05 | Com Unitary Heat Pump (Large) - Marine ¦ SCE ¦ Marine | Com Unitary Heat Pump (Large) - Marine | 0.17732 | 1 | 0 | CBSA 2014 | 6.0802 | 2032 | 0.5 | SWHC013-05
COM-HVAC-17.48 | Com ¦ Large Unitary Heat Pump (EER 10.0, COP 3.3) - Marine ¦ SCE ¦ Marine | Com ¦ Large Unitary Heat Pump (EER 10.0, COP 3.3) - Marine | SCE ¦ Marine | SCE | All | Electric | Large Unitary Heat Pump (EER 10.0, COP 3.3) | Efficient |  |  | 0 | Conventional | HVAC | Com - Warehouse | Com | ROB and NEW | 0 | 1000 sqft2 of floor space | Cap-Tons | 15 | DEER:HVAC_Split-Package_AC | -11.0289 | -0.0077279 | 0 | eTRM SWHC013-05 | 460 | 2021 | 913.66 | 2021 | 0 | 0 | SWHC013-05 | Com Unitary Heat Pump (Large) - Marine ¦ SCE ¦ Marine | Com Unitary Heat Pump (Large) - Marine | 0.033351 | 1 | 0 | CBSA 2014 | 3.3056 | 2032 | 0.5 | SWHC013-05
COM-HVAC-17.49 | Com ¦ Large Unitary Heat Pump (EER 10.0, COP 3.3) - Hot-Dry ¦ SCE ¦ Hot-Dry | Com ¦ Large Unitary Heat Pump (EER 10.0, COP 3.3) - Hot-Dry | SCE ¦ Hot-Dry | SCE | All | Electric | Large Unitary Heat Pump (EER 10.0, COP 3.3) | Efficient |  |  | 0 | Conventional | HVAC | Com - College | Com | ROB and NEW | 0 | 1000 sqft2 of floor space | Cap-Tons | 15 | DEER:HVAC_Split-Package_AC | 0 | 0 | 0 | eTRM SWHC013-05 | 460 | 2021 | 913.66 | 2021 | 0 | 0 | SWHC013-05 | Com Unitary Heat Pump (Large) - Hot-Dry ¦ SCE ¦ Hot-Dry | Com Unitary Heat Pump (Large) - Hot-Dry | 0.14726 | 1 | 0 | CBSA 2014 | 0 | 2032 | 0.5 | SWHC013-05
COM-HVAC-17.50 | Com ¦ Large Unitary Heat Pump (EER 10.0, COP 3.3) - Hot-Dry ¦ SCE ¦ Hot-Dry | Com ¦ Large Unitary Heat Pump (EER 10.0, COP 3.3) - Hot-Dry | SCE ¦ Hot-Dry | SCE | All | Electric | Large Unitary Heat Pump (EER 10.0, COP 3.3) | Efficient |  |  | 0 | Conventional | HVAC | Com - Grocery | Com | ROB and NEW | 0 | 1000 sqft2 of floor space | Cap-Tons | 15 | DEER:HVAC_Split-Package_AC | -58.175 | -0.038625 | 0 | eTRM SWHC013-05 | 460 | 2021 | 913.66 | 2021 | 0 | 0 | SWHC013-05 | Com Unitary Heat Pump (Large) - Hot-Dry ¦ SCE ¦ Hot-Dry | Com Unitary Heat Pump (Large) - Hot-Dry | 0.26194 | 1 | 0 | CBSA 2014 | 3.2723 | 2032 | 0.5 | SWHC013-05
COM-HVAC-17.51 | Com ¦ Large Unitary Heat Pump (EER 10.0, COP 3.3) - Hot-Dry ¦ SCE ¦ Hot-Dry | Com ¦ Large Unitary Heat Pump (EER 10.0, COP 3.3) - Hot-Dry | SCE ¦ Hot-Dry | SCE | All | Electric | Large Unitary Heat Pump (EER 10.0, COP 3.3) | Efficient |  |  | 0 | Conventional | HVAC | Com - Health | Com | ROB and NEW | 0 | 1000 sqft2 of floor space | Cap-Tons | 15 | DEER:HVAC_Split-Package_AC | -63.7212 | -0.033965 | 0 | eTRM SWHC013-05 | 460 | 2021 | 913.66 | 2021 | 0 | 0 | SWHC013-05 | Com Unitary Heat Pump (Large) - Hot-Dry ¦ SCE ¦ Hot-Dry | Com Unitary Heat Pump (Large) - Hot-Dry | 0.20884 | 1 | 0 | CBSA 2014 | 4.1697 | 2032 | 0.5 | SWHC013-05
COM-HVAC-17.52 | Com ¦ Large Unitary Heat Pump (EER 10.0, COP 3.3) - Hot-Dry ¦ SCE ¦ Hot-Dry | Com ¦ Large Unitary Heat Pump (EER 10.0, COP 3.3) - Hot-Dry | SCE ¦ Hot-Dry | SCE | All | Electric | Large Unitary Heat Pump (EER 10.0, COP 3.3) | Efficient |  |  | 0 | Conventional | HVAC | Com - Lodging | Com | ROB and NEW | 0 | 1000 sqft2 of floor space | Cap-Tons | 15 | DEER:HVAC_Split-Package_AC | -75.7703 | -0.042696 | 0 | eTRM SWHC013-05 | 460 | 2021 | 913.66 | 2021 | 0 | 0 | SWHC013-05 | Com Unitary Heat Pump (Large) - Hot-Dry ¦ SCE ¦ Hot-Dry | Com Unitary Heat Pump (Large) - Hot-Dry | 0.11727 | 1 | 0 | CBSA 2014 | 11.9477 | 2032 | 0.5 | SWHC013-05
COM-HVAC-17.53 | Com ¦ Large Unitary Heat Pump (EER 10.0, COP 3.3) - Hot-Dry ¦ SCE ¦ Hot-Dry | Com ¦ Large Unitary Heat Pump (EER 10.0, COP 3.3) - Hot-Dry | SCE ¦ Hot-Dry | SCE | All | Electric | Large Unitary Heat Pump (EER 10.0, COP 3.3) | Efficient |  |  | 0 | Conventional | HVAC | Com - Office (Large) | Com | ROB and NEW | 0 | 1000 sqft2 of floor space | Cap-Tons | 15 | DEER:HVAC_Split-Package_AC | -61.275 | -0.019775 | 0 | eTRM SWHC013-05 | 460 | 2021 | 913.66 | 2021 | 0 | 0 | SWHC013-05 | Com Unitary Heat Pump (Large) - Hot-Dry ¦ SCE ¦ Hot-Dry | Com Unitary Heat Pump (Large) - Hot-Dry | 0.15546 | 1 | 0 | CBSA 2014 | 6.0939 | 2032 | 0.5 | SWHC013-05
COM-HVAC-17.54 | Com ¦ Large Unitary Heat Pump (EER 10.0, COP 3.3) - Hot-Dry ¦ SCE ¦ Hot-Dry | Com ¦ Large Unitary Heat Pump (EER 10.0, COP 3.3) - Hot-Dry | SCE ¦ Hot-Dry | SCE | All | Electric | Large Unitary Heat Pump (EER 10.0, COP 3.3) | Efficient |  |  | 0 | Conventional | HVAC | Com - Office (Small) | Com | ROB and NEW | 0 | 1000 sqft2 of floor space | Cap-Tons | 15 | DEER:HVAC_Split-Package_AC | -55.9 | -0.0196 | 0 | eTRM SWHC013-05 | 460 | 2021 | 913.66 | 2021 | 0 | 0 | SWHC013-05 | Com Unitary Heat Pump (Large) - Hot-Dry ¦ SCE ¦ Hot-Dry | Com Unitary Heat Pump (Large) - Hot-Dry | 0.17638 | 1 | 0 | CBSA 2014 | 2.5629 | 2032 | 0.5 | SWHC013-05
COM-HVAC-17.55 | Com ¦ Large Unitary Heat Pump (EER 10.0, COP 3.3) - Hot-Dry ¦ SCE ¦ Hot-Dry | Com ¦ Large Unitary Heat Pump (EER 10.0, COP 3.3) - Hot-Dry | SCE ¦ Hot-Dry | SCE | All | Electric | Large Unitary Heat Pump (EER 10.0, COP 3.3) | Efficient |  |  | 0 | Conventional | HVAC | Com - Other | Com | ROB and NEW | 0 | 1000 sqft2 of floor space | Cap-Tons | 15 | DEER:HVAC_Split-Package_AC | -70.1 | -0.04335 | 0 | eTRM SWHC013-05 | 460 | 2021 | 913.66 | 2021 | 0 | 0 | SWHC013-05 | Com Unitary Heat Pump (Large) - Hot-Dry ¦ SCE ¦ Hot-Dry | Com Unitary Heat Pump (Large) - Hot-Dry | 0.08421 | 1 | 0 | CBSA 2014 | 7.7408 | 2032 | 0.5 | SWHC013-05
COM-HVAC-17.56 | Com ¦ Large Unitary Heat Pump (EER 10.0, COP 3.3) - Hot-Dry ¦ SCE ¦ Hot-Dry | Com ¦ Large Unitary Heat Pump (EER 10.0, COP 3.3) - Hot-Dry | SCE ¦ Hot-Dry | SCE | All | Electric | Large Unitary Heat Pump (EER 10.0, COP 3.3) | Efficient |  |  | 0 | Conventional | HVAC | Com - Refrig. Warehouse | Com | ROB and NEW | 0 | 1000 sqft2 of floor space | Cap-Tons | 15 | DEER:HVAC_Split-Package_AC | 0 | 0 | 0 | eTRM SWHC013-05 | 460 | 2021 | 913.66 | 2021 | 0 | 0 | SWHC013-05 | Com Unitary Heat Pump (Large) - Hot-Dry ¦ SCE ¦ Hot-Dry | Com Unitary Heat Pump (Large) - Hot-Dry | 0 | 1 | 0 | CBSA 2014 | 0 | 2032 | 0.5 | SWHC013-05
COM-HVAC-17.57 | Com ¦ Large Unitary Heat Pump (EER 10.0, COP 3.3) - Hot-Dry ¦ SCE ¦ Hot-Dry | Com ¦ Large Unitary Heat Pump (EER 10.0, COP 3.3) - Hot-Dry | SCE ¦ Hot-Dry | SCE | All | Electric | Large Unitary Heat Pump (EER 10.0, COP 3.3) | Efficient |  |  | 0 | Conventional | HVAC | Com - Restaurant | Com | ROB and NEW | 0 | 1000 sqft2 of floor space | Cap-Tons | 15 | DEER:HVAC_Split-Package_AC | 0 | 0 | 0 | eTRM SWHC013-05 | 460 | 2021 | 913.66 | 2021 | 0 | 0 | SWHC013-05 | Com Unitary Heat Pump (Large) - Hot-Dry ¦ SCE ¦ Hot-Dry | Com Unitary Heat Pump (Large) - Hot-Dry | 0.25738 | 1 | 0 | CBSA 2014 | 0 | 2032 | 0.5 | SWHC013-05
COM-HVAC-17.58 | Com ¦ Large Unitary Heat Pump (EER 10.0, COP 3.3) - Hot-Dry ¦ SCE ¦ Hot-Dry | Com ¦ Large Unitary Heat Pump (EER 10.0, COP 3.3) - Hot-Dry | SCE ¦ Hot-Dry | SCE | All | Electric | Large Unitary Heat Pump (EER 10.0, COP 3.3) | Efficient |  |  | 0 | Conventional | HVAC | Com - Retail | Com | ROB and NEW | 0 | 1000 sqft2 of floor space | Cap-Tons | 15 | DEER:HVAC_Split-Package_AC | -80.4091 | -0.043501 | 0 | eTRM SWHC013-05 | 460 | 2021 | 913.66 | 2021 | 0 | 0 | SWHC013-05 | Com Unitary Heat Pump (Large) - Hot-Dry ¦ SCE ¦ Hot-Dry | Com Unitary Heat Pump (Large) - Hot-Dry | 0.10889 | 1 | 0 | CBSA 2014 | 28.2491 | 2032 | 0.5 | SWHC013-05
COM-HVAC-17.59 | Com ¦ Large Unitary Heat Pump (EER 10.0, COP 3.3) - Hot-Dry ¦ SCE ¦ Hot-Dry | Com ¦ Large Unitary Heat Pump (EER 10.0, COP 3.3) - Hot-Dry | SCE ¦ Hot-Dry | SCE | All | Electric | Large Unitary Heat Pump (EER 10.0, COP 3.3) | Efficient |  |  | 0 | Conventional | HVAC | Com - School | Com | ROB and NEW | 0 | 1000 sqft2 of floor space | Cap-Tons | 15 | DEER:HVAC_Split-Package_AC | -37.0653 | -0.022326 | 0 | eTRM SWHC013-05 | 460 | 2021 | 913.66 | 2021 | 0 | 0 | SWHC013-05 | Com Unitary Heat Pump (Large) - Hot-Dry ¦ SCE ¦ Hot-Dry | Com Unitary Heat Pump (Large) - Hot-Dry | 0.17732 | 1 | 0 | CBSA 2014 | 6.1027 | 2032 | 0.5 | SWHC013-05
COM-HVAC-17.60 | Com ¦ Large Unitary Heat Pump (EER 10.0, COP 3.3) - Hot-Dry ¦ SCE ¦ Hot-Dry | Com ¦ Large Unitary Heat Pump (EER 10.0, COP 3.3) - Hot-Dry | SCE ¦ Hot-Dry | SCE | All | Electric | Large Unitary Heat Pump (EER 10.0, COP 3.3) | Efficient |  |  | 0 | Conventional | HVAC | Com - Warehouse | Com | ROB and NEW | 0 | 1000 sqft2 of floor space | Cap-Tons | 15 | DEER:HVAC_Split-Package_AC | -20.4381 | -0.013219 | 0 | eTRM SWHC013-05 | 460 | 2021 | 913.66 | 2021 | 0 | 0 | SWHC013-05 | Com Unitary Heat Pump (Large) - Hot-Dry ¦ SCE ¦ Hot-Dry | Com Unitary Heat Pump (Large) - Hot-Dry | 0.033351 | 1 | 0 | CBSA 2014 | 6.1258 | 2032 | 0.5 | SWHC013-05
COM-HVAC-17.61 | Com ¦ Large Unitary Heat Pump (EER 10.0, COP 3.3) - Cold ¦ SCE ¦ Cold | Com ¦ Large Unitary Heat Pump (EER 10.0, COP 3.3) - Cold | SCE ¦ Cold | SCE | All | Electric | Large Unitary Heat Pump (EER 10.0, COP 3.3) | Efficient |  |  | 0 | Conventional | HVAC | Com - College | Com | ROB and NEW | 0 | 1000 sqft2 of floor space | Cap-Tons | 15 | DEER:HVAC_Split-Package_AC | 0 | 0 | 0 | eTRM SWHC013-05 | 460 | 2021 | 913.66 | 2021 | 0 | 0 | SWHC013-05 | Com Unitary Heat Pump (Large) - Cold ¦ SCE ¦ Cold | Com Unitary Heat Pump (Large) - Cold | 0.14726 | 1 | 0 | CBSA 2014 | 0 | 2032 | 0.5 | SWHC013-05
COM-HVAC-17.62 | Com ¦ Large Unitary Heat Pump (EER 10.0, COP 3.3) - Cold ¦ SCE ¦ Cold | Com ¦ Large Unitary Heat Pump (EER 10.0, COP 3.3) - Cold | SCE ¦ Cold | SCE | All | Electric | Large Unitary Heat Pump (EER 10.0, COP 3.3) | Efficient |  |  | 0 | Conventional | HVAC | Com - Grocery | Com | ROB and NEW | 0 | 1000 sqft2 of floor space | Cap-Tons | 15 | DEER:HVAC_Split-Package_AC | -19.525 | -0.026425 | 0 | eTRM SWHC013-05 | 460 | 2021 | 913.66 | 2021 | 0 | 0 | SWHC013-05 | Com Unitary Heat Pump (Large) - Cold ¦ SCE ¦ Cold | Com Unitary Heat Pump (Large) - Cold | 0.26194 | 1 | 0 | CBSA 2014 | 1.0983 | 2032 | 0.5 | SWHC013-05
COM-HVAC-17.63 | Com ¦ Large Unitary Heat Pump (EER 10.0, COP 3.3) - Cold ¦ SCE ¦ Cold | Com ¦ Large Unitary Heat Pump (EER 10.0, COP 3.3) - Cold | SCE ¦ Cold | SCE | All | Electric | Large Unitary Heat Pump (EER 10.0, COP 3.3) | Efficient |  |  | 0 | Conventional | HVAC | Com - Health | Com | ROB and NEW | 0 | 1000 sqft2 of floor space | Cap-Tons | 15 | DEER:HVAC_Split-Package_AC | -24.9808 | -0.022695 | 0 | eTRM SWHC013-05 | 460 | 2021 | 913.66 | 2021 | 0 | 0 | SWHC013-05 | Com Unitary Heat Pump (Large) - Cold ¦ SCE ¦ Cold | Com Unitary Heat Pump (Large) - Cold | 0.20884 | 1 | 0 | CBSA 2014 | 1.6347 | 2032 | 0.5 | SWHC013-05
COM-HVAC-17.64 | Com ¦ Large Unitary Heat Pump (EER 10.0, COP 3.3) - Cold ¦ SCE ¦ Cold | Com ¦ Large Unitary Heat Pump (EER 10.0, COP 3.3) - Cold | SCE ¦ Cold | SCE | All | Electric | Large Unitary Heat Pump (EER 10.0, COP 3.3) | Efficient |  |  | 0 | Conventional | HVAC | Com - Lodging | Com | ROB and NEW | 0 | 1000 sqft2 of floor space | Cap-Tons | 15 | DEER:HVAC_Split-Package_AC | -33.2194 | -0.03029 | 0 | eTRM SWHC013-05 | 460 | 2021 | 913.66 | 2021 | 0 | 0 | SWHC013-05 | Com Unitary Heat Pump (Large) - Cold ¦ SCE ¦ Cold | Com Unitary Heat Pump (Large) - Cold | 0.11727 | 1 | 0 | CBSA 2014 | 5.2381 | 2032 | 0.5 | SWHC013-05
COM-HVAC-17.65 | Com ¦ Large Unitary Heat Pump (EER 10.0, COP 3.3) - Cold ¦ SCE ¦ Cold | Com ¦ Large Unitary Heat Pump (EER 10.0, COP 3.3) - Cold | SCE ¦ Cold | SCE | All | Electric | Large Unitary Heat Pump (EER 10.0, COP 3.3) | Efficient |  |  | 0 | Conventional | HVAC | Com - Office (Large) | Com | ROB and NEW | 0 | 1000 sqft2 of floor space | Cap-Tons | 15 | DEER:HVAC_Split-Package_AC | -29.2 | -0.01465 | 0 | eTRM SWHC013-05 | 460 | 2021 | 913.66 | 2021 | 0 | 0 | SWHC013-05 | Com Unitary Heat Pump (Large) - Cold ¦ SCE ¦ Cold | Com Unitary Heat Pump (Large) - Cold | 0.15546 | 1 | 0 | CBSA 2014 | 2.904 | 2032 | 0.5 | SWHC013-05
COM-HVAC-17.66 | Com ¦ Large Unitary Heat Pump (EER 10.0, COP 3.3) - Cold ¦ SCE ¦ Cold | Com ¦ Large Unitary Heat Pump (EER 10.0, COP 3.3) - Cold | SCE ¦ Cold | SCE | All | Electric | Large Unitary Heat Pump (EER 10.0, COP 3.3) | Efficient |  |  | 0 | Conventional | HVAC | Com - Office (Small) | Com | ROB and NEW | 0 | 1000 sqft2 of floor space | Cap-Tons | 15 | DEER:HVAC_Split-Package_AC | -27.25 | -0.014925 | 0 | eTRM SWHC013-05 | 460 | 2021 | 913.66 | 2021 | 0 | 0 | SWHC013-05 | Com Unitary Heat Pump (Large) - Cold ¦ SCE ¦ Cold | Com Unitary Heat Pump (Large) - Cold | 0.17638 | 1 | 0 | CBSA 2014 | 1.2494 | 2032 | 0.5 | SWHC013-05
COM-HVAC-17.67 | Com ¦ Large Unitary Heat Pump (EER 10.0, COP 3.3) - Cold ¦ SCE ¦ Cold | Com ¦ Large Unitary Heat Pump (EER 10.0, COP 3.3) - Cold | SCE ¦ Cold | SCE | All | Electric | Large Unitary Heat Pump (EER 10.0, COP 3.3) | Efficient |  |  | 0 | Conventional | HVAC | Com - Other | Com | ROB and NEW | 0 | 1000 sqft2 of floor space | Cap-Tons | 15 | DEER:HVAC_Split-Package_AC | -32.6 | -0.032275 | 0 | eTRM SWHC013-05 | 460 | 2021 | 913.66 | 2021 | 0 | 0 | SWHC013-05 | Com Unitary Heat Pump (Large) - Cold ¦ SCE ¦ Cold | Com Unitary Heat Pump (Large) - Cold | 0.08421 | 1 | 0 | CBSA 2014 | 3.5998 | 2032 | 0.5 | SWHC013-05
COM-HVAC-17.68 | Com ¦ Large Unitary Heat Pump (EER 10.0, COP 3.3) - Cold ¦ SCE ¦ Cold | Com ¦ Large Unitary Heat Pump (EER 10.0, COP 3.3) - Cold | SCE ¦ Cold | SCE | All | Electric | Large Unitary Heat Pump (EER 10.0, COP 3.3) | Efficient |  |  | 0 | Conventional | HVAC | Com - Refrig. Warehouse | Com | ROB and NEW | 0 | 1000 sqft2 of floor space | Cap-Tons | 15 | DEER:HVAC_Split-Package_AC | 0 | 0 | 0 | eTRM SWHC013-05 | 460 | 2021 | 913.66 | 2021 | 0 | 0 | SWHC013-05 | Com Unitary Heat Pump (Large) - Cold ¦ SCE ¦ Cold | Com Unitary Heat Pump (Large) - Cold | 0 | 1 | 0 | CBSA 2014 | 0 | 2032 | 0.5 | SWHC013-05
COM-HVAC-17.69 | Com ¦ Large Unitary Heat Pump (EER 10.0, COP 3.3) - Cold ¦ SCE ¦ Cold | Com ¦ Large Unitary Heat Pump (EER 10.0, COP 3.3) - Cold | SCE ¦ Cold | SCE | All | Electric | Large Unitary Heat Pump (EER 10.0, COP 3.3) | Efficient |  |  | 0 | Conventional | HVAC | Com - Restaurant | Com | ROB and NEW | 0 | 1000 sqft2 of floor space | Cap-Tons | 15 | DEER:HVAC_Split-Package_AC | 0 | 0 | 0 | eTRM SWHC013-05 | 460 | 2021 | 913.66 | 2021 | 0 | 0 | SWHC013-05 | Com Unitary Heat Pump (Large) - Cold ¦ SCE ¦ Cold | Com Unitary Heat Pump (Large) - Cold | 0.25738 | 1 | 0 | CBSA 2014 | 0 | 2032 | 0.5 | SWHC013-05
COM-HVAC-17.70 | Com ¦ Large Unitary Heat Pump (EER 10.0, COP 3.3) - Cold ¦ SCE ¦ Cold | Com ¦ Large Unitary Heat Pump (EER 10.0, COP 3.3) - Cold | SCE ¦ Cold | SCE | All | Electric | Large Unitary Heat Pump (EER 10.0, COP 3.3) | Efficient |  |  | 0 | Conventional | HVAC | Com - Retail | Com | ROB and NEW | 0 | 1000 sqft2 of floor space | Cap-Tons | 15 | DEER:HVAC_Split-Package_AC | -50.2343 | -0.040805 | 0 | eTRM SWHC013-05 | 460 | 2021 | 913.66 | 2021 | 0 | 0 | SWHC013-05 | Com Unitary Heat Pump (Large) - Cold ¦ SCE ¦ Cold | Com Unitary Heat Pump (Large) - Cold | 0.10889 | 1 | 0 | CBSA 2014 | 17.6482 | 2032 | 0.5 | SWHC013-05
COM-HVAC-17.71 | Com ¦ Large Unitary Heat Pump (EER 10.0, COP 3.3) - Cold ¦ SCE ¦ Cold | Com ¦ Large Unitary Heat Pump (EER 10.0, COP 3.3) - Cold | SCE ¦ Cold | SCE | All | Electric | Large Unitary Heat Pump (EER 10.0, COP 3.3) | Efficient |  |  | 0 | Conventional | HVAC | Com - School | Com | ROB and NEW | 0 | 1000 sqft2 of floor space | Cap-Tons | 15 | DEER:HVAC_Split-Package_AC | -16.5543 | -0.0036145 | 0 | eTRM SWHC013-05 | 460 | 2021 | 913.66 | 2021 | 0 | 0 | SWHC013-05 | Com Unitary Heat Pump (Large) - Cold ¦ SCE ¦ Cold | Com Unitary Heat Pump (Large) - Cold | 0.17732 | 1 | 0 | CBSA 2014 | 2.7256 | 2032 | 0.5 | SWHC013-05
COM-HVAC-17.72 | Com ¦ Large Unitary Heat Pump (EER 10.0, COP 3.3) - Cold ¦ SCE ¦ Cold | Com ¦ Large Unitary Heat Pump (EER 10.0, COP 3.3) - Cold | SCE ¦ Cold | SCE | All | Electric | Large Unitary Heat Pump (EER 10.0, COP 3.3) | Efficient |  |  | 0 | Conventional | HVAC | Com - Warehouse | Com | ROB and NEW | 0 | 1000 sqft2 of floor space | Cap-Tons | 15 | DEER:HVAC_Split-Package_AC | -7.6045 | -0.0069412 | 0 | eTRM SWHC013-05 | 460 | 2021 | 913.66 | 2021 | 0 | 0 | SWHC013-05 | Com Unitary Heat Pump (Large) - Cold ¦ SCE ¦ Cold | Com Unitary Heat Pump (Large) - Cold | 0.033351 | 1 | 0 | CBSA 2014 | 2.2793 | 2032 | 0.5 | SWHC013-05
COM-HVAC-17.73 | Com ¦ Large Unitary Heat Pump (EER 10.0, COP 3.3) - Marine ¦ SDG&E ¦ Marine | Com ¦ Large Unitary Heat Pump (EER 10.0, COP 3.3) - Marine | SDG&E ¦ Marine | SDG&E | All | Electric | Large Unitary Heat Pump (EER 10.0, COP 3.3) | Efficient |  |  | 0 | Conventional | HVAC | Com - College | Com | ROB and NEW | 0 | 1000 sqft2 of floor space | Cap-Tons | 15 | DEER:HVAC_Split-Package_AC | 0 | 0 | 0 | eTRM SWHC013-05 | 460 | 2021 | 913.66 | 2021 | 0 | 0 | SWHC013-05 | Com Unitary Heat Pump (Large) - Marine ¦ SDG&E ¦ Marine | Com Unitary Heat Pump (Large) - Marine | 0.1443 | 1 | 0 | CBSA 2014 | 0 | 2032 | 0.5 | SWHC013-05
COM-HVAC-17.74 | Com ¦ Large Unitary Heat Pump (EER 10.0, COP 3.3) - Marine ¦ SDG&E ¦ Marine | Com ¦ Large Unitary Heat Pump (EER 10.0, COP 3.3) - Marine | SDG&E ¦ Marine | SDG&E | All | Electric | Large Unitary Heat Pump (EER 10.0, COP 3.3) | Efficient |  |  | 0 | Conventional | HVAC | Com - Grocery | Com | ROB and NEW | 0 | 1000 sqft2 of floor space | Cap-Tons | 15 | DEER:HVAC_Split-Package_AC | -42.875 | -0.0244 | 0 | eTRM SWHC013-05 | 460 | 2021 | 913.66 | 2021 | 0 | 0 | SWHC013-05 | Com Unitary Heat Pump (Large) - Marine ¦ SDG&E ¦ Marine | Com Unitary Heat Pump (Large) - Marine | 0.26631 | 1 | 0 | CBSA 2014 | 2.4117 | 2032 | 0.5 | SWHC013-05
COM-HVAC-17.75 | Com ¦ Large Unitary Heat Pump (EER 10.0, COP 3.3) - Marine ¦ SDG&E ¦ Marine | Com ¦ Large Unitary Heat Pump (EER 10.0, COP 3.3) - Marine | SDG&E ¦ Marine | SDG&E | All | Electric | Large Unitary Heat Pump (EER 10.0, COP 3.3) | Efficient |  |  | 0 | Conventional | HVAC | Com - Health | Com | ROB and NEW | 0 | 1000 sqft2 of floor space | Cap-Tons | 15 | DEER:HVAC_Split-Package_AC | -55.3441 | -0.02593 | 0 | eTRM SWHC013-05 | 460 | 2021 | 913.66 | 2021 | 0 | 0 | SWHC013-05 | Com Unitary Heat Pump (Large) - Marine ¦ SDG&E ¦ Marine | Com Unitary Heat Pump (Large) - Marine | 0.20767 | 1 | 0 | CBSA 2014 | 3.6215 | 2032 | 0.5 | SWHC013-05
COM-HVAC-17.76 | Com ¦ Large Unitary Heat Pump (EER 10.0, COP 3.3) - Marine ¦ SDG&E ¦ Marine | Com ¦ Large Unitary Heat Pump (EER 10.0, COP 3.3) - Marine | SDG&E ¦ Marine | SDG&E | All | Electric | Large Unitary Heat Pump (EER 10.0, COP 3.3) | Efficient |  |  | 0 | Conventional | HVAC | Com - Lodging | Com | ROB and NEW | 0 | 1000 sqft2 of floor space | Cap-Tons | 15 | DEER:HVAC_Split-Package_AC | -66.6509 | -0.033225 | 0 | eTRM SWHC013-05 | 460 | 2021 | 913.66 | 2021 | 0 | 0 | SWHC013-05 | Com Unitary Heat Pump (Large) - Marine ¦ SDG&E ¦ Marine | Com Unitary Heat Pump (Large) - Marine | 0.11619 | 1 | 0 | CBSA 2014 | 10.5097 | 2032 | 0.5 | SWHC013-05
COM-HVAC-17.77 | Com ¦ Large Unitary Heat Pump (EER 10.0, COP 3.3) - Marine ¦ SDG&E ¦ Marine | Com ¦ Large Unitary Heat Pump (EER 10.0, COP 3.3) - Marine | SDG&E ¦ Marine | SDG&E | All | Electric | Large Unitary Heat Pump (EER 10.0, COP 3.3) | Efficient |  |  | 0 | Conventional | HVAC | Com - Office (Large) | Com | ROB and NEW | 0 | 1000 sqft2 of floor space | Cap-Tons | 15 | DEER:HVAC_Split-Package_AC | -57.325 | -0.014925 | 0 | eTRM SWHC013-05 | 460 | 2021 | 913.66 | 2021 | 0 | 0 | SWHC013-05 | Com Unitary Heat Pump (Large) - Marine ¦ SDG&E ¦ Marine | Com Unitary Heat Pump (Large) - Marine | 0.1517 | 1 | 0 | CBSA 2014 | 5.7011 | 2032 | 0.5 | SWHC013-05
COM-HVAC-17.78 | Com ¦ Large Unitary Heat Pump (EER 10.0, COP 3.3) - Marine ¦ SDG&E ¦ Marine | Com ¦ Large Unitary Heat Pump (EER 10.0, COP 3.3) - Marine | SDG&E ¦ Marine | SDG&E | All | Electric | Large Unitary Heat Pump (EER 10.0, COP 3.3) | Efficient |  |  | 0 | Conventional | HVAC | Com - Office (Small) | Com | ROB and NEW | 0 | 1000 sqft2 of floor space | Cap-Tons | 15 | DEER:HVAC_Split-Package_AC | -52.075 | -0.01485 | 0 | eTRM SWHC013-05 | 460 | 2021 | 913.66 | 2021 | 0 | 0 | SWHC013-05 | Com Unitary Heat Pump (Large) - Marine ¦ SDG&E ¦ Marine | Com Unitary Heat Pump (Large) - Marine | 0.1842 | 1 | 0 | CBSA 2014 | 2.3875 | 2032 | 0.5 | SWHC013-05
COM-HVAC-17.79 | Com ¦ Large Unitary Heat Pump (EER 10.0, COP 3.3) - Marine ¦ SDG&E ¦ Marine | Com ¦ Large Unitary Heat Pump (EER 10.0, COP 3.3) - Marine | SDG&E ¦ Marine | SDG&E | All | Electric | Large Unitary Heat Pump (EER 10.0, COP 3.3) | Efficient |  |  | 0 | Conventional | HVAC | Com - Other | Com | ROB and NEW | 0 | 1000 sqft2 of floor space | Cap-Tons | 15 | DEER:HVAC_Split-Package_AC | -64.05 | -0.036825 | 0 | eTRM SWHC013-05 | 460 | 2021 | 913.66 | 2021 | 0 | 0 | SWHC013-05 | Com Unitary Heat Pump (Large) - Marine ¦ SDG&E ¦ Marine | Com Unitary Heat Pump (Large) - Marine | 0.082771 | 1 | 0 | CBSA 2014 | 7.0727 | 2032 | 0.5 | SWHC013-05
COM-HVAC-17.80 | Com ¦ Large Unitary Heat Pump (EER 10.0, COP 3.3) - Marine ¦ SDG&E ¦ Marine | Com ¦ Large Unitary Heat Pump (EER 10.0, COP 3.3) - Marine | SDG&E ¦ Marine | SDG&E | All | Electric | Large Unitary Heat Pump (EER 10.0, COP 3.3) | Efficient |  |  | 0 | Conventional | HVAC | Com - Refrig. Warehouse | Com | ROB and NEW | 0 | 1000 sqft2 of floor space | Cap-Tons | 15 | DEER:HVAC_Split-Package_AC | 0 | 0 | 0 | eTRM SWHC013-05 | 460 | 2021 | 913.66 | 2021 | 0 | 0 | SWHC013-05 | Com Unitary Heat Pump (Large) - Marine ¦ SDG&E ¦ Marine | Com Unitary Heat Pump (Large) - Marine | 0 | 1 | 0 | CBSA 2014 | 0 | 2032 | 0.5 | SWHC013-05
COM-HVAC-17.81 | Com ¦ Large Unitary Heat Pump (EER 10.0, COP 3.3) - Marine ¦ SDG&E ¦ Marine | Com ¦ Large Unitary Heat Pump (EER 10.0, COP 3.3) - Marine | SDG&E ¦ Marine | SDG&E | All | Electric | Large Unitary Heat Pump (EER 10.0, COP 3.3) | Efficient |  |  | 0 | Conventional | HVAC | Com - Restaurant | Com | ROB and NEW | 0 | 1000 sqft2 of floor space | Cap-Tons | 15 | DEER:HVAC_Split-Package_AC | 0 | 0 | 0 | eTRM SWHC013-05 | 460 | 2021 | 913.66 | 2021 | 0 | 0 | SWHC013-05 | Com Unitary Heat Pump (Large) - Marine ¦ SDG&E ¦ Marine | Com Unitary Heat Pump (Large) - Marine | 0.26887 | 1 | 0 | CBSA 2014 | 0 | 2032 | 0.5 | SWHC013-05
COM-HVAC-17.82 | Com ¦ Large Unitary Heat Pump (EER 10.0, COP 3.3) - Marine ¦ SDG&E ¦ Marine | Com ¦ Large Unitary Heat Pump (EER 10.0, COP 3.3) - Marine | SDG&E ¦ Marine | SDG&E | All | Electric | Large Unitary Heat Pump (EER 10.0, COP 3.3) | Efficient |  |  | 0 | Conventional | HVAC | Com - Retail | Com | ROB and NEW | 0 | 1000 sqft2 of floor space | Cap-Tons | 15 | DEER:HVAC_Split-Package_AC | -100.6609 | -0.046257 | 0 | eTRM SWHC013-05 | 460 | 2021 | 913.66 | 2021 | 0 | 0 | SWHC013-05 | Com Unitary Heat Pump (Large) - Marine ¦ SDG&E ¦ Marine | Com Unitary Heat Pump (Large) - Marine | 0.109 | 1 | 0 | CBSA 2014 | 35.3639 | 2032 | 0.5 | SWHC013-05
COM-HVAC-17.83 | Com ¦ Large Unitary Heat Pump (EER 10.0, COP 3.3) - Marine ¦ SDG&E ¦ Marine | Com ¦ Large Unitary Heat Pump (EER 10.0, COP 3.3) - Marine | SDG&E ¦ Marine | SDG&E | All | Electric | Large Unitary Heat Pump (EER 10.0, COP 3.3) | Efficient |  |  | 0 | Conventional | HVAC | Com - School | Com | ROB and NEW | 0 | 1000 sqft2 of floor space | Cap-Tons | 15 | DEER:HVAC_Split-Package_AC | -36.9286 | -0.018225 | 0 | eTRM SWHC013-05 | 460 | 2021 | 913.66 | 2021 | 0 | 0 | SWHC013-05 | Com Unitary Heat Pump (Large) - Marine ¦ SDG&E ¦ Marine | Com Unitary Heat Pump (Large) - Marine | 0.18329 | 1 | 0 | CBSA 2014 | 6.0802 | 2032 | 0.5 | SWHC013-05
COM-HVAC-17.84 | Com ¦ Large Unitary Heat Pump (EER 10.0, COP 3.3) - Marine ¦ SDG&E ¦ Marine | Com ¦ Large Unitary Heat Pump (EER 10.0, COP 3.3) - Marine | SDG&E ¦ Marine | SDG&E | All | Electric | Large Unitary Heat Pump (EER 10.0, COP 3.3) | Efficient |  |  | 0 | Conventional | HVAC | Com - Warehouse | Com | ROB and NEW | 0 | 1000 sqft2 of floor space | Cap-Tons | 15 | DEER:HVAC_Split-Package_AC | -11.0289 | -0.0077279 | 0 | eTRM SWHC013-05 | 460 | 2021 | 913.66 | 2021 | 0 | 0 | SWHC013-05 | Com Unitary Heat Pump (Large) - Marine ¦ SDG&E ¦ Marine | Com Unitary Heat Pump (Large) - Marine | 0.033426 | 1 | 0 | CBSA 2014 | 3.3056 | 2032 | 0.5 | SWHC013-05
COM-HVAC-17.85 | Com ¦ Large Unitary Heat Pump (EER 10.0, COP 3.3) - Hot-Dry ¦ SDG&E ¦ Hot-Dry | Com ¦ Large Unitary Heat Pump (EER 10.0, COP 3.3) - Hot-Dry | SDG&E ¦ Hot-Dry | SDG&E | All | Electric | Large Unitary Heat Pump (EER 10.0, COP 3.3) | Efficient |  |  | 0 | Conventional | HVAC | Com - College | Com | ROB and NEW | 0 | 1000 sqft2 of floor space | Cap-Tons | 15 | DEER:HVAC_Split-Package_AC | 0 | 0 | 0 | eTRM SWHC013-05 | 460 | 2021 | 913.66 | 2021 | 0 | 0 | SWHC013-05 | Com Unitary Heat Pump (Large) - Hot-Dry ¦ SDG&E ¦ Hot-Dry | Com Unitary Heat Pump (Large) - Hot-Dry | 0.1443 | 1 | 0 | CBSA 2014 | 0 | 2032 | 0.5 | SWHC013-05
COM-HVAC-17.86 | Com ¦ Large Unitary Heat Pump (EER 10.0, COP 3.3) - Hot-Dry ¦ SDG&E ¦ Hot-Dry | Com ¦ Large Unitary Heat Pump (EER 10.0, COP 3.3) - Hot-Dry | SDG&E ¦ Hot-Dry | SDG&E | All | Electric | Large Unitary Heat Pump (EER 10.0, COP 3.3) | Efficient |  |  | 0 | Conventional | HVAC | Com - Grocery | Com | ROB and NEW | 0 | 1000 sqft2 of floor space | Cap-Tons | 15 | DEER:HVAC_Split-Package_AC | -38.475 | -0.0202 | 0 | eTRM SWHC013-05 | 460 | 2021 | 913.66 | 2021 | 0 | 0 | SWHC013-05 | Com Unitary Heat Pump (Large) - Hot-Dry ¦ SDG&E ¦ Hot-Dry | Com Unitary Heat Pump (Large) - Hot-Dry | 0.26631 | 1 | 0 | CBSA 2014 | 2.1642 | 2032 | 0.5 | SWHC013-05
COM-HVAC-17.87 | Com ¦ Large Unitary Heat Pump (EER 10.0, COP 3.3) - Hot-Dry ¦ SDG&E ¦ Hot-Dry | Com ¦ Large Unitary Heat Pump (EER 10.0, COP 3.3) - Hot-Dry | SDG&E ¦ Hot-Dry | SDG&E | All | Electric | Large Unitary Heat Pump (EER 10.0, COP 3.3) | Efficient |  |  | 0 | Conventional | HVAC | Com - Health | Com | ROB and NEW | 0 | 1000 sqft2 of floor space | Cap-Tons | 15 | DEER:HVAC_Split-Package_AC | -47.0131 | -0.022296 | 0 | eTRM SWHC013-05 | 460 | 2021 | 913.66 | 2021 | 0 | 0 | SWHC013-05 | Com Unitary Heat Pump (Large) - Hot-Dry ¦ SDG&E ¦ Hot-Dry | Com Unitary Heat Pump (Large) - Hot-Dry | 0.20767 | 1 | 0 | CBSA 2014 | 3.0764 | 2032 | 0.5 | SWHC013-05
COM-HVAC-17.88 | Com ¦ Large Unitary Heat Pump (EER 10.0, COP 3.3) - Hot-Dry ¦ SDG&E ¦ Hot-Dry | Com ¦ Large Unitary Heat Pump (EER 10.0, COP 3.3) - Hot-Dry | SDG&E ¦ Hot-Dry | SDG&E | All | Electric | Large Unitary Heat Pump (EER 10.0, COP 3.3) | Efficient |  |  | 0 | Conventional | HVAC | Com - Lodging | Com | ROB and NEW | 0 | 1000 sqft2 of floor space | Cap-Tons | 15 | DEER:HVAC_Split-Package_AC | -55.847 | -0.027461 | 0 | eTRM SWHC013-05 | 460 | 2021 | 913.66 | 2021 | 0 | 0 | SWHC013-05 | Com Unitary Heat Pump (Large) - Hot-Dry ¦ SDG&E ¦ Hot-Dry | Com Unitary Heat Pump (Large) - Hot-Dry | 0.11619 | 1 | 0 | CBSA 2014 | 8.8061 | 2032 | 0.5 | SWHC013-05
COM-HVAC-17.89 | Com ¦ Large Unitary Heat Pump (EER 10.0, COP 3.3) - Hot-Dry ¦ SDG&E ¦ Hot-Dry | Com ¦ Large Unitary Heat Pump (EER 10.0, COP 3.3) - Hot-Dry | SDG&E ¦ Hot-Dry | SDG&E | All | Electric | Large Unitary Heat Pump (EER 10.0, COP 3.3) | Efficient |  |  | 0 | Conventional | HVAC | Com - Office (Large) | Com | ROB and NEW | 0 | 1000 sqft2 of floor space | Cap-Tons | 15 | DEER:HVAC_Split-Package_AC | -48.925 | -0.01295 | 0 | eTRM SWHC013-05 | 460 | 2021 | 913.66 | 2021 | 0 | 0 | SWHC013-05 | Com Unitary Heat Pump (Large) - Hot-Dry ¦ SDG&E ¦ Hot-Dry | Com Unitary Heat Pump (Large) - Hot-Dry | 0.1517 | 1 | 0 | CBSA 2014 | 4.8657 | 2032 | 0.5 | SWHC013-05
COM-HVAC-17.90 | Com ¦ Large Unitary Heat Pump (EER 10.0, COP 3.3) - Hot-Dry ¦ SDG&E ¦ Hot-Dry | Com ¦ Large Unitary Heat Pump (EER 10.0, COP 3.3) - Hot-Dry | SDG&E ¦ Hot-Dry | SDG&E | All | Electric | Large Unitary Heat Pump (EER 10.0, COP 3.3) | Efficient |  |  | 0 | Conventional | HVAC | Com - Office (Small) | Com | ROB and NEW | 0 | 1000 sqft2 of floor space | Cap-Tons | 15 | DEER:HVAC_Split-Package_AC | -43.85 | -0.012675 | 0 | eTRM SWHC013-05 | 460 | 2021 | 913.66 | 2021 | 0 | 0 | SWHC013-05 | Com Unitary Heat Pump (Large) - Hot-Dry ¦ SDG&E ¦ Hot-Dry | Com Unitary Heat Pump (Large) - Hot-Dry | 0.1842 | 1 | 0 | CBSA 2014 | 2.0104 | 2032 | 0.5 | SWHC013-05
COM-HVAC-17.91 | Com ¦ Large Unitary Heat Pump (EER 10.0, COP 3.3) - Hot-Dry ¦ SDG&E ¦ Hot-Dry | Com ¦ Large Unitary Heat Pump (EER 10.0, COP 3.3) - Hot-Dry | SDG&E ¦ Hot-Dry | SDG&E | All | Electric | Large Unitary Heat Pump (EER 10.0, COP 3.3) | Efficient |  |  | 0 | Conventional | HVAC | Com - Other | Com | ROB and NEW | 0 | 1000 sqft2 of floor space | Cap-Tons | 15 | DEER:HVAC_Split-Package_AC | -54.075 | -0.0308 | 0 | eTRM SWHC013-05 | 460 | 2021 | 913.66 | 2021 | 0 | 0 | SWHC013-05 | Com Unitary Heat Pump (Large) - Hot-Dry ¦ SDG&E ¦ Hot-Dry | Com Unitary Heat Pump (Large) - Hot-Dry | 0.082771 | 1 | 0 | CBSA 2014 | 5.9712 | 2032 | 0.5 | SWHC013-05
COM-HVAC-17.92 | Com ¦ Large Unitary Heat Pump (EER 10.0, COP 3.3) - Hot-Dry ¦ SDG&E ¦ Hot-Dry | Com ¦ Large Unitary Heat Pump (EER 10.0, COP 3.3) - Hot-Dry | SDG&E ¦ Hot-Dry | SDG&E | All | Electric | Large Unitary Heat Pump (EER 10.0, COP 3.3) | Efficient |  |  | 0 | Conventional | HVAC | Com - Refrig. Warehouse | Com | ROB and NEW | 0 | 1000 sqft2 of floor space | Cap-Tons | 15 | DEER:HVAC_Split-Package_AC | 0 | 0 | 0 | eTRM SWHC013-05 | 460 | 2021 | 913.66 | 2021 | 0 | 0 | SWHC013-05 | Com Unitary Heat Pump (Large) - Hot-Dry ¦ SDG&E ¦ Hot-Dry | Com Unitary Heat Pump (Large) - Hot-Dry | 0 | 1 | 0 | CBSA 2014 | 0 | 2032 | 0.5 | SWHC013-05
COM-HVAC-17.93 | Com ¦ Large Unitary Heat Pump (EER 10.0, COP 3.3) - Hot-Dry ¦ SDG&E ¦ Hot-Dry | Com ¦ Large Unitary Heat Pump (EER 10.0, COP 3.3) - Hot-Dry | SDG&E ¦ Hot-Dry | SDG&E | All | Electric | Large Unitary Heat Pump (EER 10.0, COP 3.3) | Efficient |  |  | 0 | Conventional | HVAC | Com - Restaurant | Com | ROB and NEW | 0 | 1000 sqft2 of floor space | Cap-Tons | 15 | DEER:HVAC_Split-Package_AC | 0 | 0 | 0 | eTRM SWHC013-05 | 460 | 2021 | 913.66 | 2021 | 0 | 0 | SWHC013-05 | Com Unitary Heat Pump (Large) - Hot-Dry ¦ SDG&E ¦ Hot-Dry | Com Unitary Heat Pump (Large) - Hot-Dry | 0.26887 | 1 | 0 | CBSA 2014 | 0 | 2032 | 0.5 | SWHC013-05
COM-HVAC-17.94 | Com ¦ Large Unitary Heat Pump (EER 10.0, COP 3.3) - Hot-Dry ¦ SDG&E ¦ Hot-Dry | Com ¦ Large Unitary Heat Pump (EER 10.0, COP 3.3) - Hot-Dry | SDG&E ¦ Hot-Dry | SDG&E | All | Electric | Large Unitary Heat Pump (EER 10.0, COP 3.3) | Efficient |  |  | 0 | Conventional | HVAC | Com - Retail | Com | ROB and NEW | 0 | 1000 sqft2 of floor space | Cap-Tons | 15 | DEER:HVAC_Split-Package_AC | -91.9586 | -0.041424 | 0 | eTRM SWHC013-05 | 460 | 2021 | 913.66 | 2021 | 0 | 0 | SWHC013-05 | Com Unitary Heat Pump (Large) - Hot-Dry ¦ SDG&E ¦ Hot-Dry | Com Unitary Heat Pump (Large) - Hot-Dry | 0.109 | 1 | 0 | CBSA 2014 | 32.3066 | 2032 | 0.5 | SWHC013-05
COM-HVAC-17.95 | Com ¦ Large Unitary Heat Pump (EER 10.0, COP 3.3) - Hot-Dry ¦ SDG&E ¦ Hot-Dry | Com ¦ Large Unitary Heat Pump (EER 10.0, COP 3.3) - Hot-Dry | SDG&E ¦ Hot-Dry | SDG&E | All | Electric | Large Unitary Heat Pump (EER 10.0, COP 3.3) | Efficient |  |  | 0 | Conventional | HVAC | Com - School | Com | ROB and NEW | 0 | 1000 sqft2 of floor space | Cap-Tons | 15 | DEER:HVAC_Split-Package_AC | -30.8804 | -0.015523 | 0 | eTRM SWHC013-05 | 460 | 2021 | 913.66 | 2021 | 0 | 0 | SWHC013-05 | Com Unitary Heat Pump (Large) - Hot-Dry ¦ SDG&E ¦ Hot-Dry | Com Unitary Heat Pump (Large) - Hot-Dry | 0.18329 | 1 | 0 | CBSA 2014 | 5.0843 | 2032 | 0.5 | SWHC013-05
COM-HVAC-17.96 | Com ¦ Large Unitary Heat Pump (EER 10.0, COP 3.3) - Hot-Dry ¦ SDG&E ¦ Hot-Dry | Com ¦ Large Unitary Heat Pump (EER 10.0, COP 3.3) - Hot-Dry | SDG&E ¦ Hot-Dry | SDG&E | All | Electric | Large Unitary Heat Pump (EER 10.0, COP 3.3) | Efficient |  |  | 0 | Conventional | HVAC | Com - Warehouse | Com | ROB and NEW | 0 | 1000 sqft2 of floor space | Cap-Tons | 15 | DEER:HVAC_Split-Package_AC | -8.9002 | -0.0058399 | 0 | eTRM SWHC013-05 | 460 | 2021 | 913.66 | 2021 | 0 | 0 | SWHC013-05 | Com Unitary Heat Pump (Large) - Hot-Dry ¦ SDG&E ¦ Hot-Dry | Com Unitary Heat Pump (Large) - Hot-Dry | 0.033426 | 1 | 0 | CBSA 2014 | 2.6676 | 2032 | 0.5 | SWHC013-05
COM-HVAC-25.1 | Com ¦ Large Unitary AC (EER 9.8) - Marine ¦ PG&E ¦ Marine | Com ¦ Large Unitary AC (EER 9.8) - Marine | PG&E ¦ Marine | PG&E | All | Electric | Large Unitary AC (EER 9.8) | Average Existing and Code |  |  | 0 | Conventional | HVAC | Com - College | Com | ROB and NEW | 0 | 1000 sqft2 of floor space | Cap-Tons | 15 | DEER:HVAC_Split-Package_AC | 0 | 0 | 0 | eTRM SWHC013-05 | 1089 | 2021 | 550 | 2021 | 0 | 0 | SWHC013-05 | Com Unitary AC (Large) - Marine ¦ PG&E ¦ Marine | Com Unitary AC (Large) - Marine | 1.3254 | 1 | 0.99 | CBSA 2014 | 0 | 2012 | 0.5 | SWHC013-05
COM-HVAC-25.2 | Com ¦ Large Unitary AC (EER 9.8) - Marine ¦ PG&E ¦ Marine | Com ¦ Large Unitary AC (EER 9.8) - Marine | PG&E ¦ Marine | PG&E | All | Electric | Large Unitary AC (EER 9.8) | Average Existing and Code |  |  | 0 | Conventional | HVAC | Com - Grocery | Com | ROB and NEW | 0 | 1000 sqft2 of floor space | Cap-Tons | 15 | DEER:HVAC_Split-Package_AC | 0 | 0 | 0 | eTRM SWHC013-05 | 1089 | 2021 | 550 | 2021 | 0 | 0 | SWHC013-05 | Com Unitary AC (Large) - Marine ¦ PG&E ¦ Marine | Com Unitary AC (Large) - Marine | 2.2115 | 1 | 0.99 | CBSA 2014 | 0 | 2012 | 0.5 | SWHC013-05
COM-HVAC-25.3 | Com ¦ Large Unitary AC (EER 9.8) - Marine ¦ PG&E ¦ Marine | Com ¦ Large Unitary AC (EER 9.8) - Marine | PG&E ¦ Marine | PG&E | All | Electric | Large Unitary AC (EER 9.8) | Average Existing and Code |  |  | 0 | Conventional | HVAC | Com - Health | Com | ROB and NEW | 0 | 1000 sqft2 of floor space | Cap-Tons | 15 | DEER:HVAC_Split-Package_AC | 0 | 0 | 0 | eTRM SWHC013-05 | 1089 | 2021 | 550 | 2021 | 0 | 0 | SWHC013-05 | Com Unitary AC (Large) - Marine ¦ PG&E ¦ Marine | Com Unitary AC (Large) - Marine | 1.9572 | 1 | 0.99 | CBSA 2014 | 0 | 2012 | 0.5 | SWHC013-05
COM-HVAC-25.4 | Com ¦ Large Unitary AC (EER 9.8) - Marine ¦ PG&E ¦ Marine | Com ¦ Large Unitary AC (EER 9.8) - Marine | PG&E ¦ Marine | PG&E | All | Electric | Large Unitary AC (EER 9.8) | Average Existing and Code |  |  | 0 | Conventional | HVAC | Com - Lodging | Com | ROB and NEW | 0 | 1000 sqft2 of floor space | Cap-Tons | 15 | DEER:HVAC_Split-Package_AC | 0 | 0 | 0 | eTRM SWHC013-05 | 1089 | 2021 | 550 | 2021 | 0 | 0 | SWHC013-05 | Com Unitary AC (Large) - Marine ¦ PG&E ¦ Marine | Com Unitary AC (Large) - Marine | 1.0433 | 1 | 0.99 | CBSA 2014 | 0 | 2012 | 0.5 | SWHC013-05
COM-HVAC-25.5 | Com ¦ Large Unitary AC (EER 9.8) - Marine ¦ PG&E ¦ Marine | Com ¦ Large Unitary AC (EER 9.8) - Marine | PG&E ¦ Marine | PG&E | All | Electric | Large Unitary AC (EER 9.8) | Average Existing and Code |  |  | 0 | Conventional | HVAC | Com - Office (Large) | Com | ROB and NEW | 0 | 1000 sqft2 of floor space | Cap-Tons | 15 | DEER:HVAC_Split-Package_AC | 0 | 0 | 0 | eTRM SWHC013-05 | 1089 | 2021 | 550 | 2021 | 0 | 0 | SWHC013-05 | Com Unitary AC (Large) - Marine ¦ PG&E ¦ Marine | Com Unitary AC (Large) - Marine | 1.3898 | 1 | 0.99 | CBSA 2014 | 0 | 2012 | 0.5 | SWHC013-05
COM-HVAC-25.6 | Com ¦ Large Unitary AC (EER 9.8) - Marine ¦ PG&E ¦ Marine | Com ¦ Large Unitary AC (EER 9.8) - Marine | PG&E ¦ Marine | PG&E | All | Electric | Large Unitary AC (EER 9.8) | Average Existing and Code |  |  | 0 | Conventional | HVAC | Com - Office (Small) | Com | ROB and NEW | 0 | 1000 sqft2 of floor space | Cap-Tons | 15 | DEER:HVAC_Split-Package_AC | 0 | 0 | 0 | eTRM SWHC013-05 | 1089 | 2021 | 550 | 2021 | 0 | 0 | SWHC013-05 | Com Unitary AC (Large) - Marine ¦ PG&E ¦ Marine | Com Unitary AC (Large) - Marine | 1.6254 | 1 | 0.99 | CBSA 2014 | 0 | 2012 | 0.5 | SWHC013-05
COM-HVAC-25.7 | Com ¦ Large Unitary AC (EER 9.8) - Marine ¦ PG&E ¦ Marine | Com ¦ Large Unitary AC (EER 9.8) - Marine | PG&E ¦ Marine | PG&E | All | Electric | Large Unitary AC (EER 9.8) | Average Existing and Code |  |  | 0 | Conventional | HVAC | Com - Other | Com | ROB and NEW | 0 | 1000 sqft2 of floor space | Cap-Tons | 15 | DEER:HVAC_Split-Package_AC | 0 | 0 | 0 | eTRM SWHC013-05 | 1089 | 2021 | 550 | 2021 | 0 | 0 | SWHC013-05 | Com Unitary AC (Large) - Marine ¦ PG&E ¦ Marine | Com Unitary AC (Large) - Marine | 0.7671 | 1 | 0.99 | CBSA 2014 | 0 | 2012 | 0.5 | SWHC013-05
COM-HVAC-25.8 | Com ¦ Large Unitary AC (EER 9.8) - Marine ¦ PG&E ¦ Marine | Com ¦ Large Unitary AC (EER 9.8) - Marine | PG&E ¦ Marine | PG&E | All | Electric | Large Unitary AC (EER 9.8) | Average Existing and Code |  |  | 0 | Conventional | HVAC | Com - Refrig. Warehouse | Com | ROB and NEW | 0 | 1000 sqft2 of floor space | Cap-Tons | 15 | DEER:HVAC_Split-Package_AC | 0 | 0 | 0 | eTRM SWHC013-05 | 1089 | 2021 | 550 | 2021 | 0 | 0 | SWHC013-05 | Com Unitary AC (Large) - Marine ¦ PG&E ¦ Marine | Com Unitary AC (Large) - Marine | 0 | 1 | 0 | CBSA 2014 | 0 | 2012 | 0.5 | SWHC013-05
COM-HVAC-25.9 | Com ¦ Large Unitary AC (EER 9.8) - Marine ¦ PG&E ¦ Marine | Com ¦ Large Unitary AC (EER 9.8) - Marine | PG&E ¦ Marine | PG&E | All | Electric | Large Unitary AC (EER 9.8) | Average Existing and Code |  |  | 0 | Conventional | HVAC | Com - Restaurant | Com | ROB and NEW | 0 | 1000 sqft2 of floor space | Cap-Tons | 15 | DEER:HVAC_Split-Package_AC | 0 | 0 | 0 | eTRM SWHC013-05 | 1089 | 2021 | 550 | 2021 | 0 | 0 | SWHC013-05 | Com Unitary AC (Large) - Marine ¦ PG&E ¦ Marine | Com Unitary AC (Large) - Marine | 2.3487 | 1 | 0.99 | CBSA 2014 | 0 | 2012 | 0.5 | SWHC013-05
COM-HVAC-25.10 | Com ¦ Large Unitary AC (EER 9.8) - Marine ¦ PG&E ¦ Marine | Com ¦ Large Unitary AC (EER 9.8) - Marine | PG&E ¦ Marine | PG&E | All | Electric | Large Unitary AC (EER 9.8) | Average Existing and Code |  |  | 0 | Conventional | HVAC | Com - Retail | Com | ROB and NEW | 0 | 1000 sqft2 of floor space | Cap-Tons | 15 | DEER:HVAC_Split-Package_AC | 0 | 0 | 0 | eTRM SWHC013-05 | 1089 | 2021 | 550 | 2021 | 0 | 0 | SWHC013-05 | Com Unitary AC (Large) - Marine ¦ PG&E ¦ Marine | Com Unitary AC (Large) - Marine | 0.97885 | 1 | 0.99 | CBSA 2014 | 0 | 2012 | 0.5 | SWHC013-05
COM-HVAC-25.11 | Com ¦ Large Unitary AC (EER 9.8) - Marine ¦ PG&E ¦ Marine | Com ¦ Large Unitary AC (EER 9.8) - Marine | PG&E ¦ Marine | PG&E | All | Electric | Large Unitary AC (EER 9.8) | Average Existing and Code |  |  | 0 | Conventional | HVAC | Com - School | Com | ROB and NEW | 0 | 1000 sqft2 of floor space | Cap-Tons | 15 | DEER:HVAC_Split-Package_AC | 0 | 0 | 0 | eTRM SWHC013-05 | 1089 | 2021 | 550 | 2021 | 0 | 0 | SWHC013-05 | Com Unitary AC (Large) - Marine ¦ PG&E ¦ Marine | Com Unitary AC (Large) - Marine | 1.4864 | 1 | 0.99 | CBSA 2014 | 0 | 2012 | 0.5 | SWHC013-05
COM-HVAC-25.12 | Com ¦ Large Unitary AC (EER 9.8) - Marine ¦ PG&E ¦ Marine | Com ¦ Large Unitary AC (EER 9.8) - Marine | PG&E ¦ Marine | PG&E | All | Electric | Large Unitary AC (EER 9.8) | Average Existing and Code |  |  | 0 | Conventional | HVAC | Com - Warehouse | Com | ROB and NEW | 0 | 1000 sqft2 of floor space | Cap-Tons | 15 | DEER:HVAC_Split-Package_AC | 0 | 0 | 0 | eTRM SWHC013-05 | 1089 | 2021 | 550 | 2021 | 0 | 0 | SWHC013-05 | Com Unitary AC (Large) - Marine ¦ PG&E ¦ Marine | Com Unitary AC (Large) - Marine | 0.30463 | 1 | 0.99 | CBSA 2014 | 0 | 2012 | 0.5 | SWHC013-05
COM-HVAC-25.13 | Com ¦ Large Unitary AC (EER 9.8) - Hot-Dry ¦ PG&E ¦ Hot-Dry | Com ¦ Large Unitary AC (EER 9.8) - Hot-Dry | PG&E ¦ Hot-Dry | PG&E | All | Electric | Large Unitary AC (EER 9.8) | Average Existing and Code |  |  | 0 | Conventional | HVAC | Com - College | Com | ROB and NEW | 0 | 1000 sqft2 of floor space | Cap-Tons | 15 | DEER:HVAC_Split-Package_AC | 0 | 0 | 0 | eTRM SWHC013-05 | 1089 | 2021 | 550 | 2021 | 0 | 0 | SWHC013-05 | Com Unitary AC (Large) - Hot-Dry ¦ PG&E ¦ Hot-Dry | Com Unitary AC (Large) - Hot-Dry | 1.3254 | 1 | 0.99 | CBSA 2014 | 0 | 2012 | 0.5 | SWHC013-05
COM-HVAC-25.14 | Com ¦ Large Unitary AC (EER 9.8) - Hot-Dry ¦ PG&E ¦ Hot-Dry | Com ¦ Large Unitary AC (EER 9.8) - Hot-Dry | PG&E ¦ Hot-Dry | PG&E | All | Electric | Large Unitary AC (EER 9.8) | Average Existing and Code |  |  | 0 | Conventional | HVAC | Com - Grocery | Com | ROB and NEW | 0 | 1000 sqft2 of floor space | Cap-Tons | 15 | DEER:HVAC_Split-Package_AC | 0 | 0 | 0 | eTRM SWHC013-05 | 1089 | 2021 | 550 | 2021 | 0 | 0 | SWHC013-05 | Com Unitary AC (Large) - Hot-Dry ¦ PG&E ¦ Hot-Dry | Com Unitary AC (Large) - Hot-Dry | 2.2115 | 1 | 0.99 | CBSA 2014 | 0 | 2012 | 0.5 | SWHC013-05
COM-HVAC-25.15 | Com ¦ Large Unitary AC (EER 9.8) - Hot-Dry ¦ PG&E ¦ Hot-Dry | Com ¦ Large Unitary AC (EER 9.8) - Hot-Dry | PG&E ¦ Hot-Dry | PG&E | All | Electric | Large Unitary AC (EER 9.8) | Average Existing and Code |  |  | 0 | Conventional | HVAC | Com - Health | Com | ROB and NEW | 0 | 1000 sqft2 of floor space | Cap-Tons | 15 | DEER:HVAC_Split-Package_AC | 0 | 0 | 0 | eTRM SWHC013-05 | 1089 | 2021 | 550 | 2021 | 0 | 0 | SWHC013-05 | Com Unitary AC (Large) - Hot-Dry ¦ PG&E ¦ Hot-Dry | Com Unitary AC (Large) - Hot-Dry | 1.9572 | 1 | 0.99 | CBSA 2014 | 0 | 2012 | 0.5 | SWHC013-05
COM-HVAC-25.16 | Com ¦ Large Unitary AC (EER 9.8) - Hot-Dry ¦ PG&E ¦ Hot-Dry | Com ¦ Large Unitary AC (EER 9.8) - Hot-Dry | PG&E ¦ Hot-Dry | PG&E | All | Electric | Large Unitary AC (EER 9.8) | Average Existing and Code |  |  | 0 | Conventional | HVAC | Com - Lodging | Com | ROB and NEW | 0 | 1000 sqft2 of floor space | Cap-Tons | 15 | DEER:HVAC_Split-Package_AC | 0 | 0 | 0 | eTRM SWHC013-05 | 1089 | 2021 | 550 | 2021 | 0 | 0 | SWHC013-05 | Com Unitary AC (Large) - Hot-Dry ¦ PG&E ¦ Hot-Dry | Com Unitary AC (Large) - Hot-Dry | 1.0433 | 1 | 0.99 | CBSA 2014 | 0 | 2012 | 0.5 | SWHC013-05
COM-HVAC-25.17 | Com ¦ Large Unitary AC (EER 9.8) - Hot-Dry ¦ PG&E ¦ Hot-Dry | Com ¦ Large Unitary AC (EER 9.8) - Hot-Dry | PG&E ¦ Hot-Dry | PG&E | All | Electric | Large Unitary AC (EER 9.8) | Average Existing and Code |  |  | 0 | Conventional | HVAC | Com - Office (Large) | Com | ROB and NEW | 0 | 1000 sqft2 of floor space | Cap-Tons | 15 | DEER:HVAC_Split-Package_AC | 0 | 0 | 0 | eTRM SWHC013-05 | 1089 | 2021 | 550 | 2021 | 0 | 0 | SWHC013-05 | Com Unitary AC (Large) - Hot-Dry ¦ PG&E ¦ Hot-Dry | Com Unitary AC (Large) - Hot-Dry | 1.3898 | 1 | 0.99 | CBSA 2014 | 0 | 2012 | 0.5 | SWHC013-05
COM-HVAC-25.18 | Com ¦ Large Unitary AC (EER 9.8) - Hot-Dry ¦ PG&E ¦ Hot-Dry | Com ¦ Large Unitary AC (EER 9.8) - Hot-Dry | PG&E ¦ Hot-Dry | PG&E | All | Electric | Large Unitary AC (EER 9.8) | Average Existing and Code |  |  | 0 | Conventional | HVAC | Com - Office (Small) | Com | ROB and NEW | 0 | 1000 sqft2 of floor space | Cap-Tons | 15 | DEER:HVAC_Split-Package_AC | 0 | 0 | 0 | eTRM SWHC013-05 | 1089 | 2021 | 550 | 2021 | 0 | 0 | SWHC013-05 | Com Unitary AC (Large) - Hot-Dry ¦ PG&E ¦ Hot-Dry | Com Unitary AC (Large) - Hot-Dry | 1.6254 | 1 | 0.99 | CBSA 2014 | 0 | 2012 | 0.5 | SWHC013-05
COM-HVAC-25.19 | Com ¦ Large Unitary AC (EER 9.8) - Hot-Dry ¦ PG&E ¦ Hot-Dry | Com ¦ Large Unitary AC (EER 9.8) - Hot-Dry | PG&E ¦ Hot-Dry | PG&E | All | Electric | Large Unitary AC (EER 9.8) | Average Existing and Code |  |  | 0 | Conventional | HVAC | Com - Other | Com | ROB and NEW | 0 | 1000 sqft2 of floor space | Cap-Tons | 15 | DEER:HVAC_Split-Package_AC | 0 | 0 | 0 | eTRM SWHC013-05 | 1089 | 2021 | 550 | 2021 | 0 | 0 | SWHC013-05 | Com Unitary AC (Large) - Hot-Dry ¦ PG&E ¦ Hot-Dry | Com Unitary AC (Large) - Hot-Dry | 0.7671 | 1 | 0.99 | CBSA 2014 | 0 | 2012 | 0.5 | SWHC013-05
COM-HVAC-25.20 | Com ¦ Large Unitary AC (EER 9.8) - Hot-Dry ¦ PG&E ¦ Hot-Dry | Com ¦ Large Unitary AC (EER 9.8) - Hot-Dry | PG&E ¦ Hot-Dry | PG&E | All | Electric | Large Unitary AC (EER 9.8) | Average Existing and Code |  |  | 0 | Conventional | HVAC | Com - Refrig. Warehouse | Com | ROB and NEW | 0 | 1000 sqft2 of floor space | Cap-Tons | 15 | DEER:HVAC_Split-Package_AC | 0 | 0 | 0 | eTRM SWHC013-05 | 1089 | 2021 | 550 | 2021 | 0 | 0 | SWHC013-05 | Com Unitary AC (Large) - Hot-Dry ¦ PG&E ¦ Hot-Dry | Com Unitary AC (Large) - Hot-Dry | 0 | 1 | 0 | CBSA 2014 | 0 | 2012 | 0.5 | SWHC013-05
COM-HVAC-25.21 | Com ¦ Large Unitary AC (EER 9.8) - Hot-Dry ¦ PG&E ¦ Hot-Dry | Com ¦ Large Unitary AC (EER 9.8) - Hot-Dry | PG&E ¦ Hot-Dry | PG&E | All | Electric | Large Unitary AC (EER 9.8) | Average Existing and Code |  |  | 0 | Conventional | HVAC | Com - Restaurant | Com | ROB and NEW | 0 | 1000 sqft2 of floor space | Cap-Tons | 15 | DEER:HVAC_Split-Package_AC | 0 | 0 | 0 | eTRM SWHC013-05 | 1089 | 2021 | 550 | 2021 | 0 | 0 | SWHC013-05 | Com Unitary AC (Large) - Hot-Dry ¦ PG&E ¦ Hot-Dry | Com Unitary AC (Large) - Hot-Dry | 2.3487 | 1 | 0.99 | CBSA 2014 | 0 | 2012 | 0.5 | SWHC013-05
COM-HVAC-25.22 | Com ¦ Large Unitary AC (EER 9.8) - Hot-Dry ¦ PG&E ¦ Hot-Dry | Com ¦ Large Unitary AC (EER 9.8) - Hot-Dry | PG&E ¦ Hot-Dry | PG&E | All | Electric | Large Unitary AC (EER 9.8) | Average Existing and Code |  |  | 0 | Conventional | HVAC | Com - Retail | Com | ROB and NEW | 0 | 1000 sqft2 of floor space | Cap-Tons | 15 | DEER:HVAC_Split-Package_AC | 0 | 0 | 0 | eTRM SWHC013-05 | 1089 | 2021 | 550 | 2021 | 0 | 0 | SWHC013-05 | Com Unitary AC (Large) - Hot-Dry ¦ PG&E ¦ Hot-Dry | Com Unitary AC (Large) - Hot-Dry | 0.97885 | 1 | 0.99 | CBSA 2014 | 0 | 2012 | 0.5 | SWHC013-05
COM-HVAC-25.23 | Com ¦ Large Unitary AC (EER 9.8) - Hot-Dry ¦ PG&E ¦ Hot-Dry | Com ¦ Large Unitary AC (EER 9.8) - Hot-Dry | PG&E ¦ Hot-Dry | PG&E | All | Electric | Large Unitary AC (EER 9.8) | Average Existing and Code |  |  | 0 | Conventional | HVAC | Com - School | Com | ROB and NEW | 0 | 1000 sqft2 of floor space | Cap-Tons | 15 | DEER:HVAC_Split-Package_AC | 0 | 0 | 0 | eTRM SWHC013-05 | 1089 | 2021 | 550 | 2021 | 0 | 0 | SWHC013-05 | Com Unitary AC (Large) - Hot-Dry ¦ PG&E ¦ Hot-Dry | Com Unitary AC (Large) - Hot-Dry | 1.4864 | 1 | 0.99 | CBSA 2014 | 0 | 2012 | 0.5 | SWHC013-05
COM-HVAC-25.24 | Com ¦ Large Unitary AC (EER 9.8) - Hot-Dry ¦ PG&E ¦ Hot-Dry | Com ¦ Large Unitary AC (EER 9.8) - Hot-Dry | PG&E ¦ Hot-Dry | PG&E | All | Electric | Large Unitary AC (EER 9.8) | Average Existing and Code |  |  | 0 | Conventional | HVAC | Com - Warehouse | Com | ROB and NEW | 0 | 1000 sqft2 of floor space | Cap-Tons | 15 | DEER:HVAC_Split-Package_AC | 0 | 0 | 0 | eTRM SWHC013-05 | 1089 | 2021 | 550 | 2021 | 0 | 0 | SWHC013-05 | Com Unitary AC (Large) - Hot-Dry ¦ PG&E ¦ Hot-Dry | Com Unitary AC (Large) - Hot-Dry | 0.30463 | 1 | 0.99 | CBSA 2014 | 0 | 2012 | 0.5 | SWHC013-05
COM-HVAC-25.25 | Com ¦ Large Unitary AC (EER 9.8) - Cold ¦ PG&E ¦ Cold | Com ¦ Large Unitary AC (EER 9.8) - Cold | PG&E ¦ Cold | PG&E | All | Electric | Large Unitary AC (EER 9.8) | Average Existing and Code |  |  | 0 | Conventional | HVAC | Com - College | Com | ROB and NEW | 0 | 1000 sqft2 of floor space | Cap-Tons | 15 | DEER:HVAC_Split-Package_AC | 0 | 0 | 0 | eTRM SWHC013-05 | 1089 | 2021 | 550 | 2021 | 0 | 0 | SWHC013-05 | Com Unitary AC (Large) - Cold ¦ PG&E ¦ Cold | Com Unitary AC (Large) - Cold | 1.3254 | 1 | 0.99 | CBSA 2014 | 0 | 2012 | 0.5 | SWHC013-05
COM-HVAC-25.26 | Com ¦ Large Unitary AC (EER 9.8) - Cold ¦ PG&E ¦ Cold | Com ¦ Large Unitary AC (EER 9.8) - Cold | PG&E ¦ Cold | PG&E | All | Electric | Large Unitary AC (EER 9.8) | Average Existing and Code |  |  | 0 | Conventional | HVAC | Com - Grocery | Com | ROB and NEW | 0 | 1000 sqft2 of floor space | Cap-Tons | 15 | DEER:HVAC_Split-Package_AC | 0 | 0 | 0 | eTRM SWHC013-05 | 1089 | 2021 | 550 | 2021 | 0 | 0 | SWHC013-05 | Com Unitary AC (Large) - Cold ¦ PG&E ¦ Cold | Com Unitary AC (Large) - Cold | 2.2115 | 1 | 0.99 | CBSA 2014 | 0 | 2012 | 0.5 | SWHC013-05
COM-HVAC-25.27 | Com ¦ Large Unitary AC (EER 9.8) - Cold ¦ PG&E ¦ Cold | Com ¦ Large Unitary AC (EER 9.8) - Cold | PG&E ¦ Cold | PG&E | All | Electric | Large Unitary AC (EER 9.8) | Average Existing and Code |  |  | 0 | Conventional | HVAC | Com - Health | Com | ROB and NEW | 0 | 1000 sqft2 of floor space | Cap-Tons | 15 | DEER:HVAC_Split-Package_AC | 0 | 0 | 0 | eTRM SWHC013-05 | 1089 | 2021 | 550 | 2021 | 0 | 0 | SWHC013-05 | Com Unitary AC (Large) - Cold ¦ PG&E ¦ Cold | Com Unitary AC (Large) - Cold | 1.9572 | 1 | 0.99 | CBSA 2014 | 0 | 2012 | 0.5 | SWHC013-05
COM-HVAC-25.28 | Com ¦ Large Unitary AC (EER 9.8) - Cold ¦ PG&E ¦ Cold | Com ¦ Large Unitary AC (EER 9.8) - Cold | PG&E ¦ Cold | PG&E | All | Electric | Large Unitary AC (EER 9.8) | Average Existing and Code |  |  | 0 | Conventional | HVAC | Com - Lodging | Com | ROB and NEW | 0 | 1000 sqft2 of floor space | Cap-Tons | 15 | DEER:HVAC_Split-Package_AC | 0 | 0 | 0 | eTRM SWHC013-05 | 1089 | 2021 | 550 | 2021 | 0 | 0 | SWHC013-05 | Com Unitary AC (Large) - Cold ¦ PG&E ¦ Cold | Com Unitary AC (Large) - Cold | 1.0433 | 1 | 0.99 | CBSA 2014 | 0 | 2012 | 0.5 | SWHC013-05
COM-HVAC-25.29 | Com ¦ Large Unitary AC (EER 9.8) - Cold ¦ PG&E ¦ Cold | Com ¦ Large Unitary AC (EER 9.8) - Cold | PG&E ¦ Cold | PG&E | All | Electric | Large Unitary AC (EER 9.8) | Average Existing and Code |  |  | 0 | Conventional | HVAC | Com - Office (Large) | Com | ROB and NEW | 0 | 1000 sqft2 of floor space | Cap-Tons | 15 | DEER:HVAC_Split-Package_AC | 0 | 0 | 0 | eTRM SWHC013-05 | 1089 | 2021 | 550 | 2021 | 0 | 0 | SWHC013-05 | Com Unitary AC (Large) - Cold ¦ PG&E ¦ Cold | Com Unitary AC (Large) - Cold | 1.3898 | 1 | 0.99 | CBSA 2014 | 0 | 2012 | 0.5 | SWHC013-05
COM-HVAC-25.30 | Com ¦ Large Unitary AC (EER 9.8) - Cold ¦ PG&E ¦ Cold | Com ¦ Large Unitary AC (EER 9.8) - Cold | PG&E ¦ Cold | PG&E | All | Electric | Large Unitary AC (EER 9.8) | Average Existing and Code |  |  | 0 | Conventional | HVAC | Com - Office (Small) | Com | ROB and NEW | 0 | 1000 sqft2 of floor space | Cap-Tons | 15 | DEER:HVAC_Split-Package_AC | 0 | 0 | 0 | eTRM SWHC013-05 | 1089 | 2021 | 550 | 2021 | 0 | 0 | SWHC013-05 | Com Unitary AC (Large) - Cold ¦ PG&E ¦ Cold | Com Unitary AC (Large) - Cold | 1.6254 | 1 | 0.99 | CBSA 2014 | 0 | 2012 | 0.5 | SWHC013-05
COM-HVAC-25.31 | Com ¦ Large Unitary AC (EER 9.8) - Cold ¦ PG&E ¦ Cold | Com ¦ Large Unitary AC (EER 9.8) - Cold | PG&E ¦ Cold | PG&E | All | Electric | Large Unitary AC (EER 9.8) | Average Existing and Code |  |  | 0 | Conventional | HVAC | Com - Other | Com | ROB and NEW | 0 | 1000 sqft2 of floor space | Cap-Tons | 15 | DEER:HVAC_Split-Package_AC | 0 | 0 | 0 | eTRM SWHC013-05 | 1089 | 2021 | 550 | 2021 | 0 | 0 | SWHC013-05 | Com Unitary AC (Large) - Cold ¦ PG&E ¦ Cold | Com Unitary AC (Large) - Cold | 0.7671 | 1 | 0.99 | CBSA 2014 | 0 | 2012 | 0.5 | SWHC013-05
COM-HVAC-25.32 | Com ¦ Large Unitary AC (EER 9.8) - Cold ¦ PG&E ¦ Cold | Com ¦ Large Unitary AC (EER 9.8) - Cold | PG&E ¦ Cold | PG&E | All | Electric | Large Unitary AC (EER 9.8) | Average Existing and Code |  |  | 0 | Conventional | HVAC | Com - Refrig. Warehouse | Com | ROB and NEW | 0 | 1000 sqft2 of floor space | Cap-Tons | 15 | DEER:HVAC_Split-Package_AC | 0 | 0 | 0 | eTRM SWHC013-05 | 1089 | 2021 | 550 | 2021 | 0 | 0 | SWHC013-05 | Com Unitary AC (Large) - Cold ¦ PG&E ¦ Cold | Com Unitary AC (Large) - Cold | 0 | 1 | 0 | CBSA 2014 | 0 | 2012 | 0.5 | SWHC013-05
COM-HVAC-25.33 | Com ¦ Large Unitary AC (EER 9.8) - Cold ¦ PG&E ¦ Cold | Com ¦ Large Unitary AC (EER 9.8) - Cold | PG&E ¦ Cold | PG&E | All | Electric | Large Unitary AC (EER 9.8) | Average Existing and Code |  |  | 0 | Conventional | HVAC | Com - Restaurant | Com | ROB and NEW | 0 | 1000 sqft2 of floor space | Cap-Tons | 15 | DEER:HVAC_Split-Package_AC | 0 | 0 | 0 | eTRM SWHC013-05 | 1089 | 2021 | 550 | 2021 | 0 | 0 | SWHC013-05 | Com Unitary AC (Large) - Cold ¦ PG&E ¦ Cold | Com Unitary AC (Large) - Cold | 2.3487 | 1 | 0.99 | CBSA 2014 | 0 | 2012 | 0.5 | SWHC013-05
COM-HVAC-25.34 | Com ¦ Large Unitary AC (EER 9.8) - Cold ¦ PG&E ¦ Cold | Com ¦ Large Unitary AC (EER 9.8) - Cold | PG&E ¦ Cold | PG&E | All | Electric | Large Unitary AC (EER 9.8) | Average Existing and Code |  |  | 0 | Conventional | HVAC | Com - Retail | Com | ROB and NEW | 0 | 1000 sqft2 of floor space | Cap-Tons | 15 | DEER:HVAC_Split-Package_AC | 0 | 0 | 0 | eTRM SWHC013-05 | 1089 | 2021 | 550 | 2021 | 0 | 0 | SWHC013-05 | Com Unitary AC (Large) - Cold ¦ PG&E ¦ Cold | Com Unitary AC (Large) - Cold | 0.97885 | 1 | 0.99 | CBSA 2014 | 0 | 2012 | 0.5 | SWHC013-05
COM-HVAC-25.35 | Com ¦ Large Unitary AC (EER 9.8) - Cold ¦ PG&E ¦ Cold | Com ¦ Large Unitary AC (EER 9.8) - Cold | PG&E ¦ Cold | PG&E | All | Electric | Large Unitary AC (EER 9.8) | Average Existing and Code |  |  | 0 | Conventional | HVAC | Com - School | Com | ROB and NEW | 0 | 1000 sqft2 of floor space | Cap-Tons | 15 | DEER:HVAC_Split-Package_AC | 0 | 0 | 0 | eTRM SWHC013-05 | 1089 | 2021 | 550 | 2021 | 0 | 0 | SWHC013-05 | Com Unitary AC (Large) - Cold ¦ PG&E ¦ Cold | Com Unitary AC (Large) - Cold | 1.4864 | 1 | 0.99 | CBSA 2014 | 0 | 2012 | 0.5 | SWHC013-05
COM-HVAC-25.36 | Com ¦ Large Unitary AC (EER 9.8) - Cold ¦ PG&E ¦ Cold | Com ¦ Large Unitary AC (EER 9.8) - Cold | PG&E ¦ Cold | PG&E | All | Electric | Large Unitary AC (EER 9.8) | Average Existing and Code |  |  | 0 | Conventional | HVAC | Com - Warehouse | Com | ROB and NEW | 0 | 1000 sqft2 of floor space | Cap-Tons | 15 | DEER:HVAC_Split-Package_AC | 0 | 0 | 0 | eTRM SWHC013-05 | 1089 | 2021 | 550 | 2021 | 0 | 0 | SWHC013-05 | Com Unitary AC (Large) - Cold ¦ PG&E ¦ Cold | Com Unitary AC (Large) - Cold | 0.30463 | 1 | 0.99 | CBSA 2014 | 0 | 2012 | 0.5 | SWHC013-05
COM-HVAC-25.37 | Com ¦ Large Unitary AC (EER 9.8) - Marine ¦ SCE ¦ Marine | Com ¦ Large Unitary AC (EER 9.8) - Marine | SCE ¦ Marine | SCE | All | Electric | Large Unitary AC (EER 9.8) | Average Existing and Code |  |  | 0 | Conventional | HVAC | Com - College | Com | ROB and NEW | 0 | 1000 sqft2 of floor space | Cap-Tons | 15 | DEER:HVAC_Split-Package_AC | 0 | 0 | 0 | eTRM SWHC013-05 | 1089 | 2021 | 550 | 2021 | 0 | 0 | SWHC013-05 | Com Unitary AC (Large) - Marine ¦ SCE ¦ Marine | Com Unitary AC (Large) - Marine | 1.4792 | 1 | 0.99 | CBSA 2014 | 0 | 2012 | 0.5 | SWHC013-05
COM-HVAC-25.38 | Com ¦ Large Unitary AC (EER 9.8) - Marine ¦ SCE ¦ Marine | Com ¦ Large Unitary AC (EER 9.8) - Marine | SCE ¦ Marine | SCE | All | Electric | Large Unitary AC (EER 9.8) | Average Existing and Code |  |  | 0 | Conventional | HVAC | Com - Grocery | Com | ROB and NEW | 0 | 1000 sqft2 of floor space | Cap-Tons | 15 | DEER:HVAC_Split-Package_AC | 0 | 0 | 0 | eTRM SWHC013-05 | 1089 | 2021 | 550 | 2021 | 0 | 0 | SWHC013-05 | Com Unitary AC (Large) - Marine ¦ SCE ¦ Marine | Com Unitary AC (Large) - Marine | 2.6311 | 1 | 0.99 | CBSA 2014 | 0 | 2012 | 0.5 | SWHC013-05
COM-HVAC-25.39 | Com ¦ Large Unitary AC (EER 9.8) - Marine ¦ SCE ¦ Marine | Com ¦ Large Unitary AC (EER 9.8) - Marine | SCE ¦ Marine | SCE | All | Electric | Large Unitary AC (EER 9.8) | Average Existing and Code |  |  | 0 | Conventional | HVAC | Com - Health | Com | ROB and NEW | 0 | 1000 sqft2 of floor space | Cap-Tons | 15 | DEER:HVAC_Split-Package_AC | 0 | 0 | 0 | eTRM SWHC013-05 | 1089 | 2021 | 550 | 2021 | 0 | 0 | SWHC013-05 | Com Unitary AC (Large) - Marine ¦ SCE ¦ Marine | Com Unitary AC (Large) - Marine | 2.0977 | 1 | 0.99 | CBSA 2014 | 0 | 2012 | 0.5 | SWHC013-05
COM-HVAC-25.40 | Com ¦ Large Unitary AC (EER 9.8) - Marine ¦ SCE ¦ Marine | Com ¦ Large Unitary AC (EER 9.8) - Marine | SCE ¦ Marine | SCE | All | Electric | Large Unitary AC (EER 9.8) | Average Existing and Code |  |  | 0 | Conventional | HVAC | Com - Lodging | Com | ROB and NEW | 0 | 1000 sqft2 of floor space | Cap-Tons | 15 | DEER:HVAC_Split-Package_AC | 0 | 0 | 0 | eTRM SWHC013-05 | 1089 | 2021 | 550 | 2021 | 0 | 0 | SWHC013-05 | Com Unitary AC (Large) - Marine ¦ SCE ¦ Marine | Com Unitary AC (Large) - Marine | 1.178 | 1 | 0.99 | CBSA 2014 | 0 | 2012 | 0.5 | SWHC013-05
COM-HVAC-25.41 | Com ¦ Large Unitary AC (EER 9.8) - Marine ¦ SCE ¦ Marine | Com ¦ Large Unitary AC (EER 9.8) - Marine | SCE ¦ Marine | SCE | All | Electric | Large Unitary AC (EER 9.8) | Average Existing and Code |  |  | 0 | Conventional | HVAC | Com - Office (Large) | Com | ROB and NEW | 0 | 1000 sqft2 of floor space | Cap-Tons | 15 | DEER:HVAC_Split-Package_AC | 0 | 0 | 0 | eTRM SWHC013-05 | 1089 | 2021 | 550 | 2021 | 0 | 0 | SWHC013-05 | Com Unitary AC (Large) - Marine ¦ SCE ¦ Marine | Com Unitary AC (Large) - Marine | 1.5616 | 1 | 0.99 | CBSA 2014 | 0 | 2012 | 0.5 | SWHC013-05
COM-HVAC-25.42 | Com ¦ Large Unitary AC (EER 9.8) - Marine ¦ SCE ¦ Marine | Com ¦ Large Unitary AC (EER 9.8) - Marine | SCE ¦ Marine | SCE | All | Electric | Large Unitary AC (EER 9.8) | Average Existing and Code |  |  | 0 | Conventional | HVAC | Com - Office (Small) | Com | ROB and NEW | 0 | 1000 sqft2 of floor space | Cap-Tons | 15 | DEER:HVAC_Split-Package_AC | 0 | 0 | 0 | eTRM SWHC013-05 | 1089 | 2021 | 550 | 2021 | 0 | 0 | SWHC013-05 | Com Unitary AC (Large) - Marine ¦ SCE ¦ Marine | Com Unitary AC (Large) - Marine | 1.7717 | 1 | 0.99 | CBSA 2014 | 0 | 2012 | 0.5 | SWHC013-05
COM-HVAC-25.43 | Com ¦ Large Unitary AC (EER 9.8) - Marine ¦ SCE ¦ Marine | Com ¦ Large Unitary AC (EER 9.8) - Marine | SCE ¦ Marine | SCE | All | Electric | Large Unitary AC (EER 9.8) | Average Existing and Code |  |  | 0 | Conventional | HVAC | Com - Other | Com | ROB and NEW | 0 | 1000 sqft2 of floor space | Cap-Tons | 15 | DEER:HVAC_Split-Package_AC | 0 | 0 | 0 | eTRM SWHC013-05 | 1089 | 2021 | 550 | 2021 | 0 | 0 | SWHC013-05 | Com Unitary AC (Large) - Marine ¦ SCE ¦ Marine | Com Unitary AC (Large) - Marine | 0.84588 | 1 | 0.99 | CBSA 2014 | 0 | 2012 | 0.5 | SWHC013-05
COM-HVAC-25.44 | Com ¦ Large Unitary AC (EER 9.8) - Marine ¦ SCE ¦ Marine | Com ¦ Large Unitary AC (EER 9.8) - Marine | SCE ¦ Marine | SCE | All | Electric | Large Unitary AC (EER 9.8) | Average Existing and Code |  |  | 0 | Conventional | HVAC | Com - Refrig. Warehouse | Com | ROB and NEW | 0 | 1000 sqft2 of floor space | Cap-Tons | 15 | DEER:HVAC_Split-Package_AC | 0 | 0 | 0 | eTRM SWHC013-05 | 1089 | 2021 | 550 | 2021 | 0 | 0 | SWHC013-05 | Com Unitary AC (Large) - Marine ¦ SCE ¦ Marine | Com Unitary AC (Large) - Marine | 0 | 1 | 0 | CBSA 2014 | 0 | 2012 | 0.5 | SWHC013-05
COM-HVAC-25.45 | Com ¦ Large Unitary AC (EER 9.8) - Marine ¦ SCE ¦ Marine | Com ¦ Large Unitary AC (EER 9.8) - Marine | SCE ¦ Marine | SCE | All | Electric | Large Unitary AC (EER 9.8) | Average Existing and Code |  |  | 0 | Conventional | HVAC | Com - Restaurant | Com | ROB and NEW | 0 | 1000 sqft2 of floor space | Cap-Tons | 15 | DEER:HVAC_Split-Package_AC | 0 | 0 | 0 | eTRM SWHC013-05 | 1089 | 2021 | 550 | 2021 | 0 | 0 | SWHC013-05 | Com Unitary AC (Large) - Marine ¦ SCE ¦ Marine | Com Unitary AC (Large) - Marine | 2.5853 | 1 | 0.99 | CBSA 2014 | 0 | 2012 | 0.5 | SWHC013-05
COM-HVAC-25.46 | Com ¦ Large Unitary AC (EER 9.8) - Marine ¦ SCE ¦ Marine | Com ¦ Large Unitary AC (EER 9.8) - Marine | SCE ¦ Marine | SCE | All | Electric | Large Unitary AC (EER 9.8) | Average Existing and Code |  |  | 0 | Conventional | HVAC | Com - Retail | Com | ROB and NEW | 0 | 1000 sqft2 of floor space | Cap-Tons | 15 | DEER:HVAC_Split-Package_AC | 0 | 0 | 0 | eTRM SWHC013-05 | 1089 | 2021 | 550 | 2021 | 0 | 0 | SWHC013-05 | Com Unitary AC (Large) - Marine ¦ SCE ¦ Marine | Com Unitary AC (Large) - Marine | 1.0938 | 1 | 0.99 | CBSA 2014 | 0 | 2012 | 0.5 | SWHC013-05
COM-HVAC-25.47 | Com ¦ Large Unitary AC (EER 9.8) - Marine ¦ SCE ¦ Marine | Com ¦ Large Unitary AC (EER 9.8) - Marine | SCE ¦ Marine | SCE | All | Electric | Large Unitary AC (EER 9.8) | Average Existing and Code |  |  | 0 | Conventional | HVAC | Com - School | Com | ROB and NEW | 0 | 1000 sqft2 of floor space | Cap-Tons | 15 | DEER:HVAC_Split-Package_AC | 0 | 0 | 0 | eTRM SWHC013-05 | 1089 | 2021 | 550 | 2021 | 0 | 0 | SWHC013-05 | Com Unitary AC (Large) - Marine ¦ SCE ¦ Marine | Com Unitary AC (Large) - Marine | 1.7812 | 1 | 0.99 | CBSA 2014 | 0 | 2012 | 0.5 | SWHC013-05
COM-HVAC-25.48 | Com ¦ Large Unitary AC (EER 9.8) - Marine ¦ SCE ¦ Marine | Com ¦ Large Unitary AC (EER 9.8) - Marine | SCE ¦ Marine | SCE | All | Electric | Large Unitary AC (EER 9.8) | Average Existing and Code |  |  | 0 | Conventional | HVAC | Com - Warehouse | Com | ROB and NEW | 0 | 1000 sqft2 of floor space | Cap-Tons | 15 | DEER:HVAC_Split-Package_AC | 0 | 0 | 0 | eTRM SWHC013-05 | 1089 | 2021 | 550 | 2021 | 0 | 0 | SWHC013-05 | Com Unitary AC (Large) - Marine ¦ SCE ¦ Marine | Com Unitary AC (Large) - Marine | 0.335 | 1 | 0.99 | CBSA 2014 | 0 | 2012 | 0.5 | SWHC013-05
COM-HVAC-25.49 | Com ¦ Large Unitary AC (EER 9.8) - Hot-Dry ¦ SCE ¦ Hot-Dry | Com ¦ Large Unitary AC (EER 9.8) - Hot-Dry | SCE ¦ Hot-Dry | SCE | All | Electric | Large Unitary AC (EER 9.8) | Average Existing and Code |  |  | 0 | Conventional | HVAC | Com - College | Com | ROB and NEW | 0 | 1000 sqft2 of floor space | Cap-Tons | 15 | DEER:HVAC_Split-Package_AC | 0 | 0 | 0 | eTRM SWHC013-05 | 1089 | 2021 | 550 | 2021 | 0 | 0 | SWHC013-05 | Com Unitary AC (Large) - Hot-Dry ¦ SCE ¦ Hot-Dry | Com Unitary AC (Large) - Hot-Dry | 1.4792 | 1 | 0.99 | CBSA 2014 | 0 | 2012 | 0.5 | SWHC013-05
COM-HVAC-25.50 | Com ¦ Large Unitary AC (EER 9.8) - Hot-Dry ¦ SCE ¦ Hot-Dry | Com ¦ Large Unitary AC (EER 9.8) - Hot-Dry | SCE ¦ Hot-Dry | SCE | All | Electric | Large Unitary AC (EER 9.8) | Average Existing and Code |  |  | 0 | Conventional | HVAC | Com - Grocery | Com | ROB and NEW | 0 | 1000 sqft2 of floor space | Cap-Tons | 15 | DEER:HVAC_Split-Package_AC | 0 | 0 | 0 | eTRM SWHC013-05 | 1089 | 2021 | 550 | 2021 | 0 | 0 | SWHC013-05 | Com Unitary AC (Large) - Hot-Dry ¦ SCE ¦ Hot-Dry | Com Unitary AC (Large) - Hot-Dry | 2.6311 | 1 | 0.99 | CBSA 2014 | 0 | 2012 | 0.5 | SWHC013-05
COM-HVAC-25.51 | Com ¦ Large Unitary AC (EER 9.8) - Hot-Dry ¦ SCE ¦ Hot-Dry | Com ¦ Large Unitary AC (EER 9.8) - Hot-Dry | SCE ¦ Hot-Dry | SCE | All | Electric | Large Unitary AC (EER 9.8) | Average Existing and Code |  |  | 0 | Conventional | HVAC | Com - Health | Com | ROB and NEW | 0 | 1000 sqft2 of floor space | Cap-Tons | 15 | DEER:HVAC_Split-Package_AC | 0 | 0 | 0 | eTRM SWHC013-05 | 1089 | 2021 | 550 | 2021 | 0 | 0 | SWHC013-05 | Com Unitary AC (Large) - Hot-Dry ¦ SCE ¦ Hot-Dry | Com Unitary AC (Large) - Hot-Dry | 2.0977 | 1 | 0.99 | CBSA 2014 | 0 | 2012 | 0.5 | SWHC013-05
COM-HVAC-25.52 | Com ¦ Large Unitary AC (EER 9.8) - Hot-Dry ¦ SCE ¦ Hot-Dry | Com ¦ Large Unitary AC (EER 9.8) - Hot-Dry | SCE ¦ Hot-Dry | SCE | All | Electric | Large Unitary AC (EER 9.8) | Average Existing and Code |  |  | 0 | Conventional | HVAC | Com - Lodging | Com | ROB and NEW | 0 | 1000 sqft2 of floor space | Cap-Tons | 15 | DEER:HVAC_Split-Package_AC | 0 | 0 | 0 | eTRM SWHC013-05 | 1089 | 2021 | 550 | 2021 | 0 | 0 | SWHC013-05 | Com Unitary AC (Large) - Hot-Dry ¦ SCE ¦ Hot-Dry | Com Unitary AC (Large) - Hot-Dry | 1.178 | 1 | 0.99 | CBSA 2014 | 0 | 2012 | 0.5 | SWHC013-05
COM-HVAC-25.53 | Com ¦ Large Unitary AC (EER 9.8) - Hot-Dry ¦ SCE ¦ Hot-Dry | Com ¦ Large Unitary AC (EER 9.8) - Hot-Dry | SCE ¦ Hot-Dry | SCE | All | Electric | Large Unitary AC (EER 9.8) | Average Existing and Code |  |  | 0 | Conventional | HVAC | Com - Office (Large) | Com | ROB and NEW | 0 | 1000 sqft2 of floor space | Cap-Tons | 15 | DEER:HVAC_Split-Package_AC | 0 | 0 | 0 | eTRM SWHC013-05 | 1089 | 2021 | 550 | 2021 | 0 | 0 | SWHC013-05 | Com Unitary AC (Large) - Hot-Dry ¦ SCE ¦ Hot-Dry | Com Unitary AC (Large) - Hot-Dry | 1.5616 | 1 | 0.99 | CBSA 2014 | 0 | 2012 | 0.5 | SWHC013-05
COM-HVAC-25.54 | Com ¦ Large Unitary AC (EER 9.8) - Hot-Dry ¦ SCE ¦ Hot-Dry | Com ¦ Large Unitary AC (EER 9.8) - Hot-Dry | SCE ¦ Hot-Dry | SCE | All | Electric | Large Unitary AC (EER 9.8) | Average Existing and Code |  |  | 0 | Conventional | HVAC | Com - Office (Small) | Com | ROB and NEW | 0 | 1000 sqft2 of floor space | Cap-Tons | 15 | DEER:HVAC_Split-Package_AC | 0 | 0 | 0 | eTRM SWHC013-05 | 1089 | 2021 | 550 | 2021 | 0 | 0 | SWHC013-05 | Com Unitary AC (Large) - Hot-Dry ¦ SCE ¦ Hot-Dry | Com Unitary AC (Large) - Hot-Dry | 1.7717 | 1 | 0.99 | CBSA 2014 | 0 | 2012 | 0.5 | SWHC013-05
COM-HVAC-25.55 | Com ¦ Large Unitary AC (EER 9.8) - Hot-Dry ¦ SCE ¦ Hot-Dry | Com ¦ Large Unitary AC (EER 9.8) - Hot-Dry | SCE ¦ Hot-Dry | SCE | All | Electric | Large Unitary AC (EER 9.8) | Average Existing and Code |  |  | 0 | Conventional | HVAC | Com - Other | Com | ROB and NEW | 0 | 1000 sqft2 of floor space | Cap-Tons | 15 | DEER:HVAC_Split-Package_AC | 0 | 0 | 0 | eTRM SWHC013-05 | 1089 | 2021 | 550 | 2021 | 0 | 0 | SWHC013-05 | Com Unitary AC (Large) - Hot-Dry ¦ SCE ¦ Hot-Dry | Com Unitary AC (Large) - Hot-Dry | 0.84588 | 1 | 0.99 | CBSA 2014 | 0 | 2012 | 0.5 | SWHC013-05
COM-HVAC-25.56 | Com ¦ Large Unitary AC (EER 9.8) - Hot-Dry ¦ SCE ¦ Hot-Dry | Com ¦ Large Unitary AC (EER 9.8) - Hot-Dry | SCE ¦ Hot-Dry | SCE | All | Electric | Large Unitary AC (EER 9.8) | Average Existing and Code |  |  | 0 | Conventional | HVAC | Com - Refrig. Warehouse | Com | ROB and NEW | 0 | 1000 sqft2 of floor space | Cap-Tons | 15 | DEER:HVAC_Split-Package_AC | 0 | 0 | 0 | eTRM SWHC013-05 | 1089 | 2021 | 550 | 2021 | 0 | 0 | SWHC013-05 | Com Unitary AC (Large) - Hot-Dry ¦ SCE ¦ Hot-Dry | Com Unitary AC (Large) - Hot-Dry | 0 | 1 | 0 | CBSA 2014 | 0 | 2012 | 0.5 | SWHC013-05
COM-HVAC-25.57 | Com ¦ Large Unitary AC (EER 9.8) - Hot-Dry ¦ SCE ¦ Hot-Dry | Com ¦ Large Unitary AC (EER 9.8) - Hot-Dry | SCE ¦ Hot-Dry | SCE | All | Electric | Large Unitary AC (EER 9.8) | Average Existing and Code |  |  | 0 | Conventional | HVAC | Com - Restaurant | Com | ROB and NEW | 0 | 1000 sqft2 of floor space | Cap-Tons | 15 | DEER:HVAC_Split-Package_AC | 0 | 0 | 0 | eTRM SWHC013-05 | 1089 | 2021 | 550 | 2021 | 0 | 0 | SWHC013-05 | Com Unitary AC (Large) - Hot-Dry ¦ SCE ¦ Hot-Dry | Com Unitary AC (Large) - Hot-Dry | 2.5853 | 1 | 0.99 | CBSA 2014 | 0 | 2012 | 0.5 | SWHC013-05
COM-HVAC-25.58 | Com ¦ Large Unitary AC (EER 9.8) - Hot-Dry ¦ SCE ¦ Hot-Dry | Com ¦ Large Unitary AC (EER 9.8) - Hot-Dry | SCE ¦ Hot-Dry | SCE | All | Electric | Large Unitary AC (EER 9.8) | Average Existing and Code |  |  | 0 | Conventional | HVAC | Com - Retail | Com | ROB and NEW | 0 | 1000 sqft2 of floor space | Cap-Tons | 15 | DEER:HVAC_Split-Package_AC | 0 | 0 | 0 | eTRM SWHC013-05 | 1089 | 2021 | 550 | 2021 | 0 | 0 | SWHC013-05 | Com Unitary AC (Large) - Hot-Dry ¦ SCE ¦ Hot-Dry | Com Unitary AC (Large) - Hot-Dry | 1.0938 | 1 | 0.99 | CBSA 2014 | 0 | 2012 | 0.5 | SWHC013-05
COM-HVAC-25.59 | Com ¦ Large Unitary AC (EER 9.8) - Hot-Dry ¦ SCE ¦ Hot-Dry | Com ¦ Large Unitary AC (EER 9.8) - Hot-Dry | SCE ¦ Hot-Dry | SCE | All | Electric | Large Unitary AC (EER 9.8) | Average Existing and Code |  |  | 0 | Conventional | HVAC | Com - School | Com | ROB and NEW | 0 | 1000 sqft2 of floor space | Cap-Tons | 15 | DEER:HVAC_Split-Package_AC | 0 | 0 | 0 | eTRM SWHC013-05 | 1089 | 2021 | 550 | 2021 | 0 | 0 | SWHC013-05 | Com Unitary AC (Large) - Hot-Dry ¦ SCE ¦ Hot-Dry | Com Unitary AC (Large) - Hot-Dry | 1.7812 | 1 | 0.99 | CBSA 2014 | 0 | 2012 | 0.5 | SWHC013-05
COM-HVAC-25.60 | Com ¦ Large Unitary AC (EER 9.8) - Hot-Dry ¦ SCE ¦ Hot-Dry | Com ¦ Large Unitary AC (EER 9.8) - Hot-Dry | SCE ¦ Hot-Dry | SCE | All | Electric | Large Unitary AC (EER 9.8) | Average Existing and Code |  |  | 0 | Conventional | HVAC | Com - Warehouse | Com | ROB and NEW | 0 | 1000 sqft2 of floor space | Cap-Tons | 15 | DEER:HVAC_Split-Package_AC | 0 | 0 | 0 | eTRM SWHC013-05 | 1089 | 2021 | 550 | 2021 | 0 | 0 | SWHC013-05 | Com Unitary AC (Large) - Hot-Dry ¦ SCE ¦ Hot-Dry | Com Unitary AC (Large) - Hot-Dry | 0.335 | 1 | 0.99 | CBSA 2014 | 0 | 2012 | 0.5 | SWHC013-05
COM-HVAC-25.61 | Com ¦ Large Unitary AC (EER 9.8) - Cold ¦ SCE ¦ Cold | Com ¦ Large Unitary AC (EER 9.8) - Cold | SCE ¦ Cold | SCE | All | Electric | Large Unitary AC (EER 9.8) | Average Existing and Code |  |  | 0 | Conventional | HVAC | Com - College | Com | ROB and NEW | 0 | 1000 sqft2 of floor space | Cap-Tons | 15 | DEER:HVAC_Split-Package_AC | 0 | 0 | 0 | eTRM SWHC013-05 | 1089 | 2021 | 550 | 2021 | 0 | 0 | SWHC013-05 | Com Unitary AC (Large) - Cold ¦ SCE ¦ Cold | Com Unitary AC (Large) - Cold | 1.4792 | 1 | 0.99 | CBSA 2014 | 0 | 2012 | 0.5 | SWHC013-05
COM-HVAC-25.62 | Com ¦ Large Unitary AC (EER 9.8) - Cold ¦ SCE ¦ Cold | Com ¦ Large Unitary AC (EER 9.8) - Cold | SCE ¦ Cold | SCE | All | Electric | Large Unitary AC (EER 9.8) | Average Existing and Code |  |  | 0 | Conventional | HVAC | Com - Grocery | Com | ROB and NEW | 0 | 1000 sqft2 of floor space | Cap-Tons | 15 | DEER:HVAC_Split-Package_AC | 0 | 0 | 0 | eTRM SWHC013-05 | 1089 | 2021 | 550 | 2021 | 0 | 0 | SWHC013-05 | Com Unitary AC (Large) - Cold ¦ SCE ¦ Cold | Com Unitary AC (Large) - Cold | 2.6311 | 1 | 0.99 | CBSA 2014 | 0 | 2012 | 0.5 | SWHC013-05
COM-HVAC-25.63 | Com ¦ Large Unitary AC (EER 9.8) - Cold ¦ SCE ¦ Cold | Com ¦ Large Unitary AC (EER 9.8) - Cold | SCE ¦ Cold | SCE | All | Electric | Large Unitary AC (EER 9.8) | Average Existing and Code |  |  | 0 | Conventional | HVAC | Com - Health | Com | ROB and NEW | 0 | 1000 sqft2 of floor space | Cap-Tons | 15 | DEER:HVAC_Split-Package_AC | 0 | 0 | 0 | eTRM SWHC013-05 | 1089 | 2021 | 550 | 2021 | 0 | 0 | SWHC013-05 | Com Unitary AC (Large) - Cold ¦ SCE ¦ Cold | Com Unitary AC (Large) - Cold | 2.0977 | 1 | 0.99 | CBSA 2014 | 0 | 2012 | 0.5 | SWHC013-05
COM-HVAC-25.64 | Com ¦ Large Unitary AC (EER 9.8) - Cold ¦ SCE ¦ Cold | Com ¦ Large Unitary AC (EER 9.8) - Cold | SCE ¦ Cold | SCE | All | Electric | Large Unitary AC (EER 9.8) | Average Existing and Code |  |  | 0 | Conventional | HVAC | Com - Lodging | Com | ROB and NEW | 0 | 1000 sqft2 of floor space | Cap-Tons | 15 | DEER:HVAC_Split-Package_AC | 0 | 0 | 0 | eTRM SWHC013-05 | 1089 | 2021 | 550 | 2021 | 0 | 0 | SWHC013-05 | Com Unitary AC (Large) - Cold ¦ SCE ¦ Cold | Com Unitary AC (Large) - Cold | 1.178 | 1 | 0.99 | CBSA 2014 | 0 | 2012 | 0.5 | SWHC013-05
COM-HVAC-25.65 | Com ¦ Large Unitary AC (EER 9.8) - Cold ¦ SCE ¦ Cold | Com ¦ Large Unitary AC (EER 9.8) - Cold | SCE ¦ Cold | SCE | All | Electric | Large Unitary AC (EER 9.8) | Average Existing and Code |  |  | 0 | Conventional | HVAC | Com - Office (Large) | Com | ROB and NEW | 0 | 1000 sqft2 of floor space | Cap-Tons | 15 | DEER:HVAC_Split-Package_AC | 0 | 0 | 0 | eTRM SWHC013-05 | 1089 | 2021 | 550 | 2021 | 0 | 0 | SWHC013-05 | Com Unitary AC (Large) - Cold ¦ SCE ¦ Cold | Com Unitary AC (Large) - Cold | 1.5616 | 1 | 0.99 | CBSA 2014 | 0 | 2012 | 0.5 | SWHC013-05
COM-HVAC-25.66 | Com ¦ Large Unitary AC (EER 9.8) - Cold ¦ SCE ¦ Cold | Com ¦ Large Unitary AC (EER 9.8) - Cold | SCE ¦ Cold | SCE | All | Electric | Large Unitary AC (EER 9.8) | Average Existing and Code |  |  | 0 | Conventional | HVAC | Com - Office (Small) | Com | ROB and NEW | 0 | 1000 sqft2 of floor space | Cap-Tons | 15 | DEER:HVAC_Split-Package_AC | 0 | 0 | 0 | eTRM SWHC013-05 | 1089 | 2021 | 550 | 2021 | 0 | 0 | SWHC013-05 | Com Unitary AC (Large) - Cold ¦ SCE ¦ Cold | Com Unitary AC (Large) - Cold | 1.7717 | 1 | 0.99 | CBSA 2014 | 0 | 2012 | 0.5 | SWHC013-05
COM-HVAC-25.67 | Com ¦ Large Unitary AC (EER 9.8) - Cold ¦ SCE ¦ Cold | Com ¦ Large Unitary AC (EER 9.8) - Cold | SCE ¦ Cold | SCE | All | Electric | Large Unitary AC (EER 9.8) | Average Existing and Code |  |  | 0 | Conventional | HVAC | Com - Other | Com | ROB and NEW | 0 | 1000 sqft2 of floor space | Cap-Tons | 15 | DEER:HVAC_Split-Package_AC | 0 | 0 | 0 | eTRM SWHC013-05 | 1089 | 2021 | 550 | 2021 | 0 | 0 | SWHC013-05 | Com Unitary AC (Large) - Cold ¦ SCE ¦ Cold | Com Unitary AC (Large) - Cold | 0.84588 | 1 | 0.99 | CBSA 2014 | 0 | 2012 | 0.5 | SWHC013-05
COM-HVAC-25.68 | Com ¦ Large Unitary AC (EER 9.8) - Cold ¦ SCE ¦ Cold | Com ¦ Large Unitary AC (EER 9.8) - Cold | SCE ¦ Cold | SCE | All | Electric | Large Unitary AC (EER 9.8) | Average Existing and Code |  |  | 0 | Conventional | HVAC | Com - Refrig. Warehouse | Com | ROB and NEW | 0 | 1000 sqft2 of floor space | Cap-Tons | 15 | DEER:HVAC_Split-Package_AC | 0 | 0 | 0 | eTRM SWHC013-05 | 1089 | 2021 | 550 | 2021 | 0 | 0 | SWHC013-05 | Com Unitary AC (Large) - Cold ¦ SCE ¦ Cold | Com Unitary AC (Large) - Cold | 0 | 1 | 0 | CBSA 2014 | 0 | 2012 | 0.5 | SWHC013-05
COM-HVAC-25.69 | Com ¦ Large Unitary AC (EER 9.8) - Cold ¦ SCE ¦ Cold | Com ¦ Large Unitary AC (EER 9.8) - Cold | SCE ¦ Cold | SCE | All | Electric | Large Unitary AC (EER 9.8) | Average Existing and Code |  |  | 0 | Conventional | HVAC | Com - Restaurant | Com | ROB and NEW | 0 | 1000 sqft2 of floor space | Cap-Tons | 15 | DEER:HVAC_Split-Package_AC | 0 | 0 | 0 | eTRM SWHC013-05 | 1089 | 2021 | 550 | 2021 | 0 | 0 | SWHC013-05 | Com Unitary AC (Large) - Cold ¦ SCE ¦ Cold | Com Unitary AC (Large) - Cold | 2.5853 | 1 | 0.99 | CBSA 2014 | 0 | 2012 | 0.5 | SWHC013-05
COM-HVAC-25.70 | Com ¦ Large Unitary AC (EER 9.8) - Cold ¦ SCE ¦ Cold | Com ¦ Large Unitary AC (EER 9.8) - Cold | SCE ¦ Cold | SCE | All | Electric | Large Unitary AC (EER 9.8) | Average Existing and Code |  |  | 0 | Conventional | HVAC | Com - Retail | Com | ROB and NEW | 0 | 1000 sqft2 of floor space | Cap-Tons | 15 | DEER:HVAC_Split-Package_AC | 0 | 0 | 0 | eTRM SWHC013-05 | 1089 | 2021 | 550 | 2021 | 0 | 0 | SWHC013-05 | Com Unitary AC (Large) - Cold ¦ SCE ¦ Cold | Com Unitary AC (Large) - Cold | 1.0938 | 1 | 0.99 | CBSA 2014 | 0 | 2012 | 0.5 | SWHC013-05
COM-HVAC-25.71 | Com ¦ Large Unitary AC (EER 9.8) - Cold ¦ SCE ¦ Cold | Com ¦ Large Unitary AC (EER 9.8) - Cold | SCE ¦ Cold | SCE | All | Electric | Large Unitary AC (EER 9.8) | Average Existing and Code |  |  | 0 | Conventional | HVAC | Com - School | Com | ROB and NEW | 0 | 1000 sqft2 of floor space | Cap-Tons | 15 | DEER:HVAC_Split-Package_AC | 0 | 0 | 0 | eTRM SWHC013-05 | 1089 | 2021 | 550 | 2021 | 0 | 0 | SWHC013-05 | Com Unitary AC (Large) - Cold ¦ SCE ¦ Cold | Com Unitary AC (Large) - Cold | 1.7812 | 1 | 0.99 | CBSA 2014 | 0 | 2012 | 0.5 | SWHC013-05
COM-HVAC-25.72 | Com ¦ Large Unitary AC (EER 9.8) - Cold ¦ SCE ¦ Cold | Com ¦ Large Unitary AC (EER 9.8) - Cold | SCE ¦ Cold | SCE | All | Electric | Large Unitary AC (EER 9.8) | Average Existing and Code |  |  | 0 | Conventional | HVAC | Com - Warehouse | Com | ROB and NEW | 0 | 1000 sqft2 of floor space | Cap-Tons | 15 | DEER:HVAC_Split-Package_AC | 0 | 0 | 0 | eTRM SWHC013-05 | 1089 | 2021 | 550 | 2021 | 0 | 0 | SWHC013-05 | Com Unitary AC (Large) - Cold ¦ SCE ¦ Cold | Com Unitary AC (Large) - Cold | 0.335 | 1 | 0.99 | CBSA 2014 | 0 | 2012 | 0.5 | SWHC013-05
COM-HVAC-25.73 | Com ¦ Large Unitary AC (EER 9.8) - Marine ¦ SDG&E ¦ Marine | Com ¦ Large Unitary AC (EER 9.8) - Marine | SDG&E ¦ Marine | SDG&E | All | Electric | Large Unitary AC (EER 9.8) | Average Existing and Code |  |  | 0 | Conventional | HVAC | Com - College | Com | ROB and NEW | 0 | 1000 sqft2 of floor space | Cap-Tons | 15 | DEER:HVAC_Split-Package_AC | 0 | 0 | 0 | eTRM SWHC013-05 | 1089 | 2021 | 550 | 2021 | 0 | 0 | SWHC013-05 | Com Unitary AC (Large) - Marine ¦ SDG&E ¦ Marine | Com Unitary AC (Large) - Marine | 1.4495 | 1 | 0.99 | CBSA 2014 | 0 | 2012 | 0.5 | SWHC013-05
COM-HVAC-25.74 | Com ¦ Large Unitary AC (EER 9.8) - Marine ¦ SDG&E ¦ Marine | Com ¦ Large Unitary AC (EER 9.8) - Marine | SDG&E ¦ Marine | SDG&E | All | Electric | Large Unitary AC (EER 9.8) | Average Existing and Code |  |  | 0 | Conventional | HVAC | Com - Grocery | Com | ROB and NEW | 0 | 1000 sqft2 of floor space | Cap-Tons | 15 | DEER:HVAC_Split-Package_AC | 0 | 0 | 0 | eTRM SWHC013-05 | 1089 | 2021 | 550 | 2021 | 0 | 0 | SWHC013-05 | Com Unitary AC (Large) - Marine ¦ SDG&E ¦ Marine | Com Unitary AC (Large) - Marine | 2.675 | 1 | 0.99 | CBSA 2014 | 0 | 2012 | 0.5 | SWHC013-05
COM-HVAC-25.75 | Com ¦ Large Unitary AC (EER 9.8) - Marine ¦ SDG&E ¦ Marine | Com ¦ Large Unitary AC (EER 9.8) - Marine | SDG&E ¦ Marine | SDG&E | All | Electric | Large Unitary AC (EER 9.8) | Average Existing and Code |  |  | 0 | Conventional | HVAC | Com - Health | Com | ROB and NEW | 0 | 1000 sqft2 of floor space | Cap-Tons | 15 | DEER:HVAC_Split-Package_AC | 0 | 0 | 0 | eTRM SWHC013-05 | 1089 | 2021 | 550 | 2021 | 0 | 0 | SWHC013-05 | Com Unitary AC (Large) - Marine ¦ SDG&E ¦ Marine | Com Unitary AC (Large) - Marine | 2.086 | 1 | 0.99 | CBSA 2014 | 0 | 2012 | 0.5 | SWHC013-05
COM-HVAC-25.76 | Com ¦ Large Unitary AC (EER 9.8) - Marine ¦ SDG&E ¦ Marine | Com ¦ Large Unitary AC (EER 9.8) - Marine | SDG&E ¦ Marine | SDG&E | All | Electric | Large Unitary AC (EER 9.8) | Average Existing and Code |  |  | 0 | Conventional | HVAC | Com - Lodging | Com | ROB and NEW | 0 | 1000 sqft2 of floor space | Cap-Tons | 15 | DEER:HVAC_Split-Package_AC | 0 | 0 | 0 | eTRM SWHC013-05 | 1089 | 2021 | 550 | 2021 | 0 | 0 | SWHC013-05 | Com Unitary AC (Large) - Marine ¦ SDG&E ¦ Marine | Com Unitary AC (Large) - Marine | 1.1671 | 1 | 0.99 | CBSA 2014 | 0 | 2012 | 0.5 | SWHC013-05
COM-HVAC-25.77 | Com ¦ Large Unitary AC (EER 9.8) - Marine ¦ SDG&E ¦ Marine | Com ¦ Large Unitary AC (EER 9.8) - Marine | SDG&E ¦ Marine | SDG&E | All | Electric | Large Unitary AC (EER 9.8) | Average Existing and Code |  |  | 0 | Conventional | HVAC | Com - Office (Large) | Com | ROB and NEW | 0 | 1000 sqft2 of floor space | Cap-Tons | 15 | DEER:HVAC_Split-Package_AC | 0 | 0 | 0 | eTRM SWHC013-05 | 1089 | 2021 | 550 | 2021 | 0 | 0 | SWHC013-05 | Com Unitary AC (Large) - Marine ¦ SDG&E ¦ Marine | Com Unitary AC (Large) - Marine | 1.5238 | 1 | 0.99 | CBSA 2014 | 0 | 2012 | 0.5 | SWHC013-05
COM-HVAC-25.78 | Com ¦ Large Unitary AC (EER 9.8) - Marine ¦ SDG&E ¦ Marine | Com ¦ Large Unitary AC (EER 9.8) - Marine | SDG&E ¦ Marine | SDG&E | All | Electric | Large Unitary AC (EER 9.8) | Average Existing and Code |  |  | 0 | Conventional | HVAC | Com - Office (Small) | Com | ROB and NEW | 0 | 1000 sqft2 of floor space | Cap-Tons | 15 | DEER:HVAC_Split-Package_AC | 0 | 0 | 0 | eTRM SWHC013-05 | 1089 | 2021 | 550 | 2021 | 0 | 0 | SWHC013-05 | Com Unitary AC (Large) - Marine ¦ SDG&E ¦ Marine | Com Unitary AC (Large) - Marine | 1.8503 | 1 | 0.99 | CBSA 2014 | 0 | 2012 | 0.5 | SWHC013-05
COM-HVAC-25.79 | Com ¦ Large Unitary AC (EER 9.8) - Marine ¦ SDG&E ¦ Marine | Com ¦ Large Unitary AC (EER 9.8) - Marine | SDG&E ¦ Marine | SDG&E | All | Electric | Large Unitary AC (EER 9.8) | Average Existing and Code |  |  | 0 | Conventional | HVAC | Com - Other | Com | ROB and NEW | 0 | 1000 sqft2 of floor space | Cap-Tons | 15 | DEER:HVAC_Split-Package_AC | 0 | 0 | 0 | eTRM SWHC013-05 | 1089 | 2021 | 550 | 2021 | 0 | 0 | SWHC013-05 | Com Unitary AC (Large) - Marine ¦ SDG&E ¦ Marine | Com Unitary AC (Large) - Marine | 0.83142 | 1 | 0.99 | CBSA 2014 | 0 | 2012 | 0.5 | SWHC013-05
COM-HVAC-25.80 | Com ¦ Large Unitary AC (EER 9.8) - Marine ¦ SDG&E ¦ Marine | Com ¦ Large Unitary AC (EER 9.8) - Marine | SDG&E ¦ Marine | SDG&E | All | Electric | Large Unitary AC (EER 9.8) | Average Existing and Code |  |  | 0 | Conventional | HVAC | Com - Refrig. Warehouse | Com | ROB and NEW | 0 | 1000 sqft2 of floor space | Cap-Tons | 15 | DEER:HVAC_Split-Package_AC | 0 | 0 | 0 | eTRM SWHC013-05 | 1089 | 2021 | 550 | 2021 | 0 | 0 | SWHC013-05 | Com Unitary AC (Large) - Marine ¦ SDG&E ¦ Marine | Com Unitary AC (Large) - Marine | 0 | 1 | 0 | CBSA 2014 | 0 | 2012 | 0.5 | SWHC013-05
COM-HVAC-25.81 | Com ¦ Large Unitary AC (EER 9.8) - Marine ¦ SDG&E ¦ Marine | Com ¦ Large Unitary AC (EER 9.8) - Marine | SDG&E ¦ Marine | SDG&E | All | Electric | Large Unitary AC (EER 9.8) | Average Existing and Code |  |  | 0 | Conventional | HVAC | Com - Restaurant | Com | ROB and NEW | 0 | 1000 sqft2 of floor space | Cap-Tons | 15 | DEER:HVAC_Split-Package_AC | 0 | 0 | 0 | eTRM SWHC013-05 | 1089 | 2021 | 550 | 2021 | 0 | 0 | SWHC013-05 | Com Unitary AC (Large) - Marine ¦ SDG&E ¦ Marine | Com Unitary AC (Large) - Marine | 2.7007 | 1 | 0.99 | CBSA 2014 | 0 | 2012 | 0.5 | SWHC013-05
COM-HVAC-25.82 | Com ¦ Large Unitary AC (EER 9.8) - Marine ¦ SDG&E ¦ Marine | Com ¦ Large Unitary AC (EER 9.8) - Marine | SDG&E ¦ Marine | SDG&E | All | Electric | Large Unitary AC (EER 9.8) | Average Existing and Code |  |  | 0 | Conventional | HVAC | Com - Retail | Com | ROB and NEW | 0 | 1000 sqft2 of floor space | Cap-Tons | 15 | DEER:HVAC_Split-Package_AC | 0 | 0 | 0 | eTRM SWHC013-05 | 1089 | 2021 | 550 | 2021 | 0 | 0 | SWHC013-05 | Com Unitary AC (Large) - Marine ¦ SDG&E ¦ Marine | Com Unitary AC (Large) - Marine | 1.0949 | 1 | 0.99 | CBSA 2014 | 0 | 2012 | 0.5 | SWHC013-05
COM-HVAC-25.83 | Com ¦ Large Unitary AC (EER 9.8) - Marine ¦ SDG&E ¦ Marine | Com ¦ Large Unitary AC (EER 9.8) - Marine | SDG&E ¦ Marine | SDG&E | All | Electric | Large Unitary AC (EER 9.8) | Average Existing and Code |  |  | 0 | Conventional | HVAC | Com - School | Com | ROB and NEW | 0 | 1000 sqft2 of floor space | Cap-Tons | 15 | DEER:HVAC_Split-Package_AC | 0 | 0 | 0 | eTRM SWHC013-05 | 1089 | 2021 | 550 | 2021 | 0 | 0 | SWHC013-05 | Com Unitary AC (Large) - Marine ¦ SDG&E ¦ Marine | Com Unitary AC (Large) - Marine | 1.8411 | 1 | 0.99 | CBSA 2014 | 0 | 2012 | 0.5 | SWHC013-05
COM-HVAC-25.84 | Com ¦ Large Unitary AC (EER 9.8) - Marine ¦ SDG&E ¦ Marine | Com ¦ Large Unitary AC (EER 9.8) - Marine | SDG&E ¦ Marine | SDG&E | All | Electric | Large Unitary AC (EER 9.8) | Average Existing and Code |  |  | 0 | Conventional | HVAC | Com - Warehouse | Com | ROB and NEW | 0 | 1000 sqft2 of floor space | Cap-Tons | 15 | DEER:HVAC_Split-Package_AC | 0 | 0 | 0 | eTRM SWHC013-05 | 1089 | 2021 | 550 | 2021 | 0 | 0 | SWHC013-05 | Com Unitary AC (Large) - Marine ¦ SDG&E ¦ Marine | Com Unitary AC (Large) - Marine | 0.33575 | 1 | 0.99 | CBSA 2014 | 0 | 2012 | 0.5 | SWHC013-05
COM-HVAC-25.85 | Com ¦ Large Unitary AC (EER 9.8) - Hot-Dry ¦ SDG&E ¦ Hot-Dry | Com ¦ Large Unitary AC (EER 9.8) - Hot-Dry | SDG&E ¦ Hot-Dry | SDG&E | All | Electric | Large Unitary AC (EER 9.8) | Average Existing and Code |  |  | 0 | Conventional | HVAC | Com - College | Com | ROB and NEW | 0 | 1000 sqft2 of floor space | Cap-Tons | 15 | DEER:HVAC_Split-Package_AC | 0 | 0 | 0 | eTRM SWHC013-05 | 1089 | 2021 | 550 | 2021 | 0 | 0 | SWHC013-05 | Com Unitary AC (Large) - Hot-Dry ¦ SDG&E ¦ Hot-Dry | Com Unitary AC (Large) - Hot-Dry | 1.4495 | 1 | 0.99 | CBSA 2014 | 0 | 2012 | 0.5 | SWHC013-05
COM-HVAC-25.86 | Com ¦ Large Unitary AC (EER 9.8) - Hot-Dry ¦ SDG&E ¦ Hot-Dry | Com ¦ Large Unitary AC (EER 9.8) - Hot-Dry | SDG&E ¦ Hot-Dry | SDG&E | All | Electric | Large Unitary AC (EER 9.8) | Average Existing and Code |  |  | 0 | Conventional | HVAC | Com - Grocery | Com | ROB and NEW | 0 | 1000 sqft2 of floor space | Cap-Tons | 15 | DEER:HVAC_Split-Package_AC | 0 | 0 | 0 | eTRM SWHC013-05 | 1089 | 2021 | 550 | 2021 | 0 | 0 | SWHC013-05 | Com Unitary AC (Large) - Hot-Dry ¦ SDG&E ¦ Hot-Dry | Com Unitary AC (Large) - Hot-Dry | 2.675 | 1 | 0.99 | CBSA 2014 | 0 | 2012 | 0.5 | SWHC013-05
COM-HVAC-25.87 | Com ¦ Large Unitary AC (EER 9.8) - Hot-Dry ¦ SDG&E ¦ Hot-Dry | Com ¦ Large Unitary AC (EER 9.8) - Hot-Dry | SDG&E ¦ Hot-Dry | SDG&E | All | Electric | Large Unitary AC (EER 9.8) | Average Existing and Code |  |  | 0 | Conventional | HVAC | Com - Health | Com | ROB and NEW | 0 | 1000 sqft2 of floor space | Cap-Tons | 15 | DEER:HVAC_Split-Package_AC | 0 | 0 | 0 | eTRM SWHC013-05 | 1089 | 2021 | 550 | 2021 | 0 | 0 | SWHC013-05 | Com Unitary AC (Large) - Hot-Dry ¦ SDG&E ¦ Hot-Dry | Com Unitary AC (Large) - Hot-Dry | 2.086 | 1 | 0.99 | CBSA 2014 | 0 | 2012 | 0.5 | SWHC013-05
COM-HVAC-25.88 | Com ¦ Large Unitary AC (EER 9.8) - Hot-Dry ¦ SDG&E ¦ Hot-Dry | Com ¦ Large Unitary AC (EER 9.8) - Hot-Dry | SDG&E ¦ Hot-Dry | SDG&E | All | Electric | Large Unitary AC (EER 9.8) | Average Existing and Code |  |  | 0 | Conventional | HVAC | Com - Lodging | Com | ROB and NEW | 0 | 1000 sqft2 of floor space | Cap-Tons | 15 | DEER:HVAC_Split-Package_AC | 0 | 0 | 0 | eTRM SWHC013-05 | 1089 | 2021 | 550 | 2021 | 0 | 0 | SWHC013-05 | Com Unitary AC (Large) - Hot-Dry ¦ SDG&E ¦ Hot-Dry | Com Unitary AC (Large) - Hot-Dry | 1.1671 | 1 | 0.99 | CBSA 2014 | 0 | 2012 | 0.5 | SWHC013-05
COM-HVAC-25.89 | Com ¦ Large Unitary AC (EER 9.8) - Hot-Dry ¦ SDG&E ¦ Hot-Dry | Com ¦ Large Unitary AC (EER 9.8) - Hot-Dry | SDG&E ¦ Hot-Dry | SDG&E | All | Electric | Large Unitary AC (EER 9.8) | Average Existing and Code |  |  | 0 | Conventional | HVAC | Com - Office (Large) | Com | ROB and NEW | 0 | 1000 sqft2 of floor space | Cap-Tons | 15 | DEER:HVAC_Split-Package_AC | 0 | 0 | 0 | eTRM SWHC013-05 | 1089 | 2021 | 550 | 2021 | 0 | 0 | SWHC013-05 | Com Unitary AC (Large) - Hot-Dry ¦ SDG&E ¦ Hot-Dry | Com Unitary AC (Large) - Hot-Dry | 1.5238 | 1 | 0.99 | CBSA 2014 | 0 | 2012 | 0.5 | SWHC013-05
COM-HVAC-25.90 | Com ¦ Large Unitary AC (EER 9.8) - Hot-Dry ¦ SDG&E ¦ Hot-Dry | Com ¦ Large Unitary AC (EER 9.8) - Hot-Dry | SDG&E ¦ Hot-Dry | SDG&E | All | Electric | Large Unitary AC (EER 9.8) | Average Existing and Code |  |  | 0 | Conventional | HVAC | Com - Office (Small) | Com | ROB and NEW | 0 | 1000 sqft2 of floor space | Cap-Tons | 15 | DEER:HVAC_Split-Package_AC | 0 | 0 | 0 | eTRM SWHC013-05 | 1089 | 2021 | 550 | 2021 | 0 | 0 | SWHC013-05 | Com Unitary AC (Large) - Hot-Dry ¦ SDG&E ¦ Hot-Dry | Com Unitary AC (Large) - Hot-Dry | 1.8503 | 1 | 0.99 | CBSA 2014 | 0 | 2012 | 0.5 | SWHC013-05
COM-HVAC-25.91 | Com ¦ Large Unitary AC (EER 9.8) - Hot-Dry ¦ SDG&E ¦ Hot-Dry | Com ¦ Large Unitary AC (EER 9.8) - Hot-Dry | SDG&E ¦ Hot-Dry | SDG&E | All | Electric | Large Unitary AC (EER 9.8) | Average Existing and Code |  |  | 0 | Conventional | HVAC | Com - Other | Com | ROB and NEW | 0 | 1000 sqft2 of floor space | Cap-Tons | 15 | DEER:HVAC_Split-Package_AC | 0 | 0 | 0 | eTRM SWHC013-05 | 1089 | 2021 | 550 | 2021 | 0 | 0 | SWHC013-05 | Com Unitary AC (Large) - Hot-Dry ¦ SDG&E ¦ Hot-Dry | Com Unitary AC (Large) - Hot-Dry | 0.83142 | 1 | 0.99 | CBSA 2014 | 0 | 2012 | 0.5 | SWHC013-05
COM-HVAC-25.92 | Com ¦ Large Unitary AC (EER 9.8) - Hot-Dry ¦ SDG&E ¦ Hot-Dry | Com ¦ Large Unitary AC (EER 9.8) - Hot-Dry | SDG&E ¦ Hot-Dry | SDG&E | All | Electric | Large Unitary AC (EER 9.8) | Average Existing and Code |  |  | 0 | Conventional | HVAC | Com - Refrig. Warehouse | Com | ROB and NEW | 0 | 1000 sqft2 of floor space | Cap-Tons | 15 | DEER:HVAC_Split-Package_AC | 0 | 0 | 0 | eTRM SWHC013-05 | 1089 | 2021 | 550 | 2021 | 0 | 0 | SWHC013-05 | Com Unitary AC (Large) - Hot-Dry ¦ SDG&E ¦ Hot-Dry | Com Unitary AC (Large) - Hot-Dry | 0 | 1 | 0 | CBSA 2014 | 0 | 2012 | 0.5 | SWHC013-05
COM-HVAC-25.93 | Com ¦ Large Unitary AC (EER 9.8) - Hot-Dry ¦ SDG&E ¦ Hot-Dry | Com ¦ Large Unitary AC (EER 9.8) - Hot-Dry | SDG&E ¦ Hot-Dry | SDG&E | All | Electric | Large Unitary AC (EER 9.8) | Average Existing and Code |  |  | 0 | Conventional | HVAC | Com - Restaurant | Com | ROB and NEW | 0 | 1000 sqft2 of floor space | Cap-Tons | 15 | DEER:HVAC_Split-Package_AC | 0 | 0 | 0 | eTRM SWHC013-05 | 1089 | 2021 | 550 | 2021 | 0 | 0 | SWHC013-05 | Com Unitary AC (Large) - Hot-Dry ¦ SDG&E ¦ Hot-Dry | Com Unitary AC (Large) - Hot-Dry | 2.7007 | 1 | 0.99 | CBSA 2014 | 0 | 2012 | 0.5 | SWHC013-05
COM-HVAC-25.94 | Com ¦ Large Unitary AC (EER 9.8) - Hot-Dry ¦ SDG&E ¦ Hot-Dry | Com ¦ Large Unitary AC (EER 9.8) - Hot-Dry | SDG&E ¦ Hot-Dry | SDG&E | All | Electric | Large Unitary AC (EER 9.8) | Average Existing and Code |  |  | 0 | Conventional | HVAC | Com - Retail | Com | ROB and NEW | 0 | 1000 sqft2 of floor space | Cap-Tons | 15 | DEER:HVAC_Split-Package_AC | 0 | 0 | 0 | eTRM SWHC013-05 | 1089 | 2021 | 550 | 2021 | 0 | 0 | SWHC013-05 | Com Unitary AC (Large) - Hot-Dry ¦ SDG&E ¦ Hot-Dry | Com Unitary AC (Large) - Hot-Dry | 1.0949 | 1 | 0.99 | CBSA 2014 | 0 | 2012 | 0.5 | SWHC013-05
COM-HVAC-25.95 | Com ¦ Large Unitary AC (EER 9.8) - Hot-Dry ¦ SDG&E ¦ Hot-Dry | Com ¦ Large Unitary AC (EER 9.8) - Hot-Dry | SDG&E ¦ Hot-Dry | SDG&E | All | Electric | Large Unitary AC (EER 9.8) | Average Existing and Code |  |  | 0 | Conventional | HVAC | Com - School | Com | ROB and NEW | 0 | 1000 sqft2 of floor space | Cap-Tons | 15 | DEER:HVAC_Split-Package_AC | 0 | 0 | 0 | eTRM SWHC013-05 | 1089 | 2021 | 550 | 2021 | 0 | 0 | SWHC013-05 | Com Unitary AC (Large) - Hot-Dry ¦ SDG&E ¦ Hot-Dry | Com Unitary AC (Large) - Hot-Dry | 1.8411 | 1 | 0.99 | CBSA 2014 | 0 | 2012 | 0.5 | SWHC013-05
COM-HVAC-25.96 | Com ¦ Large Unitary AC (EER 9.8) - Hot-Dry ¦ SDG&E ¦ Hot-Dry | Com ¦ Large Unitary AC (EER 9.8) - Hot-Dry | SDG&E ¦ Hot-Dry | SDG&E | All | Electric | Large Unitary AC (EER 9.8) | Average Existing and Code |  |  | 0 | Conventional | HVAC | Com - Warehouse | Com | ROB and NEW | 0 | 1000 sqft2 of floor space | Cap-Tons | 15 | DEER:HVAC_Split-Package_AC | 0 | 0 | 0 | eTRM SWHC013-05 | 1089 | 2021 | 550 | 2021 | 0 | 0 | SWHC013-05 | Com Unitary AC (Large) - Hot-Dry ¦ SDG&E ¦ Hot-Dry | Com Unitary AC (Large) - Hot-Dry | 0.33575 | 1 | 0.99 | CBSA 2014 | 0 | 2012 | 0.5 | SWHC013-05
COM-HVAC-26.1 | Com ¦ Large Unitary AC (EER 10.8) - Marine ¦ PG&E ¦ Marine | Com ¦ Large Unitary AC (EER 10.8) - Marine | PG&E ¦ Marine | PG&E | All | Electric | Large Unitary AC (EER 10.8) | Efficient |  |  | 0 | Conventional | HVAC | Com - College | Com | ROB and NEW | 0 | 1000 sqft2 of floor space | Cap-Tons | 15 | DEER:HVAC_Split-Package_AC | 0 | 0 | 0 | eTRM SWHC013-05 | 550 | 2021 | 1211.09 | 2021 | 0 | 0 | SWHC013-05 | Com Unitary AC (Large) - Marine ¦ PG&E ¦ Marine | Com Unitary AC (Large) - Marine | 1.3254 | 1 | 0.01 | CBSA 2014 | 0 | 2032 | 0.5 | SWHC013-05
COM-HVAC-26.2 | Com ¦ Large Unitary AC (EER 10.8) - Marine ¦ PG&E ¦ Marine | Com ¦ Large Unitary AC (EER 10.8) - Marine | PG&E ¦ Marine | PG&E | All | Electric | Large Unitary AC (EER 10.8) | Efficient |  |  | 0 | Conventional | HVAC | Com - Grocery | Com | ROB and NEW | 0 | 1000 sqft2 of floor space | Cap-Tons | 15 | DEER:HVAC_Split-Package_AC | -12.4 | -0.02395 | 0 | eTRM SWHC013-05 | 550 | 2021 | 1211.09 | 2021 | 0 | 0 | SWHC013-05 | Com Unitary AC (Large) - Marine ¦ PG&E ¦ Marine | Com Unitary AC (Large) - Marine | 2.2115 | 1 | 0.01 | CBSA 2014 | 0.69749 | 2032 | 0.5 | SWHC013-05
COM-HVAC-26.3 | Com ¦ Large Unitary AC (EER 10.8) - Marine ¦ PG&E ¦ Marine | Com ¦ Large Unitary AC (EER 10.8) - Marine | PG&E ¦ Marine | PG&E | All | Electric | Large Unitary AC (EER 10.8) | Efficient |  |  | 0 | Conventional | HVAC | Com - Health | Com | ROB and NEW | 0 | 1000 sqft2 of floor space | Cap-Tons | 15 | DEER:HVAC_Split-Package_AC | 0 | 0 | 0 | eTRM SWHC013-05 | 550 | 2021 | 1211.09 | 2021 | 0 | 0 | SWHC013-05 | Com Unitary AC (Large) - Marine ¦ PG&E ¦ Marine | Com Unitary AC (Large) - Marine | 1.9572 | 1 | 0.01 | CBSA 2014 | 0 | 2032 | 0.5 | SWHC013-05
COM-HVAC-26.4 | Com ¦ Large Unitary AC (EER 10.8) - Marine ¦ PG&E ¦ Marine | Com ¦ Large Unitary AC (EER 10.8) - Marine | PG&E ¦ Marine | PG&E | All | Electric | Large Unitary AC (EER 10.8) | Efficient |  |  | 0 | Conventional | HVAC | Com - Lodging | Com | ROB and NEW | 0 | 1000 sqft2 of floor space | Cap-Tons | 15 | DEER:HVAC_Split-Package_AC | -2.5448 | -0.002541 | 0 | eTRM SWHC013-05 | 550 | 2021 | 1211.09 | 2021 | 0 | 0 | SWHC013-05 | Com Unitary AC (Large) - Marine ¦ PG&E ¦ Marine | Com Unitary AC (Large) - Marine | 1.0433 | 1 | 0.01 | CBSA 2014 | 0.40128 | 2032 | 0.5 | SWHC013-05
COM-HVAC-26.5 | Com ¦ Large Unitary AC (EER 10.8) - Marine ¦ PG&E ¦ Marine | Com ¦ Large Unitary AC (EER 10.8) - Marine | PG&E ¦ Marine | PG&E | All | Electric | Large Unitary AC (EER 10.8) | Efficient |  |  | 0 | Conventional | HVAC | Com - Office (Large) | Com | ROB and NEW | 0 | 1000 sqft2 of floor space | Cap-Tons | 15 | DEER:HVAC_Split-Package_AC | 0 | 0 | 0 | eTRM SWHC013-05 | 550 | 2021 | 1211.09 | 2021 | 0 | 0 | SWHC013-05 | Com Unitary AC (Large) - Marine ¦ PG&E ¦ Marine | Com Unitary AC (Large) - Marine | 1.3898 | 1 | 0.01 | CBSA 2014 | 0 | 2032 | 0.5 | SWHC013-05
COM-HVAC-26.6 | Com ¦ Large Unitary AC (EER 10.8) - Marine ¦ PG&E ¦ Marine | Com ¦ Large Unitary AC (EER 10.8) - Marine | PG&E ¦ Marine | PG&E | All | Electric | Large Unitary AC (EER 10.8) | Efficient |  |  | 0 | Conventional | HVAC | Com - Office (Small) | Com | ROB and NEW | 0 | 1000 sqft2 of floor space | Cap-Tons | 15 | DEER:HVAC_Split-Package_AC | 0 | 0 | 0 | eTRM SWHC013-05 | 550 | 2021 | 1211.09 | 2021 | 0 | 0 | SWHC013-05 | Com Unitary AC (Large) - Marine ¦ PG&E ¦ Marine | Com Unitary AC (Large) - Marine | 1.6254 | 1 | 0.01 | CBSA 2014 | 0 | 2032 | 0.5 | SWHC013-05
COM-HVAC-26.7 | Com ¦ Large Unitary AC (EER 10.8) - Marine ¦ PG&E ¦ Marine | Com ¦ Large Unitary AC (EER 10.8) - Marine | PG&E ¦ Marine | PG&E | All | Electric | Large Unitary AC (EER 10.8) | Efficient |  |  | 0 | Conventional | HVAC | Com - Other | Com | ROB and NEW | 0 | 1000 sqft2 of floor space | Cap-Tons | 15 | DEER:HVAC_Split-Package_AC | -32.7 | -0.03915 | 0 | eTRM SWHC013-05 | 550 | 2021 | 1211.09 | 2021 | 0 | 0 | SWHC013-05 | Com Unitary AC (Large) - Marine ¦ PG&E ¦ Marine | Com Unitary AC (Large) - Marine | 0.7671 | 1 | 0.01 | CBSA 2014 | 3.6109 | 2032 | 0.5 | SWHC013-05
COM-HVAC-26.8 | Com ¦ Large Unitary AC (EER 10.8) - Marine ¦ PG&E ¦ Marine | Com ¦ Large Unitary AC (EER 10.8) - Marine | PG&E ¦ Marine | PG&E | All | Electric | Large Unitary AC (EER 10.8) | Efficient |  |  | 0 | Conventional | HVAC | Com - Refrig. Warehouse | Com | ROB and NEW | 0 | 1000 sqft2 of floor space | Cap-Tons | 15 | DEER:HVAC_Split-Package_AC | -95.1 | -0.0281 | 0 | eTRM SWHC013-05 | 550 | 2021 | 1211.09 | 2021 | 0 | 0 | SWHC013-05 | Com Unitary AC (Large) - Marine ¦ PG&E ¦ Marine | Com Unitary AC (Large) - Marine | 0 | 1 | 0 | CBSA 2014 | 1.6993 | 2032 | 0.5 | SWHC013-05
COM-HVAC-26.9 | Com ¦ Large Unitary AC (EER 10.8) - Marine ¦ PG&E ¦ Marine | Com ¦ Large Unitary AC (EER 10.8) - Marine | PG&E ¦ Marine | PG&E | All | Electric | Large Unitary AC (EER 10.8) | Efficient |  |  | 0 | Conventional | HVAC | Com - Restaurant | Com | ROB and NEW | 0 | 1000 sqft2 of floor space | Cap-Tons | 15 | DEER:HVAC_Split-Package_AC | 0 | 0 | 0 | eTRM SWHC013-05 | 550 | 2021 | 1211.09 | 2021 | 0 | 0 | SWHC013-05 | Com Unitary AC (Large) - Marine ¦ PG&E ¦ Marine | Com Unitary AC (Large) - Marine | 2.3487 | 1 | 0.01 | CBSA 2014 | 0 | 2032 | 0.5 | SWHC013-05
COM-HVAC-26.10 | Com ¦ Large Unitary AC (EER 10.8) - Marine ¦ PG&E ¦ Marine | Com ¦ Large Unitary AC (EER 10.8) - Marine | PG&E ¦ Marine | PG&E | All | Electric | Large Unitary AC (EER 10.8) | Efficient |  |  | 0 | Conventional | HVAC | Com - Retail | Com | ROB and NEW | 0 | 1000 sqft2 of floor space | Cap-Tons | 15 | DEER:HVAC_Split-Package_AC | -46.5706 | -0.035517 | 0 | eTRM SWHC013-05 | 550 | 2021 | 1211.09 | 2021 | 0 | 0 | SWHC013-05 | Com Unitary AC (Large) - Marine ¦ PG&E ¦ Marine | Com Unitary AC (Large) - Marine | 0.97885 | 1 | 0.01 | CBSA 2014 | 16.3611 | 2032 | 0.5 | SWHC013-05
COM-HVAC-26.11 | Com ¦ Large Unitary AC (EER 10.8) - Marine ¦ PG&E ¦ Marine | Com ¦ Large Unitary AC (EER 10.8) - Marine | PG&E ¦ Marine | PG&E | All | Electric | Large Unitary AC (EER 10.8) | Efficient |  |  | 0 | Conventional | HVAC | Com - School | Com | ROB and NEW | 0 | 1000 sqft2 of floor space | Cap-Tons | 15 | DEER:HVAC_Split-Package_AC | -10.5257 | -0.0099111 | 0 | eTRM SWHC013-05 | 550 | 2021 | 1211.09 | 2021 | 0 | 0 | SWHC013-05 | Com Unitary AC (Large) - Marine ¦ PG&E ¦ Marine | Com Unitary AC (Large) - Marine | 1.4864 | 1 | 0.01 | CBSA 2014 | 1.733 | 2032 | 0.5 | SWHC013-05
COM-HVAC-26.12 | Com ¦ Large Unitary AC (EER 10.8) - Marine ¦ PG&E ¦ Marine | Com ¦ Large Unitary AC (EER 10.8) - Marine | PG&E ¦ Marine | PG&E | All | Electric | Large Unitary AC (EER 10.8) | Efficient |  |  | 0 | Conventional | HVAC | Com - Warehouse | Com | ROB and NEW | 0 | 1000 sqft2 of floor space | Cap-Tons | 15 | DEER:HVAC_Split-Package_AC | -4.7046 | -0.0053247 | 0 | eTRM SWHC013-05 | 550 | 2021 | 1211.09 | 2021 | 0 | 0 | SWHC013-05 | Com Unitary AC (Large) - Marine ¦ PG&E ¦ Marine | Com Unitary AC (Large) - Marine | 0.30463 | 1 | 0.01 | CBSA 2014 | 1.4101 | 2032 | 0.5 | SWHC013-05
COM-HVAC-26.13 | Com ¦ Large Unitary AC (EER 10.8) - Hot-Dry ¦ PG&E ¦ Hot-Dry | Com ¦ Large Unitary AC (EER 10.8) - Hot-Dry | PG&E ¦ Hot-Dry | PG&E | All | Electric | Large Unitary AC (EER 10.8) | Efficient |  |  | 0 | Conventional | HVAC | Com - College | Com | ROB and NEW | 0 | 1000 sqft2 of floor space | Cap-Tons | 15 | DEER:HVAC_Split-Package_AC | 0 | 0 | 0 | eTRM SWHC013-05 | 550 | 2021 | 1211.09 | 2021 | 0 | 0 | SWHC013-05 | Com Unitary AC (Large) - Hot-Dry ¦ PG&E ¦ Hot-Dry | Com Unitary AC (Large) - Hot-Dry | 1.3254 | 1 | 0.01 | CBSA 2014 | 0 | 2032 | 0.5 | SWHC013-05
COM-HVAC-26.14 | Com ¦ Large Unitary AC (EER 10.8) - Hot-Dry ¦ PG&E ¦ Hot-Dry | Com ¦ Large Unitary AC (EER 10.8) - Hot-Dry | PG&E ¦ Hot-Dry | PG&E | All | Electric | Large Unitary AC (EER 10.8) | Efficient |  |  | 0 | Conventional | HVAC | Com - Grocery | Com | ROB and NEW | 0 | 1000 sqft2 of floor space | Cap-Tons | 15 | DEER:HVAC_Split-Package_AC | -42.9 | -0.0493 | 0 | eTRM SWHC013-05 | 550 | 2021 | 1211.09 | 2021 | 0 | 0 | SWHC013-05 | Com Unitary AC (Large) - Hot-Dry ¦ PG&E ¦ Hot-Dry | Com Unitary AC (Large) - Hot-Dry | 2.2115 | 1 | 0.01 | CBSA 2014 | 2.4131 | 2032 | 0.5 | SWHC013-05
COM-HVAC-26.15 | Com ¦ Large Unitary AC (EER 10.8) - Hot-Dry ¦ PG&E ¦ Hot-Dry | Com ¦ Large Unitary AC (EER 10.8) - Hot-Dry | PG&E ¦ Hot-Dry | PG&E | All | Electric | Large Unitary AC (EER 10.8) | Efficient |  |  | 0 | Conventional | HVAC | Com - Health | Com | ROB and NEW | 0 | 1000 sqft2 of floor space | Cap-Tons | 15 | DEER:HVAC_Split-Package_AC | 0 | 0 | 0 | eTRM SWHC013-05 | 550 | 2021 | 1211.09 | 2021 | 0 | 0 | SWHC013-05 | Com Unitary AC (Large) - Hot-Dry ¦ PG&E ¦ Hot-Dry | Com Unitary AC (Large) - Hot-Dry | 1.9572 | 1 | 0.01 | CBSA 2014 | 0 | 2032 | 0.5 | SWHC013-05
COM-HVAC-26.16 | Com ¦ Large Unitary AC (EER 10.8) - Hot-Dry ¦ PG&E ¦ Hot-Dry | Com ¦ Large Unitary AC (EER 10.8) - Hot-Dry | PG&E ¦ Hot-Dry | PG&E | All | Electric | Large Unitary AC (EER 10.8) | Efficient |  |  | 0 | Conventional | HVAC | Com - Lodging | Com | ROB and NEW | 0 | 1000 sqft2 of floor space | Cap-Tons | 15 | DEER:HVAC_Split-Package_AC | -7.777 | -0.0059213 | 0 | eTRM SWHC013-05 | 550 | 2021 | 1211.09 | 2021 | 0 | 0 | SWHC013-05 | Com Unitary AC (Large) - Hot-Dry ¦ PG&E ¦ Hot-Dry | Com Unitary AC (Large) - Hot-Dry | 1.0433 | 1 | 0.01 | CBSA 2014 | 1.2263 | 2032 | 0.5 | SWHC013-05
COM-HVAC-26.17 | Com ¦ Large Unitary AC (EER 10.8) - Hot-Dry ¦ PG&E ¦ Hot-Dry | Com ¦ Large Unitary AC (EER 10.8) - Hot-Dry | PG&E ¦ Hot-Dry | PG&E | All | Electric | Large Unitary AC (EER 10.8) | Efficient |  |  | 0 | Conventional | HVAC | Com - Office (Large) | Com | ROB and NEW | 0 | 1000 sqft2 of floor space | Cap-Tons | 15 | DEER:HVAC_Split-Package_AC | 0 | 0 | 0 | eTRM SWHC013-05 | 550 | 2021 | 1211.09 | 2021 | 0 | 0 | SWHC013-05 | Com Unitary AC (Large) - Hot-Dry ¦ PG&E ¦ Hot-Dry | Com Unitary AC (Large) - Hot-Dry | 1.3898 | 1 | 0.01 | CBSA 2014 | 0 | 2032 | 0.5 | SWHC013-05
COM-HVAC-26.18 | Com ¦ Large Unitary AC (EER 10.8) - Hot-Dry ¦ PG&E ¦ Hot-Dry | Com ¦ Large Unitary AC (EER 10.8) - Hot-Dry | PG&E ¦ Hot-Dry | PG&E | All | Electric | Large Unitary AC (EER 10.8) | Efficient |  |  | 0 | Conventional | HVAC | Com - Office (Small) | Com | ROB and NEW | 0 | 1000 sqft2 of floor space | Cap-Tons | 15 | DEER:HVAC_Split-Package_AC | 0 | 0 | 0 | eTRM SWHC013-05 | 550 | 2021 | 1211.09 | 2021 | 0 | 0 | SWHC013-05 | Com Unitary AC (Large) - Hot-Dry ¦ PG&E ¦ Hot-Dry | Com Unitary AC (Large) - Hot-Dry | 1.6254 | 1 | 0.01 | CBSA 2014 | 0 | 2032 | 0.5 | SWHC013-05
COM-HVAC-26.19 | Com ¦ Large Unitary AC (EER 10.8) - Hot-Dry ¦ PG&E ¦ Hot-Dry | Com ¦ Large Unitary AC (EER 10.8) - Hot-Dry | PG&E ¦ Hot-Dry | PG&E | All | Electric | Large Unitary AC (EER 10.8) | Efficient |  |  | 0 | Conventional | HVAC | Com - Other | Com | ROB and NEW | 0 | 1000 sqft2 of floor space | Cap-Tons | 15 | DEER:HVAC_Split-Package_AC | -88.6 | -0.0844 | 0 | eTRM SWHC013-05 | 550 | 2021 | 1211.09 | 2021 | 0 | 0 | SWHC013-05 | Com Unitary AC (Large) - Hot-Dry ¦ PG&E ¦ Hot-Dry | Com Unitary AC (Large) - Hot-Dry | 0.7671 | 1 | 0.01 | CBSA 2014 | 9.7836 | 2032 | 0.5 | SWHC013-05
COM-HVAC-26.20 | Com ¦ Large Unitary AC (EER 10.8) - Hot-Dry ¦ PG&E ¦ Hot-Dry | Com ¦ Large Unitary AC (EER 10.8) - Hot-Dry | PG&E ¦ Hot-Dry | PG&E | All | Electric | Large Unitary AC (EER 10.8) | Efficient |  |  | 0 | Conventional | HVAC | Com - Refrig. Warehouse | Com | ROB and NEW | 0 | 1000 sqft2 of floor space | Cap-Tons | 15 | DEER:HVAC_Split-Package_AC | -121.5 | -0.04905 | 0 | eTRM SWHC013-05 | 550 | 2021 | 1211.09 | 2021 | 0 | 0 | SWHC013-05 | Com Unitary AC (Large) - Hot-Dry ¦ PG&E ¦ Hot-Dry | Com Unitary AC (Large) - Hot-Dry | 0 | 1 | 0 | CBSA 2014 | 2.171 | 2032 | 0.5 | SWHC013-05
COM-HVAC-26.21 | Com ¦ Large Unitary AC (EER 10.8) - Hot-Dry ¦ PG&E ¦ Hot-Dry | Com ¦ Large Unitary AC (EER 10.8) - Hot-Dry | PG&E ¦ Hot-Dry | PG&E | All | Electric | Large Unitary AC (EER 10.8) | Efficient |  |  | 0 | Conventional | HVAC | Com - Restaurant | Com | ROB and NEW | 0 | 1000 sqft2 of floor space | Cap-Tons | 15 | DEER:HVAC_Split-Package_AC | 0 | 0 | 0 | eTRM SWHC013-05 | 550 | 2021 | 1211.09 | 2021 | 0 | 0 | SWHC013-05 | Com Unitary AC (Large) - Hot-Dry ¦ PG&E ¦ Hot-Dry | Com Unitary AC (Large) - Hot-Dry | 2.3487 | 1 | 0.01 | CBSA 2014 | 0 | 2032 | 0.5 | SWHC013-05
COM-HVAC-26.22 | Com ¦ Large Unitary AC (EER 10.8) - Hot-Dry ¦ PG&E ¦ Hot-Dry | Com ¦ Large Unitary AC (EER 10.8) - Hot-Dry | PG&E ¦ Hot-Dry | PG&E | All | Electric | Large Unitary AC (EER 10.8) | Efficient |  |  | 0 | Conventional | HVAC | Com - Retail | Com | ROB and NEW | 0 | 1000 sqft2 of floor space | Cap-Tons | 15 | DEER:HVAC_Split-Package_AC | -74.9508 | -0.06034 | 0 | eTRM SWHC013-05 | 550 | 2021 | 1211.09 | 2021 | 0 | 0 | SWHC013-05 | Com Unitary AC (Large) - Hot-Dry ¦ PG&E ¦ Hot-Dry | Com Unitary AC (Large) - Hot-Dry | 0.97885 | 1 | 0.01 | CBSA 2014 | 26.3315 | 2032 | 0.5 | SWHC013-05
COM-HVAC-26.23 | Com ¦ Large Unitary AC (EER 10.8) - Hot-Dry ¦ PG&E ¦ Hot-Dry | Com ¦ Large Unitary AC (EER 10.8) - Hot-Dry | PG&E ¦ Hot-Dry | PG&E | All | Electric | Large Unitary AC (EER 10.8) | Efficient |  |  | 0 | Conventional | HVAC | Com - School | Com | ROB and NEW | 0 | 1000 sqft2 of floor space | Cap-Tons | 15 | DEER:HVAC_Split-Package_AC | -24.4406 | -0.0049809 | 0 | eTRM SWHC013-05 | 550 | 2021 | 1211.09 | 2021 | 0 | 0 | SWHC013-05 | Com Unitary AC (Large) - Hot-Dry ¦ PG&E ¦ Hot-Dry | Com Unitary AC (Large) - Hot-Dry | 1.4864 | 1 | 0.01 | CBSA 2014 | 4.024 | 2032 | 0.5 | SWHC013-05
COM-HVAC-26.24 | Com ¦ Large Unitary AC (EER 10.8) - Hot-Dry ¦ PG&E ¦ Hot-Dry | Com ¦ Large Unitary AC (EER 10.8) - Hot-Dry | PG&E ¦ Hot-Dry | PG&E | All | Electric | Large Unitary AC (EER 10.8) | Efficient |  |  | 0 | Conventional | HVAC | Com - Warehouse | Com | ROB and NEW | 0 | 1000 sqft2 of floor space | Cap-Tons | 15 | DEER:HVAC_Split-Package_AC | -26.5927 | -0.027734 | 0 | eTRM SWHC013-05 | 550 | 2021 | 1211.09 | 2021 | 0 | 0 | SWHC013-05 | Com Unitary AC (Large) - Hot-Dry ¦ PG&E ¦ Hot-Dry | Com Unitary AC (Large) - Hot-Dry | 0.30463 | 1 | 0.01 | CBSA 2014 | 7.9705 | 2032 | 0.5 | SWHC013-05
COM-HVAC-26.25 | Com ¦ Large Unitary AC (EER 10.8) - Cold ¦ PG&E ¦ Cold | Com ¦ Large Unitary AC (EER 10.8) - Cold | PG&E ¦ Cold | PG&E | All | Electric | Large Unitary AC (EER 10.8) | Efficient |  |  | 0 | Conventional | HVAC | Com - College | Com | ROB and NEW | 0 | 1000 sqft2 of floor space | Cap-Tons | 15 | DEER:HVAC_Split-Package_AC | 0 | 0 | 0 | eTRM SWHC013-05 | 550 | 2021 | 1211.09 | 2021 | 0 | 0 | SWHC013-05 | Com Unitary AC (Large) - Cold ¦ PG&E ¦ Cold | Com Unitary AC (Large) - Cold | 1.3254 | 1 | 0.01 | CBSA 2014 | 0 | 2032 | 0.5 | SWHC013-05
COM-HVAC-26.26 | Com ¦ Large Unitary AC (EER 10.8) - Cold ¦ PG&E ¦ Cold | Com ¦ Large Unitary AC (EER 10.8) - Cold | PG&E ¦ Cold | PG&E | All | Electric | Large Unitary AC (EER 10.8) | Efficient |  |  | 0 | Conventional | HVAC | Com - Grocery | Com | ROB and NEW | 0 | 1000 sqft2 of floor space | Cap-Tons | 15 | DEER:HVAC_Split-Package_AC | -26.3 | -0.03255 | 0 | eTRM SWHC013-05 | 550 | 2021 | 1211.09 | 2021 | 0 | 0 | SWHC013-05 | Com Unitary AC (Large) - Cold ¦ PG&E ¦ Cold | Com Unitary AC (Large) - Cold | 2.2115 | 1 | 0.01 | CBSA 2014 | 1.4793 | 2032 | 0.5 | SWHC013-05
COM-HVAC-26.27 | Com ¦ Large Unitary AC (EER 10.8) - Cold ¦ PG&E ¦ Cold | Com ¦ Large Unitary AC (EER 10.8) - Cold | PG&E ¦ Cold | PG&E | All | Electric | Large Unitary AC (EER 10.8) | Efficient |  |  | 0 | Conventional | HVAC | Com - Health | Com | ROB and NEW | 0 | 1000 sqft2 of floor space | Cap-Tons | 15 | DEER:HVAC_Split-Package_AC | 0 | 0 | 0 | eTRM SWHC013-05 | 550 | 2021 | 1211.09 | 2021 | 0 | 0 | SWHC013-05 | Com Unitary AC (Large) - Cold ¦ PG&E ¦ Cold | Com Unitary AC (Large) - Cold | 1.9572 | 1 | 0.01 | CBSA 2014 | 0 | 2032 | 0.5 | SWHC013-05
COM-HVAC-26.28 | Com ¦ Large Unitary AC (EER 10.8) - Cold ¦ PG&E ¦ Cold | Com ¦ Large Unitary AC (EER 10.8) - Cold | PG&E ¦ Cold | PG&E | All | Electric | Large Unitary AC (EER 10.8) | Efficient |  |  | 0 | Conventional | HVAC | Com - Lodging | Com | ROB and NEW | 0 | 1000 sqft2 of floor space | Cap-Tons | 15 | DEER:HVAC_Split-Package_AC | -3.5227 | -0.0027219 | 0 | eTRM SWHC013-05 | 550 | 2021 | 1211.09 | 2021 | 0 | 0 | SWHC013-05 | Com Unitary AC (Large) - Cold ¦ PG&E ¦ Cold | Com Unitary AC (Large) - Cold | 1.0433 | 1 | 0.01 | CBSA 2014 | 0.55548 | 2032 | 0.5 | SWHC013-05
COM-HVAC-26.29 | Com ¦ Large Unitary AC (EER 10.8) - Cold ¦ PG&E ¦ Cold | Com ¦ Large Unitary AC (EER 10.8) - Cold | PG&E ¦ Cold | PG&E | All | Electric | Large Unitary AC (EER 10.8) | Efficient |  |  | 0 | Conventional | HVAC | Com - Office (Large) | Com | ROB and NEW | 0 | 1000 sqft2 of floor space | Cap-Tons | 15 | DEER:HVAC_Split-Package_AC | 0 | 0 | 0 | eTRM SWHC013-05 | 550 | 2021 | 1211.09 | 2021 | 0 | 0 | SWHC013-05 | Com Unitary AC (Large) - Cold ¦ PG&E ¦ Cold | Com Unitary AC (Large) - Cold | 1.3898 | 1 | 0.01 | CBSA 2014 | 0 | 2032 | 0.5 | SWHC013-05
COM-HVAC-26.30 | Com ¦ Large Unitary AC (EER 10.8) - Cold ¦ PG&E ¦ Cold | Com ¦ Large Unitary AC (EER 10.8) - Cold | PG&E ¦ Cold | PG&E | All | Electric | Large Unitary AC (EER 10.8) | Efficient |  |  | 0 | Conventional | HVAC | Com - Office (Small) | Com | ROB and NEW | 0 | 1000 sqft2 of floor space | Cap-Tons | 15 | DEER:HVAC_Split-Package_AC | 0 | 0 | 0 | eTRM SWHC013-05 | 550 | 2021 | 1211.09 | 2021 | 0 | 0 | SWHC013-05 | Com Unitary AC (Large) - Cold ¦ PG&E ¦ Cold | Com Unitary AC (Large) - Cold | 1.6254 | 1 | 0.01 | CBSA 2014 | 0 | 2032 | 0.5 | SWHC013-05
COM-HVAC-26.31 | Com ¦ Large Unitary AC (EER 10.8) - Cold ¦ PG&E ¦ Cold | Com ¦ Large Unitary AC (EER 10.8) - Cold | PG&E ¦ Cold | PG&E | All | Electric | Large Unitary AC (EER 10.8) | Efficient |  |  | 0 | Conventional | HVAC | Com - Other | Com | ROB and NEW | 0 | 1000 sqft2 of floor space | Cap-Tons | 15 | DEER:HVAC_Split-Package_AC | -42.35 | -0.04065 | 0 | eTRM SWHC013-05 | 550 | 2021 | 1211.09 | 2021 | 0 | 0 | SWHC013-05 | Com Unitary AC (Large) - Cold ¦ PG&E ¦ Cold | Com Unitary AC (Large) - Cold | 0.7671 | 1 | 0.01 | CBSA 2014 | 4.6765 | 2032 | 0.5 | SWHC013-05
COM-HVAC-26.32 | Com ¦ Large Unitary AC (EER 10.8) - Cold ¦ PG&E ¦ Cold | Com ¦ Large Unitary AC (EER 10.8) - Cold | PG&E ¦ Cold | PG&E | All | Electric | Large Unitary AC (EER 10.8) | Efficient |  |  | 0 | Conventional | HVAC | Com - Refrig. Warehouse | Com | ROB and NEW | 0 | 1000 sqft2 of floor space | Cap-Tons | 15 | DEER:HVAC_Split-Package_AC | -87.7 | -0.03345 | 0 | eTRM SWHC013-05 | 550 | 2021 | 1211.09 | 2021 | 0 | 0 | SWHC013-05 | Com Unitary AC (Large) - Cold ¦ PG&E ¦ Cold | Com Unitary AC (Large) - Cold | 0 | 1 | 0 | CBSA 2014 | 1.5671 | 2032 | 0.5 | SWHC013-05
COM-HVAC-26.33 | Com ¦ Large Unitary AC (EER 10.8) - Cold ¦ PG&E ¦ Cold | Com ¦ Large Unitary AC (EER 10.8) - Cold | PG&E ¦ Cold | PG&E | All | Electric | Large Unitary AC (EER 10.8) | Efficient |  |  | 0 | Conventional | HVAC | Com - Restaurant | Com | ROB and NEW | 0 | 1000 sqft2 of floor space | Cap-Tons | 15 | DEER:HVAC_Split-Package_AC | 0 | 0 | 0 | eTRM SWHC013-05 | 550 | 2021 | 1211.09 | 2021 | 0 | 0 | SWHC013-05 | Com Unitary AC (Large) - Cold ¦ PG&E ¦ Cold | Com Unitary AC (Large) - Cold | 2.3487 | 1 | 0.01 | CBSA 2014 | 0 | 2032 | 0.5 | SWHC013-05
COM-HVAC-26.34 | Com ¦ Large Unitary AC (EER 10.8) - Cold ¦ PG&E ¦ Cold | Com ¦ Large Unitary AC (EER 10.8) - Cold | PG&E ¦ Cold | PG&E | All | Electric | Large Unitary AC (EER 10.8) | Efficient |  |  | 0 | Conventional | HVAC | Com - Retail | Com | ROB and NEW | 0 | 1000 sqft2 of floor space | Cap-Tons | 15 | DEER:HVAC_Split-Package_AC | -49.1376 | -0.039084 | 0 | eTRM SWHC013-05 | 550 | 2021 | 1211.09 | 2021 | 0 | 0 | SWHC013-05 | Com Unitary AC (Large) - Cold ¦ PG&E ¦ Cold | Com Unitary AC (Large) - Cold | 0.97885 | 1 | 0.01 | CBSA 2014 | 17.2629 | 2032 | 0.5 | SWHC013-05
COM-HVAC-26.35 | Com ¦ Large Unitary AC (EER 10.8) - Cold ¦ PG&E ¦ Cold | Com ¦ Large Unitary AC (EER 10.8) - Cold | PG&E ¦ Cold | PG&E | All | Electric | Large Unitary AC (EER 10.8) | Efficient |  |  | 0 | Conventional | HVAC | Com - School | Com | ROB and NEW | 0 | 1000 sqft2 of floor space | Cap-Tons | 15 | DEER:HVAC_Split-Package_AC | -11.1434 | -0.0010605 | 0 | eTRM SWHC013-05 | 550 | 2021 | 1211.09 | 2021 | 0 | 0 | SWHC013-05 | Com Unitary AC (Large) - Cold ¦ PG&E ¦ Cold | Com Unitary AC (Large) - Cold | 1.4864 | 1 | 0.01 | CBSA 2014 | 1.8347 | 2032 | 0.5 | SWHC013-05
COM-HVAC-26.36 | Com ¦ Large Unitary AC (EER 10.8) - Cold ¦ PG&E ¦ Cold | Com ¦ Large Unitary AC (EER 10.8) - Cold | PG&E ¦ Cold | PG&E | All | Electric | Large Unitary AC (EER 10.8) | Efficient |  |  | 0 | Conventional | HVAC | Com - Warehouse | Com | ROB and NEW | 0 | 1000 sqft2 of floor space | Cap-Tons | 15 | DEER:HVAC_Split-Package_AC | -10.9826 | -0.009471 | 0 | eTRM SWHC013-05 | 550 | 2021 | 1211.09 | 2021 | 0 | 0 | SWHC013-05 | Com Unitary AC (Large) - Cold ¦ PG&E ¦ Cold | Com Unitary AC (Large) - Cold | 0.30463 | 1 | 0.01 | CBSA 2014 | 3.2917 | 2032 | 0.5 | SWHC013-05
COM-HVAC-26.37 | Com ¦ Large Unitary AC (EER 10.8) - Marine ¦ SCE ¦ Marine | Com ¦ Large Unitary AC (EER 10.8) - Marine | SCE ¦ Marine | SCE | All | Electric | Large Unitary AC (EER 10.8) | Efficient |  |  | 0 | Conventional | HVAC | Com - College | Com | ROB and NEW | 0 | 1000 sqft2 of floor space | Cap-Tons | 15 | DEER:HVAC_Split-Package_AC | 0 | 0 | 0 | eTRM SWHC013-05 | 550 | 2021 | 1211.09 | 2021 | 0 | 0 | SWHC013-05 | Com Unitary AC (Large) - Marine ¦ SCE ¦ Marine | Com Unitary AC (Large) - Marine | 1.4792 | 1 | 0.01 | CBSA 2014 | 0 | 2032 | 0.5 | SWHC013-05
COM-HVAC-26.38 | Com ¦ Large Unitary AC (EER 10.8) - Marine ¦ SCE ¦ Marine | Com ¦ Large Unitary AC (EER 10.8) - Marine | SCE ¦ Marine | SCE | All | Electric | Large Unitary AC (EER 10.8) | Efficient |  |  | 0 | Conventional | HVAC | Com - Grocery | Com | ROB and NEW | 0 | 1000 sqft2 of floor space | Cap-Tons | 15 | DEER:HVAC_Split-Package_AC | -42.35 | -0.0301 | 0 | eTRM SWHC013-05 | 550 | 2021 | 1211.09 | 2021 | 0 | 0 | SWHC013-05 | Com Unitary AC (Large) - Marine ¦ SCE ¦ Marine | Com Unitary AC (Large) - Marine | 2.6311 | 1 | 0.01 | CBSA 2014 | 2.3821 | 2032 | 0.5 | SWHC013-05
COM-HVAC-26.39 | Com ¦ Large Unitary AC (EER 10.8) - Marine ¦ SCE ¦ Marine | Com ¦ Large Unitary AC (EER 10.8) - Marine | SCE ¦ Marine | SCE | All | Electric | Large Unitary AC (EER 10.8) | Efficient |  |  | 0 | Conventional | HVAC | Com - Health | Com | ROB and NEW | 0 | 1000 sqft2 of floor space | Cap-Tons | 15 | DEER:HVAC_Split-Package_AC | 0 | 0 | 0 | eTRM SWHC013-05 | 550 | 2021 | 1211.09 | 2021 | 0 | 0 | SWHC013-05 | Com Unitary AC (Large) - Marine ¦ SCE ¦ Marine | Com Unitary AC (Large) - Marine | 2.0977 | 1 | 0.01 | CBSA 2014 | 0 | 2032 | 0.5 | SWHC013-05
COM-HVAC-26.40 | Com ¦ Large Unitary AC (EER 10.8) - Marine ¦ SCE ¦ Marine | Com ¦ Large Unitary AC (EER 10.8) - Marine | SCE ¦ Marine | SCE | All | Electric | Large Unitary AC (EER 10.8) | Efficient |  |  | 0 | Conventional | HVAC | Com - Lodging | Com | ROB and NEW | 0 | 1000 sqft2 of floor space | Cap-Tons | 15 | DEER:HVAC_Split-Package_AC | -7.2919 | -0.0029645 | 0 | eTRM SWHC013-05 | 550 | 2021 | 1211.09 | 2021 | 0 | 0 | SWHC013-05 | Com Unitary AC (Large) - Marine ¦ SCE ¦ Marine | Com Unitary AC (Large) - Marine | 1.178 | 1 | 0.01 | CBSA 2014 | 1.1498 | 2032 | 0.5 | SWHC013-05
COM-HVAC-26.41 | Com ¦ Large Unitary AC (EER 10.8) - Marine ¦ SCE ¦ Marine | Com ¦ Large Unitary AC (EER 10.8) - Marine | SCE ¦ Marine | SCE | All | Electric | Large Unitary AC (EER 10.8) | Efficient |  |  | 0 | Conventional | HVAC | Com - Office (Large) | Com | ROB and NEW | 0 | 1000 sqft2 of floor space | Cap-Tons | 15 | DEER:HVAC_Split-Package_AC | 0 | 0 | 0 | eTRM SWHC013-05 | 550 | 2021 | 1211.09 | 2021 | 0 | 0 | SWHC013-05 | Com Unitary AC (Large) - Marine ¦ SCE ¦ Marine | Com Unitary AC (Large) - Marine | 1.5616 | 1 | 0.01 | CBSA 2014 | 0 | 2032 | 0.5 | SWHC013-05
COM-HVAC-26.42 | Com ¦ Large Unitary AC (EER 10.8) - Marine ¦ SCE ¦ Marine | Com ¦ Large Unitary AC (EER 10.8) - Marine | SCE ¦ Marine | SCE | All | Electric | Large Unitary AC (EER 10.8) | Efficient |  |  | 0 | Conventional | HVAC | Com - Office (Small) | Com | ROB and NEW | 0 | 1000 sqft2 of floor space | Cap-Tons | 15 | DEER:HVAC_Split-Package_AC | 0 | 0 | 0 | eTRM SWHC013-05 | 550 | 2021 | 1211.09 | 2021 | 0 | 0 | SWHC013-05 | Com Unitary AC (Large) - Marine ¦ SCE ¦ Marine | Com Unitary AC (Large) - Marine | 1.7717 | 1 | 0.01 | CBSA 2014 | 0 | 2032 | 0.5 | SWHC013-05
COM-HVAC-26.43 | Com ¦ Large Unitary AC (EER 10.8) - Marine ¦ SCE ¦ Marine | Com ¦ Large Unitary AC (EER 10.8) - Marine | SCE ¦ Marine | SCE | All | Electric | Large Unitary AC (EER 10.8) | Efficient |  |  | 0 | Conventional | HVAC | Com - Other | Com | ROB and NEW | 0 | 1000 sqft2 of floor space | Cap-Tons | 15 | DEER:HVAC_Split-Package_AC | -78.55 | -0.0455 | 0 | eTRM SWHC013-05 | 550 | 2021 | 1211.09 | 2021 | 0 | 0 | SWHC013-05 | Com Unitary AC (Large) - Marine ¦ SCE ¦ Marine | Com Unitary AC (Large) - Marine | 0.84588 | 1 | 0.01 | CBSA 2014 | 8.6738 | 2032 | 0.5 | SWHC013-05
COM-HVAC-26.44 | Com ¦ Large Unitary AC (EER 10.8) - Marine ¦ SCE ¦ Marine | Com ¦ Large Unitary AC (EER 10.8) - Marine | SCE ¦ Marine | SCE | All | Electric | Large Unitary AC (EER 10.8) | Efficient |  |  | 0 | Conventional | HVAC | Com - Refrig. Warehouse | Com | ROB and NEW | 0 | 1000 sqft2 of floor space | Cap-Tons | 15 | DEER:HVAC_Split-Package_AC | -146 | -0.0298 | 0 | eTRM SWHC013-05 | 550 | 2021 | 1211.09 | 2021 | 0 | 0 | SWHC013-05 | Com Unitary AC (Large) - Marine ¦ SCE ¦ Marine | Com Unitary AC (Large) - Marine | 0 | 1 | 0 | CBSA 2014 | 2.6088 | 2032 | 0.5 | SWHC013-05
COM-HVAC-26.45 | Com ¦ Large Unitary AC (EER 10.8) - Marine ¦ SCE ¦ Marine | Com ¦ Large Unitary AC (EER 10.8) - Marine | SCE ¦ Marine | SCE | All | Electric | Large Unitary AC (EER 10.8) | Efficient |  |  | 0 | Conventional | HVAC | Com - Restaurant | Com | ROB and NEW | 0 | 1000 sqft2 of floor space | Cap-Tons | 15 | DEER:HVAC_Split-Package_AC | 0 | 0 | 0 | eTRM SWHC013-05 | 550 | 2021 | 1211.09 | 2021 | 0 | 0 | SWHC013-05 | Com Unitary AC (Large) - Marine ¦ SCE ¦ Marine | Com Unitary AC (Large) - Marine | 2.5853 | 1 | 0.01 | CBSA 2014 | 0 | 2032 | 0.5 | SWHC013-05
COM-HVAC-26.46 | Com ¦ Large Unitary AC (EER 10.8) - Marine ¦ SCE ¦ Marine | Com ¦ Large Unitary AC (EER 10.8) - Marine | SCE ¦ Marine | SCE | All | Electric | Large Unitary AC (EER 10.8) | Efficient |  |  | 0 | Conventional | HVAC | Com - Retail | Com | ROB and NEW | 0 | 1000 sqft2 of floor space | Cap-Tons | 15 | DEER:HVAC_Split-Package_AC | -92.0404 | -0.042175 | 0 | eTRM SWHC013-05 | 550 | 2021 | 1211.09 | 2021 | 0 | 0 | SWHC013-05 | Com Unitary AC (Large) - Marine ¦ SCE ¦ Marine | Com Unitary AC (Large) - Marine | 1.0938 | 1 | 0.01 | CBSA 2014 | 32.3354 | 2032 | 0.5 | SWHC013-05
COM-HVAC-26.47 | Com ¦ Large Unitary AC (EER 10.8) - Marine ¦ SCE ¦ Marine | Com ¦ Large Unitary AC (EER 10.8) - Marine | SCE ¦ Marine | SCE | All | Electric | Large Unitary AC (EER 10.8) | Efficient |  |  | 0 | Conventional | HVAC | Com - School | Com | ROB and NEW | 0 | 1000 sqft2 of floor space | Cap-Tons | 15 | DEER:HVAC_Split-Package_AC | -23.5565 | -0.011553 | 0 | eTRM SWHC013-05 | 550 | 2021 | 1211.09 | 2021 | 0 | 0 | SWHC013-05 | Com Unitary AC (Large) - Marine ¦ SCE ¦ Marine | Com Unitary AC (Large) - Marine | 1.7812 | 1 | 0.01 | CBSA 2014 | 3.8785 | 2032 | 0.5 | SWHC013-05
COM-HVAC-26.48 | Com ¦ Large Unitary AC (EER 10.8) - Marine ¦ SCE ¦ Marine | Com ¦ Large Unitary AC (EER 10.8) - Marine | SCE ¦ Marine | SCE | All | Electric | Large Unitary AC (EER 10.8) | Efficient |  |  | 0 | Conventional | HVAC | Com - Warehouse | Com | ROB and NEW | 0 | 1000 sqft2 of floor space | Cap-Tons | 15 | DEER:HVAC_Split-Package_AC | -13.6665 | -0.0099028 | 0 | eTRM SWHC013-05 | 550 | 2021 | 1211.09 | 2021 | 0 | 0 | SWHC013-05 | Com Unitary AC (Large) - Marine ¦ SCE ¦ Marine | Com Unitary AC (Large) - Marine | 0.335 | 1 | 0.01 | CBSA 2014 | 4.0962 | 2032 | 0.5 | SWHC013-05
COM-HVAC-26.49 | Com ¦ Large Unitary AC (EER 10.8) - Hot-Dry ¦ SCE ¦ Hot-Dry | Com ¦ Large Unitary AC (EER 10.8) - Hot-Dry | SCE ¦ Hot-Dry | SCE | All | Electric | Large Unitary AC (EER 10.8) | Efficient |  |  | 0 | Conventional | HVAC | Com - College | Com | ROB and NEW | 0 | 1000 sqft2 of floor space | Cap-Tons | 15 | DEER:HVAC_Split-Package_AC | 0 | 0 | 0 | eTRM SWHC013-05 | 550 | 2021 | 1211.09 | 2021 | 0 | 0 | SWHC013-05 | Com Unitary AC (Large) - Hot-Dry ¦ SCE ¦ Hot-Dry | Com Unitary AC (Large) - Hot-Dry | 1.4792 | 1 | 0.01 | CBSA 2014 | 0 | 2032 | 0.5 | SWHC013-05
COM-HVAC-26.50 | Com ¦ Large Unitary AC (EER 10.8) - Hot-Dry ¦ SCE ¦ Hot-Dry | Com ¦ Large Unitary AC (EER 10.8) - Hot-Dry | SCE ¦ Hot-Dry | SCE | All | Electric | Large Unitary AC (EER 10.8) | Efficient |  |  | 0 | Conventional | HVAC | Com - Grocery | Com | ROB and NEW | 0 | 1000 sqft2 of floor space | Cap-Tons | 15 | DEER:HVAC_Split-Package_AC | -62.3 | -0.0472 | 0 | eTRM SWHC013-05 | 550 | 2021 | 1211.09 | 2021 | 0 | 0 | SWHC013-05 | Com Unitary AC (Large) - Hot-Dry ¦ SCE ¦ Hot-Dry | Com Unitary AC (Large) - Hot-Dry | 2.6311 | 1 | 0.01 | CBSA 2014 | 3.5043 | 2032 | 0.5 | SWHC013-05
COM-HVAC-26.51 | Com ¦ Large Unitary AC (EER 10.8) - Hot-Dry ¦ SCE ¦ Hot-Dry | Com ¦ Large Unitary AC (EER 10.8) - Hot-Dry | SCE ¦ Hot-Dry | SCE | All | Electric | Large Unitary AC (EER 10.8) | Efficient |  |  | 0 | Conventional | HVAC | Com - Health | Com | ROB and NEW | 0 | 1000 sqft2 of floor space | Cap-Tons | 15 | DEER:HVAC_Split-Package_AC | 0 | 0 | 0 | eTRM SWHC013-05 | 550 | 2021 | 1211.09 | 2021 | 0 | 0 | SWHC013-05 | Com Unitary AC (Large) - Hot-Dry ¦ SCE ¦ Hot-Dry | Com Unitary AC (Large) - Hot-Dry | 2.0977 | 1 | 0.01 | CBSA 2014 | 0 | 2032 | 0.5 | SWHC013-05
COM-HVAC-26.52 | Com ¦ Large Unitary AC (EER 10.8) - Hot-Dry ¦ SCE ¦ Hot-Dry | Com ¦ Large Unitary AC (EER 10.8) - Hot-Dry | SCE ¦ Hot-Dry | SCE | All | Electric | Large Unitary AC (EER 10.8) | Efficient |  |  | 0 | Conventional | HVAC | Com - Lodging | Com | ROB and NEW | 0 | 1000 sqft2 of floor space | Cap-Tons | 15 | DEER:HVAC_Split-Package_AC | -8.701 | -0.0041849 | 0 | eTRM SWHC013-05 | 550 | 2021 | 1211.09 | 2021 | 0 | 0 | SWHC013-05 | Com Unitary AC (Large) - Hot-Dry ¦ SCE ¦ Hot-Dry | Com Unitary AC (Large) - Hot-Dry | 1.178 | 1 | 0.01 | CBSA 2014 | 1.372 | 2032 | 0.5 | SWHC013-05
COM-HVAC-26.53 | Com ¦ Large Unitary AC (EER 10.8) - Hot-Dry ¦ SCE ¦ Hot-Dry | Com ¦ Large Unitary AC (EER 10.8) - Hot-Dry | SCE ¦ Hot-Dry | SCE | All | Electric | Large Unitary AC (EER 10.8) | Efficient |  |  | 0 | Conventional | HVAC | Com - Office (Large) | Com | ROB and NEW | 0 | 1000 sqft2 of floor space | Cap-Tons | 15 | DEER:HVAC_Split-Package_AC | 0 | 0 | 0 | eTRM SWHC013-05 | 550 | 2021 | 1211.09 | 2021 | 0 | 0 | SWHC013-05 | Com Unitary AC (Large) - Hot-Dry ¦ SCE ¦ Hot-Dry | Com Unitary AC (Large) - Hot-Dry | 1.5616 | 1 | 0.01 | CBSA 2014 | 0 | 2032 | 0.5 | SWHC013-05
COM-HVAC-26.54 | Com ¦ Large Unitary AC (EER 10.8) - Hot-Dry ¦ SCE ¦ Hot-Dry | Com ¦ Large Unitary AC (EER 10.8) - Hot-Dry | SCE ¦ Hot-Dry | SCE | All | Electric | Large Unitary AC (EER 10.8) | Efficient |  |  | 0 | Conventional | HVAC | Com - Office (Small) | Com | ROB and NEW | 0 | 1000 sqft2 of floor space | Cap-Tons | 15 | DEER:HVAC_Split-Package_AC | 0 | 0 | 0 | eTRM SWHC013-05 | 550 | 2021 | 1211.09 | 2021 | 0 | 0 | SWHC013-05 | Com Unitary AC (Large) - Hot-Dry ¦ SCE ¦ Hot-Dry | Com Unitary AC (Large) - Hot-Dry | 1.7717 | 1 | 0.01 | CBSA 2014 | 0 | 2032 | 0.5 | SWHC013-05
COM-HVAC-26.55 | Com ¦ Large Unitary AC (EER 10.8) - Hot-Dry ¦ SCE ¦ Hot-Dry | Com ¦ Large Unitary AC (EER 10.8) - Hot-Dry | SCE ¦ Hot-Dry | SCE | All | Electric | Large Unitary AC (EER 10.8) | Efficient |  |  | 0 | Conventional | HVAC | Com - Other | Com | ROB and NEW | 0 | 1000 sqft2 of floor space | Cap-Tons | 15 | DEER:HVAC_Split-Package_AC | -88.95 | -0.0559 | 0 | eTRM SWHC013-05 | 550 | 2021 | 1211.09 | 2021 | 0 | 0 | SWHC013-05 | Com Unitary AC (Large) - Hot-Dry ¦ SCE ¦ Hot-Dry | Com Unitary AC (Large) - Hot-Dry | 0.84588 | 1 | 0.01 | CBSA 2014 | 9.8223 | 2032 | 0.5 | SWHC013-05
COM-HVAC-26.56 | Com ¦ Large Unitary AC (EER 10.8) - Hot-Dry ¦ SCE ¦ Hot-Dry | Com ¦ Large Unitary AC (EER 10.8) - Hot-Dry | SCE ¦ Hot-Dry | SCE | All | Electric | Large Unitary AC (EER 10.8) | Efficient |  |  | 0 | Conventional | HVAC | Com - Refrig. Warehouse | Com | ROB and NEW | 0 | 1000 sqft2 of floor space | Cap-Tons | 15 | DEER:HVAC_Split-Package_AC | -149 | -0.04145 | 0 | eTRM SWHC013-05 | 550 | 2021 | 1211.09 | 2021 | 0 | 0 | SWHC013-05 | Com Unitary AC (Large) - Hot-Dry ¦ SCE ¦ Hot-Dry | Com Unitary AC (Large) - Hot-Dry | 0 | 1 | 0 | CBSA 2014 | 2.6624 | 2032 | 0.5 | SWHC013-05
COM-HVAC-26.57 | Com ¦ Large Unitary AC (EER 10.8) - Hot-Dry ¦ SCE ¦ Hot-Dry | Com ¦ Large Unitary AC (EER 10.8) - Hot-Dry | SCE ¦ Hot-Dry | SCE | All | Electric | Large Unitary AC (EER 10.8) | Efficient |  |  | 0 | Conventional | HVAC | Com - Restaurant | Com | ROB and NEW | 0 | 1000 sqft2 of floor space | Cap-Tons | 15 | DEER:HVAC_Split-Package_AC | 0 | 0 | 0 | eTRM SWHC013-05 | 550 | 2021 | 1211.09 | 2021 | 0 | 0 | SWHC013-05 | Com Unitary AC (Large) - Hot-Dry ¦ SCE ¦ Hot-Dry | Com Unitary AC (Large) - Hot-Dry | 2.5853 | 1 | 0.01 | CBSA 2014 | 0 | 2032 | 0.5 | SWHC013-05
COM-HVAC-26.58 | Com ¦ Large Unitary AC (EER 10.8) - Hot-Dry ¦ SCE ¦ Hot-Dry | Com ¦ Large Unitary AC (EER 10.8) - Hot-Dry | SCE ¦ Hot-Dry | SCE | All | Electric | Large Unitary AC (EER 10.8) | Efficient |  |  | 0 | Conventional | HVAC | Com - Retail | Com | ROB and NEW | 0 | 1000 sqft2 of floor space | Cap-Tons | 15 | DEER:HVAC_Split-Package_AC | -76.6016 | -0.041585 | 0 | eTRM SWHC013-05 | 550 | 2021 | 1211.09 | 2021 | 0 | 0 | SWHC013-05 | Com Unitary AC (Large) - Hot-Dry ¦ SCE ¦ Hot-Dry | Com Unitary AC (Large) - Hot-Dry | 1.0938 | 1 | 0.01 | CBSA 2014 | 26.9115 | 2032 | 0.5 | SWHC013-05
COM-HVAC-26.59 | Com ¦ Large Unitary AC (EER 10.8) - Hot-Dry ¦ SCE ¦ Hot-Dry | Com ¦ Large Unitary AC (EER 10.8) - Hot-Dry | SCE ¦ Hot-Dry | SCE | All | Electric | Large Unitary AC (EER 10.8) | Efficient |  |  | 0 | Conventional | HVAC | Com - School | Com | ROB and NEW | 0 | 1000 sqft2 of floor space | Cap-Tons | 15 | DEER:HVAC_Split-Package_AC | -23.5008 | -0.014533 | 0 | eTRM SWHC013-05 | 550 | 2021 | 1211.09 | 2021 | 0 | 0 | SWHC013-05 | Com Unitary AC (Large) - Hot-Dry ¦ SCE ¦ Hot-Dry | Com Unitary AC (Large) - Hot-Dry | 1.7812 | 1 | 0.01 | CBSA 2014 | 3.8693 | 2032 | 0.5 | SWHC013-05
COM-HVAC-26.60 | Com ¦ Large Unitary AC (EER 10.8) - Hot-Dry ¦ SCE ¦ Hot-Dry | Com ¦ Large Unitary AC (EER 10.8) - Hot-Dry | SCE ¦ Hot-Dry | SCE | All | Electric | Large Unitary AC (EER 10.8) | Efficient |  |  | 0 | Conventional | HVAC | Com - Warehouse | Com | ROB and NEW | 0 | 1000 sqft2 of floor space | Cap-Tons | 15 | DEER:HVAC_Split-Package_AC | -25.513 | -0.016875 | 0 | eTRM SWHC013-05 | 550 | 2021 | 1211.09 | 2021 | 0 | 0 | SWHC013-05 | Com Unitary AC (Large) - Hot-Dry ¦ SCE ¦ Hot-Dry | Com Unitary AC (Large) - Hot-Dry | 0.335 | 1 | 0.01 | CBSA 2014 | 7.6468 | 2032 | 0.5 | SWHC013-05
COM-HVAC-26.61 | Com ¦ Large Unitary AC (EER 10.8) - Cold ¦ SCE ¦ Cold | Com ¦ Large Unitary AC (EER 10.8) - Cold | SCE ¦ Cold | SCE | All | Electric | Large Unitary AC (EER 10.8) | Efficient |  |  | 0 | Conventional | HVAC | Com - College | Com | ROB and NEW | 0 | 1000 sqft2 of floor space | Cap-Tons | 15 | DEER:HVAC_Split-Package_AC | 0 | 0 | 0 | eTRM SWHC013-05 | 550 | 2021 | 1211.09 | 2021 | 0 | 0 | SWHC013-05 | Com Unitary AC (Large) - Cold ¦ SCE ¦ Cold | Com Unitary AC (Large) - Cold | 1.4792 | 1 | 0.01 | CBSA 2014 | 0 | 2032 | 0.5 | SWHC013-05
COM-HVAC-26.62 | Com ¦ Large Unitary AC (EER 10.8) - Cold ¦ SCE ¦ Cold | Com ¦ Large Unitary AC (EER 10.8) - Cold | SCE ¦ Cold | SCE | All | Electric | Large Unitary AC (EER 10.8) | Efficient |  |  | 0 | Conventional | HVAC | Com - Grocery | Com | ROB and NEW | 0 | 1000 sqft2 of floor space | Cap-Tons | 15 | DEER:HVAC_Split-Package_AC | -26.3 | -0.03255 | 0 | eTRM SWHC013-05 | 550 | 2021 | 1211.09 | 2021 | 0 | 0 | SWHC013-05 | Com Unitary AC (Large) - Cold ¦ SCE ¦ Cold | Com Unitary AC (Large) - Cold | 2.6311 | 1 | 0.01 | CBSA 2014 | 1.4793 | 2032 | 0.5 | SWHC013-05
COM-HVAC-26.63 | Com ¦ Large Unitary AC (EER 10.8) - Cold ¦ SCE ¦ Cold | Com ¦ Large Unitary AC (EER 10.8) - Cold | SCE ¦ Cold | SCE | All | Electric | Large Unitary AC (EER 10.8) | Efficient |  |  | 0 | Conventional | HVAC | Com - Health | Com | ROB and NEW | 0 | 1000 sqft2 of floor space | Cap-Tons | 15 | DEER:HVAC_Split-Package_AC | 0 | 0 | 0 | eTRM SWHC013-05 | 550 | 2021 | 1211.09 | 2021 | 0 | 0 | SWHC013-05 | Com Unitary AC (Large) - Cold ¦ SCE ¦ Cold | Com Unitary AC (Large) - Cold | 2.0977 | 1 | 0.01 | CBSA 2014 | 0 | 2032 | 0.5 | SWHC013-05
COM-HVAC-26.64 | Com ¦ Large Unitary AC (EER 10.8) - Cold ¦ SCE ¦ Cold | Com ¦ Large Unitary AC (EER 10.8) - Cold | SCE ¦ Cold | SCE | All | Electric | Large Unitary AC (EER 10.8) | Efficient |  |  | 0 | Conventional | HVAC | Com - Lodging | Com | ROB and NEW | 0 | 1000 sqft2 of floor space | Cap-Tons | 15 | DEER:HVAC_Split-Package_AC | -3.5227 | -0.0027219 | 0 | eTRM SWHC013-05 | 550 | 2021 | 1211.09 | 2021 | 0 | 0 | SWHC013-05 | Com Unitary AC (Large) - Cold ¦ SCE ¦ Cold | Com Unitary AC (Large) - Cold | 1.178 | 1 | 0.01 | CBSA 2014 | 0.55548 | 2032 | 0.5 | SWHC013-05
COM-HVAC-26.65 | Com ¦ Large Unitary AC (EER 10.8) - Cold ¦ SCE ¦ Cold | Com ¦ Large Unitary AC (EER 10.8) - Cold | SCE ¦ Cold | SCE | All | Electric | Large Unitary AC (EER 10.8) | Efficient |  |  | 0 | Conventional | HVAC | Com - Office (Large) | Com | ROB and NEW | 0 | 1000 sqft2 of floor space | Cap-Tons | 15 | DEER:HVAC_Split-Package_AC | 0 | 0 | 0 | eTRM SWHC013-05 | 550 | 2021 | 1211.09 | 2021 | 0 | 0 | SWHC013-05 | Com Unitary AC (Large) - Cold ¦ SCE ¦ Cold | Com Unitary AC (Large) - Cold | 1.5616 | 1 | 0.01 | CBSA 2014 | 0 | 2032 | 0.5 | SWHC013-05
COM-HVAC-26.66 | Com ¦ Large Unitary AC (EER 10.8) - Cold ¦ SCE ¦ Cold | Com ¦ Large Unitary AC (EER 10.8) - Cold | SCE ¦ Cold | SCE | All | Electric | Large Unitary AC (EER 10.8) | Efficient |  |  | 0 | Conventional | HVAC | Com - Office (Small) | Com | ROB and NEW | 0 | 1000 sqft2 of floor space | Cap-Tons | 15 | DEER:HVAC_Split-Package_AC | 0 | 0 | 0 | eTRM SWHC013-05 | 550 | 2021 | 1211.09 | 2021 | 0 | 0 | SWHC013-05 | Com Unitary AC (Large) - Cold ¦ SCE ¦ Cold | Com Unitary AC (Large) - Cold | 1.7717 | 1 | 0.01 | CBSA 2014 | 0 | 2032 | 0.5 | SWHC013-05
COM-HVAC-26.67 | Com ¦ Large Unitary AC (EER 10.8) - Cold ¦ SCE ¦ Cold | Com ¦ Large Unitary AC (EER 10.8) - Cold | SCE ¦ Cold | SCE | All | Electric | Large Unitary AC (EER 10.8) | Efficient |  |  | 0 | Conventional | HVAC | Com - Other | Com | ROB and NEW | 0 | 1000 sqft2 of floor space | Cap-Tons | 15 | DEER:HVAC_Split-Package_AC | -42.35 | -0.04065 | 0 | eTRM SWHC013-05 | 550 | 2021 | 1211.09 | 2021 | 0 | 0 | SWHC013-05 | Com Unitary AC (Large) - Cold ¦ SCE ¦ Cold | Com Unitary AC (Large) - Cold | 0.84588 | 1 | 0.01 | CBSA 2014 | 4.6765 | 2032 | 0.5 | SWHC013-05
COM-HVAC-26.68 | Com ¦ Large Unitary AC (EER 10.8) - Cold ¦ SCE ¦ Cold | Com ¦ Large Unitary AC (EER 10.8) - Cold | SCE ¦ Cold | SCE | All | Electric | Large Unitary AC (EER 10.8) | Efficient |  |  | 0 | Conventional | HVAC | Com - Refrig. Warehouse | Com | ROB and NEW | 0 | 1000 sqft2 of floor space | Cap-Tons | 15 | DEER:HVAC_Split-Package_AC | -87.7 | -0.03345 | 0 | eTRM SWHC013-05 | 550 | 2021 | 1211.09 | 2021 | 0 | 0 | SWHC013-05 | Com Unitary AC (Large) - Cold ¦ SCE ¦ Cold | Com Unitary AC (Large) - Cold | 0 | 1 | 0 | CBSA 2014 | 1.5671 | 2032 | 0.5 | SWHC013-05
COM-HVAC-26.69 | Com ¦ Large Unitary AC (EER 10.8) - Cold ¦ SCE ¦ Cold | Com ¦ Large Unitary AC (EER 10.8) - Cold | SCE ¦ Cold | SCE | All | Electric | Large Unitary AC (EER 10.8) | Efficient |  |  | 0 | Conventional | HVAC | Com - Restaurant | Com | ROB and NEW | 0 | 1000 sqft2 of floor space | Cap-Tons | 15 | DEER:HVAC_Split-Package_AC | 0 | 0 | 0 | eTRM SWHC013-05 | 550 | 2021 | 1211.09 | 2021 | 0 | 0 | SWHC013-05 | Com Unitary AC (Large) - Cold ¦ SCE ¦ Cold | Com Unitary AC (Large) - Cold | 2.5853 | 1 | 0.01 | CBSA 2014 | 0 | 2032 | 0.5 | SWHC013-05
COM-HVAC-26.70 | Com ¦ Large Unitary AC (EER 10.8) - Cold ¦ SCE ¦ Cold | Com ¦ Large Unitary AC (EER 10.8) - Cold | SCE ¦ Cold | SCE | All | Electric | Large Unitary AC (EER 10.8) | Efficient |  |  | 0 | Conventional | HVAC | Com - Retail | Com | ROB and NEW | 0 | 1000 sqft2 of floor space | Cap-Tons | 15 | DEER:HVAC_Split-Package_AC | -49.1376 | -0.039084 | 0 | eTRM SWHC013-05 | 550 | 2021 | 1211.09 | 2021 | 0 | 0 | SWHC013-05 | Com Unitary AC (Large) - Cold ¦ SCE ¦ Cold | Com Unitary AC (Large) - Cold | 1.0938 | 1 | 0.01 | CBSA 2014 | 17.2629 | 2032 | 0.5 | SWHC013-05
COM-HVAC-26.71 | Com ¦ Large Unitary AC (EER 10.8) - Cold ¦ SCE ¦ Cold | Com ¦ Large Unitary AC (EER 10.8) - Cold | SCE ¦ Cold | SCE | All | Electric | Large Unitary AC (EER 10.8) | Efficient |  |  | 0 | Conventional | HVAC | Com - School | Com | ROB and NEW | 0 | 1000 sqft2 of floor space | Cap-Tons | 15 | DEER:HVAC_Split-Package_AC | -11.1434 | -0.0010605 | 0 | eTRM SWHC013-05 | 550 | 2021 | 1211.09 | 2021 | 0 | 0 | SWHC013-05 | Com Unitary AC (Large) - Cold ¦ SCE ¦ Cold | Com Unitary AC (Large) - Cold | 1.7812 | 1 | 0.01 | CBSA 2014 | 1.8347 | 2032 | 0.5 | SWHC013-05
COM-HVAC-26.72 | Com ¦ Large Unitary AC (EER 10.8) - Cold ¦ SCE ¦ Cold | Com ¦ Large Unitary AC (EER 10.8) - Cold | SCE ¦ Cold | SCE | All | Electric | Large Unitary AC (EER 10.8) | Efficient |  |  | 0 | Conventional | HVAC | Com - Warehouse | Com | ROB and NEW | 0 | 1000 sqft2 of floor space | Cap-Tons | 15 | DEER:HVAC_Split-Package_AC | -10.9826 | -0.009471 | 0 | eTRM SWHC013-05 | 550 | 2021 | 1211.09 | 2021 | 0 | 0 | SWHC013-05 | Com Unitary AC (Large) - Cold ¦ SCE ¦ Cold | Com Unitary AC (Large) - Cold | 0.335 | 1 | 0.01 | CBSA 2014 | 3.2917 | 2032 | 0.5 | SWHC013-05
COM-HVAC-26.73 | Com ¦ Large Unitary AC (EER 10.8) - Marine ¦ SDG&E ¦ Marine | Com ¦ Large Unitary AC (EER 10.8) - Marine | SDG&E ¦ Marine | SDG&E | All | Electric | Large Unitary AC (EER 10.8) | Efficient |  |  | 0 | Conventional | HVAC | Com - College | Com | ROB and NEW | 0 | 1000 sqft2 of floor space | Cap-Tons | 15 | DEER:HVAC_Split-Package_AC | 0 | 0 | 0 | eTRM SWHC013-05 | 550 | 2021 | 1211.09 | 2021 | 0 | 0 | SWHC013-05 | Com Unitary AC (Large) - Marine ¦ SDG&E ¦ Marine | Com Unitary AC (Large) - Marine | 1.4495 | 1 | 0.01 | CBSA 2014 | 0 | 2032 | 0.5 | SWHC013-05
COM-HVAC-26.74 | Com ¦ Large Unitary AC (EER 10.8) - Marine ¦ SDG&E ¦ Marine | Com ¦ Large Unitary AC (EER 10.8) - Marine | SDG&E ¦ Marine | SDG&E | All | Electric | Large Unitary AC (EER 10.8) | Efficient |  |  | 0 | Conventional | HVAC | Com - Grocery | Com | ROB and NEW | 0 | 1000 sqft2 of floor space | Cap-Tons | 15 | DEER:HVAC_Split-Package_AC | -42.35 | -0.0301 | 0 | eTRM SWHC013-05 | 550 | 2021 | 1211.09 | 2021 | 0 | 0 | SWHC013-05 | Com Unitary AC (Large) - Marine ¦ SDG&E ¦ Marine | Com Unitary AC (Large) - Marine | 2.675 | 1 | 0.01 | CBSA 2014 | 2.3821 | 2032 | 0.5 | SWHC013-05
COM-HVAC-26.75 | Com ¦ Large Unitary AC (EER 10.8) - Marine ¦ SDG&E ¦ Marine | Com ¦ Large Unitary AC (EER 10.8) - Marine | SDG&E ¦ Marine | SDG&E | All | Electric | Large Unitary AC (EER 10.8) | Efficient |  |  | 0 | Conventional | HVAC | Com - Health | Com | ROB and NEW | 0 | 1000 sqft2 of floor space | Cap-Tons | 15 | DEER:HVAC_Split-Package_AC | 0 | 0 | 0 | eTRM SWHC013-05 | 550 | 2021 | 1211.09 | 2021 | 0 | 0 | SWHC013-05 | Com Unitary AC (Large) - Marine ¦ SDG&E ¦ Marine | Com Unitary AC (Large) - Marine | 2.086 | 1 | 0.01 | CBSA 2014 | 0 | 2032 | 0.5 | SWHC013-05
COM-HVAC-26.76 | Com ¦ Large Unitary AC (EER 10.8) - Marine ¦ SDG&E ¦ Marine | Com ¦ Large Unitary AC (EER 10.8) - Marine | SDG&E ¦ Marine | SDG&E | All | Electric | Large Unitary AC (EER 10.8) | Efficient |  |  | 0 | Conventional | HVAC | Com - Lodging | Com | ROB and NEW | 0 | 1000 sqft2 of floor space | Cap-Tons | 15 | DEER:HVAC_Split-Package_AC | -7.2919 | -0.0029645 | 0 | eTRM SWHC013-05 | 550 | 2021 | 1211.09 | 2021 | 0 | 0 | SWHC013-05 | Com Unitary AC (Large) - Marine ¦ SDG&E ¦ Marine | Com Unitary AC (Large) - Marine | 1.1671 | 1 | 0.01 | CBSA 2014 | 1.1498 | 2032 | 0.5 | SWHC013-05
COM-HVAC-26.77 | Com ¦ Large Unitary AC (EER 10.8) - Marine ¦ SDG&E ¦ Marine | Com ¦ Large Unitary AC (EER 10.8) - Marine | SDG&E ¦ Marine | SDG&E | All | Electric | Large Unitary AC (EER 10.8) | Efficient |  |  | 0 | Conventional | HVAC | Com - Office (Large) | Com | ROB and NEW | 0 | 1000 sqft2 of floor space | Cap-Tons | 15 | DEER:HVAC_Split-Package_AC | 0 | 0 | 0 | eTRM SWHC013-05 | 550 | 2021 | 1211.09 | 2021 | 0 | 0 | SWHC013-05 | Com Unitary AC (Large) - Marine ¦ SDG&E ¦ Marine | Com Unitary AC (Large) - Marine | 1.5238 | 1 | 0.01 | CBSA 2014 | 0 | 2032 | 0.5 | SWHC013-05
COM-HVAC-26.78 | Com ¦ Large Unitary AC (EER 10.8) - Marine ¦ SDG&E ¦ Marine | Com ¦ Large Unitary AC (EER 10.8) - Marine | SDG&E ¦ Marine | SDG&E | All | Electric | Large Unitary AC (EER 10.8) | Efficient |  |  | 0 | Conventional | HVAC | Com - Office (Small) | Com | ROB and NEW | 0 | 1000 sqft2 of floor space | Cap-Tons | 15 | DEER:HVAC_Split-Package_AC | 0 | 0 | 0 | eTRM SWHC013-05 | 550 | 2021 | 1211.09 | 2021 | 0 | 0 | SWHC013-05 | Com Unitary AC (Large) - Marine ¦ SDG&E ¦ Marine | Com Unitary AC (Large) - Marine | 1.8503 | 1 | 0.01 | CBSA 2014 | 0 | 2032 | 0.5 | SWHC013-05
COM-HVAC-26.79 | Com ¦ Large Unitary AC (EER 10.8) - Marine ¦ SDG&E ¦ Marine | Com ¦ Large Unitary AC (EER 10.8) - Marine | SDG&E ¦ Marine | SDG&E | All | Electric | Large Unitary AC (EER 10.8) | Efficient |  |  | 0 | Conventional | HVAC | Com - Other | Com | ROB and NEW | 0 | 1000 sqft2 of floor space | Cap-Tons | 15 | DEER:HVAC_Split-Package_AC | -78.55 | -0.0455 | 0 | eTRM SWHC013-05 | 550 | 2021 | 1211.09 | 2021 | 0 | 0 | SWHC013-05 | Com Unitary AC (Large) - Marine ¦ SDG&E ¦ Marine | Com Unitary AC (Large) - Marine | 0.83142 | 1 | 0.01 | CBSA 2014 | 8.6738 | 2032 | 0.5 | SWHC013-05
COM-HVAC-26.80 | Com ¦ Large Unitary AC (EER 10.8) - Marine ¦ SDG&E ¦ Marine | Com ¦ Large Unitary AC (EER 10.8) - Marine | SDG&E ¦ Marine | SDG&E | All | Electric | Large Unitary AC (EER 10.8) | Efficient |  |  | 0 | Conventional | HVAC | Com - Refrig. Warehouse | Com | ROB and NEW | 0 | 1000 sqft2 of floor space | Cap-Tons | 15 | DEER:HVAC_Split-Package_AC | -146 | -0.0298 | 0 | eTRM SWHC013-05 | 550 | 2021 | 1211.09 | 2021 | 0 | 0 | SWHC013-05 | Com Unitary AC (Large) - Marine ¦ SDG&E ¦ Marine | Com Unitary AC (Large) - Marine | 0 | 1 | 0 | CBSA 2014 | 2.6088 | 2032 | 0.5 | SWHC013-05
COM-HVAC-26.81 | Com ¦ Large Unitary AC (EER 10.8) - Marine ¦ SDG&E ¦ Marine | Com ¦ Large Unitary AC (EER 10.8) - Marine | SDG&E ¦ Marine | SDG&E | All | Electric | Large Unitary AC (EER 10.8) | Efficient |  |  | 0 | Conventional | HVAC | Com - Restaurant | Com | ROB and NEW | 0 | 1000 sqft2 of floor space | Cap-Tons | 15 | DEER:HVAC_Split-Package_AC | 0 | 0 | 0 | eTRM SWHC013-05 | 550 | 2021 | 1211.09 | 2021 | 0 | 0 | SWHC013-05 | Com Unitary AC (Large) - Marine ¦ SDG&E ¦ Marine | Com Unitary AC (Large) - Marine | 2.7007 | 1 | 0.01 | CBSA 2014 | 0 | 2032 | 0.5 | SWHC013-05
COM-HVAC-26.82 | Com ¦ Large Unitary AC (EER 10.8) - Marine ¦ SDG&E ¦ Marine | Com ¦ Large Unitary AC (EER 10.8) - Marine | SDG&E ¦ Marine | SDG&E | All | Electric | Large Unitary AC (EER 10.8) | Efficient |  |  | 0 | Conventional | HVAC | Com - Retail | Com | ROB and NEW | 0 | 1000 sqft2 of floor space | Cap-Tons | 15 | DEER:HVAC_Split-Package_AC | -92.0404 | -0.042175 | 0 | eTRM SWHC013-05 | 550 | 2021 | 1211.09 | 2021 | 0 | 0 | SWHC013-05 | Com Unitary AC (Large) - Marine ¦ SDG&E ¦ Marine | Com Unitary AC (Large) - Marine | 1.0949 | 1 | 0.01 | CBSA 2014 | 32.3354 | 2032 | 0.5 | SWHC013-05
COM-HVAC-26.83 | Com ¦ Large Unitary AC (EER 10.8) - Marine ¦ SDG&E ¦ Marine | Com ¦ Large Unitary AC (EER 10.8) - Marine | SDG&E ¦ Marine | SDG&E | All | Electric | Large Unitary AC (EER 10.8) | Efficient |  |  | 0 | Conventional | HVAC | Com - School | Com | ROB and NEW | 0 | 1000 sqft2 of floor space | Cap-Tons | 15 | DEER:HVAC_Split-Package_AC | -23.5565 | -0.011553 | 0 | eTRM SWHC013-05 | 550 | 2021 | 1211.09 | 2021 | 0 | 0 | SWHC013-05 | Com Unitary AC (Large) - Marine ¦ SDG&E ¦ Marine | Com Unitary AC (Large) - Marine | 1.8411 | 1 | 0.01 | CBSA 2014 | 3.8785 | 2032 | 0.5 | SWHC013-05
COM-HVAC-26.84 | Com ¦ Large Unitary AC (EER 10.8) - Marine ¦ SDG&E ¦ Marine | Com ¦ Large Unitary AC (EER 10.8) - Marine | SDG&E ¦ Marine | SDG&E | All | Electric | Large Unitary AC (EER 10.8) | Efficient |  |  | 0 | Conventional | HVAC | Com - Warehouse | Com | ROB and NEW | 0 | 1000 sqft2 of floor space | Cap-Tons | 15 | DEER:HVAC_Split-Package_AC | -13.6665 | -0.0099028 | 0 | eTRM SWHC013-05 | 550 | 2021 | 1211.09 | 2021 | 0 | 0 | SWHC013-05 | Com Unitary AC (Large) - Marine ¦ SDG&E ¦ Marine | Com Unitary AC (Large) - Marine | 0.33575 | 1 | 0.01 | CBSA 2014 | 4.0962 | 2032 | 0.5 | SWHC013-05
COM-HVAC-26.85 | Com ¦ Large Unitary AC (EER 10.8) - Hot-Dry ¦ SDG&E ¦ Hot-Dry | Com ¦ Large Unitary AC (EER 10.8) - Hot-Dry | SDG&E ¦ Hot-Dry | SDG&E | All | Electric | Large Unitary AC (EER 10.8) | Efficient |  |  | 0 | Conventional | HVAC | Com - College | Com | ROB and NEW | 0 | 1000 sqft2 of floor space | Cap-Tons | 15 | DEER:HVAC_Split-Package_AC | 0 | 0 | 0 | eTRM SWHC013-05 | 550 | 2021 | 1211.09 | 2021 | 0 | 0 | SWHC013-05 | Com Unitary AC (Large) - Hot-Dry ¦ SDG&E ¦ Hot-Dry | Com Unitary AC (Large) - Hot-Dry | 1.4495 | 1 | 0.01 | CBSA 2014 | 0 | 2032 | 0.5 | SWHC013-05
COM-HVAC-26.86 | Com ¦ Large Unitary AC (EER 10.8) - Hot-Dry ¦ SDG&E ¦ Hot-Dry | Com ¦ Large Unitary AC (EER 10.8) - Hot-Dry | SDG&E ¦ Hot-Dry | SDG&E | All | Electric | Large Unitary AC (EER 10.8) | Efficient |  |  | 0 | Conventional | HVAC | Com - Grocery | Com | ROB and NEW | 0 | 1000 sqft2 of floor space | Cap-Tons | 15 | DEER:HVAC_Split-Package_AC | -35.8 | -0.0252 | 0 | eTRM SWHC013-05 | 550 | 2021 | 1211.09 | 2021 | 0 | 0 | SWHC013-05 | Com Unitary AC (Large) - Hot-Dry ¦ SDG&E ¦ Hot-Dry | Com Unitary AC (Large) - Hot-Dry | 2.675 | 1 | 0.01 | CBSA 2014 | 2.0137 | 2032 | 0.5 | SWHC013-05
COM-HVAC-26.87 | Com ¦ Large Unitary AC (EER 10.8) - Hot-Dry ¦ SDG&E ¦ Hot-Dry | Com ¦ Large Unitary AC (EER 10.8) - Hot-Dry | SDG&E ¦ Hot-Dry | SDG&E | All | Electric | Large Unitary AC (EER 10.8) | Efficient |  |  | 0 | Conventional | HVAC | Com - Health | Com | ROB and NEW | 0 | 1000 sqft2 of floor space | Cap-Tons | 15 | DEER:HVAC_Split-Package_AC | 0 | 0 | 0 | eTRM SWHC013-05 | 550 | 2021 | 1211.09 | 2021 | 0 | 0 | SWHC013-05 | Com Unitary AC (Large) - Hot-Dry ¦ SDG&E ¦ Hot-Dry | Com Unitary AC (Large) - Hot-Dry | 2.086 | 1 | 0.01 | CBSA 2014 | 0 | 2032 | 0.5 | SWHC013-05
COM-HVAC-26.88 | Com ¦ Large Unitary AC (EER 10.8) - Hot-Dry ¦ SDG&E ¦ Hot-Dry | Com ¦ Large Unitary AC (EER 10.8) - Hot-Dry | SDG&E ¦ Hot-Dry | SDG&E | All | Electric | Large Unitary AC (EER 10.8) | Efficient |  |  | 0 | Conventional | HVAC | Com - Lodging | Com | ROB and NEW | 0 | 1000 sqft2 of floor space | Cap-Tons | 15 | DEER:HVAC_Split-Package_AC | -6.2409 | -0.0025448 | 0 | eTRM SWHC013-05 | 550 | 2021 | 1211.09 | 2021 | 0 | 0 | SWHC013-05 | Com Unitary AC (Large) - Hot-Dry ¦ SDG&E ¦ Hot-Dry | Com Unitary AC (Large) - Hot-Dry | 1.1671 | 1 | 0.01 | CBSA 2014 | 0.98407 | 2032 | 0.5 | SWHC013-05
COM-HVAC-26.89 | Com ¦ Large Unitary AC (EER 10.8) - Hot-Dry ¦ SDG&E ¦ Hot-Dry | Com ¦ Large Unitary AC (EER 10.8) - Hot-Dry | SDG&E ¦ Hot-Dry | SDG&E | All | Electric | Large Unitary AC (EER 10.8) | Efficient |  |  | 0 | Conventional | HVAC | Com - Office (Large) | Com | ROB and NEW | 0 | 1000 sqft2 of floor space | Cap-Tons | 15 | DEER:HVAC_Split-Package_AC | 0 | 0 | 0 | eTRM SWHC013-05 | 550 | 2021 | 1211.09 | 2021 | 0 | 0 | SWHC013-05 | Com Unitary AC (Large) - Hot-Dry ¦ SDG&E ¦ Hot-Dry | Com Unitary AC (Large) - Hot-Dry | 1.5238 | 1 | 0.01 | CBSA 2014 | 0 | 2032 | 0.5 | SWHC013-05
COM-HVAC-26.90 | Com ¦ Large Unitary AC (EER 10.8) - Hot-Dry ¦ SDG&E ¦ Hot-Dry | Com ¦ Large Unitary AC (EER 10.8) - Hot-Dry | SDG&E ¦ Hot-Dry | SDG&E | All | Electric | Large Unitary AC (EER 10.8) | Efficient |  |  | 0 | Conventional | HVAC | Com - Office (Small) | Com | ROB and NEW | 0 | 1000 sqft2 of floor space | Cap-Tons | 15 | DEER:HVAC_Split-Package_AC | 0 | 0 | 0 | eTRM SWHC013-05 | 550 | 2021 | 1211.09 | 2021 | 0 | 0 | SWHC013-05 | Com Unitary AC (Large) - Hot-Dry ¦ SDG&E ¦ Hot-Dry | Com Unitary AC (Large) - Hot-Dry | 1.8503 | 1 | 0.01 | CBSA 2014 | 0 | 2032 | 0.5 | SWHC013-05
COM-HVAC-26.91 | Com ¦ Large Unitary AC (EER 10.8) - Hot-Dry ¦ SDG&E ¦ Hot-Dry | Com ¦ Large Unitary AC (EER 10.8) - Hot-Dry | SDG&E ¦ Hot-Dry | SDG&E | All | Electric | Large Unitary AC (EER 10.8) | Efficient |  |  | 0 | Conventional | HVAC | Com - Other | Com | ROB and NEW | 0 | 1000 sqft2 of floor space | Cap-Tons | 15 | DEER:HVAC_Split-Package_AC | -66.25 | -0.038 | 0 | eTRM SWHC013-05 | 550 | 2021 | 1211.09 | 2021 | 0 | 0 | SWHC013-05 | Com Unitary AC (Large) - Hot-Dry ¦ SDG&E ¦ Hot-Dry | Com Unitary AC (Large) - Hot-Dry | 0.83142 | 1 | 0.01 | CBSA 2014 | 7.3156 | 2032 | 0.5 | SWHC013-05
COM-HVAC-26.92 | Com ¦ Large Unitary AC (EER 10.8) - Hot-Dry ¦ SDG&E ¦ Hot-Dry | Com ¦ Large Unitary AC (EER 10.8) - Hot-Dry | SDG&E ¦ Hot-Dry | SDG&E | All | Electric | Large Unitary AC (EER 10.8) | Efficient |  |  | 0 | Conventional | HVAC | Com - Refrig. Warehouse | Com | ROB and NEW | 0 | 1000 sqft2 of floor space | Cap-Tons | 15 | DEER:HVAC_Split-Package_AC | -150 | -0.0297 | 0 | eTRM SWHC013-05 | 550 | 2021 | 1211.09 | 2021 | 0 | 0 | SWHC013-05 | Com Unitary AC (Large) - Hot-Dry ¦ SDG&E ¦ Hot-Dry | Com Unitary AC (Large) - Hot-Dry | 0 | 1 | 0 | CBSA 2014 | 2.6803 | 2032 | 0.5 | SWHC013-05
COM-HVAC-26.93 | Com ¦ Large Unitary AC (EER 10.8) - Hot-Dry ¦ SDG&E ¦ Hot-Dry | Com ¦ Large Unitary AC (EER 10.8) - Hot-Dry | SDG&E ¦ Hot-Dry | SDG&E | All | Electric | Large Unitary AC (EER 10.8) | Efficient |  |  | 0 | Conventional | HVAC | Com - Restaurant | Com | ROB and NEW | 0 | 1000 sqft2 of floor space | Cap-Tons | 15 | DEER:HVAC_Split-Package_AC | 0 | 0 | 0 | eTRM SWHC013-05 | 550 | 2021 | 1211.09 | 2021 | 0 | 0 | SWHC013-05 | Com Unitary AC (Large) - Hot-Dry ¦ SDG&E ¦ Hot-Dry | Com Unitary AC (Large) - Hot-Dry | 2.7007 | 1 | 0.01 | CBSA 2014 | 0 | 2032 | 0.5 | SWHC013-05
COM-HVAC-26.94 | Com ¦ Large Unitary AC (EER 10.8) - Hot-Dry ¦ SDG&E ¦ Hot-Dry | Com ¦ Large Unitary AC (EER 10.8) - Hot-Dry | SDG&E ¦ Hot-Dry | SDG&E | All | Electric | Large Unitary AC (EER 10.8) | Efficient |  |  | 0 | Conventional | HVAC | Com - Retail | Com | ROB and NEW | 0 | 1000 sqft2 of floor space | Cap-Tons | 15 | DEER:HVAC_Split-Package_AC | -83.8148 | -0.037334 | 0 | eTRM SWHC013-05 | 550 | 2021 | 1211.09 | 2021 | 0 | 0 | SWHC013-05 | Com Unitary AC (Large) - Hot-Dry ¦ SDG&E ¦ Hot-Dry | Com Unitary AC (Large) - Hot-Dry | 1.0949 | 1 | 0.01 | CBSA 2014 | 29.4456 | 2032 | 0.5 | SWHC013-05
COM-HVAC-26.95 | Com ¦ Large Unitary AC (EER 10.8) - Hot-Dry ¦ SDG&E ¦ Hot-Dry | Com ¦ Large Unitary AC (EER 10.8) - Hot-Dry | SDG&E ¦ Hot-Dry | SDG&E | All | Electric | Large Unitary AC (EER 10.8) | Efficient |  |  | 0 | Conventional | HVAC | Com - School | Com | ROB and NEW | 0 | 1000 sqft2 of floor space | Cap-Tons | 15 | DEER:HVAC_Split-Package_AC | -19.3852 | -0.0095858 | 0 | eTRM SWHC013-05 | 550 | 2021 | 1211.09 | 2021 | 0 | 0 | SWHC013-05 | Com Unitary AC (Large) - Hot-Dry ¦ SDG&E ¦ Hot-Dry | Com Unitary AC (Large) - Hot-Dry | 1.8411 | 1 | 0.01 | CBSA 2014 | 3.1917 | 2032 | 0.5 | SWHC013-05
COM-HVAC-26.96 | Com ¦ Large Unitary AC (EER 10.8) - Hot-Dry ¦ SDG&E ¦ Hot-Dry | Com ¦ Large Unitary AC (EER 10.8) - Hot-Dry | SDG&E ¦ Hot-Dry | SDG&E | All | Electric | Large Unitary AC (EER 10.8) | Efficient |  |  | 0 | Conventional | HVAC | Com - Warehouse | Com | ROB and NEW | 0 | 1000 sqft2 of floor space | Cap-Tons | 15 | DEER:HVAC_Split-Package_AC | -10.89 | -0.0073423 | 0 | eTRM SWHC013-05 | 550 | 2021 | 1211.09 | 2021 | 0 | 0 | SWHC013-05 | Com Unitary AC (Large) - Hot-Dry ¦ SDG&E ¦ Hot-Dry | Com Unitary AC (Large) - Hot-Dry | 0.33575 | 1 | 0.01 | CBSA 2014 | 3.264 | 2032 | 0.5 | SWHC013-05
COM-HVAC-27.1 | Com ¦ Large Unitary AC (EER 11.5) - Marine ¦ PG&E ¦ Marine | Com ¦ Large Unitary AC (EER 11.5) - Marine | PG&E ¦ Marine | PG&E | All | Electric | Large Unitary AC (EER 11.5) | Efficient |  |  | 0 | Conventional | HVAC | Com - College | Com | ROB and NEW | 0 | 1000 sqft2 of floor space | Cap-Tons | 15 | DEER:HVAC_Split-Package_AC | 0 | 0 | 0 | eTRM SWHC013-05 | 550 | 2021 | 1266.09 | 2021 | 0 | 0 | SWHC013-05 | Com Unitary AC (Large) - Marine ¦ PG&E ¦ Marine | Com Unitary AC (Large) - Marine | 1.3254 | 1 | 0 | CBSA 2014 | 0 | 2032 | 0.5 | SWHC013-05
COM-HVAC-27.2 | Com ¦ Large Unitary AC (EER 11.5) - Marine ¦ PG&E ¦ Marine | Com ¦ Large Unitary AC (EER 11.5) - Marine | PG&E ¦ Marine | PG&E | All | Electric | Large Unitary AC (EER 11.5) | Efficient |  |  | 0 | Conventional | HVAC | Com - Grocery | Com | ROB and NEW | 0 | 1000 sqft2 of floor space | Cap-Tons | 15 | DEER:HVAC_Split-Package_AC | -18.35 | -0.03545 | 0 | eTRM SWHC013-05 | 550 | 2021 | 1266.09 | 2021 | 0 | 0 | SWHC013-05 | Com Unitary AC (Large) - Marine ¦ PG&E ¦ Marine | Com Unitary AC (Large) - Marine | 2.2115 | 1 | 0 | CBSA 2014 | 1.0322 | 2032 | 0.5 | SWHC013-05
COM-HVAC-27.3 | Com ¦ Large Unitary AC (EER 11.5) - Marine ¦ PG&E ¦ Marine | Com ¦ Large Unitary AC (EER 11.5) - Marine | PG&E ¦ Marine | PG&E | All | Electric | Large Unitary AC (EER 11.5) | Efficient |  |  | 0 | Conventional | HVAC | Com - Health | Com | ROB and NEW | 0 | 1000 sqft2 of floor space | Cap-Tons | 15 | DEER:HVAC_Split-Package_AC | 0 | 0 | 0 | eTRM SWHC013-05 | 550 | 2021 | 1266.09 | 2021 | 0 | 0 | SWHC013-05 | Com Unitary AC (Large) - Marine ¦ PG&E ¦ Marine | Com Unitary AC (Large) - Marine | 1.9572 | 1 | 0 | CBSA 2014 | 0 | 2032 | 0.5 | SWHC013-05
COM-HVAC-27.4 | Com ¦ Large Unitary AC (EER 11.5) - Marine ¦ PG&E ¦ Marine | Com ¦ Large Unitary AC (EER 11.5) - Marine | PG&E ¦ Marine | PG&E | All | Electric | Large Unitary AC (EER 11.5) | Efficient |  |  | 0 | Conventional | HVAC | Com - Lodging | Com | ROB and NEW | 0 | 1000 sqft2 of floor space | Cap-Tons | 15 | DEER:HVAC_Split-Package_AC | -4.3062 | -0.0041445 | 0 | eTRM SWHC013-05 | 550 | 2021 | 1266.09 | 2021 | 0 | 0 | SWHC013-05 | Com Unitary AC (Large) - Marine ¦ PG&E ¦ Marine | Com Unitary AC (Large) - Marine | 1.0433 | 1 | 0 | CBSA 2014 | 0.67902 | 2032 | 0.5 | SWHC013-05
COM-HVAC-27.5 | Com ¦ Large Unitary AC (EER 11.5) - Marine ¦ PG&E ¦ Marine | Com ¦ Large Unitary AC (EER 11.5) - Marine | PG&E ¦ Marine | PG&E | All | Electric | Large Unitary AC (EER 11.5) | Efficient |  |  | 0 | Conventional | HVAC | Com - Office (Large) | Com | ROB and NEW | 0 | 1000 sqft2 of floor space | Cap-Tons | 15 | DEER:HVAC_Split-Package_AC | 0 | 0 | 0 | eTRM SWHC013-05 | 550 | 2021 | 1266.09 | 2021 | 0 | 0 | SWHC013-05 | Com Unitary AC (Large) - Marine ¦ PG&E ¦ Marine | Com Unitary AC (Large) - Marine | 1.3898 | 1 | 0 | CBSA 2014 | 0 | 2032 | 0.5 | SWHC013-05
COM-HVAC-27.6 | Com ¦ Large Unitary AC (EER 11.5) - Marine ¦ PG&E ¦ Marine | Com ¦ Large Unitary AC (EER 11.5) - Marine | PG&E ¦ Marine | PG&E | All | Electric | Large Unitary AC (EER 11.5) | Efficient |  |  | 0 | Conventional | HVAC | Com - Office (Small) | Com | ROB and NEW | 0 | 1000 sqft2 of floor space | Cap-Tons | 15 | DEER:HVAC_Split-Package_AC | 0 | 0 | 0 | eTRM SWHC013-05 | 550 | 2021 | 1266.09 | 2021 | 0 | 0 | SWHC013-05 | Com Unitary AC (Large) - Marine ¦ PG&E ¦ Marine | Com Unitary AC (Large) - Marine | 1.6254 | 1 | 0 | CBSA 2014 | 0 | 2032 | 0.5 | SWHC013-05
COM-HVAC-27.7 | Com ¦ Large Unitary AC (EER 11.5) - Marine ¦ PG&E ¦ Marine | Com ¦ Large Unitary AC (EER 11.5) - Marine | PG&E ¦ Marine | PG&E | All | Electric | Large Unitary AC (EER 11.5) | Efficient |  |  | 0 | Conventional | HVAC | Com - Other | Com | ROB and NEW | 0 | 1000 sqft2 of floor space | Cap-Tons | 15 | DEER:HVAC_Split-Package_AC | -53.125 | -0.0626 | 0 | eTRM SWHC013-05 | 550 | 2021 | 1266.09 | 2021 | 0 | 0 | SWHC013-05 | Com Unitary AC (Large) - Marine ¦ PG&E ¦ Marine | Com Unitary AC (Large) - Marine | 0.7671 | 1 | 0 | CBSA 2014 | 5.8663 | 2032 | 0.5 | SWHC013-05
COM-HVAC-27.8 | Com ¦ Large Unitary AC (EER 11.5) - Marine ¦ PG&E ¦ Marine | Com ¦ Large Unitary AC (EER 11.5) - Marine | PG&E ¦ Marine | PG&E | All | Electric | Large Unitary AC (EER 11.5) | Efficient |  |  | 0 | Conventional | HVAC | Com - Refrig. Warehouse | Com | ROB and NEW | 0 | 1000 sqft2 of floor space | Cap-Tons | 15 | DEER:HVAC_Split-Package_AC | -156 | -0.045175 | 0 | eTRM SWHC013-05 | 550 | 2021 | 1266.09 | 2021 | 0 | 0 | SWHC013-05 | Com Unitary AC (Large) - Marine ¦ PG&E ¦ Marine | Com Unitary AC (Large) - Marine | 0 | 1 | 0 | CBSA 2014 | 2.7875 | 2032 | 0.5 | SWHC013-05
COM-HVAC-27.9 | Com ¦ Large Unitary AC (EER 11.5) - Marine ¦ PG&E ¦ Marine | Com ¦ Large Unitary AC (EER 11.5) - Marine | PG&E ¦ Marine | PG&E | All | Electric | Large Unitary AC (EER 11.5) | Efficient |  |  | 0 | Conventional | HVAC | Com - Restaurant | Com | ROB and NEW | 0 | 1000 sqft2 of floor space | Cap-Tons | 15 | DEER:HVAC_Split-Package_AC | 0 | 0 | 0 | eTRM SWHC013-05 | 550 | 2021 | 1266.09 | 2021 | 0 | 0 | SWHC013-05 | Com Unitary AC (Large) - Marine ¦ PG&E ¦ Marine | Com Unitary AC (Large) - Marine | 2.3487 | 1 | 0 | CBSA 2014 | 0 | 2032 | 0.5 | SWHC013-05
COM-HVAC-27.10 | Com ¦ Large Unitary AC (EER 11.5) - Marine ¦ PG&E ¦ Marine | Com ¦ Large Unitary AC (EER 11.5) - Marine | PG&E ¦ Marine | PG&E | All | Electric | Large Unitary AC (EER 11.5) | Efficient |  |  | 0 | Conventional | HVAC | Com - Retail | Com | ROB and NEW | 0 | 1000 sqft2 of floor space | Cap-Tons | 15 | DEER:HVAC_Split-Package_AC | -77.3202 | -0.057363 | 0 | eTRM SWHC013-05 | 550 | 2021 | 1266.09 | 2021 | 0 | 0 | SWHC013-05 | Com Unitary AC (Large) - Marine ¦ PG&E ¦ Marine | Com Unitary AC (Large) - Marine | 0.97885 | 1 | 0 | CBSA 2014 | 27.1639 | 2032 | 0.5 | SWHC013-05
COM-HVAC-27.11 | Com ¦ Large Unitary AC (EER 11.5) - Marine ¦ PG&E ¦ Marine | Com ¦ Large Unitary AC (EER 11.5) - Marine | PG&E ¦ Marine | PG&E | All | Electric | Large Unitary AC (EER 11.5) | Efficient |  |  | 0 | Conventional | HVAC | Com - School | Com | ROB and NEW | 0 | 1000 sqft2 of floor space | Cap-Tons | 15 | DEER:HVAC_Split-Package_AC | -17.3458 | -0.016086 | 0 | eTRM SWHC013-05 | 550 | 2021 | 1266.09 | 2021 | 0 | 0 | SWHC013-05 | Com Unitary AC (Large) - Marine ¦ PG&E ¦ Marine | Com Unitary AC (Large) - Marine | 1.4864 | 1 | 0 | CBSA 2014 | 2.8559 | 2032 | 0.5 | SWHC013-05
COM-HVAC-27.12 | Com ¦ Large Unitary AC (EER 11.5) - Marine ¦ PG&E ¦ Marine | Com ¦ Large Unitary AC (EER 11.5) - Marine | PG&E ¦ Marine | PG&E | All | Electric | Large Unitary AC (EER 11.5) | Efficient |  |  | 0 | Conventional | HVAC | Com - Warehouse | Com | ROB and NEW | 0 | 1000 sqft2 of floor space | Cap-Tons | 15 | DEER:HVAC_Split-Package_AC | -8.0688 | -0.0085917 | 0 | eTRM SWHC013-05 | 550 | 2021 | 1266.09 | 2021 | 0 | 0 | SWHC013-05 | Com Unitary AC (Large) - Marine ¦ PG&E ¦ Marine | Com Unitary AC (Large) - Marine | 0.30463 | 1 | 0 | CBSA 2014 | 2.4184 | 2032 | 0.5 | SWHC013-05
COM-HVAC-27.13 | Com ¦ Large Unitary AC (EER 11.5) - Hot-Dry ¦ PG&E ¦ Hot-Dry | Com ¦ Large Unitary AC (EER 11.5) - Hot-Dry | PG&E ¦ Hot-Dry | PG&E | All | Electric | Large Unitary AC (EER 11.5) | Efficient |  |  | 0 | Conventional | HVAC | Com - College | Com | ROB and NEW | 0 | 1000 sqft2 of floor space | Cap-Tons | 15 | DEER:HVAC_Split-Package_AC | 0 | 0 | 0 | eTRM SWHC013-05 | 550 | 2021 | 1266.09 | 2021 | 0 | 0 | SWHC013-05 | Com Unitary AC (Large) - Hot-Dry ¦ PG&E ¦ Hot-Dry | Com Unitary AC (Large) - Hot-Dry | 1.3254 | 1 | 0 | CBSA 2014 | 0 | 2032 | 0.5 | SWHC013-05
COM-HVAC-27.14 | Com ¦ Large Unitary AC (EER 11.5) - Hot-Dry ¦ PG&E ¦ Hot-Dry | Com ¦ Large Unitary AC (EER 11.5) - Hot-Dry | PG&E ¦ Hot-Dry | PG&E | All | Electric | Large Unitary AC (EER 11.5) | Efficient |  |  | 0 | Conventional | HVAC | Com - Grocery | Com | ROB and NEW | 0 | 1000 sqft2 of floor space | Cap-Tons | 15 | DEER:HVAC_Split-Package_AC | -65.275 | -0.076425 | 0 | eTRM SWHC013-05 | 550 | 2021 | 1266.09 | 2021 | 0 | 0 | SWHC013-05 | Com Unitary AC (Large) - Hot-Dry ¦ PG&E ¦ Hot-Dry | Com Unitary AC (Large) - Hot-Dry | 2.2115 | 1 | 0 | CBSA 2014 | 3.6716 | 2032 | 0.5 | SWHC013-05
COM-HVAC-27.15 | Com ¦ Large Unitary AC (EER 11.5) - Hot-Dry ¦ PG&E ¦ Hot-Dry | Com ¦ Large Unitary AC (EER 11.5) - Hot-Dry | PG&E ¦ Hot-Dry | PG&E | All | Electric | Large Unitary AC (EER 11.5) | Efficient |  |  | 0 | Conventional | HVAC | Com - Health | Com | ROB and NEW | 0 | 1000 sqft2 of floor space | Cap-Tons | 15 | DEER:HVAC_Split-Package_AC | 0 | 0 | 0 | eTRM SWHC013-05 | 550 | 2021 | 1266.09 | 2021 | 0 | 0 | SWHC013-05 | Com Unitary AC (Large) - Hot-Dry ¦ PG&E ¦ Hot-Dry | Com Unitary AC (Large) - Hot-Dry | 1.9572 | 1 | 0 | CBSA 2014 | 0 | 2032 | 0.5 | SWHC013-05
COM-HVAC-27.16 | Com ¦ Large Unitary AC (EER 11.5) - Hot-Dry ¦ PG&E ¦ Hot-Dry | Com ¦ Large Unitary AC (EER 11.5) - Hot-Dry | PG&E ¦ Hot-Dry | PG&E | All | Electric | Large Unitary AC (EER 11.5) | Efficient |  |  | 0 | Conventional | HVAC | Com - Lodging | Com | ROB and NEW | 0 | 1000 sqft2 of floor space | Cap-Tons | 15 | DEER:HVAC_Split-Package_AC | -12.6088 | -0.0094518 | 0 | eTRM SWHC013-05 | 550 | 2021 | 1266.09 | 2021 | 0 | 0 | SWHC013-05 | Com Unitary AC (Large) - Hot-Dry ¦ PG&E ¦ Hot-Dry | Com Unitary AC (Large) - Hot-Dry | 1.0433 | 1 | 0 | CBSA 2014 | 1.9882 | 2032 | 0.5 | SWHC013-05
COM-HVAC-27.17 | Com ¦ Large Unitary AC (EER 11.5) - Hot-Dry ¦ PG&E ¦ Hot-Dry | Com ¦ Large Unitary AC (EER 11.5) - Hot-Dry | PG&E ¦ Hot-Dry | PG&E | All | Electric | Large Unitary AC (EER 11.5) | Efficient |  |  | 0 | Conventional | HVAC | Com - Office (Large) | Com | ROB and NEW | 0 | 1000 sqft2 of floor space | Cap-Tons | 15 | DEER:HVAC_Split-Package_AC | 0 | 0 | 0 | eTRM SWHC013-05 | 550 | 2021 | 1266.09 | 2021 | 0 | 0 | SWHC013-05 | Com Unitary AC (Large) - Hot-Dry ¦ PG&E ¦ Hot-Dry | Com Unitary AC (Large) - Hot-Dry | 1.3898 | 1 | 0 | CBSA 2014 | 0 | 2032 | 0.5 | SWHC013-05
COM-HVAC-27.18 | Com ¦ Large Unitary AC (EER 11.5) - Hot-Dry ¦ PG&E ¦ Hot-Dry | Com ¦ Large Unitary AC (EER 11.5) - Hot-Dry | PG&E ¦ Hot-Dry | PG&E | All | Electric | Large Unitary AC (EER 11.5) | Efficient |  |  | 0 | Conventional | HVAC | Com - Office (Small) | Com | ROB and NEW | 0 | 1000 sqft2 of floor space | Cap-Tons | 15 | DEER:HVAC_Split-Package_AC | 0 | 0 | 0 | eTRM SWHC013-05 | 550 | 2021 | 1266.09 | 2021 | 0 | 0 | SWHC013-05 | Com Unitary AC (Large) - Hot-Dry ¦ PG&E ¦ Hot-Dry | Com Unitary AC (Large) - Hot-Dry | 1.6254 | 1 | 0 | CBSA 2014 | 0 | 2032 | 0.5 | SWHC013-05
COM-HVAC-27.19 | Com ¦ Large Unitary AC (EER 11.5) - Hot-Dry ¦ PG&E ¦ Hot-Dry | Com ¦ Large Unitary AC (EER 11.5) - Hot-Dry | PG&E ¦ Hot-Dry | PG&E | All | Electric | Large Unitary AC (EER 11.5) | Efficient |  |  | 0 | Conventional | HVAC | Com - Other | Com | ROB and NEW | 0 | 1000 sqft2 of floor space | Cap-Tons | 15 | DEER:HVAC_Split-Package_AC | -143 | -0.13425 | 0 | eTRM SWHC013-05 | 550 | 2021 | 1266.09 | 2021 | 0 | 0 | SWHC013-05 | Com Unitary AC (Large) - Hot-Dry ¦ PG&E ¦ Hot-Dry | Com Unitary AC (Large) - Hot-Dry | 0.7671 | 1 | 0 | CBSA 2014 | 15.7907 | 2032 | 0.5 | SWHC013-05
COM-HVAC-27.20 | Com ¦ Large Unitary AC (EER 11.5) - Hot-Dry ¦ PG&E ¦ Hot-Dry | Com ¦ Large Unitary AC (EER 11.5) - Hot-Dry | PG&E ¦ Hot-Dry | PG&E | All | Electric | Large Unitary AC (EER 11.5) | Efficient |  |  | 0 | Conventional | HVAC | Com - Refrig. Warehouse | Com | ROB and NEW | 0 | 1000 sqft2 of floor space | Cap-Tons | 15 | DEER:HVAC_Split-Package_AC | -196 | -0.079475 | 0 | eTRM SWHC013-05 | 550 | 2021 | 1266.09 | 2021 | 0 | 0 | SWHC013-05 | Com Unitary AC (Large) - Hot-Dry ¦ PG&E ¦ Hot-Dry | Com Unitary AC (Large) - Hot-Dry | 0 | 1 | 0 | CBSA 2014 | 3.5022 | 2032 | 0.5 | SWHC013-05
COM-HVAC-27.21 | Com ¦ Large Unitary AC (EER 11.5) - Hot-Dry ¦ PG&E ¦ Hot-Dry | Com ¦ Large Unitary AC (EER 11.5) - Hot-Dry | PG&E ¦ Hot-Dry | PG&E | All | Electric | Large Unitary AC (EER 11.5) | Efficient |  |  | 0 | Conventional | HVAC | Com - Restaurant | Com | ROB and NEW | 0 | 1000 sqft2 of floor space | Cap-Tons | 15 | DEER:HVAC_Split-Package_AC | 0 | 0 | 0 | eTRM SWHC013-05 | 550 | 2021 | 1266.09 | 2021 | 0 | 0 | SWHC013-05 | Com Unitary AC (Large) - Hot-Dry ¦ PG&E ¦ Hot-Dry | Com Unitary AC (Large) - Hot-Dry | 2.3487 | 1 | 0 | CBSA 2014 | 0 | 2032 | 0.5 | SWHC013-05
COM-HVAC-27.22 | Com ¦ Large Unitary AC (EER 11.5) - Hot-Dry ¦ PG&E ¦ Hot-Dry | Com ¦ Large Unitary AC (EER 11.5) - Hot-Dry | PG&E ¦ Hot-Dry | PG&E | All | Electric | Large Unitary AC (EER 11.5) | Efficient |  |  | 0 | Conventional | HVAC | Com - Retail | Com | ROB and NEW | 0 | 1000 sqft2 of floor space | Cap-Tons | 15 | DEER:HVAC_Split-Package_AC | -121.572 | -0.096487 | 0 | eTRM SWHC013-05 | 550 | 2021 | 1266.09 | 2021 | 0 | 0 | SWHC013-05 | Com Unitary AC (Large) - Hot-Dry ¦ PG&E ¦ Hot-Dry | Com Unitary AC (Large) - Hot-Dry | 0.97885 | 1 | 0 | CBSA 2014 | 42.7103 | 2032 | 0.5 | SWHC013-05
COM-HVAC-27.23 | Com ¦ Large Unitary AC (EER 11.5) - Hot-Dry ¦ PG&E ¦ Hot-Dry | Com ¦ Large Unitary AC (EER 11.5) - Hot-Dry | PG&E ¦ Hot-Dry | PG&E | All | Electric | Large Unitary AC (EER 11.5) | Efficient |  |  | 0 | Conventional | HVAC | Com - School | Com | ROB and NEW | 0 | 1000 sqft2 of floor space | Cap-Tons | 15 | DEER:HVAC_Split-Package_AC | -40.4431 | -0.0096684 | 0 | eTRM SWHC013-05 | 550 | 2021 | 1266.09 | 2021 | 0 | 0 | SWHC013-05 | Com Unitary AC (Large) - Hot-Dry ¦ PG&E ¦ Hot-Dry | Com Unitary AC (Large) - Hot-Dry | 1.4864 | 1 | 0 | CBSA 2014 | 6.6588 | 2032 | 0.5 | SWHC013-05
COM-HVAC-27.24 | Com ¦ Large Unitary AC (EER 11.5) - Hot-Dry ¦ PG&E ¦ Hot-Dry | Com ¦ Large Unitary AC (EER 11.5) - Hot-Dry | PG&E ¦ Hot-Dry | PG&E | All | Electric | Large Unitary AC (EER 11.5) | Efficient |  |  | 0 | Conventional | HVAC | Com - Warehouse | Com | ROB and NEW | 0 | 1000 sqft2 of floor space | Cap-Tons | 15 | DEER:HVAC_Split-Package_AC | -43.1591 | -0.0441 | 0 | eTRM SWHC013-05 | 550 | 2021 | 1266.09 | 2021 | 0 | 0 | SWHC013-05 | Com Unitary AC (Large) - Hot-Dry ¦ PG&E ¦ Hot-Dry | Com Unitary AC (Large) - Hot-Dry | 0.30463 | 1 | 0 | CBSA 2014 | 12.9358 | 2032 | 0.5 | SWHC013-05
COM-HVAC-27.25 | Com ¦ Large Unitary AC (EER 11.5) - Cold ¦ PG&E ¦ Cold | Com ¦ Large Unitary AC (EER 11.5) - Cold | PG&E ¦ Cold | PG&E | All | Electric | Large Unitary AC (EER 11.5) | Efficient |  |  | 0 | Conventional | HVAC | Com - College | Com | ROB and NEW | 0 | 1000 sqft2 of floor space | Cap-Tons | 15 | DEER:HVAC_Split-Package_AC | 0 | 0 | 0 | eTRM SWHC013-05 | 550 | 2021 | 1266.09 | 2021 | 0 | 0 | SWHC013-05 | Com Unitary AC (Large) - Cold ¦ PG&E ¦ Cold | Com Unitary AC (Large) - Cold | 1.3254 | 1 | 0 | CBSA 2014 | 0 | 2032 | 0.5 | SWHC013-05
COM-HVAC-27.26 | Com ¦ Large Unitary AC (EER 11.5) - Cold ¦ PG&E ¦ Cold | Com ¦ Large Unitary AC (EER 11.5) - Cold | PG&E ¦ Cold | PG&E | All | Electric | Large Unitary AC (EER 11.5) | Efficient |  |  | 0 | Conventional | HVAC | Com - Grocery | Com | ROB and NEW | 0 | 1000 sqft2 of floor space | Cap-Tons | 15 | DEER:HVAC_Split-Package_AC | -40.025 | -0.050225 | 0 | eTRM SWHC013-05 | 550 | 2021 | 1266.09 | 2021 | 0 | 0 | SWHC013-05 | Com Unitary AC (Large) - Cold ¦ PG&E ¦ Cold | Com Unitary AC (Large) - Cold | 2.2115 | 1 | 0 | CBSA 2014 | 2.2514 | 2032 | 0.5 | SWHC013-05
COM-HVAC-27.27 | Com ¦ Large Unitary AC (EER 11.5) - Cold ¦ PG&E ¦ Cold | Com ¦ Large Unitary AC (EER 11.5) - Cold | PG&E ¦ Cold | PG&E | All | Electric | Large Unitary AC (EER 11.5) | Efficient |  |  | 0 | Conventional | HVAC | Com - Health | Com | ROB and NEW | 0 | 1000 sqft2 of floor space | Cap-Tons | 15 | DEER:HVAC_Split-Package_AC | 0 | 0 | 0 | eTRM SWHC013-05 | 550 | 2021 | 1266.09 | 2021 | 0 | 0 | SWHC013-05 | Com Unitary AC (Large) - Cold ¦ PG&E ¦ Cold | Com Unitary AC (Large) - Cold | 1.9572 | 1 | 0 | CBSA 2014 | 0 | 2032 | 0.5 | SWHC013-05
COM-HVAC-27.28 | Com ¦ Large Unitary AC (EER 11.5) - Cold ¦ PG&E ¦ Cold | Com ¦ Large Unitary AC (EER 11.5) - Cold | PG&E ¦ Cold | PG&E | All | Electric | Large Unitary AC (EER 11.5) | Efficient |  |  | 0 | Conventional | HVAC | Com - Lodging | Com | ROB and NEW | 0 | 1000 sqft2 of floor space | Cap-Tons | 15 | DEER:HVAC_Split-Package_AC | -5.7904 | -0.0044102 | 0 | eTRM SWHC013-05 | 550 | 2021 | 1266.09 | 2021 | 0 | 0 | SWHC013-05 | Com Unitary AC (Large) - Cold ¦ PG&E ¦ Cold | Com Unitary AC (Large) - Cold | 1.0433 | 1 | 0 | CBSA 2014 | 0.91305 | 2032 | 0.5 | SWHC013-05
COM-HVAC-27.29 | Com ¦ Large Unitary AC (EER 11.5) - Cold ¦ PG&E ¦ Cold | Com ¦ Large Unitary AC (EER 11.5) - Cold | PG&E ¦ Cold | PG&E | All | Electric | Large Unitary AC (EER 11.5) | Efficient |  |  | 0 | Conventional | HVAC | Com - Office (Large) | Com | ROB and NEW | 0 | 1000 sqft2 of floor space | Cap-Tons | 15 | DEER:HVAC_Split-Package_AC | 0 | 0 | 0 | eTRM SWHC013-05 | 550 | 2021 | 1266.09 | 2021 | 0 | 0 | SWHC013-05 | Com Unitary AC (Large) - Cold ¦ PG&E ¦ Cold | Com Unitary AC (Large) - Cold | 1.3898 | 1 | 0 | CBSA 2014 | 0 | 2032 | 0.5 | SWHC013-05
COM-HVAC-27.30 | Com ¦ Large Unitary AC (EER 11.5) - Cold ¦ PG&E ¦ Cold | Com ¦ Large Unitary AC (EER 11.5) - Cold | PG&E ¦ Cold | PG&E | All | Electric | Large Unitary AC (EER 11.5) | Efficient |  |  | 0 | Conventional | HVAC | Com - Office (Small) | Com | ROB and NEW | 0 | 1000 sqft2 of floor space | Cap-Tons | 15 | DEER:HVAC_Split-Package_AC | 0 | 0 | 0 | eTRM SWHC013-05 | 550 | 2021 | 1266.09 | 2021 | 0 | 0 | SWHC013-05 | Com Unitary AC (Large) - Cold ¦ PG&E ¦ Cold | Com Unitary AC (Large) - Cold | 1.6254 | 1 | 0 | CBSA 2014 | 0 | 2032 | 0.5 | SWHC013-05
COM-HVAC-27.31 | Com ¦ Large Unitary AC (EER 11.5) - Cold ¦ PG&E ¦ Cold | Com ¦ Large Unitary AC (EER 11.5) - Cold | PG&E ¦ Cold | PG&E | All | Electric | Large Unitary AC (EER 11.5) | Efficient |  |  | 0 | Conventional | HVAC | Com - Other | Com | ROB and NEW | 0 | 1000 sqft2 of floor space | Cap-Tons | 15 | DEER:HVAC_Split-Package_AC | -68.525 | -0.064775 | 0 | eTRM SWHC013-05 | 550 | 2021 | 1266.09 | 2021 | 0 | 0 | SWHC013-05 | Com Unitary AC (Large) - Cold ¦ PG&E ¦ Cold | Com Unitary AC (Large) - Cold | 0.7671 | 1 | 0 | CBSA 2014 | 7.5668 | 2032 | 0.5 | SWHC013-05
COM-HVAC-27.32 | Com ¦ Large Unitary AC (EER 11.5) - Cold ¦ PG&E ¦ Cold | Com ¦ Large Unitary AC (EER 11.5) - Cold | PG&E ¦ Cold | PG&E | All | Electric | Large Unitary AC (EER 11.5) | Efficient |  |  | 0 | Conventional | HVAC | Com - Refrig. Warehouse | Com | ROB and NEW | 0 | 1000 sqft2 of floor space | Cap-Tons | 15 | DEER:HVAC_Split-Package_AC | -143 | -0.053975 | 0 | eTRM SWHC013-05 | 550 | 2021 | 1266.09 | 2021 | 0 | 0 | SWHC013-05 | Com Unitary AC (Large) - Cold ¦ PG&E ¦ Cold | Com Unitary AC (Large) - Cold | 0 | 1 | 0 | CBSA 2014 | 2.5552 | 2032 | 0.5 | SWHC013-05
COM-HVAC-27.33 | Com ¦ Large Unitary AC (EER 11.5) - Cold ¦ PG&E ¦ Cold | Com ¦ Large Unitary AC (EER 11.5) - Cold | PG&E ¦ Cold | PG&E | All | Electric | Large Unitary AC (EER 11.5) | Efficient |  |  | 0 | Conventional | HVAC | Com - Restaurant | Com | ROB and NEW | 0 | 1000 sqft2 of floor space | Cap-Tons | 15 | DEER:HVAC_Split-Package_AC | 0 | 0 | 0 | eTRM SWHC013-05 | 550 | 2021 | 1266.09 | 2021 | 0 | 0 | SWHC013-05 | Com Unitary AC (Large) - Cold ¦ PG&E ¦ Cold | Com Unitary AC (Large) - Cold | 2.3487 | 1 | 0 | CBSA 2014 | 0 | 2032 | 0.5 | SWHC013-05
COM-HVAC-27.34 | Com ¦ Large Unitary AC (EER 11.5) - Cold ¦ PG&E ¦ Cold | Com ¦ Large Unitary AC (EER 11.5) - Cold | PG&E ¦ Cold | PG&E | All | Electric | Large Unitary AC (EER 11.5) | Efficient |  |  | 0 | Conventional | HVAC | Com - Retail | Com | ROB and NEW | 0 | 1000 sqft2 of floor space | Cap-Tons | 15 | DEER:HVAC_Split-Package_AC | -80.1426 | -0.062656 | 0 | eTRM SWHC013-05 | 550 | 2021 | 1266.09 | 2021 | 0 | 0 | SWHC013-05 | Com Unitary AC (Large) - Cold ¦ PG&E ¦ Cold | Com Unitary AC (Large) - Cold | 0.97885 | 1 | 0 | CBSA 2014 | 28.1555 | 2032 | 0.5 | SWHC013-05
COM-HVAC-27.35 | Com ¦ Large Unitary AC (EER 11.5) - Cold ¦ PG&E ¦ Cold | Com ¦ Large Unitary AC (EER 11.5) - Cold | PG&E ¦ Cold | PG&E | All | Electric | Large Unitary AC (EER 11.5) | Efficient |  |  | 0 | Conventional | HVAC | Com - School | Com | ROB and NEW | 0 | 1000 sqft2 of floor space | Cap-Tons | 15 | DEER:HVAC_Split-Package_AC | -18.409 | -0.0024325 | 0 | eTRM SWHC013-05 | 550 | 2021 | 1266.09 | 2021 | 0 | 0 | SWHC013-05 | Com Unitary AC (Large) - Cold ¦ PG&E ¦ Cold | Com Unitary AC (Large) - Cold | 1.4864 | 1 | 0 | CBSA 2014 | 3.031 | 2032 | 0.5 | SWHC013-05
COM-HVAC-27.36 | Com ¦ Large Unitary AC (EER 11.5) - Cold ¦ PG&E ¦ Cold | Com ¦ Large Unitary AC (EER 11.5) - Cold | PG&E ¦ Cold | PG&E | All | Electric | Large Unitary AC (EER 11.5) | Efficient |  |  | 0 | Conventional | HVAC | Com - Warehouse | Com | ROB and NEW | 0 | 1000 sqft2 of floor space | Cap-Tons | 15 | DEER:HVAC_Split-Package_AC | -18.2786 | -0.015502 | 0 | eTRM SWHC013-05 | 550 | 2021 | 1266.09 | 2021 | 0 | 0 | SWHC013-05 | Com Unitary AC (Large) - Cold ¦ PG&E ¦ Cold | Com Unitary AC (Large) - Cold | 0.30463 | 1 | 0 | CBSA 2014 | 5.4785 | 2032 | 0.5 | SWHC013-05
COM-HVAC-27.37 | Com ¦ Large Unitary AC (EER 11.5) - Marine ¦ SCE ¦ Marine | Com ¦ Large Unitary AC (EER 11.5) - Marine | SCE ¦ Marine | SCE | All | Electric | Large Unitary AC (EER 11.5) | Efficient |  |  | 0 | Conventional | HVAC | Com - College | Com | ROB and NEW | 0 | 1000 sqft2 of floor space | Cap-Tons | 15 | DEER:HVAC_Split-Package_AC | 0 | 0 | 0 | eTRM SWHC013-05 | 550 | 2021 | 1266.09 | 2021 | 0 | 0 | SWHC013-05 | Com Unitary AC (Large) - Marine ¦ SCE ¦ Marine | Com Unitary AC (Large) - Marine | 1.4792 | 1 | 0 | CBSA 2014 | 0 | 2032 | 0.5 | SWHC013-05
COM-HVAC-27.38 | Com ¦ Large Unitary AC (EER 11.5) - Marine ¦ SCE ¦ Marine | Com ¦ Large Unitary AC (EER 11.5) - Marine | SCE ¦ Marine | SCE | All | Electric | Large Unitary AC (EER 11.5) | Efficient |  |  | 0 | Conventional | HVAC | Com - Grocery | Com | ROB and NEW | 0 | 1000 sqft2 of floor space | Cap-Tons | 15 | DEER:HVAC_Split-Package_AC | -61.775 | -0.0449 | 0 | eTRM SWHC013-05 | 550 | 2021 | 1266.09 | 2021 | 0 | 0 | SWHC013-05 | Com Unitary AC (Large) - Marine ¦ SCE ¦ Marine | Com Unitary AC (Large) - Marine | 2.6311 | 1 | 0 | CBSA 2014 | 3.4748 | 2032 | 0.5 | SWHC013-05
COM-HVAC-27.39 | Com ¦ Large Unitary AC (EER 11.5) - Marine ¦ SCE ¦ Marine | Com ¦ Large Unitary AC (EER 11.5) - Marine | SCE ¦ Marine | SCE | All | Electric | Large Unitary AC (EER 11.5) | Efficient |  |  | 0 | Conventional | HVAC | Com - Health | Com | ROB and NEW | 0 | 1000 sqft2 of floor space | Cap-Tons | 15 | DEER:HVAC_Split-Package_AC | 0 | 0 | 0 | eTRM SWHC013-05 | 550 | 2021 | 1266.09 | 2021 | 0 | 0 | SWHC013-05 | Com Unitary AC (Large) - Marine ¦ SCE ¦ Marine | Com Unitary AC (Large) - Marine | 2.0977 | 1 | 0 | CBSA 2014 | 0 | 2032 | 0.5 | SWHC013-05
COM-HVAC-27.40 | Com ¦ Large Unitary AC (EER 11.5) - Marine ¦ SCE ¦ Marine | Com ¦ Large Unitary AC (EER 11.5) - Marine | SCE ¦ Marine | SCE | All | Electric | Large Unitary AC (EER 11.5) | Efficient |  |  | 0 | Conventional | HVAC | Com - Lodging | Com | ROB and NEW | 0 | 1000 sqft2 of floor space | Cap-Tons | 15 | DEER:HVAC_Split-Package_AC | -11.7425 | -0.0047278 | 0 | eTRM SWHC013-05 | 550 | 2021 | 1266.09 | 2021 | 0 | 0 | SWHC013-05 | Com Unitary AC (Large) - Marine ¦ SCE ¦ Marine | Com Unitary AC (Large) - Marine | 1.178 | 1 | 0 | CBSA 2014 | 1.8516 | 2032 | 0.5 | SWHC013-05
COM-HVAC-27.41 | Com ¦ Large Unitary AC (EER 11.5) - Marine ¦ SCE ¦ Marine | Com ¦ Large Unitary AC (EER 11.5) - Marine | SCE ¦ Marine | SCE | All | Electric | Large Unitary AC (EER 11.5) | Efficient |  |  | 0 | Conventional | HVAC | Com - Office (Large) | Com | ROB and NEW | 0 | 1000 sqft2 of floor space | Cap-Tons | 15 | DEER:HVAC_Split-Package_AC | 0 | 0 | 0 | eTRM SWHC013-05 | 550 | 2021 | 1266.09 | 2021 | 0 | 0 | SWHC013-05 | Com Unitary AC (Large) - Marine ¦ SCE ¦ Marine | Com Unitary AC (Large) - Marine | 1.5616 | 1 | 0 | CBSA 2014 | 0 | 2032 | 0.5 | SWHC013-05
COM-HVAC-27.42 | Com ¦ Large Unitary AC (EER 11.5) - Marine ¦ SCE ¦ Marine | Com ¦ Large Unitary AC (EER 11.5) - Marine | SCE ¦ Marine | SCE | All | Electric | Large Unitary AC (EER 11.5) | Efficient |  |  | 0 | Conventional | HVAC | Com - Office (Small) | Com | ROB and NEW | 0 | 1000 sqft2 of floor space | Cap-Tons | 15 | DEER:HVAC_Split-Package_AC | 0 | 0 | 0 | eTRM SWHC013-05 | 550 | 2021 | 1266.09 | 2021 | 0 | 0 | SWHC013-05 | Com Unitary AC (Large) - Marine ¦ SCE ¦ Marine | Com Unitary AC (Large) - Marine | 1.7717 | 1 | 0 | CBSA 2014 | 0 | 2032 | 0.5 | SWHC013-05
COM-HVAC-27.43 | Com ¦ Large Unitary AC (EER 11.5) - Marine ¦ SCE ¦ Marine | Com ¦ Large Unitary AC (EER 11.5) - Marine | SCE ¦ Marine | SCE | All | Electric | Large Unitary AC (EER 11.5) | Efficient |  |  | 0 | Conventional | HVAC | Com - Other | Com | ROB and NEW | 0 | 1000 sqft2 of floor space | Cap-Tons | 15 | DEER:HVAC_Split-Package_AC | -126.5 | -0.0728 | 0 | eTRM SWHC013-05 | 550 | 2021 | 1266.09 | 2021 | 0 | 0 | SWHC013-05 | Com Unitary AC (Large) - Marine ¦ SCE ¦ Marine | Com Unitary AC (Large) - Marine | 0.84588 | 1 | 0 | CBSA 2014 | 13.9687 | 2032 | 0.5 | SWHC013-05
COM-HVAC-27.44 | Com ¦ Large Unitary AC (EER 11.5) - Marine ¦ SCE ¦ Marine | Com ¦ Large Unitary AC (EER 11.5) - Marine | SCE ¦ Marine | SCE | All | Electric | Large Unitary AC (EER 11.5) | Efficient |  |  | 0 | Conventional | HVAC | Com - Refrig. Warehouse | Com | ROB and NEW | 0 | 1000 sqft2 of floor space | Cap-Tons | 15 | DEER:HVAC_Split-Package_AC | -237.5 | -0.04795 | 0 | eTRM SWHC013-05 | 550 | 2021 | 1266.09 | 2021 | 0 | 0 | SWHC013-05 | Com Unitary AC (Large) - Marine ¦ SCE ¦ Marine | Com Unitary AC (Large) - Marine | 0 | 1 | 0 | CBSA 2014 | 4.2437 | 2032 | 0.5 | SWHC013-05
COM-HVAC-27.45 | Com ¦ Large Unitary AC (EER 11.5) - Marine ¦ SCE ¦ Marine | Com ¦ Large Unitary AC (EER 11.5) - Marine | SCE ¦ Marine | SCE | All | Electric | Large Unitary AC (EER 11.5) | Efficient |  |  | 0 | Conventional | HVAC | Com - Restaurant | Com | ROB and NEW | 0 | 1000 sqft2 of floor space | Cap-Tons | 15 | DEER:HVAC_Split-Package_AC | 0 | 0 | 0 | eTRM SWHC013-05 | 550 | 2021 | 1266.09 | 2021 | 0 | 0 | SWHC013-05 | Com Unitary AC (Large) - Marine ¦ SCE ¦ Marine | Com Unitary AC (Large) - Marine | 2.5853 | 1 | 0 | CBSA 2014 | 0 | 2032 | 0.5 | SWHC013-05
COM-HVAC-27.46 | Com ¦ Large Unitary AC (EER 11.5) - Marine ¦ SCE ¦ Marine | Com ¦ Large Unitary AC (EER 11.5) - Marine | SCE ¦ Marine | SCE | All | Electric | Large Unitary AC (EER 11.5) | Efficient |  |  | 0 | Conventional | HVAC | Com - Retail | Com | ROB and NEW | 0 | 1000 sqft2 of floor space | Cap-Tons | 15 | DEER:HVAC_Split-Package_AC | -150.105 | -0.067406 | 0 | eTRM SWHC013-05 | 550 | 2021 | 1266.09 | 2021 | 0 | 0 | SWHC013-05 | Com Unitary AC (Large) - Marine ¦ SCE ¦ Marine | Com Unitary AC (Large) - Marine | 1.0938 | 1 | 0 | CBSA 2014 | 52.7345 | 2032 | 0.5 | SWHC013-05
COM-HVAC-27.47 | Com ¦ Large Unitary AC (EER 11.5) - Marine ¦ SCE ¦ Marine | Com ¦ Large Unitary AC (EER 11.5) - Marine | SCE ¦ Marine | SCE | All | Electric | Large Unitary AC (EER 11.5) | Efficient |  |  | 0 | Conventional | HVAC | Com - School | Com | ROB and NEW | 0 | 1000 sqft2 of floor space | Cap-Tons | 15 | DEER:HVAC_Split-Package_AC | -38.714 | -0.018657 | 0 | eTRM SWHC013-05 | 550 | 2021 | 1266.09 | 2021 | 0 | 0 | SWHC013-05 | Com Unitary AC (Large) - Marine ¦ SCE ¦ Marine | Com Unitary AC (Large) - Marine | 1.7812 | 1 | 0 | CBSA 2014 | 6.3741 | 2032 | 0.5 | SWHC013-05
COM-HVAC-27.48 | Com ¦ Large Unitary AC (EER 11.5) - Marine ¦ SCE ¦ Marine | Com ¦ Large Unitary AC (EER 11.5) - Marine | SCE ¦ Marine | SCE | All | Electric | Large Unitary AC (EER 11.5) | Efficient |  |  | 0 | Conventional | HVAC | Com - Warehouse | Com | ROB and NEW | 0 | 1000 sqft2 of floor space | Cap-Tons | 15 | DEER:HVAC_Split-Package_AC | -22.829 | -0.01598 | 0 | eTRM SWHC013-05 | 550 | 2021 | 1266.09 | 2021 | 0 | 0 | SWHC013-05 | Com Unitary AC (Large) - Marine ¦ SCE ¦ Marine | Com Unitary AC (Large) - Marine | 0.335 | 1 | 0 | CBSA 2014 | 6.8424 | 2032 | 0.5 | SWHC013-05
COM-HVAC-27.49 | Com ¦ Large Unitary AC (EER 11.5) - Hot-Dry ¦ SCE ¦ Hot-Dry | Com ¦ Large Unitary AC (EER 11.5) - Hot-Dry | SCE ¦ Hot-Dry | SCE | All | Electric | Large Unitary AC (EER 11.5) | Efficient |  |  | 0 | Conventional | HVAC | Com - College | Com | ROB and NEW | 0 | 1000 sqft2 of floor space | Cap-Tons | 15 | DEER:HVAC_Split-Package_AC | 0 | 0 | 0 | eTRM SWHC013-05 | 550 | 2021 | 1266.09 | 2021 | 0 | 0 | SWHC013-05 | Com Unitary AC (Large) - Hot-Dry ¦ SCE ¦ Hot-Dry | Com Unitary AC (Large) - Hot-Dry | 1.4792 | 1 | 0 | CBSA 2014 | 0 | 2032 | 0.5 | SWHC013-05
COM-HVAC-27.50 | Com ¦ Large Unitary AC (EER 11.5) - Hot-Dry ¦ SCE ¦ Hot-Dry | Com ¦ Large Unitary AC (EER 11.5) - Hot-Dry | SCE ¦ Hot-Dry | SCE | All | Electric | Large Unitary AC (EER 11.5) | Efficient |  |  | 0 | Conventional | HVAC | Com - Grocery | Com | ROB and NEW | 0 | 1000 sqft2 of floor space | Cap-Tons | 15 | DEER:HVAC_Split-Package_AC | -92.375 | -0.072075 | 0 | eTRM SWHC013-05 | 550 | 2021 | 1266.09 | 2021 | 0 | 0 | SWHC013-05 | Com Unitary AC (Large) - Hot-Dry ¦ SCE ¦ Hot-Dry | Com Unitary AC (Large) - Hot-Dry | 2.6311 | 1 | 0 | CBSA 2014 | 5.196 | 2032 | 0.5 | SWHC013-05
COM-HVAC-27.51 | Com ¦ Large Unitary AC (EER 11.5) - Hot-Dry ¦ SCE ¦ Hot-Dry | Com ¦ Large Unitary AC (EER 11.5) - Hot-Dry | SCE ¦ Hot-Dry | SCE | All | Electric | Large Unitary AC (EER 11.5) | Efficient |  |  | 0 | Conventional | HVAC | Com - Health | Com | ROB and NEW | 0 | 1000 sqft2 of floor space | Cap-Tons | 15 | DEER:HVAC_Split-Package_AC | 0 | 0 | 0 | eTRM SWHC013-05 | 550 | 2021 | 1266.09 | 2021 | 0 | 0 | SWHC013-05 | Com Unitary AC (Large) - Hot-Dry ¦ SCE ¦ Hot-Dry | Com Unitary AC (Large) - Hot-Dry | 2.0977 | 1 | 0 | CBSA 2014 | 0 | 2032 | 0.5 | SWHC013-05
COM-HVAC-27.52 | Com ¦ Large Unitary AC (EER 11.5) - Hot-Dry ¦ SCE ¦ Hot-Dry | Com ¦ Large Unitary AC (EER 11.5) - Hot-Dry | SCE ¦ Hot-Dry | SCE | All | Electric | Large Unitary AC (EER 11.5) | Efficient |  |  | 0 | Conventional | HVAC | Com - Lodging | Com | ROB and NEW | 0 | 1000 sqft2 of floor space | Cap-Tons | 15 | DEER:HVAC_Split-Package_AC | -13.9562 | -0.0066644 | 0 | eTRM SWHC013-05 | 550 | 2021 | 1266.09 | 2021 | 0 | 0 | SWHC013-05 | Com Unitary AC (Large) - Hot-Dry ¦ SCE ¦ Hot-Dry | Com Unitary AC (Large) - Hot-Dry | 1.178 | 1 | 0 | CBSA 2014 | 2.2007 | 2032 | 0.5 | SWHC013-05
COM-HVAC-27.53 | Com ¦ Large Unitary AC (EER 11.5) - Hot-Dry ¦ SCE ¦ Hot-Dry | Com ¦ Large Unitary AC (EER 11.5) - Hot-Dry | SCE ¦ Hot-Dry | SCE | All | Electric | Large Unitary AC (EER 11.5) | Efficient |  |  | 0 | Conventional | HVAC | Com - Office (Large) | Com | ROB and NEW | 0 | 1000 sqft2 of floor space | Cap-Tons | 15 | DEER:HVAC_Split-Package_AC | 0 | 0 | 0 | eTRM SWHC013-05 | 550 | 2021 | 1266.09 | 2021 | 0 | 0 | SWHC013-05 | Com Unitary AC (Large) - Hot-Dry ¦ SCE ¦ Hot-Dry | Com Unitary AC (Large) - Hot-Dry | 1.5616 | 1 | 0 | CBSA 2014 | 0 | 2032 | 0.5 | SWHC013-05
COM-HVAC-27.54 | Com ¦ Large Unitary AC (EER 11.5) - Hot-Dry ¦ SCE ¦ Hot-Dry | Com ¦ Large Unitary AC (EER 11.5) - Hot-Dry | SCE ¦ Hot-Dry | SCE | All | Electric | Large Unitary AC (EER 11.5) | Efficient |  |  | 0 | Conventional | HVAC | Com - Office (Small) | Com | ROB and NEW | 0 | 1000 sqft2 of floor space | Cap-Tons | 15 | DEER:HVAC_Split-Package_AC | 0 | 0 | 0 | eTRM SWHC013-05 | 550 | 2021 | 1266.09 | 2021 | 0 | 0 | SWHC013-05 | Com Unitary AC (Large) - Hot-Dry ¦ SCE ¦ Hot-Dry | Com Unitary AC (Large) - Hot-Dry | 1.7717 | 1 | 0 | CBSA 2014 | 0 | 2032 | 0.5 | SWHC013-05
COM-HVAC-27.55 | Com ¦ Large Unitary AC (EER 11.5) - Hot-Dry ¦ SCE ¦ Hot-Dry | Com ¦ Large Unitary AC (EER 11.5) - Hot-Dry | SCE ¦ Hot-Dry | SCE | All | Electric | Large Unitary AC (EER 11.5) | Efficient |  |  | 0 | Conventional | HVAC | Com - Other | Com | ROB and NEW | 0 | 1000 sqft2 of floor space | Cap-Tons | 15 | DEER:HVAC_Split-Package_AC | -142.5 | -0.089325 | 0 | eTRM SWHC013-05 | 550 | 2021 | 1266.09 | 2021 | 0 | 0 | SWHC013-05 | Com Unitary AC (Large) - Hot-Dry ¦ SCE ¦ Hot-Dry | Com Unitary AC (Large) - Hot-Dry | 0.84588 | 1 | 0 | CBSA 2014 | 15.7355 | 2032 | 0.5 | SWHC013-05
COM-HVAC-27.56 | Com ¦ Large Unitary AC (EER 11.5) - Hot-Dry ¦ SCE ¦ Hot-Dry | Com ¦ Large Unitary AC (EER 11.5) - Hot-Dry | SCE ¦ Hot-Dry | SCE | All | Electric | Large Unitary AC (EER 11.5) | Efficient |  |  | 0 | Conventional | HVAC | Com - Refrig. Warehouse | Com | ROB and NEW | 0 | 1000 sqft2 of floor space | Cap-Tons | 15 | DEER:HVAC_Split-Package_AC | -237.5 | -0.066075 | 0 | eTRM SWHC013-05 | 550 | 2021 | 1266.09 | 2021 | 0 | 0 | SWHC013-05 | Com Unitary AC (Large) - Hot-Dry ¦ SCE ¦ Hot-Dry | Com Unitary AC (Large) - Hot-Dry | 0 | 1 | 0 | CBSA 2014 | 4.2437 | 2032 | 0.5 | SWHC013-05
COM-HVAC-27.57 | Com ¦ Large Unitary AC (EER 11.5) - Hot-Dry ¦ SCE ¦ Hot-Dry | Com ¦ Large Unitary AC (EER 11.5) - Hot-Dry | SCE ¦ Hot-Dry | SCE | All | Electric | Large Unitary AC (EER 11.5) | Efficient |  |  | 0 | Conventional | HVAC | Com - Restaurant | Com | ROB and NEW | 0 | 1000 sqft2 of floor space | Cap-Tons | 15 | DEER:HVAC_Split-Package_AC | 0 | 0 | 0 | eTRM SWHC013-05 | 550 | 2021 | 1266.09 | 2021 | 0 | 0 | SWHC013-05 | Com Unitary AC (Large) - Hot-Dry ¦ SCE ¦ Hot-Dry | Com Unitary AC (Large) - Hot-Dry | 2.5853 | 1 | 0 | CBSA 2014 | 0 | 2032 | 0.5 | SWHC013-05
COM-HVAC-27.58 | Com ¦ Large Unitary AC (EER 11.5) - Hot-Dry ¦ SCE ¦ Hot-Dry | Com ¦ Large Unitary AC (EER 11.5) - Hot-Dry | SCE ¦ Hot-Dry | SCE | All | Electric | Large Unitary AC (EER 11.5) | Efficient |  |  | 0 | Conventional | HVAC | Com - Retail | Com | ROB and NEW | 0 | 1000 sqft2 of floor space | Cap-Tons | 15 | DEER:HVAC_Split-Package_AC | -125.068 | -0.066935 | 0 | eTRM SWHC013-05 | 550 | 2021 | 1266.09 | 2021 | 0 | 0 | SWHC013-05 | Com Unitary AC (Large) - Hot-Dry ¦ SCE ¦ Hot-Dry | Com Unitary AC (Large) - Hot-Dry | 1.0938 | 1 | 0 | CBSA 2014 | 43.9386 | 2032 | 0.5 | SWHC013-05
COM-HVAC-27.59 | Com ¦ Large Unitary AC (EER 11.5) - Hot-Dry ¦ SCE ¦ Hot-Dry | Com ¦ Large Unitary AC (EER 11.5) - Hot-Dry | SCE ¦ Hot-Dry | SCE | All | Electric | Large Unitary AC (EER 11.5) | Efficient |  |  | 0 | Conventional | HVAC | Com - School | Com | ROB and NEW | 0 | 1000 sqft2 of floor space | Cap-Tons | 15 | DEER:HVAC_Split-Package_AC | -39.019 | -0.023617 | 0 | eTRM SWHC013-05 | 550 | 2021 | 1266.09 | 2021 | 0 | 0 | SWHC013-05 | Com Unitary AC (Large) - Hot-Dry ¦ SCE ¦ Hot-Dry | Com Unitary AC (Large) - Hot-Dry | 1.7812 | 1 | 0 | CBSA 2014 | 6.4243 | 2032 | 0.5 | SWHC013-05
COM-HVAC-27.60 | Com ¦ Large Unitary AC (EER 11.5) - Hot-Dry ¦ SCE ¦ Hot-Dry | Com ¦ Large Unitary AC (EER 11.5) - Hot-Dry | SCE ¦ Hot-Dry | SCE | All | Electric | Large Unitary AC (EER 11.5) | Efficient |  |  | 0 | Conventional | HVAC | Com - Warehouse | Com | ROB and NEW | 0 | 1000 sqft2 of floor space | Cap-Tons | 15 | DEER:HVAC_Split-Package_AC | -41.4778 | -0.026947 | 0 | eTRM SWHC013-05 | 550 | 2021 | 1266.09 | 2021 | 0 | 0 | SWHC013-05 | Com Unitary AC (Large) - Hot-Dry ¦ SCE ¦ Hot-Dry | Com Unitary AC (Large) - Hot-Dry | 0.335 | 1 | 0 | CBSA 2014 | 12.4319 | 2032 | 0.5 | SWHC013-05
COM-HVAC-27.61 | Com ¦ Large Unitary AC (EER 11.5) - Cold ¦ SCE ¦ Cold | Com ¦ Large Unitary AC (EER 11.5) - Cold | SCE ¦ Cold | SCE | All | Electric | Large Unitary AC (EER 11.5) | Efficient |  |  | 0 | Conventional | HVAC | Com - College | Com | ROB and NEW | 0 | 1000 sqft2 of floor space | Cap-Tons | 15 | DEER:HVAC_Split-Package_AC | 0 | 0 | 0 | eTRM SWHC013-05 | 550 | 2021 | 1266.09 | 2021 | 0 | 0 | SWHC013-05 | Com Unitary AC (Large) - Cold ¦ SCE ¦ Cold | Com Unitary AC (Large) - Cold | 1.4792 | 1 | 0 | CBSA 2014 | 0 | 2032 | 0.5 | SWHC013-05
COM-HVAC-27.62 | Com ¦ Large Unitary AC (EER 11.5) - Cold ¦ SCE ¦ Cold | Com ¦ Large Unitary AC (EER 11.5) - Cold | SCE ¦ Cold | SCE | All | Electric | Large Unitary AC (EER 11.5) | Efficient |  |  | 0 | Conventional | HVAC | Com - Grocery | Com | ROB and NEW | 0 | 1000 sqft2 of floor space | Cap-Tons | 15 | DEER:HVAC_Split-Package_AC | -40.025 | -0.050225 | 0 | eTRM SWHC013-05 | 550 | 2021 | 1266.09 | 2021 | 0 | 0 | SWHC013-05 | Com Unitary AC (Large) - Cold ¦ SCE ¦ Cold | Com Unitary AC (Large) - Cold | 2.6311 | 1 | 0 | CBSA 2014 | 2.2514 | 2032 | 0.5 | SWHC013-05
COM-HVAC-27.63 | Com ¦ Large Unitary AC (EER 11.5) - Cold ¦ SCE ¦ Cold | Com ¦ Large Unitary AC (EER 11.5) - Cold | SCE ¦ Cold | SCE | All | Electric | Large Unitary AC (EER 11.5) | Efficient |  |  | 0 | Conventional | HVAC | Com - Health | Com | ROB and NEW | 0 | 1000 sqft2 of floor space | Cap-Tons | 15 | DEER:HVAC_Split-Package_AC | 0 | 0 | 0 | eTRM SWHC013-05 | 550 | 2021 | 1266.09 | 2021 | 0 | 0 | SWHC013-05 | Com Unitary AC (Large) - Cold ¦ SCE ¦ Cold | Com Unitary AC (Large) - Cold | 2.0977 | 1 | 0 | CBSA 2014 | 0 | 2032 | 0.5 | SWHC013-05
COM-HVAC-27.64 | Com ¦ Large Unitary AC (EER 11.5) - Cold ¦ SCE ¦ Cold | Com ¦ Large Unitary AC (EER 11.5) - Cold | SCE ¦ Cold | SCE | All | Electric | Large Unitary AC (EER 11.5) | Efficient |  |  | 0 | Conventional | HVAC | Com - Lodging | Com | ROB and NEW | 0 | 1000 sqft2 of floor space | Cap-Tons | 15 | DEER:HVAC_Split-Package_AC | -5.7904 | -0.0044102 | 0 | eTRM SWHC013-05 | 550 | 2021 | 1266.09 | 2021 | 0 | 0 | SWHC013-05 | Com Unitary AC (Large) - Cold ¦ SCE ¦ Cold | Com Unitary AC (Large) - Cold | 1.178 | 1 | 0 | CBSA 2014 | 0.91305 | 2032 | 0.5 | SWHC013-05
COM-HVAC-27.65 | Com ¦ Large Unitary AC (EER 11.5) - Cold ¦ SCE ¦ Cold | Com ¦ Large Unitary AC (EER 11.5) - Cold | SCE ¦ Cold | SCE | All | Electric | Large Unitary AC (EER 11.5) | Efficient |  |  | 0 | Conventional | HVAC | Com - Office (Large) | Com | ROB and NEW | 0 | 1000 sqft2 of floor space | Cap-Tons | 15 | DEER:HVAC_Split-Package_AC | 0 | 0 | 0 | eTRM SWHC013-05 | 550 | 2021 | 1266.09 | 2021 | 0 | 0 | SWHC013-05 | Com Unitary AC (Large) - Cold ¦ SCE ¦ Cold | Com Unitary AC (Large) - Cold | 1.5616 | 1 | 0 | CBSA 2014 | 0 | 2032 | 0.5 | SWHC013-05
COM-HVAC-27.66 | Com ¦ Large Unitary AC (EER 11.5) - Cold ¦ SCE ¦ Cold | Com ¦ Large Unitary AC (EER 11.5) - Cold | SCE ¦ Cold | SCE | All | Electric | Large Unitary AC (EER 11.5) | Efficient |  |  | 0 | Conventional | HVAC | Com - Office (Small) | Com | ROB and NEW | 0 | 1000 sqft2 of floor space | Cap-Tons | 15 | DEER:HVAC_Split-Package_AC | 0 | 0 | 0 | eTRM SWHC013-05 | 550 | 2021 | 1266.09 | 2021 | 0 | 0 | SWHC013-05 | Com Unitary AC (Large) - Cold ¦ SCE ¦ Cold | Com Unitary AC (Large) - Cold | 1.7717 | 1 | 0 | CBSA 2014 | 0 | 2032 | 0.5 | SWHC013-05
COM-HVAC-27.67 | Com ¦ Large Unitary AC (EER 11.5) - Cold ¦ SCE ¦ Cold | Com ¦ Large Unitary AC (EER 11.5) - Cold | SCE ¦ Cold | SCE | All | Electric | Large Unitary AC (EER 11.5) | Efficient |  |  | 0 | Conventional | HVAC | Com - Other | Com | ROB and NEW | 0 | 1000 sqft2 of floor space | Cap-Tons | 15 | DEER:HVAC_Split-Package_AC | -68.525 | -0.064775 | 0 | eTRM SWHC013-05 | 550 | 2021 | 1266.09 | 2021 | 0 | 0 | SWHC013-05 | Com Unitary AC (Large) - Cold ¦ SCE ¦ Cold | Com Unitary AC (Large) - Cold | 0.84588 | 1 | 0 | CBSA 2014 | 7.5668 | 2032 | 0.5 | SWHC013-05
COM-HVAC-27.68 | Com ¦ Large Unitary AC (EER 11.5) - Cold ¦ SCE ¦ Cold | Com ¦ Large Unitary AC (EER 11.5) - Cold | SCE ¦ Cold | SCE | All | Electric | Large Unitary AC (EER 11.5) | Efficient |  |  | 0 | Conventional | HVAC | Com - Refrig. Warehouse | Com | ROB and NEW | 0 | 1000 sqft2 of floor space | Cap-Tons | 15 | DEER:HVAC_Split-Package_AC | -143 | -0.053975 | 0 | eTRM SWHC013-05 | 550 | 2021 | 1266.09 | 2021 | 0 | 0 | SWHC013-05 | Com Unitary AC (Large) - Cold ¦ SCE ¦ Cold | Com Unitary AC (Large) - Cold | 0 | 1 | 0 | CBSA 2014 | 2.5552 | 2032 | 0.5 | SWHC013-05
COM-HVAC-27.69 | Com ¦ Large Unitary AC (EER 11.5) - Cold ¦ SCE ¦ Cold | Com ¦ Large Unitary AC (EER 11.5) - Cold | SCE ¦ Cold | SCE | All | Electric | Large Unitary AC (EER 11.5) | Efficient |  |  | 0 | Conventional | HVAC | Com - Restaurant | Com | ROB and NEW | 0 | 1000 sqft2 of floor space | Cap-Tons | 15 | DEER:HVAC_Split-Package_AC | 0 | 0 | 0 | eTRM SWHC013-05 | 550 | 2021 | 1266.09 | 2021 | 0 | 0 | SWHC013-05 | Com Unitary AC (Large) - Cold ¦ SCE ¦ Cold | Com Unitary AC (Large) - Cold | 2.5853 | 1 | 0 | CBSA 2014 | 0 | 2032 | 0.5 | SWHC013-05
COM-HVAC-27.70 | Com ¦ Large Unitary AC (EER 11.5) - Cold ¦ SCE ¦ Cold | Com ¦ Large Unitary AC (EER 11.5) - Cold | SCE ¦ Cold | SCE | All | Electric | Large Unitary AC (EER 11.5) | Efficient |  |  | 0 | Conventional | HVAC | Com - Retail | Com | ROB and NEW | 0 | 1000 sqft2 of floor space | Cap-Tons | 15 | DEER:HVAC_Split-Package_AC | -80.1426 | -0.062656 | 0 | eTRM SWHC013-05 | 550 | 2021 | 1266.09 | 2021 | 0 | 0 | SWHC013-05 | Com Unitary AC (Large) - Cold ¦ SCE ¦ Cold | Com Unitary AC (Large) - Cold | 1.0938 | 1 | 0 | CBSA 2014 | 28.1555 | 2032 | 0.5 | SWHC013-05
COM-HVAC-27.71 | Com ¦ Large Unitary AC (EER 11.5) - Cold ¦ SCE ¦ Cold | Com ¦ Large Unitary AC (EER 11.5) - Cold | SCE ¦ Cold | SCE | All | Electric | Large Unitary AC (EER 11.5) | Efficient |  |  | 0 | Conventional | HVAC | Com - School | Com | ROB and NEW | 0 | 1000 sqft2 of floor space | Cap-Tons | 15 | DEER:HVAC_Split-Package_AC | -18.409 | -0.0024325 | 0 | eTRM SWHC013-05 | 550 | 2021 | 1266.09 | 2021 | 0 | 0 | SWHC013-05 | Com Unitary AC (Large) - Cold ¦ SCE ¦ Cold | Com Unitary AC (Large) - Cold | 1.7812 | 1 | 0 | CBSA 2014 | 3.031 | 2032 | 0.5 | SWHC013-05
COM-HVAC-27.72 | Com ¦ Large Unitary AC (EER 11.5) - Cold ¦ SCE ¦ Cold | Com ¦ Large Unitary AC (EER 11.5) - Cold | SCE ¦ Cold | SCE | All | Electric | Large Unitary AC (EER 11.5) | Efficient |  |  | 0 | Conventional | HVAC | Com - Warehouse | Com | ROB and NEW | 0 | 1000 sqft2 of floor space | Cap-Tons | 15 | DEER:HVAC_Split-Package_AC | -18.2786 | -0.015502 | 0 | eTRM SWHC013-05 | 550 | 2021 | 1266.09 | 2021 | 0 | 0 | SWHC013-05 | Com Unitary AC (Large) - Cold ¦ SCE ¦ Cold | Com Unitary AC (Large) - Cold | 0.335 | 1 | 0 | CBSA 2014 | 5.4785 | 2032 | 0.5 | SWHC013-05
COM-HVAC-27.73 | Com ¦ Large Unitary AC (EER 11.5) - Marine ¦ SDG&E ¦ Marine | Com ¦ Large Unitary AC (EER 11.5) - Marine | SDG&E ¦ Marine | SDG&E | All | Electric | Large Unitary AC (EER 11.5) | Efficient |  |  | 0 | Conventional | HVAC | Com - College | Com | ROB and NEW | 0 | 1000 sqft2 of floor space | Cap-Tons | 15 | DEER:HVAC_Split-Package_AC | 0 | 0 | 0 | eTRM SWHC013-05 | 550 | 2021 | 1266.09 | 2021 | 0 | 0 | SWHC013-05 | Com Unitary AC (Large) - Marine ¦ SDG&E ¦ Marine | Com Unitary AC (Large) - Marine | 1.4495 | 1 | 0 | CBSA 2014 | 0 | 2032 | 0.5 | SWHC013-05
COM-HVAC-27.74 | Com ¦ Large Unitary AC (EER 11.5) - Marine ¦ SDG&E ¦ Marine | Com ¦ Large Unitary AC (EER 11.5) - Marine | SDG&E ¦ Marine | SDG&E | All | Electric | Large Unitary AC (EER 11.5) | Efficient |  |  | 0 | Conventional | HVAC | Com - Grocery | Com | ROB and NEW | 0 | 1000 sqft2 of floor space | Cap-Tons | 15 | DEER:HVAC_Split-Package_AC | -61.775 | -0.0449 | 0 | eTRM SWHC013-05 | 550 | 2021 | 1266.09 | 2021 | 0 | 0 | SWHC013-05 | Com Unitary AC (Large) - Marine ¦ SDG&E ¦ Marine | Com Unitary AC (Large) - Marine | 2.675 | 1 | 0 | CBSA 2014 | 3.4748 | 2032 | 0.5 | SWHC013-05
COM-HVAC-27.75 | Com ¦ Large Unitary AC (EER 11.5) - Marine ¦ SDG&E ¦ Marine | Com ¦ Large Unitary AC (EER 11.5) - Marine | SDG&E ¦ Marine | SDG&E | All | Electric | Large Unitary AC (EER 11.5) | Efficient |  |  | 0 | Conventional | HVAC | Com - Health | Com | ROB and NEW | 0 | 1000 sqft2 of floor space | Cap-Tons | 15 | DEER:HVAC_Split-Package_AC | 0 | 0 | 0 | eTRM SWHC013-05 | 550 | 2021 | 1266.09 | 2021 | 0 | 0 | SWHC013-05 | Com Unitary AC (Large) - Marine ¦ SDG&E ¦ Marine | Com Unitary AC (Large) - Marine | 2.086 | 1 | 0 | CBSA 2014 | 0 | 2032 | 0.5 | SWHC013-05
COM-HVAC-27.76 | Com ¦ Large Unitary AC (EER 11.5) - Marine ¦ SDG&E ¦ Marine | Com ¦ Large Unitary AC (EER 11.5) - Marine | SDG&E ¦ Marine | SDG&E | All | Electric | Large Unitary AC (EER 11.5) | Efficient |  |  | 0 | Conventional | HVAC | Com - Lodging | Com | ROB and NEW | 0 | 1000 sqft2 of floor space | Cap-Tons | 15 | DEER:HVAC_Split-Package_AC | -11.7425 | -0.0047278 | 0 | eTRM SWHC013-05 | 550 | 2021 | 1266.09 | 2021 | 0 | 0 | SWHC013-05 | Com Unitary AC (Large) - Marine ¦ SDG&E ¦ Marine | Com Unitary AC (Large) - Marine | 1.1671 | 1 | 0 | CBSA 2014 | 1.8516 | 2032 | 0.5 | SWHC013-05
COM-HVAC-27.77 | Com ¦ Large Unitary AC (EER 11.5) - Marine ¦ SDG&E ¦ Marine | Com ¦ Large Unitary AC (EER 11.5) - Marine | SDG&E ¦ Marine | SDG&E | All | Electric | Large Unitary AC (EER 11.5) | Efficient |  |  | 0 | Conventional | HVAC | Com - Office (Large) | Com | ROB and NEW | 0 | 1000 sqft2 of floor space | Cap-Tons | 15 | DEER:HVAC_Split-Package_AC | 0 | 0 | 0 | eTRM SWHC013-05 | 550 | 2021 | 1266.09 | 2021 | 0 | 0 | SWHC013-05 | Com Unitary AC (Large) - Marine ¦ SDG&E ¦ Marine | Com Unitary AC (Large) - Marine | 1.5238 | 1 | 0 | CBSA 2014 | 0 | 2032 | 0.5 | SWHC013-05
COM-HVAC-27.78 | Com ¦ Large Unitary AC (EER 11.5) - Marine ¦ SDG&E ¦ Marine | Com ¦ Large Unitary AC (EER 11.5) - Marine | SDG&E ¦ Marine | SDG&E | All | Electric | Large Unitary AC (EER 11.5) | Efficient |  |  | 0 | Conventional | HVAC | Com - Office (Small) | Com | ROB and NEW | 0 | 1000 sqft2 of floor space | Cap-Tons | 15 | DEER:HVAC_Split-Package_AC | 0 | 0 | 0 | eTRM SWHC013-05 | 550 | 2021 | 1266.09 | 2021 | 0 | 0 | SWHC013-05 | Com Unitary AC (Large) - Marine ¦ SDG&E ¦ Marine | Com Unitary AC (Large) - Marine | 1.8503 | 1 | 0 | CBSA 2014 | 0 | 2032 | 0.5 | SWHC013-05
COM-HVAC-27.79 | Com ¦ Large Unitary AC (EER 11.5) - Marine ¦ SDG&E ¦ Marine | Com ¦ Large Unitary AC (EER 11.5) - Marine | SDG&E ¦ Marine | SDG&E | All | Electric | Large Unitary AC (EER 11.5) | Efficient |  |  | 0 | Conventional | HVAC | Com - Other | Com | ROB and NEW | 0 | 1000 sqft2 of floor space | Cap-Tons | 15 | DEER:HVAC_Split-Package_AC | -126.5 | -0.0728 | 0 | eTRM SWHC013-05 | 550 | 2021 | 1266.09 | 2021 | 0 | 0 | SWHC013-05 | Com Unitary AC (Large) - Marine ¦ SDG&E ¦ Marine | Com Unitary AC (Large) - Marine | 0.83142 | 1 | 0 | CBSA 2014 | 13.9687 | 2032 | 0.5 | SWHC013-05
COM-HVAC-27.80 | Com ¦ Large Unitary AC (EER 11.5) - Marine ¦ SDG&E ¦ Marine | Com ¦ Large Unitary AC (EER 11.5) - Marine | SDG&E ¦ Marine | SDG&E | All | Electric | Large Unitary AC (EER 11.5) | Efficient |  |  | 0 | Conventional | HVAC | Com - Refrig. Warehouse | Com | ROB and NEW | 0 | 1000 sqft2 of floor space | Cap-Tons | 15 | DEER:HVAC_Split-Package_AC | -237.5 | -0.04795 | 0 | eTRM SWHC013-05 | 550 | 2021 | 1266.09 | 2021 | 0 | 0 | SWHC013-05 | Com Unitary AC (Large) - Marine ¦ SDG&E ¦ Marine | Com Unitary AC (Large) - Marine | 0 | 1 | 0 | CBSA 2014 | 4.2437 | 2032 | 0.5 | SWHC013-05
COM-HVAC-27.81 | Com ¦ Large Unitary AC (EER 11.5) - Marine ¦ SDG&E ¦ Marine | Com ¦ Large Unitary AC (EER 11.5) - Marine | SDG&E ¦ Marine | SDG&E | All | Electric | Large Unitary AC (EER 11.5) | Efficient |  |  | 0 | Conventional | HVAC | Com - Restaurant | Com | ROB and NEW | 0 | 1000 sqft2 of floor space | Cap-Tons | 15 | DEER:HVAC_Split-Package_AC | 0 | 0 | 0 | eTRM SWHC013-05 | 550 | 2021 | 1266.09 | 2021 | 0 | 0 | SWHC013-05 | Com Unitary AC (Large) - Marine ¦ SDG&E ¦ Marine | Com Unitary AC (Large) - Marine | 2.7007 | 1 | 0 | CBSA 2014 | 0 | 2032 | 0.5 | SWHC013-05
COM-HVAC-27.82 | Com ¦ Large Unitary AC (EER 11.5) - Marine ¦ SDG&E ¦ Marine | Com ¦ Large Unitary AC (EER 11.5) - Marine | SDG&E ¦ Marine | SDG&E | All | Electric | Large Unitary AC (EER 11.5) | Efficient |  |  | 0 | Conventional | HVAC | Com - Retail | Com | ROB and NEW | 0 | 1000 sqft2 of floor space | Cap-Tons | 15 | DEER:HVAC_Split-Package_AC | -150.105 | -0.067406 | 0 | eTRM SWHC013-05 | 550 | 2021 | 1266.09 | 2021 | 0 | 0 | SWHC013-05 | Com Unitary AC (Large) - Marine ¦ SDG&E ¦ Marine | Com Unitary AC (Large) - Marine | 1.0949 | 1 | 0 | CBSA 2014 | 52.7345 | 2032 | 0.5 | SWHC013-05
COM-HVAC-27.83 | Com ¦ Large Unitary AC (EER 11.5) - Marine ¦ SDG&E ¦ Marine | Com ¦ Large Unitary AC (EER 11.5) - Marine | SDG&E ¦ Marine | SDG&E | All | Electric | Large Unitary AC (EER 11.5) | Efficient |  |  | 0 | Conventional | HVAC | Com - School | Com | ROB and NEW | 0 | 1000 sqft2 of floor space | Cap-Tons | 15 | DEER:HVAC_Split-Package_AC | -38.714 | -0.018657 | 0 | eTRM SWHC013-05 | 550 | 2021 | 1266.09 | 2021 | 0 | 0 | SWHC013-05 | Com Unitary AC (Large) - Marine ¦ SDG&E ¦ Marine | Com Unitary AC (Large) - Marine | 1.8411 | 1 | 0 | CBSA 2014 | 6.3741 | 2032 | 0.5 | SWHC013-05
COM-HVAC-27.84 | Com ¦ Large Unitary AC (EER 11.5) - Marine ¦ SDG&E ¦ Marine | Com ¦ Large Unitary AC (EER 11.5) - Marine | SDG&E ¦ Marine | SDG&E | All | Electric | Large Unitary AC (EER 11.5) | Efficient |  |  | 0 | Conventional | HVAC | Com - Warehouse | Com | ROB and NEW | 0 | 1000 sqft2 of floor space | Cap-Tons | 15 | DEER:HVAC_Split-Package_AC | -22.829 | -0.01598 | 0 | eTRM SWHC013-05 | 550 | 2021 | 1266.09 | 2021 | 0 | 0 | SWHC013-05 | Com Unitary AC (Large) - Marine ¦ SDG&E ¦ Marine | Com Unitary AC (Large) - Marine | 0.33575 | 1 | 0 | CBSA 2014 | 6.8424 | 2032 | 0.5 | SWHC013-05
COM-HVAC-27.85 | Com ¦ Large Unitary AC (EER 11.5) - Hot-Dry ¦ SDG&E ¦ Hot-Dry | Com ¦ Large Unitary AC (EER 11.5) - Hot-Dry | SDG&E ¦ Hot-Dry | SDG&E | All | Electric | Large Unitary AC (EER 11.5) | Efficient |  |  | 0 | Conventional | HVAC | Com - College | Com | ROB and NEW | 0 | 1000 sqft2 of floor space | Cap-Tons | 15 | DEER:HVAC_Split-Package_AC | 0 | 0 | 0 | eTRM SWHC013-05 | 550 | 2021 | 1266.09 | 2021 | 0 | 0 | SWHC013-05 | Com Unitary AC (Large) - Hot-Dry ¦ SDG&E ¦ Hot-Dry | Com Unitary AC (Large) - Hot-Dry | 1.4495 | 1 | 0 | CBSA 2014 | 0 | 2032 | 0.5 | SWHC013-05
COM-HVAC-27.86 | Com ¦ Large Unitary AC (EER 11.5) - Hot-Dry ¦ SDG&E ¦ Hot-Dry | Com ¦ Large Unitary AC (EER 11.5) - Hot-Dry | SDG&E ¦ Hot-Dry | SDG&E | All | Electric | Large Unitary AC (EER 11.5) | Efficient |  |  | 0 | Conventional | HVAC | Com - Grocery | Com | ROB and NEW | 0 | 1000 sqft2 of floor space | Cap-Tons | 15 | DEER:HVAC_Split-Package_AC | -52.625 | -0.037225 | 0 | eTRM SWHC013-05 | 550 | 2021 | 1266.09 | 2021 | 0 | 0 | SWHC013-05 | Com Unitary AC (Large) - Hot-Dry ¦ SDG&E ¦ Hot-Dry | Com Unitary AC (Large) - Hot-Dry | 2.675 | 1 | 0 | CBSA 2014 | 2.9601 | 2032 | 0.5 | SWHC013-05
COM-HVAC-27.87 | Com ¦ Large Unitary AC (EER 11.5) - Hot-Dry ¦ SDG&E ¦ Hot-Dry | Com ¦ Large Unitary AC (EER 11.5) - Hot-Dry | SDG&E ¦ Hot-Dry | SDG&E | All | Electric | Large Unitary AC (EER 11.5) | Efficient |  |  | 0 | Conventional | HVAC | Com - Health | Com | ROB and NEW | 0 | 1000 sqft2 of floor space | Cap-Tons | 15 | DEER:HVAC_Split-Package_AC | 0 | 0 | 0 | eTRM SWHC013-05 | 550 | 2021 | 1266.09 | 2021 | 0 | 0 | SWHC013-05 | Com Unitary AC (Large) - Hot-Dry ¦ SDG&E ¦ Hot-Dry | Com Unitary AC (Large) - Hot-Dry | 2.086 | 1 | 0 | CBSA 2014 | 0 | 2032 | 0.5 | SWHC013-05
COM-HVAC-27.88 | Com ¦ Large Unitary AC (EER 11.5) - Hot-Dry ¦ SDG&E ¦ Hot-Dry | Com ¦ Large Unitary AC (EER 11.5) - Hot-Dry | SDG&E ¦ Hot-Dry | SDG&E | All | Electric | Large Unitary AC (EER 11.5) | Efficient |  |  | 0 | Conventional | HVAC | Com - Lodging | Com | ROB and NEW | 0 | 1000 sqft2 of floor space | Cap-Tons | 15 | DEER:HVAC_Split-Package_AC | -10.0485 | -0.0040598 | 0 | eTRM SWHC013-05 | 550 | 2021 | 1266.09 | 2021 | 0 | 0 | SWHC013-05 | Com Unitary AC (Large) - Hot-Dry ¦ SDG&E ¦ Hot-Dry | Com Unitary AC (Large) - Hot-Dry | 1.1671 | 1 | 0 | CBSA 2014 | 1.5845 | 2032 | 0.5 | SWHC013-05
COM-HVAC-27.89 | Com ¦ Large Unitary AC (EER 11.5) - Hot-Dry ¦ SDG&E ¦ Hot-Dry | Com ¦ Large Unitary AC (EER 11.5) - Hot-Dry | SDG&E ¦ Hot-Dry | SDG&E | All | Electric | Large Unitary AC (EER 11.5) | Efficient |  |  | 0 | Conventional | HVAC | Com - Office (Large) | Com | ROB and NEW | 0 | 1000 sqft2 of floor space | Cap-Tons | 15 | DEER:HVAC_Split-Package_AC | 0 | 0 | 0 | eTRM SWHC013-05 | 550 | 2021 | 1266.09 | 2021 | 0 | 0 | SWHC013-05 | Com Unitary AC (Large) - Hot-Dry ¦ SDG&E ¦ Hot-Dry | Com Unitary AC (Large) - Hot-Dry | 1.5238 | 1 | 0 | CBSA 2014 | 0 | 2032 | 0.5 | SWHC013-05
COM-HVAC-27.90 | Com ¦ Large Unitary AC (EER 11.5) - Hot-Dry ¦ SDG&E ¦ Hot-Dry | Com ¦ Large Unitary AC (EER 11.5) - Hot-Dry | SDG&E ¦ Hot-Dry | SDG&E | All | Electric | Large Unitary AC (EER 11.5) | Efficient |  |  | 0 | Conventional | HVAC | Com - Office (Small) | Com | ROB and NEW | 0 | 1000 sqft2 of floor space | Cap-Tons | 15 | DEER:HVAC_Split-Package_AC | 0 | 0 | 0 | eTRM SWHC013-05 | 550 | 2021 | 1266.09 | 2021 | 0 | 0 | SWHC013-05 | Com Unitary AC (Large) - Hot-Dry ¦ SDG&E ¦ Hot-Dry | Com Unitary AC (Large) - Hot-Dry | 1.8503 | 1 | 0 | CBSA 2014 | 0 | 2032 | 0.5 | SWHC013-05
COM-HVAC-27.91 | Com ¦ Large Unitary AC (EER 11.5) - Hot-Dry ¦ SDG&E ¦ Hot-Dry | Com ¦ Large Unitary AC (EER 11.5) - Hot-Dry | SDG&E ¦ Hot-Dry | SDG&E | All | Electric | Large Unitary AC (EER 11.5) | Efficient |  |  | 0 | Conventional | HVAC | Com - Other | Com | ROB and NEW | 0 | 1000 sqft2 of floor space | Cap-Tons | 15 | DEER:HVAC_Split-Package_AC | -106.75 | -0.060575 | 0 | eTRM SWHC013-05 | 550 | 2021 | 1266.09 | 2021 | 0 | 0 | SWHC013-05 | Com Unitary AC (Large) - Hot-Dry ¦ SDG&E ¦ Hot-Dry | Com Unitary AC (Large) - Hot-Dry | 0.83142 | 1 | 0 | CBSA 2014 | 11.7878 | 2032 | 0.5 | SWHC013-05
COM-HVAC-27.92 | Com ¦ Large Unitary AC (EER 11.5) - Hot-Dry ¦ SDG&E ¦ Hot-Dry | Com ¦ Large Unitary AC (EER 11.5) - Hot-Dry | SDG&E ¦ Hot-Dry | SDG&E | All | Electric | Large Unitary AC (EER 11.5) | Efficient |  |  | 0 | Conventional | HVAC | Com - Refrig. Warehouse | Com | ROB and NEW | 0 | 1000 sqft2 of floor space | Cap-Tons | 15 | DEER:HVAC_Split-Package_AC | -243.75 | -0.047575 | 0 | eTRM SWHC013-05 | 550 | 2021 | 1266.09 | 2021 | 0 | 0 | SWHC013-05 | Com Unitary AC (Large) - Hot-Dry ¦ SDG&E ¦ Hot-Dry | Com Unitary AC (Large) - Hot-Dry | 0 | 1 | 0 | CBSA 2014 | 4.3554 | 2032 | 0.5 | SWHC013-05
COM-HVAC-27.93 | Com ¦ Large Unitary AC (EER 11.5) - Hot-Dry ¦ SDG&E ¦ Hot-Dry | Com ¦ Large Unitary AC (EER 11.5) - Hot-Dry | SDG&E ¦ Hot-Dry | SDG&E | All | Electric | Large Unitary AC (EER 11.5) | Efficient |  |  | 0 | Conventional | HVAC | Com - Restaurant | Com | ROB and NEW | 0 | 1000 sqft2 of floor space | Cap-Tons | 15 | DEER:HVAC_Split-Package_AC | 0 | 0 | 0 | eTRM SWHC013-05 | 550 | 2021 | 1266.09 | 2021 | 0 | 0 | SWHC013-05 | Com Unitary AC (Large) - Hot-Dry ¦ SDG&E ¦ Hot-Dry | Com Unitary AC (Large) - Hot-Dry | 2.7007 | 1 | 0 | CBSA 2014 | 0 | 2032 | 0.5 | SWHC013-05
COM-HVAC-27.94 | Com ¦ Large Unitary AC (EER 11.5) - Hot-Dry ¦ SDG&E ¦ Hot-Dry | Com ¦ Large Unitary AC (EER 11.5) - Hot-Dry | SDG&E ¦ Hot-Dry | SDG&E | All | Electric | Large Unitary AC (EER 11.5) | Efficient |  |  | 0 | Conventional | HVAC | Com - Retail | Com | ROB and NEW | 0 | 1000 sqft2 of floor space | Cap-Tons | 15 | DEER:HVAC_Split-Package_AC | -136.62 | -0.059658 | 0 | eTRM SWHC013-05 | 550 | 2021 | 1266.09 | 2021 | 0 | 0 | SWHC013-05 | Com Unitary AC (Large) - Hot-Dry ¦ SDG&E ¦ Hot-Dry | Com Unitary AC (Large) - Hot-Dry | 1.0949 | 1 | 0 | CBSA 2014 | 47.997 | 2032 | 0.5 | SWHC013-05
COM-HVAC-27.95 | Com ¦ Large Unitary AC (EER 11.5) - Hot-Dry ¦ SDG&E ¦ Hot-Dry | Com ¦ Large Unitary AC (EER 11.5) - Hot-Dry | SDG&E ¦ Hot-Dry | SDG&E | All | Electric | Large Unitary AC (EER 11.5) | Efficient |  |  | 0 | Conventional | HVAC | Com - School | Com | ROB and NEW | 0 | 1000 sqft2 of floor space | Cap-Tons | 15 | DEER:HVAC_Split-Package_AC | -31.8003 | -0.015421 | 0 | eTRM SWHC013-05 | 550 | 2021 | 1266.09 | 2021 | 0 | 0 | SWHC013-05 | Com Unitary AC (Large) - Hot-Dry ¦ SDG&E ¦ Hot-Dry | Com Unitary AC (Large) - Hot-Dry | 1.8411 | 1 | 0 | CBSA 2014 | 5.2358 | 2032 | 0.5 | SWHC013-05
COM-HVAC-27.96 | Com ¦ Large Unitary AC (EER 11.5) - Hot-Dry ¦ SDG&E ¦ Hot-Dry | Com ¦ Large Unitary AC (EER 11.5) - Hot-Dry | SDG&E ¦ Hot-Dry | SDG&E | All | Electric | Large Unitary AC (EER 11.5) | Efficient |  |  | 0 | Conventional | HVAC | Com - Warehouse | Com | ROB and NEW | 0 | 1000 sqft2 of floor space | Cap-Tons | 15 | DEER:HVAC_Split-Package_AC | -18.2324 | -0.011954 | 0 | eTRM SWHC013-05 | 550 | 2021 | 1266.09 | 2021 | 0 | 0 | SWHC013-05 | Com Unitary AC (Large) - Hot-Dry ¦ SDG&E ¦ Hot-Dry | Com Unitary AC (Large) - Hot-Dry | 0.33575 | 1 | 0 | CBSA 2014 | 5.4647 | 2032 | 0.5 | SWHC013-05
COM-HVAC-30.1 | Com ¦ Ductless Mini Split Heat Pump (SEER 14) - Hot-Dry ¦ PG&E ¦ Hot-Dry | Com ¦ Ductless Mini Split Heat Pump (SEER 14) - Hot-Dry | PG&E ¦ Hot-Dry | PG&E | All | Electric | Com ¦ Ductless Mini Split Heat Pump (SEER 14) - Hot-Dry ¦ Hot-Dry | Code |  |  | 0 | Conventional | HVAC | Com - College | Com | ROB and NEW | 0 | 1000 sqft2 of floor space | Per Ton | 15 | DEER:HVAC_Split-Package_HP | 1396.8866 | 0.37434 | 0 | Work Paper SCE13HC032 Revision 2 | 834.75 | 2014 | 220.92 | 2014 | 0 | 0 | Work Paper SCE13HC032 Revision 2 | Com Mini Split Heat Pumps - Hot-Dry ¦ PG&E ¦ Hot-Dry | Com Mini Split Heat Pumps - Hot-Dry | 0.042796 | 1 | 0.74194 | CBSA 2014 | -105.4622 | 2012 | 0.85 | na
COM-HVAC-30.2 | Com ¦ Ductless Mini Split Heat Pump (SEER 14) - Hot-Dry ¦ PG&E ¦ Hot-Dry | Com ¦ Ductless Mini Split Heat Pump (SEER 14) - Hot-Dry | PG&E ¦ Hot-Dry | PG&E | All | Electric | Com ¦ Ductless Mini Split Heat Pump (SEER 14) - Hot-Dry ¦ Hot-Dry | Code |  |  | 0 | Conventional | HVAC | Com - Grocery | Com | ROB and NEW | 0 | 1000 sqft2 of floor space | Per Ton | 15 | DEER:HVAC_Split-Package_HP | 1366.9686 | 0.30176 | 0 | Work Paper SCE13HC032 Revision 2 | 834.75 | 2014 | 220.92 | 2014 | 0 | 0 | Work Paper SCE13HC032 Revision 2 | Com Mini Split Heat Pumps - Hot-Dry ¦ PG&E ¦ Hot-Dry | Com Mini Split Heat Pumps - Hot-Dry | 0.018272 | 1 | 0.74194 | CBSA 2014 | -76.8904 | 2012 | 0.85 | na
COM-HVAC-30.3 | Com ¦ Ductless Mini Split Heat Pump (SEER 14) - Hot-Dry ¦ PG&E ¦ Hot-Dry | Com ¦ Ductless Mini Split Heat Pump (SEER 14) - Hot-Dry | PG&E ¦ Hot-Dry | PG&E | All | Electric | Com ¦ Ductless Mini Split Heat Pump (SEER 14) - Hot-Dry ¦ Hot-Dry | Code |  |  | 0 | Conventional | HVAC | Com - Health | Com | ROB and NEW | 0 | 1000 sqft2 of floor space | Per Ton | 15 | DEER:HVAC_Split-Package_HP | 2078.1621 | 0.30329 | 0 | Work Paper SCE13HC032 Revision 2 | 834.75 | 2014 | 220.92 | 2014 | 0 | 0 | Work Paper SCE13HC032 Revision 2 | Com Mini Split Heat Pumps - Hot-Dry ¦ PG&E ¦ Hot-Dry | Com Mini Split Heat Pumps - Hot-Dry | 0.033998 | 1 | 0.74194 | CBSA 2014 | -135.988 | 2012 | 0.85 | na
COM-HVAC-30.4 | Com ¦ Ductless Mini Split Heat Pump (SEER 14) - Hot-Dry ¦ PG&E ¦ Hot-Dry | Com ¦ Ductless Mini Split Heat Pump (SEER 14) - Hot-Dry | PG&E ¦ Hot-Dry | PG&E | All | Electric | Com ¦ Ductless Mini Split Heat Pump (SEER 14) - Hot-Dry ¦ Hot-Dry | Code |  |  | 0 | Conventional | HVAC | Com - Lodging | Com | ROB and NEW | 0 | 1000 sqft2 of floor space | Per Ton | 15 | DEER:HVAC_Split-Package_HP | 2306.0349 | 0.36823 | 0 | Work Paper SCE13HC032 Revision 2 | 834.75 | 2014 | 220.92 | 2014 | 0 | 0 | Work Paper SCE13HC032 Revision 2 | Com Mini Split Heat Pumps - Hot-Dry ¦ PG&E ¦ Hot-Dry | Com Mini Split Heat Pumps - Hot-Dry | 0.018626 | 1 | 0.74194 | CBSA 2014 | -363.6215 | 2012 | 0.85 | na
COM-HVAC-30.5 | Com ¦ Ductless Mini Split Heat Pump (SEER 14) - Hot-Dry ¦ PG&E ¦ Hot-Dry | Com ¦ Ductless Mini Split Heat Pump (SEER 14) - Hot-Dry | PG&E ¦ Hot-Dry | PG&E | All | Electric | Com ¦ Ductless Mini Split Heat Pump (SEER 14) - Hot-Dry ¦ Hot-Dry | Code |  |  | 0 | Conventional | HVAC | Com - Office (Large) | Com | ROB and NEW | 0 | 1000 sqft2 of floor space | Per Ton | 15 | DEER:HVAC_Split-Package_HP | 1344.133 | 0.37458 | 0 | Work Paper SCE13HC032 Revision 2 | 834.75 | 2014 | 220.92 | 2014 | 0 | 0 | Work Paper SCE13HC032 Revision 2 | Com Mini Split Heat Pumps - Hot-Dry ¦ PG&E ¦ Hot-Dry | Com Mini Split Heat Pumps - Hot-Dry | 0.0041807 | 1 | 0.74194 | CBSA 2014 | -133.676 | 2012 | 0.85 | na
COM-HVAC-30.6 | Com ¦ Ductless Mini Split Heat Pump (SEER 14) - Hot-Dry ¦ PG&E ¦ Hot-Dry | Com ¦ Ductless Mini Split Heat Pump (SEER 14) - Hot-Dry | PG&E ¦ Hot-Dry | PG&E | All | Electric | Com ¦ Ductless Mini Split Heat Pump (SEER 14) - Hot-Dry ¦ Hot-Dry | Code |  |  | 0 | Conventional | HVAC | Com - Office (Small) | Com | ROB and NEW | 0 | 1000 sqft2 of floor space | Per Ton | 15 | DEER:HVAC_Split-Package_HP | 1374.6515 | 0.38036 | 0 | Work Paper SCE13HC032 Revision 2 | 834.75 | 2014 | 220.92 | 2014 | 0 | 0 | Work Paper SCE13HC032 Revision 2 | Com Mini Split Heat Pumps - Hot-Dry ¦ PG&E ¦ Hot-Dry | Com Mini Split Heat Pumps - Hot-Dry | 0.025672 | 1 | 0.74194 | CBSA 2014 | -63.0251 | 2012 | 0.85 | na
COM-HVAC-30.7 | Com ¦ Ductless Mini Split Heat Pump (SEER 14) - Hot-Dry ¦ PG&E ¦ Hot-Dry | Com ¦ Ductless Mini Split Heat Pump (SEER 14) - Hot-Dry | PG&E ¦ Hot-Dry | PG&E | All | Electric | Com ¦ Ductless Mini Split Heat Pump (SEER 14) - Hot-Dry ¦ Hot-Dry | Code |  |  | 0 | Conventional | HVAC | Com - Other | Com | ROB and NEW | 0 | 1000 sqft2 of floor space | Per Ton | 15 | DEER:HVAC_Split-Package_HP | 1673.4165 | 0.41483 | 0 | Work Paper SCE13HC032 Revision 2 | 834.75 | 2014 | 220.92 | 2014 | 0 | 0 | Work Paper SCE13HC032 Revision 2 | Com Mini Split Heat Pumps - Hot-Dry ¦ PG&E ¦ Hot-Dry | Com Mini Split Heat Pumps - Hot-Dry | 0.001539 | 1 | 0.74194 | CBSA 2014 | -184.7861 | 2012 | 0.85 | na
COM-HVAC-30.8 | Com ¦ Ductless Mini Split Heat Pump (SEER 14) - Hot-Dry ¦ PG&E ¦ Hot-Dry | Com ¦ Ductless Mini Split Heat Pump (SEER 14) - Hot-Dry | PG&E ¦ Hot-Dry | PG&E | All | Electric | Com ¦ Ductless Mini Split Heat Pump (SEER 14) - Hot-Dry ¦ Hot-Dry | Code |  |  | 0 | Conventional | HVAC | Com - Refrig. Warehouse | Com | ROB and NEW | 0 | 1000 sqft2 of floor space | Per Ton | 15 | DEER:HVAC_Split-Package_HP | 1931.8878 | 0.40998 | 0 | Work Paper SCE13HC032 Revision 2 | 834.75 | 2014 | 220.92 | 2014 | 0 | 0 | Work Paper SCE13HC032 Revision 2 | Com Mini Split Heat Pumps - Hot-Dry ¦ PG&E ¦ Hot-Dry | Com Mini Split Heat Pumps - Hot-Dry | 0 | 1 | 0 | CBSA 2014 | -34.5197 | 2012 | 0.85 | na
COM-HVAC-30.9 | Com ¦ Ductless Mini Split Heat Pump (SEER 14) - Hot-Dry ¦ PG&E ¦ Hot-Dry | Com ¦ Ductless Mini Split Heat Pump (SEER 14) - Hot-Dry | PG&E ¦ Hot-Dry | PG&E | All | Electric | Com ¦ Ductless Mini Split Heat Pump (SEER 14) - Hot-Dry ¦ Hot-Dry | Code |  |  | 0 | Conventional | HVAC | Com - Restaurant | Com | ROB and NEW | 0 | 1000 sqft2 of floor space | Per Ton | 15 | DEER:HVAC_Split-Package_HP | 1587.8518 | 0.44918 | 0 | Work Paper SCE13HC032 Revision 2 | 834.75 | 2014 | 220.92 | 2014 | 0 | 0 | Work Paper SCE13HC032 Revision 2 | Com Mini Split Heat Pumps - Hot-Dry ¦ PG&E ¦ Hot-Dry | Com Mini Split Heat Pumps - Hot-Dry | 0.019349 | 1 | 0.74194 | CBSA 2014 | -28.2178 | 2012 | 0.85 | na
COM-HVAC-30.10 | Com ¦ Ductless Mini Split Heat Pump (SEER 14) - Hot-Dry ¦ PG&E ¦ Hot-Dry | Com ¦ Ductless Mini Split Heat Pump (SEER 14) - Hot-Dry | PG&E ¦ Hot-Dry | PG&E | All | Electric | Com ¦ Ductless Mini Split Heat Pump (SEER 14) - Hot-Dry ¦ Hot-Dry | Code |  |  | 0 | Conventional | HVAC | Com - Retail | Com | ROB and NEW | 0 | 1000 sqft2 of floor space | Per Ton | 15 | DEER:HVAC_Split-Package_HP | 1648.0764 | 0.3868 | 0 | Work Paper SCE13HC032 Revision 2 | 834.75 | 2014 | 220.92 | 2014 | 0 | 0 | Work Paper SCE13HC032 Revision 2 | Com Mini Split Heat Pumps - Hot-Dry ¦ PG&E ¦ Hot-Dry | Com Mini Split Heat Pumps - Hot-Dry | 0.0098562 | 1 | 0.74194 | CBSA 2014 | -578.9978 | 2012 | 0.85 | na
COM-HVAC-30.11 | Com ¦ Ductless Mini Split Heat Pump (SEER 14) - Hot-Dry ¦ PG&E ¦ Hot-Dry | Com ¦ Ductless Mini Split Heat Pump (SEER 14) - Hot-Dry | PG&E ¦ Hot-Dry | PG&E | All | Electric | Com ¦ Ductless Mini Split Heat Pump (SEER 14) - Hot-Dry ¦ Hot-Dry | Code |  |  | 0 | Conventional | HVAC | Com - School | Com | ROB and NEW | 0 | 1000 sqft2 of floor space | Per Ton | 15 | DEER:HVAC_Split-Package_HP | 1159.2192 | 0.13751 | 0 | Work Paper SCE13HC032 Revision 2 | 834.75 | 2014 | 220.92 | 2014 | 0 | 0 | Work Paper SCE13HC032 Revision 2 | Com Mini Split Heat Pumps - Hot-Dry ¦ PG&E ¦ Hot-Dry | Com Mini Split Heat Pumps - Hot-Dry | 0.0052751 | 1 | 0.74194 | CBSA 2014 | -190.8609 | 2012 | 0.85 | na
COM-HVAC-30.12 | Com ¦ Ductless Mini Split Heat Pump (SEER 14) - Hot-Dry ¦ PG&E ¦ Hot-Dry | Com ¦ Ductless Mini Split Heat Pump (SEER 14) - Hot-Dry | PG&E ¦ Hot-Dry | PG&E | All | Electric | Com ¦ Ductless Mini Split Heat Pump (SEER 14) - Hot-Dry ¦ Hot-Dry | Code |  |  | 0 | Conventional | HVAC | Com - Warehouse | Com | ROB and NEW | 0 | 1000 sqft2 of floor space | Per Ton | 15 | DEER:HVAC_Split-Package_HP | 1087.5936 | 0.28132 | 0 | Work Paper SCE13HC032 Revision 2 | 834.75 | 2014 | 220.92 | 2014 | 0 | 0 | Work Paper SCE13HC032 Revision 2 | Com Mini Split Heat Pumps - Hot-Dry ¦ PG&E ¦ Hot-Dry | Com Mini Split Heat Pumps - Hot-Dry | 0.0026655 | 1 | 0.74194 | CBSA 2014 | -325.9778 | 2012 | 0.85 | na
COM-HVAC-30.13 | Com ¦ Ductless Mini Split Heat Pump (SEER 14) - Marine ¦ PG&E ¦ Marine | Com ¦ Ductless Mini Split Heat Pump (SEER 14) - Marine | PG&E ¦ Marine | PG&E | All | Electric | Com ¦ Ductless Mini Split Heat Pump (SEER 14) - Marine ¦ Marine | Code |  |  | 0 | Conventional | HVAC | Com - College | Com | ROB and NEW | 0 | 1000 sqft2 of floor space | Per Ton | 15 | DEER:HVAC_Split-Package_HP | 1396.8866 | 0.23387 | 0 | Work Paper SCE13HC032 Revision 2 | 834.75 | 2014 | 220.92 | 2014 | 0 | 0 | Work Paper SCE13HC032 Revision 2 | Com Mini Split Heat Pumps - Marine ¦ PG&E ¦ Marine | Com Mini Split Heat Pumps - Marine | 0.042796 | 1 | 0.74194 | CBSA 2014 | -105.4622 | 2012 | 0.85 | na
COM-HVAC-30.14 | Com ¦ Ductless Mini Split Heat Pump (SEER 14) - Marine ¦ PG&E ¦ Marine | Com ¦ Ductless Mini Split Heat Pump (SEER 14) - Marine | PG&E ¦ Marine | PG&E | All | Electric | Com ¦ Ductless Mini Split Heat Pump (SEER 14) - Marine ¦ Marine | Code |  |  | 0 | Conventional | HVAC | Com - Grocery | Com | ROB and NEW | 0 | 1000 sqft2 of floor space | Per Ton | 15 | DEER:HVAC_Split-Package_HP | 1366.9686 | 0.2098 | 0 | Work Paper SCE13HC032 Revision 2 | 834.75 | 2014 | 220.92 | 2014 | 0 | 0 | Work Paper SCE13HC032 Revision 2 | Com Mini Split Heat Pumps - Marine ¦ PG&E ¦ Marine | Com Mini Split Heat Pumps - Marine | 0.018272 | 1 | 0.74194 | CBSA 2014 | -76.8904 | 2012 | 0.85 | na
COM-HVAC-30.15 | Com ¦ Ductless Mini Split Heat Pump (SEER 14) - Marine ¦ PG&E ¦ Marine | Com ¦ Ductless Mini Split Heat Pump (SEER 14) - Marine | PG&E ¦ Marine | PG&E | All | Electric | Com ¦ Ductless Mini Split Heat Pump (SEER 14) - Marine ¦ Marine | Code |  |  | 0 | Conventional | HVAC | Com - Health | Com | ROB and NEW | 0 | 1000 sqft2 of floor space | Per Ton | 15 | DEER:HVAC_Split-Package_HP | 2078.1621 | 0.26495 | 0 | Work Paper SCE13HC032 Revision 2 | 834.75 | 2014 | 220.92 | 2014 | 0 | 0 | Work Paper SCE13HC032 Revision 2 | Com Mini Split Heat Pumps - Marine ¦ PG&E ¦ Marine | Com Mini Split Heat Pumps - Marine | 0.033998 | 1 | 0.74194 | CBSA 2014 | -135.988 | 2012 | 0.85 | na
COM-HVAC-30.16 | Com ¦ Ductless Mini Split Heat Pump (SEER 14) - Marine ¦ PG&E ¦ Marine | Com ¦ Ductless Mini Split Heat Pump (SEER 14) - Marine | PG&E ¦ Marine | PG&E | All | Electric | Com ¦ Ductless Mini Split Heat Pump (SEER 14) - Marine ¦ Marine | Code |  |  | 0 | Conventional | HVAC | Com - Lodging | Com | ROB and NEW | 0 | 1000 sqft2 of floor space | Per Ton | 15 | DEER:HVAC_Split-Package_HP | 2306.0349 | 0.33794 | 0 | Work Paper SCE13HC032 Revision 2 | 834.75 | 2014 | 220.92 | 2014 | 0 | 0 | Work Paper SCE13HC032 Revision 2 | Com Mini Split Heat Pumps - Marine ¦ PG&E ¦ Marine | Com Mini Split Heat Pumps - Marine | 0.018626 | 1 | 0.74194 | CBSA 2014 | -363.6215 | 2012 | 0.85 | na
COM-HVAC-30.17 | Com ¦ Ductless Mini Split Heat Pump (SEER 14) - Marine ¦ PG&E ¦ Marine | Com ¦ Ductless Mini Split Heat Pump (SEER 14) - Marine | PG&E ¦ Marine | PG&E | All | Electric | Com ¦ Ductless Mini Split Heat Pump (SEER 14) - Marine ¦ Marine | Code |  |  | 0 | Conventional | HVAC | Com - Office (Large) | Com | ROB and NEW | 0 | 1000 sqft2 of floor space | Per Ton | 15 | DEER:HVAC_Split-Package_HP | 1344.133 | 0.2835 | 0 | Work Paper SCE13HC032 Revision 2 | 834.75 | 2014 | 220.92 | 2014 | 0 | 0 | Work Paper SCE13HC032 Revision 2 | Com Mini Split Heat Pumps - Marine ¦ PG&E ¦ Marine | Com Mini Split Heat Pumps - Marine | 0.0041807 | 1 | 0.74194 | CBSA 2014 | -133.676 | 2012 | 0.85 | na
COM-HVAC-30.18 | Com ¦ Ductless Mini Split Heat Pump (SEER 14) - Marine ¦ PG&E ¦ Marine | Com ¦ Ductless Mini Split Heat Pump (SEER 14) - Marine | PG&E ¦ Marine | PG&E | All | Electric | Com ¦ Ductless Mini Split Heat Pump (SEER 14) - Marine ¦ Marine | Code |  |  | 0 | Conventional | HVAC | Com - Office (Small) | Com | ROB and NEW | 0 | 1000 sqft2 of floor space | Per Ton | 15 | DEER:HVAC_Split-Package_HP | 1374.6515 | 0.27136 | 0 | Work Paper SCE13HC032 Revision 2 | 834.75 | 2014 | 220.92 | 2014 | 0 | 0 | Work Paper SCE13HC032 Revision 2 | Com Mini Split Heat Pumps - Marine ¦ PG&E ¦ Marine | Com Mini Split Heat Pumps - Marine | 0.025672 | 1 | 0.74194 | CBSA 2014 | -63.0251 | 2012 | 0.85 | na
COM-HVAC-30.19 | Com ¦ Ductless Mini Split Heat Pump (SEER 14) - Marine ¦ PG&E ¦ Marine | Com ¦ Ductless Mini Split Heat Pump (SEER 14) - Marine | PG&E ¦ Marine | PG&E | All | Electric | Com ¦ Ductless Mini Split Heat Pump (SEER 14) - Marine ¦ Marine | Code |  |  | 0 | Conventional | HVAC | Com - Other | Com | ROB and NEW | 0 | 1000 sqft2 of floor space | Per Ton | 15 | DEER:HVAC_Split-Package_HP | 1673.4165 | 0.26757 | 0 | Work Paper SCE13HC032 Revision 2 | 834.75 | 2014 | 220.92 | 2014 | 0 | 0 | Work Paper SCE13HC032 Revision 2 | Com Mini Split Heat Pumps - Marine ¦ PG&E ¦ Marine | Com Mini Split Heat Pumps - Marine | 0.001539 | 1 | 0.74194 | CBSA 2014 | -184.7861 | 2012 | 0.85 | na
COM-HVAC-30.20 | Com ¦ Ductless Mini Split Heat Pump (SEER 14) - Marine ¦ PG&E ¦ Marine | Com ¦ Ductless Mini Split Heat Pump (SEER 14) - Marine | PG&E ¦ Marine | PG&E | All | Electric | Com ¦ Ductless Mini Split Heat Pump (SEER 14) - Marine ¦ Marine | Code |  |  | 0 | Conventional | HVAC | Com - Refrig. Warehouse | Com | ROB and NEW | 0 | 1000 sqft2 of floor space | Per Ton | 15 | DEER:HVAC_Split-Package_HP | 1931.8878 | 0.35035 | 0 | Work Paper SCE13HC032 Revision 2 | 834.75 | 2014 | 220.92 | 2014 | 0 | 0 | Work Paper SCE13HC032 Revision 2 | Com Mini Split Heat Pumps - Marine ¦ PG&E ¦ Marine | Com Mini Split Heat Pumps - Marine | 0 | 1 | 0 | CBSA 2014 | -34.5197 | 2012 | 0.85 | na
COM-HVAC-30.21 | Com ¦ Ductless Mini Split Heat Pump (SEER 14) - Marine ¦ PG&E ¦ Marine | Com ¦ Ductless Mini Split Heat Pump (SEER 14) - Marine | PG&E ¦ Marine | PG&E | All | Electric | Com ¦ Ductless Mini Split Heat Pump (SEER 14) - Marine ¦ Marine | Code |  |  | 0 | Conventional | HVAC | Com - Restaurant | Com | ROB and NEW | 0 | 1000 sqft2 of floor space | Per Ton | 15 | DEER:HVAC_Split-Package_HP | 1587.8518 | 0.26279 | 0 | Work Paper SCE13HC032 Revision 2 | 834.75 | 2014 | 220.92 | 2014 | 0 | 0 | Work Paper SCE13HC032 Revision 2 | Com Mini Split Heat Pumps - Marine ¦ PG&E ¦ Marine | Com Mini Split Heat Pumps - Marine | 0.019349 | 1 | 0.74194 | CBSA 2014 | -28.2178 | 2012 | 0.85 | na
COM-HVAC-30.22 | Com ¦ Ductless Mini Split Heat Pump (SEER 14) - Marine ¦ PG&E ¦ Marine | Com ¦ Ductless Mini Split Heat Pump (SEER 14) - Marine | PG&E ¦ Marine | PG&E | All | Electric | Com ¦ Ductless Mini Split Heat Pump (SEER 14) - Marine ¦ Marine | Code |  |  | 0 | Conventional | HVAC | Com - Retail | Com | ROB and NEW | 0 | 1000 sqft2 of floor space | Per Ton | 15 | DEER:HVAC_Split-Package_HP | 1648.0764 | 0.30348 | 0 | Work Paper SCE13HC032 Revision 2 | 834.75 | 2014 | 220.92 | 2014 | 0 | 0 | Work Paper SCE13HC032 Revision 2 | Com Mini Split Heat Pumps - Marine ¦ PG&E ¦ Marine | Com Mini Split Heat Pumps - Marine | 0.0098562 | 1 | 0.74194 | CBSA 2014 | -578.9978 | 2012 | 0.85 | na
COM-HVAC-30.23 | Com ¦ Ductless Mini Split Heat Pump (SEER 14) - Marine ¦ PG&E ¦ Marine | Com ¦ Ductless Mini Split Heat Pump (SEER 14) - Marine | PG&E ¦ Marine | PG&E | All | Electric | Com ¦ Ductless Mini Split Heat Pump (SEER 14) - Marine ¦ Marine | Code |  |  | 0 | Conventional | HVAC | Com - School | Com | ROB and NEW | 0 | 1000 sqft2 of floor space | Per Ton | 15 | DEER:HVAC_Split-Package_HP | 1159.2192 | 0.022152 | 0 | Work Paper SCE13HC032 Revision 2 | 834.75 | 2014 | 220.92 | 2014 | 0 | 0 | Work Paper SCE13HC032 Revision 2 | Com Mini Split Heat Pumps - Marine ¦ PG&E ¦ Marine | Com Mini Split Heat Pumps - Marine | 0.0052751 | 1 | 0.74194 | CBSA 2014 | -190.8609 | 2012 | 0.85 | na
COM-HVAC-30.24 | Com ¦ Ductless Mini Split Heat Pump (SEER 14) - Marine ¦ PG&E ¦ Marine | Com ¦ Ductless Mini Split Heat Pump (SEER 14) - Marine | PG&E ¦ Marine | PG&E | All | Electric | Com ¦ Ductless Mini Split Heat Pump (SEER 14) - Marine ¦ Marine | Code |  |  | 0 | Conventional | HVAC | Com - Warehouse | Com | ROB and NEW | 0 | 1000 sqft2 of floor space | Per Ton | 15 | DEER:HVAC_Split-Package_HP | 1087.5936 | 0.14366 | 0 | Work Paper SCE13HC032 Revision 2 | 834.75 | 2014 | 220.92 | 2014 | 0 | 0 | Work Paper SCE13HC032 Revision 2 | Com Mini Split Heat Pumps - Marine ¦ PG&E ¦ Marine | Com Mini Split Heat Pumps - Marine | 0.0026655 | 1 | 0.74194 | CBSA 2014 | -325.9778 | 2012 | 0.85 | na
COM-HVAC-30.25 | Com ¦ Ductless Mini Split Heat Pump (SEER 14) - Cold ¦ PG&E ¦ Cold | Com ¦ Ductless Mini Split Heat Pump (SEER 14) - Cold | PG&E ¦ Cold | PG&E | All | Electric | Com ¦ Ductless Mini Split Heat Pump (SEER 14) - Cold ¦ Cold | Code |  |  | 0 | Conventional | HVAC | Com - College | Com | ROB and NEW | 0 | 1000 sqft2 of floor space | Per Ton | 15 | DEER:HVAC_Split-Package_HP | 1396.8866 | 0.30619 | 0 | Work Paper SCE13HC032 Revision 2 | 834.75 | 2014 | 220.92 | 2014 | 0 | 0 | Work Paper SCE13HC032 Revision 2 | Com Mini Split Heat Pumps - Cold ¦ PG&E ¦ Cold | Com Mini Split Heat Pumps - Cold | 0.042796 | 1 | 0.74194 | CBSA 2014 | -105.4622 | 2012 | 0.85 | na
COM-HVAC-30.26 | Com ¦ Ductless Mini Split Heat Pump (SEER 14) - Cold ¦ PG&E ¦ Cold | Com ¦ Ductless Mini Split Heat Pump (SEER 14) - Cold | PG&E ¦ Cold | PG&E | All | Electric | Com ¦ Ductless Mini Split Heat Pump (SEER 14) - Cold ¦ Cold | Code |  |  | 0 | Conventional | HVAC | Com - Grocery | Com | ROB and NEW | 0 | 1000 sqft2 of floor space | Per Ton | 15 | DEER:HVAC_Split-Package_HP | 1366.9686 | 0.26067 | 0 | Work Paper SCE13HC032 Revision 2 | 834.75 | 2014 | 220.92 | 2014 | 0 | 0 | Work Paper SCE13HC032 Revision 2 | Com Mini Split Heat Pumps - Cold ¦ PG&E ¦ Cold | Com Mini Split Heat Pumps - Cold | 0.018272 | 1 | 0.74194 | CBSA 2014 | -76.8904 | 2012 | 0.85 | na
COM-HVAC-30.27 | Com ¦ Ductless Mini Split Heat Pump (SEER 14) - Cold ¦ PG&E ¦ Cold | Com ¦ Ductless Mini Split Heat Pump (SEER 14) - Cold | PG&E ¦ Cold | PG&E | All | Electric | Com ¦ Ductless Mini Split Heat Pump (SEER 14) - Cold ¦ Cold | Code |  |  | 0 | Conventional | HVAC | Com - Health | Com | ROB and NEW | 0 | 1000 sqft2 of floor space | Per Ton | 15 | DEER:HVAC_Split-Package_HP | 2078.1621 | 0.27177 | 0 | Work Paper SCE13HC032 Revision 2 | 834.75 | 2014 | 220.92 | 2014 | 0 | 0 | Work Paper SCE13HC032 Revision 2 | Com Mini Split Heat Pumps - Cold ¦ PG&E ¦ Cold | Com Mini Split Heat Pumps - Cold | 0.033998 | 1 | 0.74194 | CBSA 2014 | -135.988 | 2012 | 0.85 | na
COM-HVAC-30.28 | Com ¦ Ductless Mini Split Heat Pump (SEER 14) - Cold ¦ PG&E ¦ Cold | Com ¦ Ductless Mini Split Heat Pump (SEER 14) - Cold | PG&E ¦ Cold | PG&E | All | Electric | Com ¦ Ductless Mini Split Heat Pump (SEER 14) - Cold ¦ Cold | Code |  |  | 0 | Conventional | HVAC | Com - Lodging | Com | ROB and NEW | 0 | 1000 sqft2 of floor space | Per Ton | 15 | DEER:HVAC_Split-Package_HP | 2306.0349 | 0.3335 | 0 | Work Paper SCE13HC032 Revision 2 | 834.75 | 2014 | 220.92 | 2014 | 0 | 0 | Work Paper SCE13HC032 Revision 2 | Com Mini Split Heat Pumps - Cold ¦ PG&E ¦ Cold | Com Mini Split Heat Pumps - Cold | 0.018626 | 1 | 0.74194 | CBSA 2014 | -363.6215 | 2012 | 0.85 | na
COM-HVAC-30.29 | Com ¦ Ductless Mini Split Heat Pump (SEER 14) - Cold ¦ PG&E ¦ Cold | Com ¦ Ductless Mini Split Heat Pump (SEER 14) - Cold | PG&E ¦ Cold | PG&E | All | Electric | Com ¦ Ductless Mini Split Heat Pump (SEER 14) - Cold ¦ Cold | Code |  |  | 0 | Conventional | HVAC | Com - Office (Large) | Com | ROB and NEW | 0 | 1000 sqft2 of floor space | Per Ton | 15 | DEER:HVAC_Split-Package_HP | 1344.133 | 0.31805 | 0 | Work Paper SCE13HC032 Revision 2 | 834.75 | 2014 | 220.92 | 2014 | 0 | 0 | Work Paper SCE13HC032 Revision 2 | Com Mini Split Heat Pumps - Cold ¦ PG&E ¦ Cold | Com Mini Split Heat Pumps - Cold | 0.0041807 | 1 | 0.74194 | CBSA 2014 | -133.676 | 2012 | 0.85 | na
COM-HVAC-30.30 | Com ¦ Ductless Mini Split Heat Pump (SEER 14) - Cold ¦ PG&E ¦ Cold | Com ¦ Ductless Mini Split Heat Pump (SEER 14) - Cold | PG&E ¦ Cold | PG&E | All | Electric | Com ¦ Ductless Mini Split Heat Pump (SEER 14) - Cold ¦ Cold | Code |  |  | 0 | Conventional | HVAC | Com - Office (Small) | Com | ROB and NEW | 0 | 1000 sqft2 of floor space | Per Ton | 15 | DEER:HVAC_Split-Package_HP | 1374.6515 | 0.32987 | 0 | Work Paper SCE13HC032 Revision 2 | 834.75 | 2014 | 220.92 | 2014 | 0 | 0 | Work Paper SCE13HC032 Revision 2 | Com Mini Split Heat Pumps - Cold ¦ PG&E ¦ Cold | Com Mini Split Heat Pumps - Cold | 0.025672 | 1 | 0.74194 | CBSA 2014 | -63.0251 | 2012 | 0.85 | na
COM-HVAC-30.31 | Com ¦ Ductless Mini Split Heat Pump (SEER 14) - Cold ¦ PG&E ¦ Cold | Com ¦ Ductless Mini Split Heat Pump (SEER 14) - Cold | PG&E ¦ Cold | PG&E | All | Electric | Com ¦ Ductless Mini Split Heat Pump (SEER 14) - Cold ¦ Cold | Code |  |  | 0 | Conventional | HVAC | Com - Other | Com | ROB and NEW | 0 | 1000 sqft2 of floor space | Per Ton | 15 | DEER:HVAC_Split-Package_HP | 1673.4165 | 0.35607 | 0 | Work Paper SCE13HC032 Revision 2 | 834.75 | 2014 | 220.92 | 2014 | 0 | 0 | Work Paper SCE13HC032 Revision 2 | Com Mini Split Heat Pumps - Cold ¦ PG&E ¦ Cold | Com Mini Split Heat Pumps - Cold | 0.001539 | 1 | 0.74194 | CBSA 2014 | -184.7861 | 2012 | 0.85 | na
COM-HVAC-30.32 | Com ¦ Ductless Mini Split Heat Pump (SEER 14) - Cold ¦ PG&E ¦ Cold | Com ¦ Ductless Mini Split Heat Pump (SEER 14) - Cold | PG&E ¦ Cold | PG&E | All | Electric | Com ¦ Ductless Mini Split Heat Pump (SEER 14) - Cold ¦ Cold | Code |  |  | 0 | Conventional | HVAC | Com - Refrig. Warehouse | Com | ROB and NEW | 0 | 1000 sqft2 of floor space | Per Ton | 15 | DEER:HVAC_Split-Package_HP | 1931.8878 | 0.30417 | 0 | Work Paper SCE13HC032 Revision 2 | 834.75 | 2014 | 220.92 | 2014 | 0 | 0 | Work Paper SCE13HC032 Revision 2 | Com Mini Split Heat Pumps - Cold ¦ PG&E ¦ Cold | Com Mini Split Heat Pumps - Cold | 0 | 1 | 0 | CBSA 2014 | -34.5197 | 2012 | 0.85 | na
COM-HVAC-30.33 | Com ¦ Ductless Mini Split Heat Pump (SEER 14) - Cold ¦ PG&E ¦ Cold | Com ¦ Ductless Mini Split Heat Pump (SEER 14) - Cold | PG&E ¦ Cold | PG&E | All | Electric | Com ¦ Ductless Mini Split Heat Pump (SEER 14) - Cold ¦ Cold | Code |  |  | 0 | Conventional | HVAC | Com - Restaurant | Com | ROB and NEW | 0 | 1000 sqft2 of floor space | Per Ton | 15 | DEER:HVAC_Split-Package_HP | 1587.8518 | 0.36292 | 0 | Work Paper SCE13HC032 Revision 2 | 834.75 | 2014 | 220.92 | 2014 | 0 | 0 | Work Paper SCE13HC032 Revision 2 | Com Mini Split Heat Pumps - Cold ¦ PG&E ¦ Cold | Com Mini Split Heat Pumps - Cold | 0.019349 | 1 | 0.74194 | CBSA 2014 | -28.2178 | 2012 | 0.85 | na
COM-HVAC-30.34 | Com ¦ Ductless Mini Split Heat Pump (SEER 14) - Cold ¦ PG&E ¦ Cold | Com ¦ Ductless Mini Split Heat Pump (SEER 14) - Cold | PG&E ¦ Cold | PG&E | All | Electric | Com ¦ Ductless Mini Split Heat Pump (SEER 14) - Cold ¦ Cold | Code |  |  | 0 | Conventional | HVAC | Com - Retail | Com | ROB and NEW | 0 | 1000 sqft2 of floor space | Per Ton | 15 | DEER:HVAC_Split-Package_HP | 1648.0764 | 0.34302 | 0 | Work Paper SCE13HC032 Revision 2 | 834.75 | 2014 | 220.92 | 2014 | 0 | 0 | Work Paper SCE13HC032 Revision 2 | Com Mini Split Heat Pumps - Cold ¦ PG&E ¦ Cold | Com Mini Split Heat Pumps - Cold | 0.0098562 | 1 | 0.74194 | CBSA 2014 | -578.9978 | 2012 | 0.85 | na
COM-HVAC-30.35 | Com ¦ Ductless Mini Split Heat Pump (SEER 14) - Cold ¦ PG&E ¦ Cold | Com ¦ Ductless Mini Split Heat Pump (SEER 14) - Cold | PG&E ¦ Cold | PG&E | All | Electric | Com ¦ Ductless Mini Split Heat Pump (SEER 14) - Cold ¦ Cold | Code |  |  | 0 | Conventional | HVAC | Com - School | Com | ROB and NEW | 0 | 1000 sqft2 of floor space | Per Ton | 15 | DEER:HVAC_Split-Package_HP | 1159.2192 | 0.10798 | 0 | Work Paper SCE13HC032 Revision 2 | 834.75 | 2014 | 220.92 | 2014 | 0 | 0 | Work Paper SCE13HC032 Revision 2 | Com Mini Split Heat Pumps - Cold ¦ PG&E ¦ Cold | Com Mini Split Heat Pumps - Cold | 0.0052751 | 1 | 0.74194 | CBSA 2014 | -190.8609 | 2012 | 0.85 | na
COM-HVAC-30.36 | Com ¦ Ductless Mini Split Heat Pump (SEER 14) - Cold ¦ PG&E ¦ Cold | Com ¦ Ductless Mini Split Heat Pump (SEER 14) - Cold | PG&E ¦ Cold | PG&E | All | Electric | Com ¦ Ductless Mini Split Heat Pump (SEER 14) - Cold ¦ Cold | Code |  |  | 0 | Conventional | HVAC | Com - Warehouse | Com | ROB and NEW | 0 | 1000 sqft2 of floor space | Per Ton | 15 | DEER:HVAC_Split-Package_HP | 1087.5936 | 0.27084 | 0 | Work Paper SCE13HC032 Revision 2 | 834.75 | 2014 | 220.92 | 2014 | 0 | 0 | Work Paper SCE13HC032 Revision 2 | Com Mini Split Heat Pumps - Cold ¦ PG&E ¦ Cold | Com Mini Split Heat Pumps - Cold | 0.0026655 | 1 | 0.74194 | CBSA 2014 | -325.9778 | 2012 | 0.85 | na
COM-HVAC-30.37 | Com ¦ Ductless Mini Split Heat Pump (SEER 14) - Hot-Dry ¦ SCE ¦ Hot-Dry | Com ¦ Ductless Mini Split Heat Pump (SEER 14) - Hot-Dry | SCE ¦ Hot-Dry | SCE | All | Electric | Com ¦ Ductless Mini Split Heat Pump (SEER 14) - Hot-Dry ¦ Hot-Dry | Code |  |  | 0 | Conventional | HVAC | Com - College | Com | ROB and NEW | 0 | 1000 sqft2 of floor space | Per Ton | 15 | DEER:HVAC_Split-Package_HP | 1396.8866 | 0.38996 | 0 | Work Paper SCE13HC032 Revision 2 | 834.75 | 2014 | 220.92 | 2014 | 0 | 0 | Work Paper SCE13HC032 Revision 2 | Com Mini Split Heat Pumps - Hot-Dry ¦ SCE ¦ Hot-Dry | Com Mini Split Heat Pumps - Hot-Dry | 0.034904 | 1 | 0.42857 | CBSA 2014 | -105.4622 | 2012 | 0.85 | na
COM-HVAC-30.38 | Com ¦ Ductless Mini Split Heat Pump (SEER 14) - Hot-Dry ¦ SCE ¦ Hot-Dry | Com ¦ Ductless Mini Split Heat Pump (SEER 14) - Hot-Dry | SCE ¦ Hot-Dry | SCE | All | Electric | Com ¦ Ductless Mini Split Heat Pump (SEER 14) - Hot-Dry ¦ Hot-Dry | Code |  |  | 0 | Conventional | HVAC | Com - Grocery | Com | ROB and NEW | 0 | 1000 sqft2 of floor space | Per Ton | 15 | DEER:HVAC_Split-Package_HP | 1366.9686 | 0.28165 | 0 | Work Paper SCE13HC032 Revision 2 | 834.75 | 2014 | 220.92 | 2014 | 0 | 0 | Work Paper SCE13HC032 Revision 2 | Com Mini Split Heat Pumps - Hot-Dry ¦ SCE ¦ Hot-Dry | Com Mini Split Heat Pumps - Hot-Dry | 0.010841 | 1 | 0.42857 | CBSA 2014 | -76.8904 | 2012 | 0.85 | na
COM-HVAC-30.39 | Com ¦ Ductless Mini Split Heat Pump (SEER 14) - Hot-Dry ¦ SCE ¦ Hot-Dry | Com ¦ Ductless Mini Split Heat Pump (SEER 14) - Hot-Dry | SCE ¦ Hot-Dry | SCE | All | Electric | Com ¦ Ductless Mini Split Heat Pump (SEER 14) - Hot-Dry ¦ Hot-Dry | Code |  |  | 0 | Conventional | HVAC | Com - Health | Com | ROB and NEW | 0 | 1000 sqft2 of floor space | Per Ton | 15 | DEER:HVAC_Split-Package_HP | 2078.1621 | 0.30713 | 0 | Work Paper SCE13HC032 Revision 2 | 834.75 | 2014 | 220.92 | 2014 | 0 | 0 | Work Paper SCE13HC032 Revision 2 | Com Mini Split Heat Pumps - Hot-Dry ¦ SCE ¦ Hot-Dry | Com Mini Split Heat Pumps - Hot-Dry | 0.052182 | 1 | 0.42857 | CBSA 2014 | -135.988 | 2012 | 0.85 | na
COM-HVAC-30.40 | Com ¦ Ductless Mini Split Heat Pump (SEER 14) - Hot-Dry ¦ SCE ¦ Hot-Dry | Com ¦ Ductless Mini Split Heat Pump (SEER 14) - Hot-Dry | SCE ¦ Hot-Dry | SCE | All | Electric | Com ¦ Ductless Mini Split Heat Pump (SEER 14) - Hot-Dry ¦ Hot-Dry | Code |  |  | 0 | Conventional | HVAC | Com - Lodging | Com | ROB and NEW | 0 | 1000 sqft2 of floor space | Per Ton | 15 | DEER:HVAC_Split-Package_HP | 2306.0349 | 0.36188 | 0 | Work Paper SCE13HC032 Revision 2 | 834.75 | 2014 | 220.92 | 2014 | 0 | 0 | Work Paper SCE13HC032 Revision 2 | Com Mini Split Heat Pumps - Hot-Dry ¦ SCE ¦ Hot-Dry | Com Mini Split Heat Pumps - Hot-Dry | 0.029572 | 1 | 0.42857 | CBSA 2014 | -363.6215 | 2012 | 0.85 | na
COM-HVAC-30.41 | Com ¦ Ductless Mini Split Heat Pump (SEER 14) - Hot-Dry ¦ SCE ¦ Hot-Dry | Com ¦ Ductless Mini Split Heat Pump (SEER 14) - Hot-Dry | SCE ¦ Hot-Dry | SCE | All | Electric | Com ¦ Ductless Mini Split Heat Pump (SEER 14) - Hot-Dry ¦ Hot-Dry | Code |  |  | 0 | Conventional | HVAC | Com - Office (Large) | Com | ROB and NEW | 0 | 1000 sqft2 of floor space | Per Ton | 15 | DEER:HVAC_Split-Package_HP | 1344.133 | 0.36699 | 0 | Work Paper SCE13HC032 Revision 2 | 834.75 | 2014 | 220.92 | 2014 | 0 | 0 | Work Paper SCE13HC032 Revision 2 | Com Mini Split Heat Pumps - Hot-Dry ¦ SCE ¦ Hot-Dry | Com Mini Split Heat Pumps - Hot-Dry | 0.0094388 | 1 | 0.42857 | CBSA 2014 | -133.676 | 2012 | 0.85 | na
COM-HVAC-30.42 | Com ¦ Ductless Mini Split Heat Pump (SEER 14) - Hot-Dry ¦ SCE ¦ Hot-Dry | Com ¦ Ductless Mini Split Heat Pump (SEER 14) - Hot-Dry | SCE ¦ Hot-Dry | SCE | All | Electric | Com ¦ Ductless Mini Split Heat Pump (SEER 14) - Hot-Dry ¦ Hot-Dry | Code |  |  | 0 | Conventional | HVAC | Com - Office (Small) | Com | ROB and NEW | 0 | 1000 sqft2 of floor space | Per Ton | 15 | DEER:HVAC_Split-Package_HP | 1374.6515 | 0.36756 | 0 | Work Paper SCE13HC032 Revision 2 | 834.75 | 2014 | 220.92 | 2014 | 0 | 0 | Work Paper SCE13HC032 Revision 2 | Com Mini Split Heat Pumps - Hot-Dry ¦ SCE ¦ Hot-Dry | Com Mini Split Heat Pumps - Hot-Dry | 0.02122 | 1 | 0.42857 | CBSA 2014 | -63.0251 | 2012 | 0.85 | na
COM-HVAC-30.43 | Com ¦ Ductless Mini Split Heat Pump (SEER 14) - Hot-Dry ¦ SCE ¦ Hot-Dry | Com ¦ Ductless Mini Split Heat Pump (SEER 14) - Hot-Dry | SCE ¦ Hot-Dry | SCE | All | Electric | Com ¦ Ductless Mini Split Heat Pump (SEER 14) - Hot-Dry ¦ Hot-Dry | Code |  |  | 0 | Conventional | HVAC | Com - Other | Com | ROB and NEW | 0 | 1000 sqft2 of floor space | Per Ton | 15 | DEER:HVAC_Split-Package_HP | 1673.4165 | 0.39965 | 0 | Work Paper SCE13HC032 Revision 2 | 834.75 | 2014 | 220.92 | 2014 | 0 | 0 | Work Paper SCE13HC032 Revision 2 | Com Mini Split Heat Pumps - Hot-Dry ¦ SCE ¦ Hot-Dry | Com Mini Split Heat Pumps - Hot-Dry | 0.0054863 | 1 | 0.42857 | CBSA 2014 | -184.7861 | 2012 | 0.85 | na
COM-HVAC-30.44 | Com ¦ Ductless Mini Split Heat Pump (SEER 14) - Hot-Dry ¦ SCE ¦ Hot-Dry | Com ¦ Ductless Mini Split Heat Pump (SEER 14) - Hot-Dry | SCE ¦ Hot-Dry | SCE | All | Electric | Com ¦ Ductless Mini Split Heat Pump (SEER 14) - Hot-Dry ¦ Hot-Dry | Code |  |  | 0 | Conventional | HVAC | Com - Refrig. Warehouse | Com | ROB and NEW | 0 | 1000 sqft2 of floor space | Per Ton | 15 | DEER:HVAC_Split-Package_HP | 1931.8878 | 0.44342 | 0 | Work Paper SCE13HC032 Revision 2 | 834.75 | 2014 | 220.92 | 2014 | 0 | 0 | Work Paper SCE13HC032 Revision 2 | Com Mini Split Heat Pumps - Hot-Dry ¦ SCE ¦ Hot-Dry | Com Mini Split Heat Pumps - Hot-Dry | 0 | 1 | 0 | CBSA 2014 | -34.5197 | 2012 | 0.85 | na
COM-HVAC-30.45 | Com ¦ Ductless Mini Split Heat Pump (SEER 14) - Hot-Dry ¦ SCE ¦ Hot-Dry | Com ¦ Ductless Mini Split Heat Pump (SEER 14) - Hot-Dry | SCE ¦ Hot-Dry | SCE | All | Electric | Com ¦ Ductless Mini Split Heat Pump (SEER 14) - Hot-Dry ¦ Hot-Dry | Code |  |  | 0 | Conventional | HVAC | Com - Restaurant | Com | ROB and NEW | 0 | 1000 sqft2 of floor space | Per Ton | 15 | DEER:HVAC_Split-Package_HP | 1587.8518 | 0.37162 | 0 | Work Paper SCE13HC032 Revision 2 | 834.75 | 2014 | 220.92 | 2014 | 0 | 0 | Work Paper SCE13HC032 Revision 2 | Com Mini Split Heat Pumps - Hot-Dry ¦ SCE ¦ Hot-Dry | Com Mini Split Heat Pumps - Hot-Dry | 0.014128 | 1 | 0.42857 | CBSA 2014 | -28.2178 | 2012 | 0.85 | na
COM-HVAC-30.46 | Com ¦ Ductless Mini Split Heat Pump (SEER 14) - Hot-Dry ¦ SCE ¦ Hot-Dry | Com ¦ Ductless Mini Split Heat Pump (SEER 14) - Hot-Dry | SCE ¦ Hot-Dry | SCE | All | Electric | Com ¦ Ductless Mini Split Heat Pump (SEER 14) - Hot-Dry ¦ Hot-Dry | Code |  |  | 0 | Conventional | HVAC | Com - Retail | Com | ROB and NEW | 0 | 1000 sqft2 of floor space | Per Ton | 15 | DEER:HVAC_Split-Package_HP | 1648.0764 | 0.37304 | 0 | Work Paper SCE13HC032 Revision 2 | 834.75 | 2014 | 220.92 | 2014 | 0 | 0 | Work Paper SCE13HC032 Revision 2 | Com Mini Split Heat Pumps - Hot-Dry ¦ SCE ¦ Hot-Dry | Com Mini Split Heat Pumps - Hot-Dry | 0.0057029 | 1 | 0.42857 | CBSA 2014 | -578.9978 | 2012 | 0.85 | na
COM-HVAC-30.47 | Com ¦ Ductless Mini Split Heat Pump (SEER 14) - Hot-Dry ¦ SCE ¦ Hot-Dry | Com ¦ Ductless Mini Split Heat Pump (SEER 14) - Hot-Dry | SCE ¦ Hot-Dry | SCE | All | Electric | Com ¦ Ductless Mini Split Heat Pump (SEER 14) - Hot-Dry ¦ Hot-Dry | Code |  |  | 0 | Conventional | HVAC | Com - School | Com | ROB and NEW | 0 | 1000 sqft2 of floor space | Per Ton | 15 | DEER:HVAC_Split-Package_HP | 1159.2192 | 0.3491 | 0 | Work Paper SCE13HC032 Revision 2 | 834.75 | 2014 | 220.92 | 2014 | 0 | 0 | Work Paper SCE13HC032 Revision 2 | Com Mini Split Heat Pumps - Hot-Dry ¦ SCE ¦ Hot-Dry | Com Mini Split Heat Pumps - Hot-Dry | 0.0075596 | 1 | 0.42857 | CBSA 2014 | -190.8609 | 2012 | 0.85 | na
COM-HVAC-30.48 | Com ¦ Ductless Mini Split Heat Pump (SEER 14) - Hot-Dry ¦ SCE ¦ Hot-Dry | Com ¦ Ductless Mini Split Heat Pump (SEER 14) - Hot-Dry | SCE ¦ Hot-Dry | SCE | All | Electric | Com ¦ Ductless Mini Split Heat Pump (SEER 14) - Hot-Dry ¦ Hot-Dry | Code |  |  | 0 | Conventional | HVAC | Com - Warehouse | Com | ROB and NEW | 0 | 1000 sqft2 of floor space | Per Ton | 15 | DEER:HVAC_Split-Package_HP | 1087.5936 | 0.29805 | 0 | Work Paper SCE13HC032 Revision 2 | 834.75 | 2014 | 220.92 | 2014 | 0 | 0 | Work Paper SCE13HC032 Revision 2 | Com Mini Split Heat Pumps - Hot-Dry ¦ SCE ¦ Hot-Dry | Com Mini Split Heat Pumps - Hot-Dry | 0.0017879 | 1 | 0.42857 | CBSA 2014 | -325.9778 | 2012 | 0.85 | na
COM-HVAC-30.49 | Com ¦ Ductless Mini Split Heat Pump (SEER 14) - Marine ¦ SCE ¦ Marine | Com ¦ Ductless Mini Split Heat Pump (SEER 14) - Marine | SCE ¦ Marine | SCE | All | Electric | Com ¦ Ductless Mini Split Heat Pump (SEER 14) - Marine ¦ Marine | Code |  |  | 0 | Conventional | HVAC | Com - College | Com | ROB and NEW | 0 | 1000 sqft2 of floor space | Per Ton | 15 | DEER:HVAC_Split-Package_HP | 1396.8866 | 0.29185 | 0 | Work Paper SCE13HC032 Revision 2 | 834.75 | 2014 | 220.92 | 2014 | 0 | 0 | Work Paper SCE13HC032 Revision 2 | Com Mini Split Heat Pumps - Marine ¦ SCE ¦ Marine | Com Mini Split Heat Pumps - Marine | 0.034904 | 1 | 0.42857 | CBSA 2014 | -105.4622 | 2012 | 0.85 | na