COM-HVAC-30.50 | Com ¦ Ductless Mini Split Heat Pump (SEER 14) - Marine ¦ SCE ¦ Marine | Com ¦ Ductless Mini Split Heat Pump (SEER 14) - Marine | SCE ¦ Marine | SCE | All | Electric | Com ¦ Ductless Mini Split Heat Pump (SEER 14) - Marine ¦ Marine | Code |  |  | 0 | Conventional | HVAC | Com - Grocery | Com | ROB and NEW | 0 | 1000 sqft2 of floor space | Per Ton | 15 | DEER:HVAC_Split-Package_HP | 1366.9686 | 0.23474 | 0 | Work Paper SCE13HC032 Revision 2 | 834.75 | 2014 | 220.92 | 2014 | 0 | 0 | Work Paper SCE13HC032 Revision 2 | Com Mini Split Heat Pumps - Marine ¦ SCE ¦ Marine | Com Mini Split Heat Pumps - Marine | 0.010841 | 1 | 0.42857 | CBSA 2014 | -76.8904 | 2012 | 0.85 | na
COM-HVAC-30.51 | Com ¦ Ductless Mini Split Heat Pump (SEER 14) - Marine ¦ SCE ¦ Marine | Com ¦ Ductless Mini Split Heat Pump (SEER 14) - Marine | SCE ¦ Marine | SCE | All | Electric | Com ¦ Ductless Mini Split Heat Pump (SEER 14) - Marine ¦ Marine | Code |  |  | 0 | Conventional | HVAC | Com - Health | Com | ROB and NEW | 0 | 1000 sqft2 of floor space | Per Ton | 15 | DEER:HVAC_Split-Package_HP | 2078.1621 | 0.26083 | 0 | Work Paper SCE13HC032 Revision 2 | 834.75 | 2014 | 220.92 | 2014 | 0 | 0 | Work Paper SCE13HC032 Revision 2 | Com Mini Split Heat Pumps - Marine ¦ SCE ¦ Marine | Com Mini Split Heat Pumps - Marine | 0.052182 | 1 | 0.42857 | CBSA 2014 | -135.988 | 2012 | 0.85 | na
COM-HVAC-30.52 | Com ¦ Ductless Mini Split Heat Pump (SEER 14) - Marine ¦ SCE ¦ Marine | Com ¦ Ductless Mini Split Heat Pump (SEER 14) - Marine | SCE ¦ Marine | SCE | All | Electric | Com ¦ Ductless Mini Split Heat Pump (SEER 14) - Marine ¦ Marine | Code |  |  | 0 | Conventional | HVAC | Com - Lodging | Com | ROB and NEW | 0 | 1000 sqft2 of floor space | Per Ton | 15 | DEER:HVAC_Split-Package_HP | 2306.0349 | 0.3412 | 0 | Work Paper SCE13HC032 Revision 2 | 834.75 | 2014 | 220.92 | 2014 | 0 | 0 | Work Paper SCE13HC032 Revision 2 | Com Mini Split Heat Pumps - Marine ¦ SCE ¦ Marine | Com Mini Split Heat Pumps - Marine | 0.029572 | 1 | 0.42857 | CBSA 2014 | -363.6215 | 2012 | 0.85 | na
COM-HVAC-30.53 | Com ¦ Ductless Mini Split Heat Pump (SEER 14) - Marine ¦ SCE ¦ Marine | Com ¦ Ductless Mini Split Heat Pump (SEER 14) - Marine | SCE ¦ Marine | SCE | All | Electric | Com ¦ Ductless Mini Split Heat Pump (SEER 14) - Marine ¦ Marine | Code |  |  | 0 | Conventional | HVAC | Com - Office (Large) | Com | ROB and NEW | 0 | 1000 sqft2 of floor space | Per Ton | 15 | DEER:HVAC_Split-Package_HP | 1344.133 | 0.32183 | 0 | Work Paper SCE13HC032 Revision 2 | 834.75 | 2014 | 220.92 | 2014 | 0 | 0 | Work Paper SCE13HC032 Revision 2 | Com Mini Split Heat Pumps - Marine ¦ SCE ¦ Marine | Com Mini Split Heat Pumps - Marine | 0.0094388 | 1 | 0.42857 | CBSA 2014 | -133.676 | 2012 | 0.85 | na
COM-HVAC-30.54 | Com ¦ Ductless Mini Split Heat Pump (SEER 14) - Marine ¦ SCE ¦ Marine | Com ¦ Ductless Mini Split Heat Pump (SEER 14) - Marine | SCE ¦ Marine | SCE | All | Electric | Com ¦ Ductless Mini Split Heat Pump (SEER 14) - Marine ¦ Marine | Code |  |  | 0 | Conventional | HVAC | Com - Office (Small) | Com | ROB and NEW | 0 | 1000 sqft2 of floor space | Per Ton | 15 | DEER:HVAC_Split-Package_HP | 1374.6515 | 0.31848 | 0 | Work Paper SCE13HC032 Revision 2 | 834.75 | 2014 | 220.92 | 2014 | 0 | 0 | Work Paper SCE13HC032 Revision 2 | Com Mini Split Heat Pumps - Marine ¦ SCE ¦ Marine | Com Mini Split Heat Pumps - Marine | 0.02122 | 1 | 0.42857 | CBSA 2014 | -63.0251 | 2012 | 0.85 | na
COM-HVAC-30.55 | Com ¦ Ductless Mini Split Heat Pump (SEER 14) - Marine ¦ SCE ¦ Marine | Com ¦ Ductless Mini Split Heat Pump (SEER 14) - Marine | SCE ¦ Marine | SCE | All | Electric | Com ¦ Ductless Mini Split Heat Pump (SEER 14) - Marine ¦ Marine | Code |  |  | 0 | Conventional | HVAC | Com - Other | Com | ROB and NEW | 0 | 1000 sqft2 of floor space | Per Ton | 15 | DEER:HVAC_Split-Package_HP | 1673.4165 | 0.2959 | 0 | Work Paper SCE13HC032 Revision 2 | 834.75 | 2014 | 220.92 | 2014 | 0 | 0 | Work Paper SCE13HC032 Revision 2 | Com Mini Split Heat Pumps - Marine ¦ SCE ¦ Marine | Com Mini Split Heat Pumps - Marine | 0.0054863 | 1 | 0.42857 | CBSA 2014 | -184.7861 | 2012 | 0.85 | na
COM-HVAC-30.56 | Com ¦ Ductless Mini Split Heat Pump (SEER 14) - Marine ¦ SCE ¦ Marine | Com ¦ Ductless Mini Split Heat Pump (SEER 14) - Marine | SCE ¦ Marine | SCE | All | Electric | Com ¦ Ductless Mini Split Heat Pump (SEER 14) - Marine ¦ Marine | Code |  |  | 0 | Conventional | HVAC | Com - Refrig. Warehouse | Com | ROB and NEW | 0 | 1000 sqft2 of floor space | Per Ton | 15 | DEER:HVAC_Split-Package_HP | 1931.8878 | 0.39931 | 0 | Work Paper SCE13HC032 Revision 2 | 834.75 | 2014 | 220.92 | 2014 | 0 | 0 | Work Paper SCE13HC032 Revision 2 | Com Mini Split Heat Pumps - Marine ¦ SCE ¦ Marine | Com Mini Split Heat Pumps - Marine | 0 | 1 | 0 | CBSA 2014 | -34.5197 | 2012 | 0.85 | na
COM-HVAC-30.57 | Com ¦ Ductless Mini Split Heat Pump (SEER 14) - Marine ¦ SCE ¦ Marine | Com ¦ Ductless Mini Split Heat Pump (SEER 14) - Marine | SCE ¦ Marine | SCE | All | Electric | Com ¦ Ductless Mini Split Heat Pump (SEER 14) - Marine ¦ Marine | Code |  |  | 0 | Conventional | HVAC | Com - Restaurant | Com | ROB and NEW | 0 | 1000 sqft2 of floor space | Per Ton | 15 | DEER:HVAC_Split-Package_HP | 1587.8518 | 0.30586 | 0 | Work Paper SCE13HC032 Revision 2 | 834.75 | 2014 | 220.92 | 2014 | 0 | 0 | Work Paper SCE13HC032 Revision 2 | Com Mini Split Heat Pumps - Marine ¦ SCE ¦ Marine | Com Mini Split Heat Pumps - Marine | 0.014128 | 1 | 0.42857 | CBSA 2014 | -28.2178 | 2012 | 0.85 | na
COM-HVAC-30.58 | Com ¦ Ductless Mini Split Heat Pump (SEER 14) - Marine ¦ SCE ¦ Marine | Com ¦ Ductless Mini Split Heat Pump (SEER 14) - Marine | SCE ¦ Marine | SCE | All | Electric | Com ¦ Ductless Mini Split Heat Pump (SEER 14) - Marine ¦ Marine | Code |  |  | 0 | Conventional | HVAC | Com - Retail | Com | ROB and NEW | 0 | 1000 sqft2 of floor space | Per Ton | 15 | DEER:HVAC_Split-Package_HP | 1648.0764 | 0.32814 | 0 | Work Paper SCE13HC032 Revision 2 | 834.75 | 2014 | 220.92 | 2014 | 0 | 0 | Work Paper SCE13HC032 Revision 2 | Com Mini Split Heat Pumps - Marine ¦ SCE ¦ Marine | Com Mini Split Heat Pumps - Marine | 0.0057029 | 1 | 0.42857 | CBSA 2014 | -578.9978 | 2012 | 0.85 | na
COM-HVAC-30.59 | Com ¦ Ductless Mini Split Heat Pump (SEER 14) - Marine ¦ SCE ¦ Marine | Com ¦ Ductless Mini Split Heat Pump (SEER 14) - Marine | SCE ¦ Marine | SCE | All | Electric | Com ¦ Ductless Mini Split Heat Pump (SEER 14) - Marine ¦ Marine | Code |  |  | 0 | Conventional | HVAC | Com - School | Com | ROB and NEW | 0 | 1000 sqft2 of floor space | Per Ton | 15 | DEER:HVAC_Split-Package_HP | 1159.2192 | 0.2042 | 0 | Work Paper SCE13HC032 Revision 2 | 834.75 | 2014 | 220.92 | 2014 | 0 | 0 | Work Paper SCE13HC032 Revision 2 | Com Mini Split Heat Pumps - Marine ¦ SCE ¦ Marine | Com Mini Split Heat Pumps - Marine | 0.0075596 | 1 | 0.42857 | CBSA 2014 | -190.8609 | 2012 | 0.85 | na
COM-HVAC-30.60 | Com ¦ Ductless Mini Split Heat Pump (SEER 14) - Marine ¦ SCE ¦ Marine | Com ¦ Ductless Mini Split Heat Pump (SEER 14) - Marine | SCE ¦ Marine | SCE | All | Electric | Com ¦ Ductless Mini Split Heat Pump (SEER 14) - Marine ¦ Marine | Code |  |  | 0 | Conventional | HVAC | Com - Warehouse | Com | ROB and NEW | 0 | 1000 sqft2 of floor space | Per Ton | 15 | DEER:HVAC_Split-Package_HP | 1087.5936 | 0.24117 | 0 | Work Paper SCE13HC032 Revision 2 | 834.75 | 2014 | 220.92 | 2014 | 0 | 0 | Work Paper SCE13HC032 Revision 2 | Com Mini Split Heat Pumps - Marine ¦ SCE ¦ Marine | Com Mini Split Heat Pumps - Marine | 0.0017879 | 1 | 0.42857 | CBSA 2014 | -325.9778 | 2012 | 0.85 | na
COM-HVAC-30.61 | Com ¦ Ductless Mini Split Heat Pump (SEER 14) - Cold ¦ SCE ¦ Cold | Com ¦ Ductless Mini Split Heat Pump (SEER 14) - Cold | SCE ¦ Cold | SCE | All | Electric | Com ¦ Ductless Mini Split Heat Pump (SEER 14) - Cold ¦ Cold | Code |  |  | 0 | Conventional | HVAC | Com - College | Com | ROB and NEW | 0 | 1000 sqft2 of floor space | Per Ton | 15 | DEER:HVAC_Split-Package_HP | 1396.8866 | 0.27502 | 0 | Work Paper SCE13HC032 Revision 2 | 834.75 | 2014 | 220.92 | 2014 | 0 | 0 | Work Paper SCE13HC032 Revision 2 | Com Mini Split Heat Pumps - Cold ¦ SCE ¦ Cold | Com Mini Split Heat Pumps - Cold | 0.034904 | 1 | 0.42857 | CBSA 2014 | -105.4622 | 2012 | 0.85 | na
COM-HVAC-30.62 | Com ¦ Ductless Mini Split Heat Pump (SEER 14) - Cold ¦ SCE ¦ Cold | Com ¦ Ductless Mini Split Heat Pump (SEER 14) - Cold | SCE ¦ Cold | SCE | All | Electric | Com ¦ Ductless Mini Split Heat Pump (SEER 14) - Cold ¦ Cold | Code |  |  | 0 | Conventional | HVAC | Com - Grocery | Com | ROB and NEW | 0 | 1000 sqft2 of floor space | Per Ton | 15 | DEER:HVAC_Split-Package_HP | 1366.9686 | 0.24574 | 0 | Work Paper SCE13HC032 Revision 2 | 834.75 | 2014 | 220.92 | 2014 | 0 | 0 | Work Paper SCE13HC032 Revision 2 | Com Mini Split Heat Pumps - Cold ¦ SCE ¦ Cold | Com Mini Split Heat Pumps - Cold | 0.010841 | 1 | 0.42857 | CBSA 2014 | -76.8904 | 2012 | 0.85 | na
COM-HVAC-30.63 | Com ¦ Ductless Mini Split Heat Pump (SEER 14) - Cold ¦ SCE ¦ Cold | Com ¦ Ductless Mini Split Heat Pump (SEER 14) - Cold | SCE ¦ Cold | SCE | All | Electric | Com ¦ Ductless Mini Split Heat Pump (SEER 14) - Cold ¦ Cold | Code |  |  | 0 | Conventional | HVAC | Com - Health | Com | ROB and NEW | 0 | 1000 sqft2 of floor space | Per Ton | 15 | DEER:HVAC_Split-Package_HP | 2078.1621 | 0.25761 | 0 | Work Paper SCE13HC032 Revision 2 | 834.75 | 2014 | 220.92 | 2014 | 0 | 0 | Work Paper SCE13HC032 Revision 2 | Com Mini Split Heat Pumps - Cold ¦ SCE ¦ Cold | Com Mini Split Heat Pumps - Cold | 0.052182 | 1 | 0.42857 | CBSA 2014 | -135.988 | 2012 | 0.85 | na
COM-HVAC-30.64 | Com ¦ Ductless Mini Split Heat Pump (SEER 14) - Cold ¦ SCE ¦ Cold | Com ¦ Ductless Mini Split Heat Pump (SEER 14) - Cold | SCE ¦ Cold | SCE | All | Electric | Com ¦ Ductless Mini Split Heat Pump (SEER 14) - Cold ¦ Cold | Code |  |  | 0 | Conventional | HVAC | Com - Lodging | Com | ROB and NEW | 0 | 1000 sqft2 of floor space | Per Ton | 15 | DEER:HVAC_Split-Package_HP | 2306.0349 | 0.32069 | 0 | Work Paper SCE13HC032 Revision 2 | 834.75 | 2014 | 220.92 | 2014 | 0 | 0 | Work Paper SCE13HC032 Revision 2 | Com Mini Split Heat Pumps - Cold ¦ SCE ¦ Cold | Com Mini Split Heat Pumps - Cold | 0.029572 | 1 | 0.42857 | CBSA 2014 | -363.6215 | 2012 | 0.85 | na
COM-HVAC-30.65 | Com ¦ Ductless Mini Split Heat Pump (SEER 14) - Cold ¦ SCE ¦ Cold | Com ¦ Ductless Mini Split Heat Pump (SEER 14) - Cold | SCE ¦ Cold | SCE | All | Electric | Com ¦ Ductless Mini Split Heat Pump (SEER 14) - Cold ¦ Cold | Code |  |  | 0 | Conventional | HVAC | Com - Office (Large) | Com | ROB and NEW | 0 | 1000 sqft2 of floor space | Per Ton | 15 | DEER:HVAC_Split-Package_HP | 1344.133 | 0.30746 | 0 | Work Paper SCE13HC032 Revision 2 | 834.75 | 2014 | 220.92 | 2014 | 0 | 0 | Work Paper SCE13HC032 Revision 2 | Com Mini Split Heat Pumps - Cold ¦ SCE ¦ Cold | Com Mini Split Heat Pumps - Cold | 0.0094388 | 1 | 0.42857 | CBSA 2014 | -133.676 | 2012 | 0.85 | na
COM-HVAC-30.66 | Com ¦ Ductless Mini Split Heat Pump (SEER 14) - Cold ¦ SCE ¦ Cold | Com ¦ Ductless Mini Split Heat Pump (SEER 14) - Cold | SCE ¦ Cold | SCE | All | Electric | Com ¦ Ductless Mini Split Heat Pump (SEER 14) - Cold ¦ Cold | Code |  |  | 0 | Conventional | HVAC | Com - Office (Small) | Com | ROB and NEW | 0 | 1000 sqft2 of floor space | Per Ton | 15 | DEER:HVAC_Split-Package_HP | 1374.6515 | 0.31721 | 0 | Work Paper SCE13HC032 Revision 2 | 834.75 | 2014 | 220.92 | 2014 | 0 | 0 | Work Paper SCE13HC032 Revision 2 | Com Mini Split Heat Pumps - Cold ¦ SCE ¦ Cold | Com Mini Split Heat Pumps - Cold | 0.02122 | 1 | 0.42857 | CBSA 2014 | -63.0251 | 2012 | 0.85 | na
COM-HVAC-30.67 | Com ¦ Ductless Mini Split Heat Pump (SEER 14) - Cold ¦ SCE ¦ Cold | Com ¦ Ductless Mini Split Heat Pump (SEER 14) - Cold | SCE ¦ Cold | SCE | All | Electric | Com ¦ Ductless Mini Split Heat Pump (SEER 14) - Cold ¦ Cold | Code |  |  | 0 | Conventional | HVAC | Com - Other | Com | ROB and NEW | 0 | 1000 sqft2 of floor space | Per Ton | 15 | DEER:HVAC_Split-Package_HP | 1673.4165 | 0.31903 | 0 | Work Paper SCE13HC032 Revision 2 | 834.75 | 2014 | 220.92 | 2014 | 0 | 0 | Work Paper SCE13HC032 Revision 2 | Com Mini Split Heat Pumps - Cold ¦ SCE ¦ Cold | Com Mini Split Heat Pumps - Cold | 0.0054863 | 1 | 0.42857 | CBSA 2014 | -184.7861 | 2012 | 0.85 | na
COM-HVAC-30.68 | Com ¦ Ductless Mini Split Heat Pump (SEER 14) - Cold ¦ SCE ¦ Cold | Com ¦ Ductless Mini Split Heat Pump (SEER 14) - Cold | SCE ¦ Cold | SCE | All | Electric | Com ¦ Ductless Mini Split Heat Pump (SEER 14) - Cold ¦ Cold | Code |  |  | 0 | Conventional | HVAC | Com - Refrig. Warehouse | Com | ROB and NEW | 0 | 1000 sqft2 of floor space | Per Ton | 15 | DEER:HVAC_Split-Package_HP | 1931.8878 | 0.28334 | 0 | Work Paper SCE13HC032 Revision 2 | 834.75 | 2014 | 220.92 | 2014 | 0 | 0 | Work Paper SCE13HC032 Revision 2 | Com Mini Split Heat Pumps - Cold ¦ SCE ¦ Cold | Com Mini Split Heat Pumps - Cold | 0 | 1 | 0 | CBSA 2014 | -34.5197 | 2012 | 0.85 | na
COM-HVAC-30.69 | Com ¦ Ductless Mini Split Heat Pump (SEER 14) - Cold ¦ SCE ¦ Cold | Com ¦ Ductless Mini Split Heat Pump (SEER 14) - Cold | SCE ¦ Cold | SCE | All | Electric | Com ¦ Ductless Mini Split Heat Pump (SEER 14) - Cold ¦ Cold | Code |  |  | 0 | Conventional | HVAC | Com - Restaurant | Com | ROB and NEW | 0 | 1000 sqft2 of floor space | Per Ton | 15 | DEER:HVAC_Split-Package_HP | 1587.8518 | 0.31127 | 0 | Work Paper SCE13HC032 Revision 2 | 834.75 | 2014 | 220.92 | 2014 | 0 | 0 | Work Paper SCE13HC032 Revision 2 | Com Mini Split Heat Pumps - Cold ¦ SCE ¦ Cold | Com Mini Split Heat Pumps - Cold | 0.014128 | 1 | 0.42857 | CBSA 2014 | -28.2178 | 2012 | 0.85 | na
COM-HVAC-30.70 | Com ¦ Ductless Mini Split Heat Pump (SEER 14) - Cold ¦ SCE ¦ Cold | Com ¦ Ductless Mini Split Heat Pump (SEER 14) - Cold | SCE ¦ Cold | SCE | All | Electric | Com ¦ Ductless Mini Split Heat Pump (SEER 14) - Cold ¦ Cold | Code |  |  | 0 | Conventional | HVAC | Com - Retail | Com | ROB and NEW | 0 | 1000 sqft2 of floor space | Per Ton | 15 | DEER:HVAC_Split-Package_HP | 1648.0764 | 0.30674 | 0 | Work Paper SCE13HC032 Revision 2 | 834.75 | 2014 | 220.92 | 2014 | 0 | 0 | Work Paper SCE13HC032 Revision 2 | Com Mini Split Heat Pumps - Cold ¦ SCE ¦ Cold | Com Mini Split Heat Pumps - Cold | 0.0057029 | 1 | 0.42857 | CBSA 2014 | -578.9978 | 2012 | 0.85 | na
COM-HVAC-30.71 | Com ¦ Ductless Mini Split Heat Pump (SEER 14) - Cold ¦ SCE ¦ Cold | Com ¦ Ductless Mini Split Heat Pump (SEER 14) - Cold | SCE ¦ Cold | SCE | All | Electric | Com ¦ Ductless Mini Split Heat Pump (SEER 14) - Cold ¦ Cold | Code |  |  | 0 | Conventional | HVAC | Com - School | Com | ROB and NEW | 0 | 1000 sqft2 of floor space | Per Ton | 15 | DEER:HVAC_Split-Package_HP | 1159.2192 | 0.10038 | 0 | Work Paper SCE13HC032 Revision 2 | 834.75 | 2014 | 220.92 | 2014 | 0 | 0 | Work Paper SCE13HC032 Revision 2 | Com Mini Split Heat Pumps - Cold ¦ SCE ¦ Cold | Com Mini Split Heat Pumps - Cold | 0.0075596 | 1 | 0.42857 | CBSA 2014 | -190.8609 | 2012 | 0.85 | na
COM-HVAC-30.72 | Com ¦ Ductless Mini Split Heat Pump (SEER 14) - Cold ¦ SCE ¦ Cold | Com ¦ Ductless Mini Split Heat Pump (SEER 14) - Cold | SCE ¦ Cold | SCE | All | Electric | Com ¦ Ductless Mini Split Heat Pump (SEER 14) - Cold ¦ Cold | Code |  |  | 0 | Conventional | HVAC | Com - Warehouse | Com | ROB and NEW | 0 | 1000 sqft2 of floor space | Per Ton | 15 | DEER:HVAC_Split-Package_HP | 1087.5936 | 0.22418 | 0 | Work Paper SCE13HC032 Revision 2 | 834.75 | 2014 | 220.92 | 2014 | 0 | 0 | Work Paper SCE13HC032 Revision 2 | Com Mini Split Heat Pumps - Cold ¦ SCE ¦ Cold | Com Mini Split Heat Pumps - Cold | 0.0017879 | 1 | 0.42857 | CBSA 2014 | -325.9778 | 2012 | 0.85 | na
COM-HVAC-30.73 | Com ¦ Ductless Mini Split Heat Pump (SEER 14) - Hot-Dry ¦ SDG&E ¦ Hot-Dry | Com ¦ Ductless Mini Split Heat Pump (SEER 14) - Hot-Dry | SDG&E ¦ Hot-Dry | SDG&E | All | Electric | Com ¦ Ductless Mini Split Heat Pump (SEER 14) - Hot-Dry ¦ Hot-Dry | Code |  |  | 0 | Conventional | HVAC | Com - College | Com | ROB and NEW | 0 | 1000 sqft2 of floor space | Per Ton | 15 | DEER:HVAC_Split-Package_HP | 1396.8866 | 0.32963 | 0 | Work Paper SCE13HC032 Revision 2 | 834.75 | 2014 | 220.92 | 2014 | 0 | 0 | Work Paper SCE13HC032 Revision 2 | Com Mini Split Heat Pumps - Hot-Dry ¦ SDG&E ¦ Hot-Dry | Com Mini Split Heat Pumps - Hot-Dry | 0.048642 | 1 | 0.77778 | CBSA 2014 | -105.4622 | 2012 | 0.85 | na
COM-HVAC-30.74 | Com ¦ Ductless Mini Split Heat Pump (SEER 14) - Hot-Dry ¦ SDG&E ¦ Hot-Dry | Com ¦ Ductless Mini Split Heat Pump (SEER 14) - Hot-Dry | SDG&E ¦ Hot-Dry | SDG&E | All | Electric | Com ¦ Ductless Mini Split Heat Pump (SEER 14) - Hot-Dry ¦ Hot-Dry | Code |  |  | 0 | Conventional | HVAC | Com - Grocery | Com | ROB and NEW | 0 | 1000 sqft2 of floor space | Per Ton | 15 | DEER:HVAC_Split-Package_HP | 1366.9686 | 0.19806 | 0 | Work Paper SCE13HC032 Revision 2 | 834.75 | 2014 | 220.92 | 2014 | 0 | 0 | Work Paper SCE13HC032 Revision 2 | Com Mini Split Heat Pumps - Hot-Dry ¦ SDG&E ¦ Hot-Dry | Com Mini Split Heat Pumps - Hot-Dry | 0.013387 | 1 | 0.77778 | CBSA 2014 | -76.8904 | 2012 | 0.85 | na
COM-HVAC-30.75 | Com ¦ Ductless Mini Split Heat Pump (SEER 14) - Hot-Dry ¦ SDG&E ¦ Hot-Dry | Com ¦ Ductless Mini Split Heat Pump (SEER 14) - Hot-Dry | SDG&E ¦ Hot-Dry | SDG&E | All | Electric | Com ¦ Ductless Mini Split Heat Pump (SEER 14) - Hot-Dry ¦ Hot-Dry | Code |  |  | 0 | Conventional | HVAC | Com - Health | Com | ROB and NEW | 0 | 1000 sqft2 of floor space | Per Ton | 15 | DEER:HVAC_Split-Package_HP | 2078.1621 | 0.2552 | 0 | Work Paper SCE13HC032 Revision 2 | 834.75 | 2014 | 220.92 | 2014 | 0 | 0 | Work Paper SCE13HC032 Revision 2 | Com Mini Split Heat Pumps - Hot-Dry ¦ SDG&E ¦ Hot-Dry | Com Mini Split Heat Pumps - Hot-Dry | 0.040002 | 1 | 0.77778 | CBSA 2014 | -135.988 | 2012 | 0.85 | na
COM-HVAC-30.76 | Com ¦ Ductless Mini Split Heat Pump (SEER 14) - Hot-Dry ¦ SDG&E ¦ Hot-Dry | Com ¦ Ductless Mini Split Heat Pump (SEER 14) - Hot-Dry | SDG&E ¦ Hot-Dry | SDG&E | All | Electric | Com ¦ Ductless Mini Split Heat Pump (SEER 14) - Hot-Dry ¦ Hot-Dry | Code |  |  | 0 | Conventional | HVAC | Com - Lodging | Com | ROB and NEW | 0 | 1000 sqft2 of floor space | Per Ton | 15 | DEER:HVAC_Split-Package_HP | 2306.0349 | 0.30696 | 0 | Work Paper SCE13HC032 Revision 2 | 834.75 | 2014 | 220.92 | 2014 | 0 | 0 | Work Paper SCE13HC032 Revision 2 | Com Mini Split Heat Pumps - Hot-Dry ¦ SDG&E ¦ Hot-Dry | Com Mini Split Heat Pumps - Hot-Dry | 0.017811 | 1 | 0.77778 | CBSA 2014 | -363.6215 | 2012 | 0.85 | na
COM-HVAC-30.77 | Com ¦ Ductless Mini Split Heat Pump (SEER 14) - Hot-Dry ¦ SDG&E ¦ Hot-Dry | Com ¦ Ductless Mini Split Heat Pump (SEER 14) - Hot-Dry | SDG&E ¦ Hot-Dry | SDG&E | All | Electric | Com ¦ Ductless Mini Split Heat Pump (SEER 14) - Hot-Dry ¦ Hot-Dry | Code |  |  | 0 | Conventional | HVAC | Com - Office (Large) | Com | ROB and NEW | 0 | 1000 sqft2 of floor space | Per Ton | 15 | DEER:HVAC_Split-Package_HP | 1344.133 | 0.29664 | 0 | Work Paper SCE13HC032 Revision 2 | 834.75 | 2014 | 220.92 | 2014 | 0 | 0 | Work Paper SCE13HC032 Revision 2 | Com Mini Split Heat Pumps - Hot-Dry ¦ SDG&E ¦ Hot-Dry | Com Mini Split Heat Pumps - Hot-Dry | 0.0047331 | 1 | 0.77778 | CBSA 2014 | -133.676 | 2012 | 0.85 | na
COM-HVAC-30.78 | Com ¦ Ductless Mini Split Heat Pump (SEER 14) - Hot-Dry ¦ SDG&E ¦ Hot-Dry | Com ¦ Ductless Mini Split Heat Pump (SEER 14) - Hot-Dry | SDG&E ¦ Hot-Dry | SDG&E | All | Electric | Com ¦ Ductless Mini Split Heat Pump (SEER 14) - Hot-Dry ¦ Hot-Dry | Code |  |  | 0 | Conventional | HVAC | Com - Office (Small) | Com | ROB and NEW | 0 | 1000 sqft2 of floor space | Per Ton | 15 | DEER:HVAC_Split-Package_HP | 1374.6515 | 0.32282 | 0 | Work Paper SCE13HC032 Revision 2 | 834.75 | 2014 | 220.92 | 2014 | 0 | 0 | Work Paper SCE13HC032 Revision 2 | Com Mini Split Heat Pumps - Hot-Dry ¦ SDG&E ¦ Hot-Dry | Com Mini Split Heat Pumps - Hot-Dry | 0.029049 | 1 | 0.77778 | CBSA 2014 | -63.0251 | 2012 | 0.85 | na
COM-HVAC-30.79 | Com ¦ Ductless Mini Split Heat Pump (SEER 14) - Hot-Dry ¦ SDG&E ¦ Hot-Dry | Com ¦ Ductless Mini Split Heat Pump (SEER 14) - Hot-Dry | SDG&E ¦ Hot-Dry | SDG&E | All | Electric | Com ¦ Ductless Mini Split Heat Pump (SEER 14) - Hot-Dry ¦ Hot-Dry | Code |  |  | 0 | Conventional | HVAC | Com - Other | Com | ROB and NEW | 0 | 1000 sqft2 of floor space | Per Ton | 15 | DEER:HVAC_Split-Package_HP | 1673.4165 | 0.26854 | 0 | Work Paper SCE13HC032 Revision 2 | 834.75 | 2014 | 220.92 | 2014 | 0 | 0 | Work Paper SCE13HC032 Revision 2 | Com Mini Split Heat Pumps - Hot-Dry ¦ SDG&E ¦ Hot-Dry | Com Mini Split Heat Pumps - Hot-Dry | 0.0021863 | 1 | 0.77778 | CBSA 2014 | -184.7861 | 2012 | 0.85 | na
COM-HVAC-30.80 | Com ¦ Ductless Mini Split Heat Pump (SEER 14) - Hot-Dry ¦ SDG&E ¦ Hot-Dry | Com ¦ Ductless Mini Split Heat Pump (SEER 14) - Hot-Dry | SDG&E ¦ Hot-Dry | SDG&E | All | Electric | Com ¦ Ductless Mini Split Heat Pump (SEER 14) - Hot-Dry ¦ Hot-Dry | Code |  |  | 0 | Conventional | HVAC | Com - Refrig. Warehouse | Com | ROB and NEW | 0 | 1000 sqft2 of floor space | Per Ton | 15 | DEER:HVAC_Split-Package_HP | 1931.8878 | 0.37957 | 0 | Work Paper SCE13HC032 Revision 2 | 834.75 | 2014 | 220.92 | 2014 | 0 | 0 | Work Paper SCE13HC032 Revision 2 | Com Mini Split Heat Pumps - Hot-Dry ¦ SDG&E ¦ Hot-Dry | Com Mini Split Heat Pumps - Hot-Dry | 0 | 1 | 0 | CBSA 2014 | -34.5197 | 2012 | 0.85 | na
COM-HVAC-30.81 | Com ¦ Ductless Mini Split Heat Pump (SEER 14) - Hot-Dry ¦ SDG&E ¦ Hot-Dry | Com ¦ Ductless Mini Split Heat Pump (SEER 14) - Hot-Dry | SDG&E ¦ Hot-Dry | SDG&E | All | Electric | Com ¦ Ductless Mini Split Heat Pump (SEER 14) - Hot-Dry ¦ Hot-Dry | Code |  |  | 0 | Conventional | HVAC | Com - Restaurant | Com | ROB and NEW | 0 | 1000 sqft2 of floor space | Per Ton | 15 | DEER:HVAC_Split-Package_HP | 1587.8518 | 0.29584 | 0 | Work Paper SCE13HC032 Revision 2 | 834.75 | 2014 | 220.92 | 2014 | 0 | 0 | Work Paper SCE13HC032 Revision 2 | Com Mini Split Heat Pumps - Hot-Dry ¦ SDG&E ¦ Hot-Dry | Com Mini Split Heat Pumps - Hot-Dry | 0.018542 | 1 | 0.77778 | CBSA 2014 | -28.2178 | 2012 | 0.85 | na
COM-HVAC-30.82 | Com ¦ Ductless Mini Split Heat Pump (SEER 14) - Hot-Dry ¦ SDG&E ¦ Hot-Dry | Com ¦ Ductless Mini Split Heat Pump (SEER 14) - Hot-Dry | SDG&E ¦ Hot-Dry | SDG&E | All | Electric | Com ¦ Ductless Mini Split Heat Pump (SEER 14) - Hot-Dry ¦ Hot-Dry | Code |  |  | 0 | Conventional | HVAC | Com - Retail | Com | ROB and NEW | 0 | 1000 sqft2 of floor space | Per Ton | 15 | DEER:HVAC_Split-Package_HP | 1648.0764 | 0.31666 | 0 | Work Paper SCE13HC032 Revision 2 | 834.75 | 2014 | 220.92 | 2014 | 0 | 0 | Work Paper SCE13HC032 Revision 2 | Com Mini Split Heat Pumps - Hot-Dry ¦ SDG&E ¦ Hot-Dry | Com Mini Split Heat Pumps - Hot-Dry | 0.0018256 | 1 | 0.77778 | CBSA 2014 | -578.9978 | 2012 | 0.85 | na
COM-HVAC-30.83 | Com ¦ Ductless Mini Split Heat Pump (SEER 14) - Hot-Dry ¦ SDG&E ¦ Hot-Dry | Com ¦ Ductless Mini Split Heat Pump (SEER 14) - Hot-Dry | SDG&E ¦ Hot-Dry | SDG&E | All | Electric | Com ¦ Ductless Mini Split Heat Pump (SEER 14) - Hot-Dry ¦ Hot-Dry | Code |  |  | 0 | Conventional | HVAC | Com - School | Com | ROB and NEW | 0 | 1000 sqft2 of floor space | Per Ton | 15 | DEER:HVAC_Split-Package_HP | 1159.2192 | 0.29045 | 0 | Work Paper SCE13HC032 Revision 2 | 834.75 | 2014 | 220.92 | 2014 | 0 | 0 | Work Paper SCE13HC032 Revision 2 | Com Mini Split Heat Pumps - Hot-Dry ¦ SDG&E ¦ Hot-Dry | Com Mini Split Heat Pumps - Hot-Dry | 0.017598 | 1 | 0.77778 | CBSA 2014 | -190.8609 | 2012 | 0.85 | na
COM-HVAC-30.84 | Com ¦ Ductless Mini Split Heat Pump (SEER 14) - Hot-Dry ¦ SDG&E ¦ Hot-Dry | Com ¦ Ductless Mini Split Heat Pump (SEER 14) - Hot-Dry | SDG&E ¦ Hot-Dry | SDG&E | All | Electric | Com ¦ Ductless Mini Split Heat Pump (SEER 14) - Hot-Dry ¦ Hot-Dry | Code |  |  | 0 | Conventional | HVAC | Com - Warehouse | Com | ROB and NEW | 0 | 1000 sqft2 of floor space | Per Ton | 15 | DEER:HVAC_Split-Package_HP | 1087.5936 | 0.19166 | 0 | Work Paper SCE13HC032 Revision 2 | 834.75 | 2014 | 220.92 | 2014 | 0 | 0 | Work Paper SCE13HC032 Revision 2 | Com Mini Split Heat Pumps - Hot-Dry ¦ SDG&E ¦ Hot-Dry | Com Mini Split Heat Pumps - Hot-Dry | 0.001425 | 1 | 0.77778 | CBSA 2014 | -325.9778 | 2012 | 0.85 | na
COM-HVAC-30.85 | Com ¦ Ductless Mini Split Heat Pump (SEER 14) - Marine ¦ SDG&E ¦ Marine | Com ¦ Ductless Mini Split Heat Pump (SEER 14) - Marine | SDG&E ¦ Marine | SDG&E | All | Electric | Com ¦ Ductless Mini Split Heat Pump (SEER 14) - Marine ¦ Marine | Code |  |  | 0 | Conventional | HVAC | Com - College | Com | ROB and NEW | 0 | 1000 sqft2 of floor space | Per Ton | 15 | DEER:HVAC_Split-Package_HP | 1396.8866 | 0.28096 | 0 | Work Paper SCE13HC032 Revision 2 | 834.75 | 2014 | 220.92 | 2014 | 0 | 0 | Work Paper SCE13HC032 Revision 2 | Com Mini Split Heat Pumps - Marine ¦ SDG&E ¦ Marine | Com Mini Split Heat Pumps - Marine | 0.048642 | 1 | 0.77778 | CBSA 2014 | -105.4622 | 2012 | 0.85 | na
COM-HVAC-30.86 | Com ¦ Ductless Mini Split Heat Pump (SEER 14) - Marine ¦ SDG&E ¦ Marine | Com ¦ Ductless Mini Split Heat Pump (SEER 14) - Marine | SDG&E ¦ Marine | SDG&E | All | Electric | Com ¦ Ductless Mini Split Heat Pump (SEER 14) - Marine ¦ Marine | Code |  |  | 0 | Conventional | HVAC | Com - Grocery | Com | ROB and NEW | 0 | 1000 sqft2 of floor space | Per Ton | 15 | DEER:HVAC_Split-Package_HP | 1366.9686 | 0.21294 | 0 | Work Paper SCE13HC032 Revision 2 | 834.75 | 2014 | 220.92 | 2014 | 0 | 0 | Work Paper SCE13HC032 Revision 2 | Com Mini Split Heat Pumps - Marine ¦ SDG&E ¦ Marine | Com Mini Split Heat Pumps - Marine | 0.013387 | 1 | 0.77778 | CBSA 2014 | -76.8904 | 2012 | 0.85 | na
COM-HVAC-30.87 | Com ¦ Ductless Mini Split Heat Pump (SEER 14) - Marine ¦ SDG&E ¦ Marine | Com ¦ Ductless Mini Split Heat Pump (SEER 14) - Marine | SDG&E ¦ Marine | SDG&E | All | Electric | Com ¦ Ductless Mini Split Heat Pump (SEER 14) - Marine ¦ Marine | Code |  |  | 0 | Conventional | HVAC | Com - Health | Com | ROB and NEW | 0 | 1000 sqft2 of floor space | Per Ton | 15 | DEER:HVAC_Split-Package_HP | 2078.1621 | 0.25801 | 0 | Work Paper SCE13HC032 Revision 2 | 834.75 | 2014 | 220.92 | 2014 | 0 | 0 | Work Paper SCE13HC032 Revision 2 | Com Mini Split Heat Pumps - Marine ¦ SDG&E ¦ Marine | Com Mini Split Heat Pumps - Marine | 0.040002 | 1 | 0.77778 | CBSA 2014 | -135.988 | 2012 | 0.85 | na
COM-HVAC-30.88 | Com ¦ Ductless Mini Split Heat Pump (SEER 14) - Marine ¦ SDG&E ¦ Marine | Com ¦ Ductless Mini Split Heat Pump (SEER 14) - Marine | SDG&E ¦ Marine | SDG&E | All | Electric | Com ¦ Ductless Mini Split Heat Pump (SEER 14) - Marine ¦ Marine | Code |  |  | 0 | Conventional | HVAC | Com - Lodging | Com | ROB and NEW | 0 | 1000 sqft2 of floor space | Per Ton | 15 | DEER:HVAC_Split-Package_HP | 2306.0349 | 0.30593 | 0 | Work Paper SCE13HC032 Revision 2 | 834.75 | 2014 | 220.92 | 2014 | 0 | 0 | Work Paper SCE13HC032 Revision 2 | Com Mini Split Heat Pumps - Marine ¦ SDG&E ¦ Marine | Com Mini Split Heat Pumps - Marine | 0.017811 | 1 | 0.77778 | CBSA 2014 | -363.6215 | 2012 | 0.85 | na
COM-HVAC-30.89 | Com ¦ Ductless Mini Split Heat Pump (SEER 14) - Marine ¦ SDG&E ¦ Marine | Com ¦ Ductless Mini Split Heat Pump (SEER 14) - Marine | SDG&E ¦ Marine | SDG&E | All | Electric | Com ¦ Ductless Mini Split Heat Pump (SEER 14) - Marine ¦ Marine | Code |  |  | 0 | Conventional | HVAC | Com - Office (Large) | Com | ROB and NEW | 0 | 1000 sqft2 of floor space | Per Ton | 15 | DEER:HVAC_Split-Package_HP | 1344.133 | 0.30133 | 0 | Work Paper SCE13HC032 Revision 2 | 834.75 | 2014 | 220.92 | 2014 | 0 | 0 | Work Paper SCE13HC032 Revision 2 | Com Mini Split Heat Pumps - Marine ¦ SDG&E ¦ Marine | Com Mini Split Heat Pumps - Marine | 0.0047331 | 1 | 0.77778 | CBSA 2014 | -133.676 | 2012 | 0.85 | na
COM-HVAC-30.90 | Com ¦ Ductless Mini Split Heat Pump (SEER 14) - Marine ¦ SDG&E ¦ Marine | Com ¦ Ductless Mini Split Heat Pump (SEER 14) - Marine | SDG&E ¦ Marine | SDG&E | All | Electric | Com ¦ Ductless Mini Split Heat Pump (SEER 14) - Marine ¦ Marine | Code |  |  | 0 | Conventional | HVAC | Com - Office (Small) | Com | ROB and NEW | 0 | 1000 sqft2 of floor space | Per Ton | 15 | DEER:HVAC_Split-Package_HP | 1374.6515 | 0.32293 | 0 | Work Paper SCE13HC032 Revision 2 | 834.75 | 2014 | 220.92 | 2014 | 0 | 0 | Work Paper SCE13HC032 Revision 2 | Com Mini Split Heat Pumps - Marine ¦ SDG&E ¦ Marine | Com Mini Split Heat Pumps - Marine | 0.029049 | 1 | 0.77778 | CBSA 2014 | -63.0251 | 2012 | 0.85 | na
COM-HVAC-30.91 | Com ¦ Ductless Mini Split Heat Pump (SEER 14) - Marine ¦ SDG&E ¦ Marine | Com ¦ Ductless Mini Split Heat Pump (SEER 14) - Marine | SDG&E ¦ Marine | SDG&E | All | Electric | Com ¦ Ductless Mini Split Heat Pump (SEER 14) - Marine ¦ Marine | Code |  |  | 0 | Conventional | HVAC | Com - Other | Com | ROB and NEW | 0 | 1000 sqft2 of floor space | Per Ton | 15 | DEER:HVAC_Split-Package_HP | 1673.4165 | 0.27115 | 0 | Work Paper SCE13HC032 Revision 2 | 834.75 | 2014 | 220.92 | 2014 | 0 | 0 | Work Paper SCE13HC032 Revision 2 | Com Mini Split Heat Pumps - Marine ¦ SDG&E ¦ Marine | Com Mini Split Heat Pumps - Marine | 0.0021863 | 1 | 0.77778 | CBSA 2014 | -184.7861 | 2012 | 0.85 | na
COM-HVAC-30.92 | Com ¦ Ductless Mini Split Heat Pump (SEER 14) - Marine ¦ SDG&E ¦ Marine | Com ¦ Ductless Mini Split Heat Pump (SEER 14) - Marine | SDG&E ¦ Marine | SDG&E | All | Electric | Com ¦ Ductless Mini Split Heat Pump (SEER 14) - Marine ¦ Marine | Code |  |  | 0 | Conventional | HVAC | Com - Refrig. Warehouse | Com | ROB and NEW | 0 | 1000 sqft2 of floor space | Per Ton | 15 | DEER:HVAC_Split-Package_HP | 1931.8878 | 0.39331 | 0 | Work Paper SCE13HC032 Revision 2 | 834.75 | 2014 | 220.92 | 2014 | 0 | 0 | Work Paper SCE13HC032 Revision 2 | Com Mini Split Heat Pumps - Marine ¦ SDG&E ¦ Marine | Com Mini Split Heat Pumps - Marine | 0 | 1 | 0 | CBSA 2014 | -34.5197 | 2012 | 0.85 | na
COM-HVAC-30.93 | Com ¦ Ductless Mini Split Heat Pump (SEER 14) - Marine ¦ SDG&E ¦ Marine | Com ¦ Ductless Mini Split Heat Pump (SEER 14) - Marine | SDG&E ¦ Marine | SDG&E | All | Electric | Com ¦ Ductless Mini Split Heat Pump (SEER 14) - Marine ¦ Marine | Code |  |  | 0 | Conventional | HVAC | Com - Restaurant | Com | ROB and NEW | 0 | 1000 sqft2 of floor space | Per Ton | 15 | DEER:HVAC_Split-Package_HP | 1587.8518 | 0.32272 | 0 | Work Paper SCE13HC032 Revision 2 | 834.75 | 2014 | 220.92 | 2014 | 0 | 0 | Work Paper SCE13HC032 Revision 2 | Com Mini Split Heat Pumps - Marine ¦ SDG&E ¦ Marine | Com Mini Split Heat Pumps - Marine | 0.018542 | 1 | 0.77778 | CBSA 2014 | -28.2178 | 2012 | 0.85 | na
COM-HVAC-30.94 | Com ¦ Ductless Mini Split Heat Pump (SEER 14) - Marine ¦ SDG&E ¦ Marine | Com ¦ Ductless Mini Split Heat Pump (SEER 14) - Marine | SDG&E ¦ Marine | SDG&E | All | Electric | Com ¦ Ductless Mini Split Heat Pump (SEER 14) - Marine ¦ Marine | Code |  |  | 0 | Conventional | HVAC | Com - Retail | Com | ROB and NEW | 0 | 1000 sqft2 of floor space | Per Ton | 15 | DEER:HVAC_Split-Package_HP | 1648.0764 | 0.31819 | 0 | Work Paper SCE13HC032 Revision 2 | 834.75 | 2014 | 220.92 | 2014 | 0 | 0 | Work Paper SCE13HC032 Revision 2 | Com Mini Split Heat Pumps - Marine ¦ SDG&E ¦ Marine | Com Mini Split Heat Pumps - Marine | 0.0018256 | 1 | 0.77778 | CBSA 2014 | -578.9978 | 2012 | 0.85 | na
COM-HVAC-30.95 | Com ¦ Ductless Mini Split Heat Pump (SEER 14) - Marine ¦ SDG&E ¦ Marine | Com ¦ Ductless Mini Split Heat Pump (SEER 14) - Marine | SDG&E ¦ Marine | SDG&E | All | Electric | Com ¦ Ductless Mini Split Heat Pump (SEER 14) - Marine ¦ Marine | Code |  |  | 0 | Conventional | HVAC | Com - School | Com | ROB and NEW | 0 | 1000 sqft2 of floor space | Per Ton | 15 | DEER:HVAC_Split-Package_HP | 1159.2192 | 0.19759 | 0 | Work Paper SCE13HC032 Revision 2 | 834.75 | 2014 | 220.92 | 2014 | 0 | 0 | Work Paper SCE13HC032 Revision 2 | Com Mini Split Heat Pumps - Marine ¦ SDG&E ¦ Marine | Com Mini Split Heat Pumps - Marine | 0.017598 | 1 | 0.77778 | CBSA 2014 | -190.8609 | 2012 | 0.85 | na
COM-HVAC-30.96 | Com ¦ Ductless Mini Split Heat Pump (SEER 14) - Marine ¦ SDG&E ¦ Marine | Com ¦ Ductless Mini Split Heat Pump (SEER 14) - Marine | SDG&E ¦ Marine | SDG&E | All | Electric | Com ¦ Ductless Mini Split Heat Pump (SEER 14) - Marine ¦ Marine | Code |  |  | 0 | Conventional | HVAC | Com - Warehouse | Com | ROB and NEW | 0 | 1000 sqft2 of floor space | Per Ton | 15 | DEER:HVAC_Split-Package_HP | 1087.5936 | 0.22234 | 0 | Work Paper SCE13HC032 Revision 2 | 834.75 | 2014 | 220.92 | 2014 | 0 | 0 | Work Paper SCE13HC032 Revision 2 | Com Mini Split Heat Pumps - Marine ¦ SDG&E ¦ Marine | Com Mini Split Heat Pumps - Marine | 0.001425 | 1 | 0.77778 | CBSA 2014 | -325.9778 | 2012 | 0.85 | na
COM-HVAC-32.1 | Com ¦ Ductless Mini Split Heat Pump (SEER 18) - Hot-Dry ¦ PG&E ¦ Hot-Dry | Com ¦ Ductless Mini Split Heat Pump (SEER 18) - Hot-Dry | PG&E ¦ Hot-Dry | PG&E | All | Electric | Com ¦ Ductless Mini Split Heat Pump (SEER 18) - Hot-Dry ¦ Hot-Dry | Efficient |  |  | 0 | Conventional | HVAC | Com - College | Com | ROB and NEW | 0 | 1000 sqft2 of floor space | Per Ton | 15 | DEER:HVAC_Split-Package_HP | 803.0994 | 0.20175 | 0 | Work Paper SCE13HC032 Revision 2 | 987.1579 | 2014 | 220.92 | 2014 | 0 | 0 | Work Paper SCE13HC032 Revision 2 | Com Mini Split Heat Pumps - Hot-Dry ¦ PG&E ¦ Hot-Dry | Com Mini Split Heat Pumps - Hot-Dry | 0.042796 | 1 | 0.25806 | CBSA 2014 | -60.6324 | 2032 | 0.85 | na
COM-HVAC-32.2 | Com ¦ Ductless Mini Split Heat Pump (SEER 18) - Hot-Dry ¦ PG&E ¦ Hot-Dry | Com ¦ Ductless Mini Split Heat Pump (SEER 18) - Hot-Dry | PG&E ¦ Hot-Dry | PG&E | All | Electric | Com ¦ Ductless Mini Split Heat Pump (SEER 18) - Hot-Dry ¦ Hot-Dry | Efficient |  |  | 0 | Conventional | HVAC | Com - Grocery | Com | ROB and NEW | 0 | 1000 sqft2 of floor space | Per Ton | 15 | DEER:HVAC_Split-Package_HP | 959.2426 | 0.083921 | 0 | Work Paper SCE13HC032 Revision 2 | 987.1579 | 2014 | 220.92 | 2014 | 0 | 0 | Work Paper SCE13HC032 Revision 2 | Com Mini Split Heat Pumps - Hot-Dry ¦ PG&E ¦ Hot-Dry | Com Mini Split Heat Pumps - Hot-Dry | 0.018272 | 1 | 0.25806 | CBSA 2014 | -53.9563 | 2032 | 0.85 | na
COM-HVAC-32.3 | Com ¦ Ductless Mini Split Heat Pump (SEER 18) - Hot-Dry ¦ PG&E ¦ Hot-Dry | Com ¦ Ductless Mini Split Heat Pump (SEER 18) - Hot-Dry | PG&E ¦ Hot-Dry | PG&E | All | Electric | Com ¦ Ductless Mini Split Heat Pump (SEER 18) - Hot-Dry ¦ Hot-Dry | Efficient |  |  | 0 | Conventional | HVAC | Com - Health | Com | ROB and NEW | 0 | 1000 sqft2 of floor space | Per Ton | 15 | DEER:HVAC_Split-Package_HP | 1086.2105 | 0.1348 | 0 | Work Paper SCE13HC032 Revision 2 | 987.1579 | 2014 | 220.92 | 2014 | 0 | 0 | Work Paper SCE13HC032 Revision 2 | Com Mini Split Heat Pumps - Hot-Dry ¦ PG&E ¦ Hot-Dry | Com Mini Split Heat Pumps - Hot-Dry | 0.033998 | 1 | 0.25806 | CBSA 2014 | -71.078 | 2032 | 0.85 | na
COM-HVAC-32.4 | Com ¦ Ductless Mini Split Heat Pump (SEER 18) - Hot-Dry ¦ PG&E ¦ Hot-Dry | Com ¦ Ductless Mini Split Heat Pump (SEER 18) - Hot-Dry | PG&E ¦ Hot-Dry | PG&E | All | Electric | Com ¦ Ductless Mini Split Heat Pump (SEER 18) - Hot-Dry ¦ Hot-Dry | Efficient |  |  | 0 | Conventional | HVAC | Com - Lodging | Com | ROB and NEW | 0 | 1000 sqft2 of floor space | Per Ton | 15 | DEER:HVAC_Split-Package_HP | 1437.6362 | 0.18819 | 0 | Work Paper SCE13HC032 Revision 2 | 987.1579 | 2014 | 220.92 | 2014 | 0 | 0 | Work Paper SCE13HC032 Revision 2 | Com Mini Split Heat Pumps - Hot-Dry ¦ PG&E ¦ Hot-Dry | Com Mini Split Heat Pumps - Hot-Dry | 0.018626 | 1 | 0.25806 | CBSA 2014 | -226.6902 | 2032 | 0.85 | na
COM-HVAC-32.5 | Com ¦ Ductless Mini Split Heat Pump (SEER 18) - Hot-Dry ¦ PG&E ¦ Hot-Dry | Com ¦ Ductless Mini Split Heat Pump (SEER 18) - Hot-Dry | PG&E ¦ Hot-Dry | PG&E | All | Electric | Com ¦ Ductless Mini Split Heat Pump (SEER 18) - Hot-Dry ¦ Hot-Dry | Efficient |  |  | 0 | Conventional | HVAC | Com - Office (Large) | Com | ROB and NEW | 0 | 1000 sqft2 of floor space | Per Ton | 15 | DEER:HVAC_Split-Package_HP | 878.2362 | 0.15934 | 0 | Work Paper SCE13HC032 Revision 2 | 987.1579 | 2014 | 220.92 | 2014 | 0 | 0 | Work Paper SCE13HC032 Revision 2 | Com Mini Split Heat Pumps - Hot-Dry ¦ PG&E ¦ Hot-Dry | Com Mini Split Heat Pumps - Hot-Dry | 0.0041807 | 1 | 0.25806 | CBSA 2014 | -87.3418 | 2032 | 0.85 | na
COM-HVAC-32.6 | Com ¦ Ductless Mini Split Heat Pump (SEER 18) - Hot-Dry ¦ PG&E ¦ Hot-Dry | Com ¦ Ductless Mini Split Heat Pump (SEER 18) - Hot-Dry | PG&E ¦ Hot-Dry | PG&E | All | Electric | Com ¦ Ductless Mini Split Heat Pump (SEER 18) - Hot-Dry ¦ Hot-Dry | Efficient |  |  | 0 | Conventional | HVAC | Com - Office (Small) | Com | ROB and NEW | 0 | 1000 sqft2 of floor space | Per Ton | 15 | DEER:HVAC_Split-Package_HP | 950.8806 | 0.1553 | 0 | Work Paper SCE13HC032 Revision 2 | 987.1579 | 2014 | 220.92 | 2014 | 0 | 0 | Work Paper SCE13HC032 Revision 2 | Com Mini Split Heat Pumps - Hot-Dry ¦ PG&E ¦ Hot-Dry | Com Mini Split Heat Pumps - Hot-Dry | 0.025672 | 1 | 0.25806 | CBSA 2014 | -43.596 | 2032 | 0.85 | na
COM-HVAC-32.7 | Com ¦ Ductless Mini Split Heat Pump (SEER 18) - Hot-Dry ¦ PG&E ¦ Hot-Dry | Com ¦ Ductless Mini Split Heat Pump (SEER 18) - Hot-Dry | PG&E ¦ Hot-Dry | PG&E | All | Electric | Com ¦ Ductless Mini Split Heat Pump (SEER 18) - Hot-Dry ¦ Hot-Dry | Efficient |  |  | 0 | Conventional | HVAC | Com - Other | Com | ROB and NEW | 0 | 1000 sqft2 of floor space | Per Ton | 15 | DEER:HVAC_Split-Package_HP | 1088.05 | 0.22066 | 0 | Work Paper SCE13HC032 Revision 2 | 987.1579 | 2014 | 220.92 | 2014 | 0 | 0 | Work Paper SCE13HC032 Revision 2 | Com Mini Split Heat Pumps - Hot-Dry ¦ PG&E ¦ Hot-Dry | Com Mini Split Heat Pumps - Hot-Dry | 0.001539 | 1 | 0.25806 | CBSA 2014 | -120.1473 | 2032 | 0.85 | na
COM-HVAC-32.8 | Com ¦ Ductless Mini Split Heat Pump (SEER 18) - Hot-Dry ¦ PG&E ¦ Hot-Dry | Com ¦ Ductless Mini Split Heat Pump (SEER 18) - Hot-Dry | PG&E ¦ Hot-Dry | PG&E | All | Electric | Com ¦ Ductless Mini Split Heat Pump (SEER 18) - Hot-Dry ¦ Hot-Dry | Efficient |  |  | 0 | Conventional | HVAC | Com - Refrig. Warehouse | Com | ROB and NEW | 0 | 1000 sqft2 of floor space | Per Ton | 15 | DEER:HVAC_Split-Package_HP | 1929.9559 | 0.40957 | 0 | Work Paper SCE13HC032 Revision 2 | 987.1579 | 2014 | 220.92 | 2014 | 0 | 0 | Work Paper SCE13HC032 Revision 2 | Com Mini Split Heat Pumps - Hot-Dry ¦ PG&E ¦ Hot-Dry | Com Mini Split Heat Pumps - Hot-Dry | 0 | 1 | 0 | CBSA 2014 | -34.4852 | 2032 | 0.85 | na
COM-HVAC-32.9 | Com ¦ Ductless Mini Split Heat Pump (SEER 18) - Hot-Dry ¦ PG&E ¦ Hot-Dry | Com ¦ Ductless Mini Split Heat Pump (SEER 18) - Hot-Dry | PG&E ¦ Hot-Dry | PG&E | All | Electric | Com ¦ Ductless Mini Split Heat Pump (SEER 18) - Hot-Dry ¦ Hot-Dry | Efficient |  |  | 0 | Conventional | HVAC | Com - Restaurant | Com | ROB and NEW | 0 | 1000 sqft2 of floor space | Per Ton | 15 | DEER:HVAC_Split-Package_HP | 1044.9006 | 0.25799 | 0 | Work Paper SCE13HC032 Revision 2 | 987.1579 | 2014 | 220.92 | 2014 | 0 | 0 | Work Paper SCE13HC032 Revision 2 | Com Mini Split Heat Pumps - Hot-Dry ¦ PG&E ¦ Hot-Dry | Com Mini Split Heat Pumps - Hot-Dry | 0.019349 | 1 | 0.25806 | CBSA 2014 | -18.569 | 2032 | 0.85 | na
COM-HVAC-32.10 | Com ¦ Ductless Mini Split Heat Pump (SEER 18) - Hot-Dry ¦ PG&E ¦ Hot-Dry | Com ¦ Ductless Mini Split Heat Pump (SEER 18) - Hot-Dry | PG&E ¦ Hot-Dry | PG&E | All | Electric | Com ¦ Ductless Mini Split Heat Pump (SEER 18) - Hot-Dry ¦ Hot-Dry | Efficient |  |  | 0 | Conventional | HVAC | Com - Retail | Com | ROB and NEW | 0 | 1000 sqft2 of floor space | Per Ton | 15 | DEER:HVAC_Split-Package_HP | 1062.7696 | 0.19223 | 0 | Work Paper SCE13HC032 Revision 2 | 987.1579 | 2014 | 220.92 | 2014 | 0 | 0 | Work Paper SCE13HC032 Revision 2 | Com Mini Split Heat Pumps - Hot-Dry ¦ PG&E ¦ Hot-Dry | Com Mini Split Heat Pumps - Hot-Dry | 0.0098562 | 1 | 0.25806 | CBSA 2014 | -373.3694 | 2032 | 0.85 | na
COM-HVAC-32.11 | Com ¦ Ductless Mini Split Heat Pump (SEER 18) - Hot-Dry ¦ PG&E ¦ Hot-Dry | Com ¦ Ductless Mini Split Heat Pump (SEER 18) - Hot-Dry | PG&E ¦ Hot-Dry | PG&E | All | Electric | Com ¦ Ductless Mini Split Heat Pump (SEER 18) - Hot-Dry ¦ Hot-Dry | Efficient |  |  | 0 | Conventional | HVAC | Com - School | Com | ROB and NEW | 0 | 1000 sqft2 of floor space | Per Ton | 15 | DEER:HVAC_Split-Package_HP | 794.8907 | 0.043318 | 0 | Work Paper SCE13HC032 Revision 2 | 987.1579 | 2014 | 220.92 | 2014 | 0 | 0 | Work Paper SCE13HC032 Revision 2 | Com Mini Split Heat Pumps - Hot-Dry ¦ PG&E ¦ Hot-Dry | Com Mini Split Heat Pumps - Hot-Dry | 0.0052751 | 1 | 0.25806 | CBSA 2014 | -130.8756 | 2032 | 0.85 | na
COM-HVAC-32.12 | Com ¦ Ductless Mini Split Heat Pump (SEER 18) - Hot-Dry ¦ PG&E ¦ Hot-Dry | Com ¦ Ductless Mini Split Heat Pump (SEER 18) - Hot-Dry | PG&E ¦ Hot-Dry | PG&E | All | Electric | Com ¦ Ductless Mini Split Heat Pump (SEER 18) - Hot-Dry ¦ Hot-Dry | Efficient |  |  | 0 | Conventional | HVAC | Com - Warehouse | Com | ROB and NEW | 0 | 1000 sqft2 of floor space | Per Ton | 15 | DEER:HVAC_Split-Package_HP | 804.3202 | 0.18437 | 0 | Work Paper SCE13HC032 Revision 2 | 987.1579 | 2014 | 220.92 | 2014 | 0 | 0 | Work Paper SCE13HC032 Revision 2 | Com Mini Split Heat Pumps - Hot-Dry ¦ PG&E ¦ Hot-Dry | Com Mini Split Heat Pumps - Hot-Dry | 0.0026655 | 1 | 0.25806 | CBSA 2014 | -241.074 | 2032 | 0.85 | na
COM-HVAC-32.13 | Com ¦ Ductless Mini Split Heat Pump (SEER 18) - Marine ¦ PG&E ¦ Marine | Com ¦ Ductless Mini Split Heat Pump (SEER 18) - Marine | PG&E ¦ Marine | PG&E | All | Electric | Com ¦ Ductless Mini Split Heat Pump (SEER 18) - Marine ¦ Marine | Efficient |  |  | 0 | Conventional | HVAC | Com - College | Com | ROB and NEW | 0 | 1000 sqft2 of floor space | Per Ton | 15 | DEER:HVAC_Split-Package_HP | 875.5779 | 0.08424 | 0 | Work Paper SCE13HC032 Revision 2 | 987.1579 | 2014 | 220.92 | 2014 | 0 | 0 | Work Paper SCE13HC032 Revision 2 | Com Mini Split Heat Pumps - Marine ¦ PG&E ¦ Marine | Com Mini Split Heat Pumps - Marine | 0.042796 | 1 | 0.25806 | CBSA 2014 | -66.1044 | 2032 | 0.85 | na
COM-HVAC-32.14 | Com ¦ Ductless Mini Split Heat Pump (SEER 18) - Marine ¦ PG&E ¦ Marine | Com ¦ Ductless Mini Split Heat Pump (SEER 18) - Marine | PG&E ¦ Marine | PG&E | All | Electric | Com ¦ Ductless Mini Split Heat Pump (SEER 18) - Marine ¦ Marine | Efficient |  |  | 0 | Conventional | HVAC | Com - Grocery | Com | ROB and NEW | 0 | 1000 sqft2 of floor space | Per Ton | 15 | DEER:HVAC_Split-Package_HP | 1120.9647 | 0.047673 | 0 | Work Paper SCE13HC032 Revision 2 | 987.1579 | 2014 | 220.92 | 2014 | 0 | 0 | Work Paper SCE13HC032 Revision 2 | Com Mini Split Heat Pumps - Marine ¦ PG&E ¦ Marine | Com Mini Split Heat Pumps - Marine | 0.018272 | 1 | 0.25806 | CBSA 2014 | -63.0529 | 2032 | 0.85 | na
COM-HVAC-32.15 | Com ¦ Ductless Mini Split Heat Pump (SEER 18) - Marine ¦ PG&E ¦ Marine | Com ¦ Ductless Mini Split Heat Pump (SEER 18) - Marine | PG&E ¦ Marine | PG&E | All | Electric | Com ¦ Ductless Mini Split Heat Pump (SEER 18) - Marine ¦ Marine | Efficient |  |  | 0 | Conventional | HVAC | Com - Health | Com | ROB and NEW | 0 | 1000 sqft2 of floor space | Per Ton | 15 | DEER:HVAC_Split-Package_HP | 1140.6808 | 0.1146 | 0 | Work Paper SCE13HC032 Revision 2 | 987.1579 | 2014 | 220.92 | 2014 | 0 | 0 | Work Paper SCE13HC032 Revision 2 | Com Mini Split Heat Pumps - Marine ¦ PG&E ¦ Marine | Com Mini Split Heat Pumps - Marine | 0.033998 | 1 | 0.25806 | CBSA 2014 | -74.6424 | 2032 | 0.85 | na
COM-HVAC-32.16 | Com ¦ Ductless Mini Split Heat Pump (SEER 18) - Marine ¦ PG&E ¦ Marine | Com ¦ Ductless Mini Split Heat Pump (SEER 18) - Marine | PG&E ¦ Marine | PG&E | All | Electric | Com ¦ Ductless Mini Split Heat Pump (SEER 18) - Marine ¦ Marine | Efficient |  |  | 0 | Conventional | HVAC | Com - Lodging | Com | ROB and NEW | 0 | 1000 sqft2 of floor space | Per Ton | 15 | DEER:HVAC_Split-Package_HP | 1497.0676 | 0.19097 | 0 | Work Paper SCE13HC032 Revision 2 | 987.1579 | 2014 | 220.92 | 2014 | 0 | 0 | Work Paper SCE13HC032 Revision 2 | Com Mini Split Heat Pumps - Marine ¦ PG&E ¦ Marine | Com Mini Split Heat Pumps - Marine | 0.018626 | 1 | 0.25806 | CBSA 2014 | -236.0614 | 2032 | 0.85 | na
COM-HVAC-32.17 | Com ¦ Ductless Mini Split Heat Pump (SEER 18) - Marine ¦ PG&E ¦ Marine | Com ¦ Ductless Mini Split Heat Pump (SEER 18) - Marine | PG&E ¦ Marine | PG&E | All | Electric | Com ¦ Ductless Mini Split Heat Pump (SEER 18) - Marine ¦ Marine | Efficient |  |  | 0 | Conventional | HVAC | Com - Office (Large) | Com | ROB and NEW | 0 | 1000 sqft2 of floor space | Per Ton | 15 | DEER:HVAC_Split-Package_HP | 935.1384 | 0.11678 | 0 | Work Paper SCE13HC032 Revision 2 | 987.1579 | 2014 | 220.92 | 2014 | 0 | 0 | Work Paper SCE13HC032 Revision 2 | Com Mini Split Heat Pumps - Marine ¦ PG&E ¦ Marine | Com Mini Split Heat Pumps - Marine | 0.0041807 | 1 | 0.25806 | CBSA 2014 | -93.0009 | 2032 | 0.85 | na
COM-HVAC-32.18 | Com ¦ Ductless Mini Split Heat Pump (SEER 18) - Marine ¦ PG&E ¦ Marine | Com ¦ Ductless Mini Split Heat Pump (SEER 18) - Marine | PG&E ¦ Marine | PG&E | All | Electric | Com ¦ Ductless Mini Split Heat Pump (SEER 18) - Marine ¦ Marine | Efficient |  |  | 0 | Conventional | HVAC | Com - Office (Small) | Com | ROB and NEW | 0 | 1000 sqft2 of floor space | Per Ton | 15 | DEER:HVAC_Split-Package_HP | 1004.788 | 0.09093 | 0 | Work Paper SCE13HC032 Revision 2 | 987.1579 | 2014 | 220.92 | 2014 | 0 | 0 | Work Paper SCE13HC032 Revision 2 | Com Mini Split Heat Pumps - Marine ¦ PG&E ¦ Marine | Com Mini Split Heat Pumps - Marine | 0.025672 | 1 | 0.25806 | CBSA 2014 | -46.0676 | 2032 | 0.85 | na
COM-HVAC-32.19 | Com ¦ Ductless Mini Split Heat Pump (SEER 18) - Marine ¦ PG&E ¦ Marine | Com ¦ Ductless Mini Split Heat Pump (SEER 18) - Marine | PG&E ¦ Marine | PG&E | All | Electric | Com ¦ Ductless Mini Split Heat Pump (SEER 18) - Marine ¦ Marine | Efficient |  |  | 0 | Conventional | HVAC | Com - Other | Com | ROB and NEW | 0 | 1000 sqft2 of floor space | Per Ton | 15 | DEER:HVAC_Split-Package_HP | 1275.2283 | 0.081137 | 0 | Work Paper SCE13HC032 Revision 2 | 987.1579 | 2014 | 220.92 | 2014 | 0 | 0 | Work Paper SCE13HC032 Revision 2 | Com Mini Split Heat Pumps - Marine ¦ PG&E ¦ Marine | Com Mini Split Heat Pumps - Marine | 0.001539 | 1 | 0.25806 | CBSA 2014 | -140.8164 | 2032 | 0.85 | na
COM-HVAC-32.20 | Com ¦ Ductless Mini Split Heat Pump (SEER 18) - Marine ¦ PG&E ¦ Marine | Com ¦ Ductless Mini Split Heat Pump (SEER 18) - Marine | PG&E ¦ Marine | PG&E | All | Electric | Com ¦ Ductless Mini Split Heat Pump (SEER 18) - Marine ¦ Marine | Efficient |  |  | 0 | Conventional | HVAC | Com - Refrig. Warehouse | Com | ROB and NEW | 0 | 1000 sqft2 of floor space | Per Ton | 15 | DEER:HVAC_Split-Package_HP | 1929.9559 | 0.35 | 0 | Work Paper SCE13HC032 Revision 2 | 987.1579 | 2014 | 220.92 | 2014 | 0 | 0 | Work Paper SCE13HC032 Revision 2 | Com Mini Split Heat Pumps - Marine ¦ PG&E ¦ Marine | Com Mini Split Heat Pumps - Marine | 0 | 1 | 0 | CBSA 2014 | -34.4852 | 2032 | 0.85 | na
COM-HVAC-32.21 | Com ¦ Ductless Mini Split Heat Pump (SEER 18) - Marine ¦ PG&E ¦ Marine | Com ¦ Ductless Mini Split Heat Pump (SEER 18) - Marine | PG&E ¦ Marine | PG&E | All | Electric | Com ¦ Ductless Mini Split Heat Pump (SEER 18) - Marine ¦ Marine | Efficient |  |  | 0 | Conventional | HVAC | Com - Restaurant | Com | ROB and NEW | 0 | 1000 sqft2 of floor space | Per Ton | 15 | DEER:HVAC_Split-Package_HP | 1179.2946 | 0.11686 | 0 | Work Paper SCE13HC032 Revision 2 | 987.1579 | 2014 | 220.92 | 2014 | 0 | 0 | Work Paper SCE13HC032 Revision 2 | Com Mini Split Heat Pumps - Marine ¦ PG&E ¦ Marine | Com Mini Split Heat Pumps - Marine | 0.019349 | 1 | 0.25806 | CBSA 2014 | -20.9573 | 2032 | 0.85 | na
COM-HVAC-32.22 | Com ¦ Ductless Mini Split Heat Pump (SEER 18) - Marine ¦ PG&E ¦ Marine | Com ¦ Ductless Mini Split Heat Pump (SEER 18) - Marine | PG&E ¦ Marine | PG&E | All | Electric | Com ¦ Ductless Mini Split Heat Pump (SEER 18) - Marine ¦ Marine | Efficient |  |  | 0 | Conventional | HVAC | Com - Retail | Com | ROB and NEW | 0 | 1000 sqft2 of floor space | Per Ton | 15 | DEER:HVAC_Split-Package_HP | 1125.4878 | 0.15043 | 0 | Work Paper SCE13HC032 Revision 2 | 987.1579 | 2014 | 220.92 | 2014 | 0 | 0 | Work Paper SCE13HC032 Revision 2 | Com Mini Split Heat Pumps - Marine ¦ PG&E ¦ Marine | Com Mini Split Heat Pumps - Marine | 0.0098562 | 1 | 0.25806 | CBSA 2014 | -395.4033 | 2032 | 0.85 | na
COM-HVAC-32.23 | Com ¦ Ductless Mini Split Heat Pump (SEER 18) - Marine ¦ PG&E ¦ Marine | Com ¦ Ductless Mini Split Heat Pump (SEER 18) - Marine | PG&E ¦ Marine | PG&E | All | Electric | Com ¦ Ductless Mini Split Heat Pump (SEER 18) - Marine ¦ Marine | Efficient |  |  | 0 | Conventional | HVAC | Com - School | Com | ROB and NEW | 0 | 1000 sqft2 of floor space | Per Ton | 15 | DEER:HVAC_Split-Package_HP | 877.5546 | -0.00033795 | 0 | Work Paper SCE13HC032 Revision 2 | 987.1579 | 2014 | 220.92 | 2014 | 0 | 0 | Work Paper SCE13HC032 Revision 2 | Com Mini Split Heat Pumps - Marine ¦ PG&E ¦ Marine | Com Mini Split Heat Pumps - Marine | 0.0052751 | 1 | 0.25806 | CBSA 2014 | -144.4859 | 2032 | 0.85 | na
COM-HVAC-32.24 | Com ¦ Ductless Mini Split Heat Pump (SEER 18) - Marine ¦ PG&E ¦ Marine | Com ¦ Ductless Mini Split Heat Pump (SEER 18) - Marine | PG&E ¦ Marine | PG&E | All | Electric | Com ¦ Ductless Mini Split Heat Pump (SEER 18) - Marine ¦ Marine | Efficient |  |  | 0 | Conventional | HVAC | Com - Warehouse | Com | ROB and NEW | 0 | 1000 sqft2 of floor space | Per Ton | 15 | DEER:HVAC_Split-Package_HP | 839.4289 | 0.057824 | 0 | Work Paper SCE13HC032 Revision 2 | 987.1579 | 2014 | 220.92 | 2014 | 0 | 0 | Work Paper SCE13HC032 Revision 2 | Com Mini Split Heat Pumps - Marine ¦ PG&E ¦ Marine | Com Mini Split Heat Pumps - Marine | 0.0026655 | 1 | 0.25806 | CBSA 2014 | -251.5969 | 2032 | 0.85 | na
COM-HVAC-32.25 | Com ¦ Ductless Mini Split Heat Pump (SEER 18) - Cold ¦ PG&E ¦ Cold | Com ¦ Ductless Mini Split Heat Pump (SEER 18) - Cold | PG&E ¦ Cold | PG&E | All | Electric | Com ¦ Ductless Mini Split Heat Pump (SEER 18) - Cold ¦ Cold | Efficient |  |  | 0 | Conventional | HVAC | Com - College | Com | ROB and NEW | 0 | 1000 sqft2 of floor space | Per Ton | 15 | DEER:HVAC_Split-Package_HP | 832.6422 | 0.13592 | 0 | Work Paper SCE13HC032 Revision 2 | 987.1579 | 2014 | 220.92 | 2014 | 0 | 0 | Work Paper SCE13HC032 Revision 2 | Com Mini Split Heat Pumps - Cold ¦ PG&E ¦ Cold | Com Mini Split Heat Pumps - Cold | 0.042796 | 1 | 0.25806 | CBSA 2014 | -62.8629 | 2032 | 0.85 | na
COM-HVAC-32.26 | Com ¦ Ductless Mini Split Heat Pump (SEER 18) - Cold ¦ PG&E ¦ Cold | Com ¦ Ductless Mini Split Heat Pump (SEER 18) - Cold | PG&E ¦ Cold | PG&E | All | Electric | Com ¦ Ductless Mini Split Heat Pump (SEER 18) - Cold ¦ Cold | Efficient |  |  | 0 | Conventional | HVAC | Com - Grocery | Com | ROB and NEW | 0 | 1000 sqft2 of floor space | Per Ton | 15 | DEER:HVAC_Split-Package_HP | 1074.5444 | 0.078203 | 0 | Work Paper SCE13HC032 Revision 2 | 987.1579 | 2014 | 220.92 | 2014 | 0 | 0 | Work Paper SCE13HC032 Revision 2 | Com Mini Split Heat Pumps - Cold ¦ PG&E ¦ Cold | Com Mini Split Heat Pumps - Cold | 0.018272 | 1 | 0.25806 | CBSA 2014 | -60.4419 | 2032 | 0.85 | na
COM-HVAC-32.27 | Com ¦ Ductless Mini Split Heat Pump (SEER 18) - Cold ¦ PG&E ¦ Cold | Com ¦ Ductless Mini Split Heat Pump (SEER 18) - Cold | PG&E ¦ Cold | PG&E | All | Electric | Com ¦ Ductless Mini Split Heat Pump (SEER 18) - Cold ¦ Cold | Efficient |  |  | 0 | Conventional | HVAC | Com - Health | Com | ROB and NEW | 0 | 1000 sqft2 of floor space | Per Ton | 15 | DEER:HVAC_Split-Package_HP | 1146.7858 | 0.10323 | 0 | Work Paper SCE13HC032 Revision 2 | 987.1579 | 2014 | 220.92 | 2014 | 0 | 0 | Work Paper SCE13HC032 Revision 2 | Com Mini Split Heat Pumps - Cold ¦ PG&E ¦ Cold | Com Mini Split Heat Pumps - Cold | 0.033998 | 1 | 0.25806 | CBSA 2014 | -75.0419 | 2032 | 0.85 | na
COM-HVAC-32.28 | Com ¦ Ductless Mini Split Heat Pump (SEER 18) - Cold ¦ PG&E ¦ Cold | Com ¦ Ductless Mini Split Heat Pump (SEER 18) - Cold | PG&E ¦ Cold | PG&E | All | Electric | Com ¦ Ductless Mini Split Heat Pump (SEER 18) - Cold ¦ Cold | Efficient |  |  | 0 | Conventional | HVAC | Com - Lodging | Com | ROB and NEW | 0 | 1000 sqft2 of floor space | Per Ton | 15 | DEER:HVAC_Split-Package_HP | 1498.4497 | 0.16891 | 0 | Work Paper SCE13HC032 Revision 2 | 987.1579 | 2014 | 220.92 | 2014 | 0 | 0 | Work Paper SCE13HC032 Revision 2 | Com Mini Split Heat Pumps - Cold ¦ PG&E ¦ Cold | Com Mini Split Heat Pumps - Cold | 0.018626 | 1 | 0.25806 | CBSA 2014 | -236.2794 | 2032 | 0.85 | na
COM-HVAC-32.29 | Com ¦ Ductless Mini Split Heat Pump (SEER 18) - Cold ¦ PG&E ¦ Cold | Com ¦ Ductless Mini Split Heat Pump (SEER 18) - Cold | PG&E ¦ Cold | PG&E | All | Electric | Com ¦ Ductless Mini Split Heat Pump (SEER 18) - Cold ¦ Cold | Efficient |  |  | 0 | Conventional | HVAC | Com - Office (Large) | Com | ROB and NEW | 0 | 1000 sqft2 of floor space | Per Ton | 15 | DEER:HVAC_Split-Package_HP | 920.1641 | 0.15181 | 0 | Work Paper SCE13HC032 Revision 2 | 987.1579 | 2014 | 220.92 | 2014 | 0 | 0 | Work Paper SCE13HC032 Revision 2 | Com Mini Split Heat Pumps - Cold ¦ PG&E ¦ Cold | Com Mini Split Heat Pumps - Cold | 0.0041807 | 1 | 0.25806 | CBSA 2014 | -91.5116 | 2032 | 0.85 | na
COM-HVAC-32.30 | Com ¦ Ductless Mini Split Heat Pump (SEER 18) - Cold ¦ PG&E ¦ Cold | Com ¦ Ductless Mini Split Heat Pump (SEER 18) - Cold | PG&E ¦ Cold | PG&E | All | Electric | Com ¦ Ductless Mini Split Heat Pump (SEER 18) - Cold ¦ Cold | Efficient |  |  | 0 | Conventional | HVAC | Com - Office (Small) | Com | ROB and NEW | 0 | 1000 sqft2 of floor space | Per Ton | 15 | DEER:HVAC_Split-Package_HP | 1009.2803 | 0.15125 | 0 | Work Paper SCE13HC032 Revision 2 | 987.1579 | 2014 | 220.92 | 2014 | 0 | 0 | Work Paper SCE13HC032 Revision 2 | Com Mini Split Heat Pumps - Cold ¦ PG&E ¦ Cold | Com Mini Split Heat Pumps - Cold | 0.025672 | 1 | 0.25806 | CBSA 2014 | -46.2735 | 2032 | 0.85 | na
COM-HVAC-32.31 | Com ¦ Ductless Mini Split Heat Pump (SEER 18) - Cold ¦ PG&E ¦ Cold | Com ¦ Ductless Mini Split Heat Pump (SEER 18) - Cold | PG&E ¦ Cold | PG&E | All | Electric | Com ¦ Ductless Mini Split Heat Pump (SEER 18) - Cold ¦ Cold | Efficient |  |  | 0 | Conventional | HVAC | Com - Other | Com | ROB and NEW | 0 | 1000 sqft2 of floor space | Per Ton | 15 | DEER:HVAC_Split-Package_HP | 1201.8544 | 0.14994 | 0 | Work Paper SCE13HC032 Revision 2 | 987.1579 | 2014 | 220.92 | 2014 | 0 | 0 | Work Paper SCE13HC032 Revision 2 | Com Mini Split Heat Pumps - Cold ¦ PG&E ¦ Cold | Com Mini Split Heat Pumps - Cold | 0.001539 | 1 | 0.25806 | CBSA 2014 | -132.7141 | 2032 | 0.85 | na
COM-HVAC-32.32 | Com ¦ Ductless Mini Split Heat Pump (SEER 18) - Cold ¦ PG&E ¦ Cold | Com ¦ Ductless Mini Split Heat Pump (SEER 18) - Cold | PG&E ¦ Cold | PG&E | All | Electric | Com ¦ Ductless Mini Split Heat Pump (SEER 18) - Cold ¦ Cold | Efficient |  |  | 0 | Conventional | HVAC | Com - Refrig. Warehouse | Com | ROB and NEW | 0 | 1000 sqft2 of floor space | Per Ton | 15 | DEER:HVAC_Split-Package_HP | 1929.9559 | 0.30387 | 0 | Work Paper SCE13HC032 Revision 2 | 987.1579 | 2014 | 220.92 | 2014 | 0 | 0 | Work Paper SCE13HC032 Revision 2 | Com Mini Split Heat Pumps - Cold ¦ PG&E ¦ Cold | Com Mini Split Heat Pumps - Cold | 0 | 1 | 0 | CBSA 2014 | -34.4852 | 2032 | 0.85 | na
COM-HVAC-32.33 | Com ¦ Ductless Mini Split Heat Pump (SEER 18) - Cold ¦ PG&E ¦ Cold | Com ¦ Ductless Mini Split Heat Pump (SEER 18) - Cold | PG&E ¦ Cold | PG&E | All | Electric | Com ¦ Ductless Mini Split Heat Pump (SEER 18) - Cold ¦ Cold | Efficient |  |  | 0 | Conventional | HVAC | Com - Restaurant | Com | ROB and NEW | 0 | 1000 sqft2 of floor space | Per Ton | 15 | DEER:HVAC_Split-Package_HP | 1170.6844 | 0.19301 | 0 | Work Paper SCE13HC032 Revision 2 | 987.1579 | 2014 | 220.92 | 2014 | 0 | 0 | Work Paper SCE13HC032 Revision 2 | Com Mini Split Heat Pumps - Cold ¦ PG&E ¦ Cold | Com Mini Split Heat Pumps - Cold | 0.019349 | 1 | 0.25806 | CBSA 2014 | -20.8043 | 2032 | 0.85 | na
COM-HVAC-32.34 | Com ¦ Ductless Mini Split Heat Pump (SEER 18) - Cold ¦ PG&E ¦ Cold | Com ¦ Ductless Mini Split Heat Pump (SEER 18) - Cold | PG&E ¦ Cold | PG&E | All | Electric | Com ¦ Ductless Mini Split Heat Pump (SEER 18) - Cold ¦ Cold | Efficient |  |  | 0 | Conventional | HVAC | Com - Retail | Com | ROB and NEW | 0 | 1000 sqft2 of floor space | Per Ton | 15 | DEER:HVAC_Split-Package_HP | 1130.1478 | 0.16657 | 0 | Work Paper SCE13HC032 Revision 2 | 987.1579 | 2014 | 220.92 | 2014 | 0 | 0 | Work Paper SCE13HC032 Revision 2 | Com Mini Split Heat Pumps - Cold ¦ PG&E ¦ Cold | Com Mini Split Heat Pumps - Cold | 0.0098562 | 1 | 0.25806 | CBSA 2014 | -397.0405 | 2032 | 0.85 | na
COM-HVAC-32.35 | Com ¦ Ductless Mini Split Heat Pump (SEER 18) - Cold ¦ PG&E ¦ Cold | Com ¦ Ductless Mini Split Heat Pump (SEER 18) - Cold | PG&E ¦ Cold | PG&E | All | Electric | Com ¦ Ductless Mini Split Heat Pump (SEER 18) - Cold ¦ Cold | Efficient |  |  | 0 | Conventional | HVAC | Com - School | Com | ROB and NEW | 0 | 1000 sqft2 of floor space | Per Ton | 15 | DEER:HVAC_Split-Package_HP | 835.8138 | 0.048372 | 0 | Work Paper SCE13HC032 Revision 2 | 987.1579 | 2014 | 220.92 | 2014 | 0 | 0 | Work Paper SCE13HC032 Revision 2 | Com Mini Split Heat Pumps - Cold ¦ PG&E ¦ Cold | Com Mini Split Heat Pumps - Cold | 0.0052751 | 1 | 0.25806 | CBSA 2014 | -137.6135 | 2032 | 0.85 | na
COM-HVAC-32.36 | Com ¦ Ductless Mini Split Heat Pump (SEER 18) - Cold ¦ PG&E ¦ Cold | Com ¦ Ductless Mini Split Heat Pump (SEER 18) - Cold | PG&E ¦ Cold | PG&E | All | Electric | Com ¦ Ductless Mini Split Heat Pump (SEER 18) - Cold ¦ Cold | Efficient |  |  | 0 | Conventional | HVAC | Com - Warehouse | Com | ROB and NEW | 0 | 1000 sqft2 of floor space | Per Ton | 15 | DEER:HVAC_Split-Package_HP | 838.5049 | 0.17687 | 0 | Work Paper SCE13HC032 Revision 2 | 987.1579 | 2014 | 220.92 | 2014 | 0 | 0 | Work Paper SCE13HC032 Revision 2 | Com Mini Split Heat Pumps - Cold ¦ PG&E ¦ Cold | Com Mini Split Heat Pumps - Cold | 0.0026655 | 1 | 0.25806 | CBSA 2014 | -251.32 | 2032 | 0.85 | na
COM-HVAC-32.37 | Com ¦ Ductless Mini Split Heat Pump (SEER 18) - Hot-Dry ¦ SCE ¦ Hot-Dry | Com ¦ Ductless Mini Split Heat Pump (SEER 18) - Hot-Dry | SCE ¦ Hot-Dry | SCE | All | Electric | Com ¦ Ductless Mini Split Heat Pump (SEER 18) - Hot-Dry ¦ Hot-Dry | Efficient |  |  | 0 | Conventional | HVAC | Com - College | Com | ROB and NEW | 0 | 1000 sqft2 of floor space | Per Ton | 15 | DEER:HVAC_Split-Package_HP | 831.257 | 0.22771 | 0 | Work Paper SCE13HC032 Revision 2 | 987.1579 | 2014 | 220.92 | 2014 | 0 | 0 | Work Paper SCE13HC032 Revision 2 | Com Mini Split Heat Pumps - Hot-Dry ¦ SCE ¦ Hot-Dry | Com Mini Split Heat Pumps - Hot-Dry | 0.034904 | 1 | 0.57143 | CBSA 2014 | -62.7583 | 2032 | 0.85 | na
COM-HVAC-32.38 | Com ¦ Ductless Mini Split Heat Pump (SEER 18) - Hot-Dry ¦ SCE ¦ Hot-Dry | Com ¦ Ductless Mini Split Heat Pump (SEER 18) - Hot-Dry | SCE ¦ Hot-Dry | SCE | All | Electric | Com ¦ Ductless Mini Split Heat Pump (SEER 18) - Hot-Dry ¦ Hot-Dry | Efficient |  |  | 0 | Conventional | HVAC | Com - Grocery | Com | ROB and NEW | 0 | 1000 sqft2 of floor space | Per Ton | 15 | DEER:HVAC_Split-Package_HP | 944.2684 | 0.075725 | 0 | Work Paper SCE13HC032 Revision 2 | 987.1579 | 2014 | 220.92 | 2014 | 0 | 0 | Work Paper SCE13HC032 Revision 2 | Com Mini Split Heat Pumps - Hot-Dry ¦ SCE ¦ Hot-Dry | Com Mini Split Heat Pumps - Hot-Dry | 0.010841 | 1 | 0.57143 | CBSA 2014 | -53.114 | 2032 | 0.85 | na
COM-HVAC-32.39 | Com ¦ Ductless Mini Split Heat Pump (SEER 18) - Hot-Dry ¦ SCE ¦ Hot-Dry | Com ¦ Ductless Mini Split Heat Pump (SEER 18) - Hot-Dry | SCE ¦ Hot-Dry | SCE | All | Electric | Com ¦ Ductless Mini Split Heat Pump (SEER 18) - Hot-Dry ¦ Hot-Dry | Efficient |  |  | 0 | Conventional | HVAC | Com - Health | Com | ROB and NEW | 0 | 1000 sqft2 of floor space | Per Ton | 15 | DEER:HVAC_Split-Package_HP | 1076.8036 | 0.15386 | 0 | Work Paper SCE13HC032 Revision 2 | 987.1579 | 2014 | 220.92 | 2014 | 0 | 0 | Work Paper SCE13HC032 Revision 2 | Com Mini Split Heat Pumps - Hot-Dry ¦ SCE ¦ Hot-Dry | Com Mini Split Heat Pumps - Hot-Dry | 0.052182 | 1 | 0.57143 | CBSA 2014 | -70.4624 | 2032 | 0.85 | na
COM-HVAC-32.40 | Com ¦ Ductless Mini Split Heat Pump (SEER 18) - Hot-Dry ¦ SCE ¦ Hot-Dry | Com ¦ Ductless Mini Split Heat Pump (SEER 18) - Hot-Dry | SCE ¦ Hot-Dry | SCE | All | Electric | Com ¦ Ductless Mini Split Heat Pump (SEER 18) - Hot-Dry ¦ Hot-Dry | Efficient |  |  | 0 | Conventional | HVAC | Com - Lodging | Com | ROB and NEW | 0 | 1000 sqft2 of floor space | Per Ton | 15 | DEER:HVAC_Split-Package_HP | 1404.4652 | 0.20955 | 0 | Work Paper SCE13HC032 Revision 2 | 987.1579 | 2014 | 220.92 | 2014 | 0 | 0 | Work Paper SCE13HC032 Revision 2 | Com Mini Split Heat Pumps - Hot-Dry ¦ SCE ¦ Hot-Dry | Com Mini Split Heat Pumps - Hot-Dry | 0.029572 | 1 | 0.57143 | CBSA 2014 | -221.4597 | 2032 | 0.85 | na
COM-HVAC-32.41 | Com ¦ Ductless Mini Split Heat Pump (SEER 18) - Hot-Dry ¦ SCE ¦ Hot-Dry | Com ¦ Ductless Mini Split Heat Pump (SEER 18) - Hot-Dry | SCE ¦ Hot-Dry | SCE | All | Electric | Com ¦ Ductless Mini Split Heat Pump (SEER 18) - Hot-Dry ¦ Hot-Dry | Efficient |  |  | 0 | Conventional | HVAC | Com - Office (Large) | Com | ROB and NEW | 0 | 1000 sqft2 of floor space | Per Ton | 15 | DEER:HVAC_Split-Package_HP | 894.7078 | 0.17885 | 0 | Work Paper SCE13HC032 Revision 2 | 987.1579 | 2014 | 220.92 | 2014 | 0 | 0 | Work Paper SCE13HC032 Revision 2 | Com Mini Split Heat Pumps - Hot-Dry ¦ SCE ¦ Hot-Dry | Com Mini Split Heat Pumps - Hot-Dry | 0.0094388 | 1 | 0.57143 | CBSA 2014 | -88.98 | 2032 | 0.85 | na
COM-HVAC-32.42 | Com ¦ Ductless Mini Split Heat Pump (SEER 18) - Hot-Dry ¦ SCE ¦ Hot-Dry | Com ¦ Ductless Mini Split Heat Pump (SEER 18) - Hot-Dry | SCE ¦ Hot-Dry | SCE | All | Electric | Com ¦ Ductless Mini Split Heat Pump (SEER 18) - Hot-Dry ¦ Hot-Dry | Efficient |  |  | 0 | Conventional | HVAC | Com - Office (Small) | Com | ROB and NEW | 0 | 1000 sqft2 of floor space | Per Ton | 15 | DEER:HVAC_Split-Package_HP | 946.3884 | 0.16641 | 0 | Work Paper SCE13HC032 Revision 2 | 987.1579 | 2014 | 220.92 | 2014 | 0 | 0 | Work Paper SCE13HC032 Revision 2 | Com Mini Split Heat Pumps - Hot-Dry ¦ SCE ¦ Hot-Dry | Com Mini Split Heat Pumps - Hot-Dry | 0.02122 | 1 | 0.57143 | CBSA 2014 | -43.39 | 2032 | 0.85 | na
COM-HVAC-32.43 | Com ¦ Ductless Mini Split Heat Pump (SEER 18) - Hot-Dry ¦ SCE ¦ Hot-Dry | Com ¦ Ductless Mini Split Heat Pump (SEER 18) - Hot-Dry | SCE ¦ Hot-Dry | SCE | All | Electric | Com ¦ Ductless Mini Split Heat Pump (SEER 18) - Hot-Dry ¦ Hot-Dry | Efficient |  |  | 0 | Conventional | HVAC | Com - Other | Com | ROB and NEW | 0 | 1000 sqft2 of floor space | Per Ton | 15 | DEER:HVAC_Split-Package_HP | 1100.0294 | 0.19014 | 0 | Work Paper SCE13HC032 Revision 2 | 987.1579 | 2014 | 220.92 | 2014 | 0 | 0 | Work Paper SCE13HC032 Revision 2 | Com Mini Split Heat Pumps - Hot-Dry ¦ SCE ¦ Hot-Dry | Com Mini Split Heat Pumps - Hot-Dry | 0.0054863 | 1 | 0.57143 | CBSA 2014 | -121.4702 | 2032 | 0.85 | na
COM-HVAC-32.44 | Com ¦ Ductless Mini Split Heat Pump (SEER 18) - Hot-Dry ¦ SCE ¦ Hot-Dry | Com ¦ Ductless Mini Split Heat Pump (SEER 18) - Hot-Dry | SCE ¦ Hot-Dry | SCE | All | Electric | Com ¦ Ductless Mini Split Heat Pump (SEER 18) - Hot-Dry ¦ Hot-Dry | Efficient |  |  | 0 | Conventional | HVAC | Com - Refrig. Warehouse | Com | ROB and NEW | 0 | 1000 sqft2 of floor space | Per Ton | 15 | DEER:HVAC_Split-Package_HP | 1929.9559 | 0.44298 | 0 | Work Paper SCE13HC032 Revision 2 | 987.1579 | 2014 | 220.92 | 2014 | 0 | 0 | Work Paper SCE13HC032 Revision 2 | Com Mini Split Heat Pumps - Hot-Dry ¦ SCE ¦ Hot-Dry | Com Mini Split Heat Pumps - Hot-Dry | 0 | 1 | 0 | CBSA 2014 | -34.4852 | 2032 | 0.85 | na
COM-HVAC-32.45 | Com ¦ Ductless Mini Split Heat Pump (SEER 18) - Hot-Dry ¦ SCE ¦ Hot-Dry | Com ¦ Ductless Mini Split Heat Pump (SEER 18) - Hot-Dry | SCE ¦ Hot-Dry | SCE | All | Electric | Com ¦ Ductless Mini Split Heat Pump (SEER 18) - Hot-Dry ¦ Hot-Dry | Efficient |  |  | 0 | Conventional | HVAC | Com - Restaurant | Com | ROB and NEW | 0 | 1000 sqft2 of floor space | Per Ton | 15 | DEER:HVAC_Split-Package_HP | 1062.121 | 0.19423 | 0 | Work Paper SCE13HC032 Revision 2 | 987.1579 | 2014 | 220.92 | 2014 | 0 | 0 | Work Paper SCE13HC032 Revision 2 | Com Mini Split Heat Pumps - Hot-Dry ¦ SCE ¦ Hot-Dry | Com Mini Split Heat Pumps - Hot-Dry | 0.014128 | 1 | 0.57143 | CBSA 2014 | -18.875 | 2032 | 0.85 | na
COM-HVAC-32.46 | Com ¦ Ductless Mini Split Heat Pump (SEER 18) - Hot-Dry ¦ SCE ¦ Hot-Dry | Com ¦ Ductless Mini Split Heat Pump (SEER 18) - Hot-Dry | SCE ¦ Hot-Dry | SCE | All | Electric | Com ¦ Ductless Mini Split Heat Pump (SEER 18) - Hot-Dry ¦ Hot-Dry | Efficient |  |  | 0 | Conventional | HVAC | Com - Retail | Com | ROB and NEW | 0 | 1000 sqft2 of floor space | Per Ton | 15 | DEER:HVAC_Split-Package_HP | 1055.552 | 0.20562 | 0 | Work Paper SCE13HC032 Revision 2 | 987.1579 | 2014 | 220.92 | 2014 | 0 | 0 | Work Paper SCE13HC032 Revision 2 | Com Mini Split Heat Pumps - Hot-Dry ¦ SCE ¦ Hot-Dry | Com Mini Split Heat Pumps - Hot-Dry | 0.0057029 | 1 | 0.57143 | CBSA 2014 | -370.8337 | 2032 | 0.85 | na
COM-HVAC-32.47 | Com ¦ Ductless Mini Split Heat Pump (SEER 18) - Hot-Dry ¦ SCE ¦ Hot-Dry | Com ¦ Ductless Mini Split Heat Pump (SEER 18) - Hot-Dry | SCE ¦ Hot-Dry | SCE | All | Electric | Com ¦ Ductless Mini Split Heat Pump (SEER 18) - Hot-Dry ¦ Hot-Dry | Efficient |  |  | 0 | Conventional | HVAC | Com - School | Com | ROB and NEW | 0 | 1000 sqft2 of floor space | Per Ton | 15 | DEER:HVAC_Split-Package_HP | 837.753 | 0.17221 | 0 | Work Paper SCE13HC032 Revision 2 | 987.1579 | 2014 | 220.92 | 2014 | 0 | 0 | Work Paper SCE13HC032 Revision 2 | Com Mini Split Heat Pumps - Hot-Dry ¦ SCE ¦ Hot-Dry | Com Mini Split Heat Pumps - Hot-Dry | 0.0075596 | 1 | 0.57143 | CBSA 2014 | -137.9327 | 2032 | 0.85 | na
COM-HVAC-32.48 | Com ¦ Ductless Mini Split Heat Pump (SEER 18) - Hot-Dry ¦ SCE ¦ Hot-Dry | Com ¦ Ductless Mini Split Heat Pump (SEER 18) - Hot-Dry | SCE ¦ Hot-Dry | SCE | All | Electric | Com ¦ Ductless Mini Split Heat Pump (SEER 18) - Hot-Dry ¦ Hot-Dry | Efficient |  |  | 0 | Conventional | HVAC | Com - Warehouse | Com | ROB and NEW | 0 | 1000 sqft2 of floor space | Per Ton | 15 | DEER:HVAC_Split-Package_HP | 800.6246 | 0.20649 | 0 | Work Paper SCE13HC032 Revision 2 | 987.1579 | 2014 | 220.92 | 2014 | 0 | 0 | Work Paper SCE13HC032 Revision 2 | Com Mini Split Heat Pumps - Hot-Dry ¦ SCE ¦ Hot-Dry | Com Mini Split Heat Pumps - Hot-Dry | 0.0017879 | 1 | 0.57143 | CBSA 2014 | -239.9663 | 2032 | 0.85 | na
COM-HVAC-32.49 | Com ¦ Ductless Mini Split Heat Pump (SEER 18) - Marine ¦ SCE ¦ Marine | Com ¦ Ductless Mini Split Heat Pump (SEER 18) - Marine | SCE ¦ Marine | SCE | All | Electric | Com ¦ Ductless Mini Split Heat Pump (SEER 18) - Marine ¦ Marine | Efficient |  |  | 0 | Conventional | HVAC | Com - College | Com | ROB and NEW | 0 | 1000 sqft2 of floor space | Per Ton | 15 | DEER:HVAC_Split-Package_HP | 855.1739 | 0.14442 | 0 | Work Paper SCE13HC032 Revision 2 | 987.1579 | 2014 | 220.92 | 2014 | 0 | 0 | Work Paper SCE13HC032 Revision 2 | Com Mini Split Heat Pumps - Marine ¦ SCE ¦ Marine | Com Mini Split Heat Pumps - Marine | 0.034904 | 1 | 0.57143 | CBSA 2014 | -64.564 | 2032 | 0.85 | na
COM-HVAC-32.50 | Com ¦ Ductless Mini Split Heat Pump (SEER 18) - Marine ¦ SCE ¦ Marine | Com ¦ Ductless Mini Split Heat Pump (SEER 18) - Marine | SCE ¦ Marine | SCE | All | Electric | Com ¦ Ductless Mini Split Heat Pump (SEER 18) - Marine ¦ Marine | Efficient |  |  | 0 | Conventional | HVAC | Com - Grocery | Com | ROB and NEW | 0 | 1000 sqft2 of floor space | Per Ton | 15 | DEER:HVAC_Split-Package_HP | 1004.1654 | 0.063862 | 0 | Work Paper SCE13HC032 Revision 2 | 987.1579 | 2014 | 220.92 | 2014 | 0 | 0 | Work Paper SCE13HC032 Revision 2 | Com Mini Split Heat Pumps - Marine ¦ SCE ¦ Marine | Com Mini Split Heat Pumps - Marine | 0.010841 | 1 | 0.57143 | CBSA 2014 | -56.4831 | 2032 | 0.85 | na
COM-HVAC-32.51 | Com ¦ Ductless Mini Split Heat Pump (SEER 18) - Marine ¦ SCE ¦ Marine | Com ¦ Ductless Mini Split Heat Pump (SEER 18) - Marine | SCE ¦ Marine | SCE | All | Electric | Com ¦ Ductless Mini Split Heat Pump (SEER 18) - Marine ¦ Marine | Efficient |  |  | 0 | Conventional | HVAC | Com - Health | Com | ROB and NEW | 0 | 1000 sqft2 of floor space | Per Ton | 15 | DEER:HVAC_Split-Package_HP | 1094.7727 | 0.11643 | 0 | Work Paper SCE13HC032 Revision 2 | 987.1579 | 2014 | 220.92 | 2014 | 0 | 0 | Work Paper SCE13HC032 Revision 2 | Com Mini Split Heat Pumps - Marine ¦ SCE ¦ Marine | Com Mini Split Heat Pumps - Marine | 0.052182 | 1 | 0.57143 | CBSA 2014 | -71.6383 | 2032 | 0.85 | na
COM-HVAC-32.52 | Com ¦ Ductless Mini Split Heat Pump (SEER 18) - Marine ¦ SCE ¦ Marine | Com ¦ Ductless Mini Split Heat Pump (SEER 18) - Marine | SCE ¦ Marine | SCE | All | Electric | Com ¦ Ductless Mini Split Heat Pump (SEER 18) - Marine ¦ Marine | Efficient |  |  | 0 | Conventional | HVAC | Com - Lodging | Com | ROB and NEW | 0 | 1000 sqft2 of floor space | Per Ton | 15 | DEER:HVAC_Split-Package_HP | 1422.4329 | 0.20377 | 0 | Work Paper SCE13HC032 Revision 2 | 987.1579 | 2014 | 220.92 | 2014 | 0 | 0 | Work Paper SCE13HC032 Revision 2 | Com Mini Split Heat Pumps - Marine ¦ SCE ¦ Marine | Com Mini Split Heat Pumps - Marine | 0.029572 | 1 | 0.57143 | CBSA 2014 | -224.2929 | 2032 | 0.85 | na
COM-HVAC-32.53 | Com ¦ Ductless Mini Split Heat Pump (SEER 18) - Marine ¦ SCE ¦ Marine | Com ¦ Ductless Mini Split Heat Pump (SEER 18) - Marine | SCE ¦ Marine | SCE | All | Electric | Com ¦ Ductless Mini Split Heat Pump (SEER 18) - Marine ¦ Marine | Efficient |  |  | 0 | Conventional | HVAC | Com - Office (Large) | Com | ROB and NEW | 0 | 1000 sqft2 of floor space | Per Ton | 15 | DEER:HVAC_Split-Package_HP | 912.677 | 0.15435 | 0 | Work Paper SCE13HC032 Revision 2 | 987.1579 | 2014 | 220.92 | 2014 | 0 | 0 | Work Paper SCE13HC032 Revision 2 | Com Mini Split Heat Pumps - Marine ¦ SCE ¦ Marine | Com Mini Split Heat Pumps - Marine | 0.0094388 | 1 | 0.57143 | CBSA 2014 | -90.767 | 2032 | 0.85 | na
COM-HVAC-32.54 | Com ¦ Ductless Mini Split Heat Pump (SEER 18) - Marine ¦ SCE ¦ Marine | Com ¦ Ductless Mini Split Heat Pump (SEER 18) - Marine | SCE ¦ Marine | SCE | All | Electric | Com ¦ Ductless Mini Split Heat Pump (SEER 18) - Marine ¦ Marine | Efficient |  |  | 0 | Conventional | HVAC | Com - Office (Small) | Com | ROB and NEW | 0 | 1000 sqft2 of floor space | Per Ton | 15 | DEER:HVAC_Split-Package_HP | 965.8549 | 0.13343 | 0 | Work Paper SCE13HC032 Revision 2 | 987.1579 | 2014 | 220.92 | 2014 | 0 | 0 | Work Paper SCE13HC032 Revision 2 | Com Mini Split Heat Pumps - Marine ¦ SCE ¦ Marine | Com Mini Split Heat Pumps - Marine | 0.02122 | 1 | 0.57143 | CBSA 2014 | -44.2825 | 2032 | 0.85 | na
COM-HVAC-32.55 | Com ¦ Ductless Mini Split Heat Pump (SEER 18) - Marine ¦ SCE ¦ Marine | Com ¦ Ductless Mini Split Heat Pump (SEER 18) - Marine | SCE ¦ Marine | SCE | All | Electric | Com ¦ Ductless Mini Split Heat Pump (SEER 18) - Marine ¦ Marine | Efficient |  |  | 0 | Conventional | HVAC | Com - Other | Com | ROB and NEW | 0 | 1000 sqft2 of floor space | Per Ton | 15 | DEER:HVAC_Split-Package_HP | 1123.9883 | 0.11539 | 0 | Work Paper SCE13HC032 Revision 2 | 987.1579 | 2014 | 220.92 | 2014 | 0 | 0 | Work Paper SCE13HC032 Revision 2 | Com Mini Split Heat Pumps - Marine ¦ SCE ¦ Marine | Com Mini Split Heat Pumps - Marine | 0.0054863 | 1 | 0.57143 | CBSA 2014 | -124.1158 | 2032 | 0.85 | na
COM-HVAC-32.56 | Com ¦ Ductless Mini Split Heat Pump (SEER 18) - Marine ¦ SCE ¦ Marine | Com ¦ Ductless Mini Split Heat Pump (SEER 18) - Marine | SCE ¦ Marine | SCE | All | Electric | Com ¦ Ductless Mini Split Heat Pump (SEER 18) - Marine ¦ Marine | Efficient |  |  | 0 | Conventional | HVAC | Com - Refrig. Warehouse | Com | ROB and NEW | 0 | 1000 sqft2 of floor space | Per Ton | 15 | DEER:HVAC_Split-Package_HP | 1929.9559 | 0.39891 | 0 | Work Paper SCE13HC032 Revision 2 | 987.1579 | 2014 | 220.92 | 2014 | 0 | 0 | Work Paper SCE13HC032 Revision 2 | Com Mini Split Heat Pumps - Marine ¦ SCE ¦ Marine | Com Mini Split Heat Pumps - Marine | 0 | 1 | 0 | CBSA 2014 | -34.4852 | 2032 | 0.85 | na
COM-HVAC-32.57 | Com ¦ Ductless Mini Split Heat Pump (SEER 18) - Marine ¦ SCE ¦ Marine | Com ¦ Ductless Mini Split Heat Pump (SEER 18) - Marine | SCE ¦ Marine | SCE | All | Electric | Com ¦ Ductless Mini Split Heat Pump (SEER 18) - Marine ¦ Marine | Efficient |  |  | 0 | Conventional | HVAC | Com - Restaurant | Com | ROB and NEW | 0 | 1000 sqft2 of floor space | Per Ton | 15 | DEER:HVAC_Split-Package_HP | 1114.9053 | 0.14799 | 0 | Work Paper SCE13HC032 Revision 2 | 987.1579 | 2014 | 220.92 | 2014 | 0 | 0 | Work Paper SCE13HC032 Revision 2 | Com Mini Split Heat Pumps - Marine ¦ SCE ¦ Marine | Com Mini Split Heat Pumps - Marine | 0.014128 | 1 | 0.57143 | CBSA 2014 | -19.813 | 2032 | 0.85 | na
COM-HVAC-32.58 | Com ¦ Ductless Mini Split Heat Pump (SEER 18) - Marine ¦ SCE ¦ Marine | Com ¦ Ductless Mini Split Heat Pump (SEER 18) - Marine | SCE ¦ Marine | SCE | All | Electric | Com ¦ Ductless Mini Split Heat Pump (SEER 18) - Marine ¦ Marine | Efficient |  |  | 0 | Conventional | HVAC | Com - Retail | Com | ROB and NEW | 0 | 1000 sqft2 of floor space | Per Ton | 15 | DEER:HVAC_Split-Package_HP | 1082.7633 | 0.17575 | 0 | Work Paper SCE13HC032 Revision 2 | 987.1579 | 2014 | 220.92 | 2014 | 0 | 0 | Work Paper SCE13HC032 Revision 2 | Com Mini Split Heat Pumps - Marine ¦ SCE ¦ Marine | Com Mini Split Heat Pumps - Marine | 0.0057029 | 1 | 0.57143 | CBSA 2014 | -380.3935 | 2032 | 0.85 | na
COM-HVAC-32.59 | Com ¦ Ductless Mini Split Heat Pump (SEER 18) - Marine ¦ SCE ¦ Marine | Com ¦ Ductless Mini Split Heat Pump (SEER 18) - Marine | SCE ¦ Marine | SCE | All | Electric | Com ¦ Ductless Mini Split Heat Pump (SEER 18) - Marine ¦ Marine | Efficient |  |  | 0 | Conventional | HVAC | Com - School | Com | ROB and NEW | 0 | 1000 sqft2 of floor space | Per Ton | 15 | DEER:HVAC_Split-Package_HP | 863.4338 | 0.037957 | 0 | Work Paper SCE13HC032 Revision 2 | 987.1579 | 2014 | 220.92 | 2014 | 0 | 0 | Work Paper SCE13HC032 Revision 2 | Com Mini Split Heat Pumps - Marine ¦ SCE ¦ Marine | Com Mini Split Heat Pumps - Marine | 0.0075596 | 1 | 0.57143 | CBSA 2014 | -142.161 | 2032 | 0.85 | na
COM-HVAC-32.60 | Com ¦ Ductless Mini Split Heat Pump (SEER 18) - Marine ¦ SCE ¦ Marine | Com ¦ Ductless Mini Split Heat Pump (SEER 18) - Marine | SCE ¦ Marine | SCE | All | Electric | Com ¦ Ductless Mini Split Heat Pump (SEER 18) - Marine ¦ Marine | Efficient |  |  | 0 | Conventional | HVAC | Com - Warehouse | Com | ROB and NEW | 0 | 1000 sqft2 of floor space | Per Ton | 15 | DEER:HVAC_Split-Package_HP | 810.7876 | 0.15182 | 0 | Work Paper SCE13HC032 Revision 2 | 987.1579 | 2014 | 220.92 | 2014 | 0 | 0 | Work Paper SCE13HC032 Revision 2 | Com Mini Split Heat Pumps - Marine ¦ SCE ¦ Marine | Com Mini Split Heat Pumps - Marine | 0.0017879 | 1 | 0.57143 | CBSA 2014 | -243.0124 | 2032 | 0.85 | na
COM-HVAC-32.61 | Com ¦ Ductless Mini Split Heat Pump (SEER 18) - Cold ¦ SCE ¦ Cold | Com ¦ Ductless Mini Split Heat Pump (SEER 18) - Cold | SCE ¦ Cold | SCE | All | Electric | Com ¦ Ductless Mini Split Heat Pump (SEER 18) - Cold ¦ Cold | Efficient |  |  | 0 | Conventional | HVAC | Com - College | Com | ROB and NEW | 0 | 1000 sqft2 of floor space | Per Ton | 15 | DEER:HVAC_Split-Package_HP | 832.6422 | 0.10302 | 0 | Work Paper SCE13HC032 Revision 2 | 987.1579 | 2014 | 220.92 | 2014 | 0 | 0 | Work Paper SCE13HC032 Revision 2 | Com Mini Split Heat Pumps - Cold ¦ SCE ¦ Cold | Com Mini Split Heat Pumps - Cold | 0.034904 | 1 | 0.57143 | CBSA 2014 | -62.8629 | 2032 | 0.85 | na
COM-HVAC-32.62 | Com ¦ Ductless Mini Split Heat Pump (SEER 18) - Cold ¦ SCE ¦ Cold | Com ¦ Ductless Mini Split Heat Pump (SEER 18) - Cold | SCE ¦ Cold | SCE | All | Electric | Com ¦ Ductless Mini Split Heat Pump (SEER 18) - Cold ¦ Cold | Efficient |  |  | 0 | Conventional | HVAC | Com - Grocery | Com | ROB and NEW | 0 | 1000 sqft2 of floor space | Per Ton | 15 | DEER:HVAC_Split-Package_HP | 1074.5444 | 0.062442 | 0 | Work Paper SCE13HC032 Revision 2 | 987.1579 | 2014 | 220.92 | 2014 | 0 | 0 | Work Paper SCE13HC032 Revision 2 | Com Mini Split Heat Pumps - Cold ¦ SCE ¦ Cold | Com Mini Split Heat Pumps - Cold | 0.010841 | 1 | 0.57143 | CBSA 2014 | -60.4419 | 2032 | 0.85 | na
COM-HVAC-32.63 | Com ¦ Ductless Mini Split Heat Pump (SEER 18) - Cold ¦ SCE ¦ Cold | Com ¦ Ductless Mini Split Heat Pump (SEER 18) - Cold | SCE ¦ Cold | SCE | All | Electric | Com ¦ Ductless Mini Split Heat Pump (SEER 18) - Cold ¦ Cold | Efficient |  |  | 0 | Conventional | HVAC | Com - Health | Com | ROB and NEW | 0 | 1000 sqft2 of floor space | Per Ton | 15 | DEER:HVAC_Split-Package_HP | 1146.7858 | 0.088281 | 0 | Work Paper SCE13HC032 Revision 2 | 987.1579 | 2014 | 220.92 | 2014 | 0 | 0 | Work Paper SCE13HC032 Revision 2 | Com Mini Split Heat Pumps - Cold ¦ SCE ¦ Cold | Com Mini Split Heat Pumps - Cold | 0.052182 | 1 | 0.57143 | CBSA 2014 | -75.0419 | 2032 | 0.85 | na
COM-HVAC-32.64 | Com ¦ Ductless Mini Split Heat Pump (SEER 18) - Cold ¦ SCE ¦ Cold | Com ¦ Ductless Mini Split Heat Pump (SEER 18) - Cold | SCE ¦ Cold | SCE | All | Electric | Com ¦ Ductless Mini Split Heat Pump (SEER 18) - Cold ¦ Cold | Efficient |  |  | 0 | Conventional | HVAC | Com - Lodging | Com | ROB and NEW | 0 | 1000 sqft2 of floor space | Per Ton | 15 | DEER:HVAC_Split-Package_HP | 1498.4497 | 0.15538 | 0 | Work Paper SCE13HC032 Revision 2 | 987.1579 | 2014 | 220.92 | 2014 | 0 | 0 | Work Paper SCE13HC032 Revision 2 | Com Mini Split Heat Pumps - Cold ¦ SCE ¦ Cold | Com Mini Split Heat Pumps - Cold | 0.029572 | 1 | 0.57143 | CBSA 2014 | -236.2794 | 2032 | 0.85 | na
COM-HVAC-32.65 | Com ¦ Ductless Mini Split Heat Pump (SEER 18) - Cold ¦ SCE ¦ Cold | Com ¦ Ductless Mini Split Heat Pump (SEER 18) - Cold | SCE ¦ Cold | SCE | All | Electric | Com ¦ Ductless Mini Split Heat Pump (SEER 18) - Cold ¦ Cold | Efficient |  |  | 0 | Conventional | HVAC | Com - Office (Large) | Com | ROB and NEW | 0 | 1000 sqft2 of floor space | Per Ton | 15 | DEER:HVAC_Split-Package_HP | 920.1641 | 0.14063 | 0 | Work Paper SCE13HC032 Revision 2 | 987.1579 | 2014 | 220.92 | 2014 | 0 | 0 | Work Paper SCE13HC032 Revision 2 | Com Mini Split Heat Pumps - Cold ¦ SCE ¦ Cold | Com Mini Split Heat Pumps - Cold | 0.0094388 | 1 | 0.57143 | CBSA 2014 | -91.5116 | 2032 | 0.85 | na
COM-HVAC-32.66 | Com ¦ Ductless Mini Split Heat Pump (SEER 18) - Cold ¦ SCE ¦ Cold | Com ¦ Ductless Mini Split Heat Pump (SEER 18) - Cold | SCE ¦ Cold | SCE | All | Electric | Com ¦ Ductless Mini Split Heat Pump (SEER 18) - Cold ¦ Cold | Efficient |  |  | 0 | Conventional | HVAC | Com - Office (Small) | Com | ROB and NEW | 0 | 1000 sqft2 of floor space | Per Ton | 15 | DEER:HVAC_Split-Package_HP | 1009.2803 | 0.13789 | 0 | Work Paper SCE13HC032 Revision 2 | 987.1579 | 2014 | 220.92 | 2014 | 0 | 0 | Work Paper SCE13HC032 Revision 2 | Com Mini Split Heat Pumps - Cold ¦ SCE ¦ Cold | Com Mini Split Heat Pumps - Cold | 0.02122 | 1 | 0.57143 | CBSA 2014 | -46.2735 | 2032 | 0.85 | na
COM-HVAC-32.67 | Com ¦ Ductless Mini Split Heat Pump (SEER 18) - Cold ¦ SCE ¦ Cold | Com ¦ Ductless Mini Split Heat Pump (SEER 18) - Cold | SCE ¦ Cold | SCE | All | Electric | Com ¦ Ductless Mini Split Heat Pump (SEER 18) - Cold ¦ Cold | Efficient |  |  | 0 | Conventional | HVAC | Com - Other | Com | ROB and NEW | 0 | 1000 sqft2 of floor space | Per Ton | 15 | DEER:HVAC_Split-Package_HP | 1201.8544 | 0.11084 | 0 | Work Paper SCE13HC032 Revision 2 | 987.1579 | 2014 | 220.92 | 2014 | 0 | 0 | Work Paper SCE13HC032 Revision 2 | Com Mini Split Heat Pumps - Cold ¦ SCE ¦ Cold | Com Mini Split Heat Pumps - Cold | 0.0054863 | 1 | 0.57143 | CBSA 2014 | -132.7141 | 2032 | 0.85 | na
COM-HVAC-32.68 | Com ¦ Ductless Mini Split Heat Pump (SEER 18) - Cold ¦ SCE ¦ Cold | Com ¦ Ductless Mini Split Heat Pump (SEER 18) - Cold | SCE ¦ Cold | SCE | All | Electric | Com ¦ Ductless Mini Split Heat Pump (SEER 18) - Cold ¦ Cold | Efficient |  |  | 0 | Conventional | HVAC | Com - Refrig. Warehouse | Com | ROB and NEW | 0 | 1000 sqft2 of floor space | Per Ton | 15 | DEER:HVAC_Split-Package_HP | 1929.9559 | 0.28306 | 0 | Work Paper SCE13HC032 Revision 2 | 987.1579 | 2014 | 220.92 | 2014 | 0 | 0 | Work Paper SCE13HC032 Revision 2 | Com Mini Split Heat Pumps - Cold ¦ SCE ¦ Cold | Com Mini Split Heat Pumps - Cold | 0 | 1 | 0 | CBSA 2014 | -34.4852 | 2032 | 0.85 | na
COM-HVAC-32.69 | Com ¦ Ductless Mini Split Heat Pump (SEER 18) - Cold ¦ SCE ¦ Cold | Com ¦ Ductless Mini Split Heat Pump (SEER 18) - Cold | SCE ¦ Cold | SCE | All | Electric | Com ¦ Ductless Mini Split Heat Pump (SEER 18) - Cold ¦ Cold | Efficient |  |  | 0 | Conventional | HVAC | Com - Restaurant | Com | ROB and NEW | 0 | 1000 sqft2 of floor space | Per Ton | 15 | DEER:HVAC_Split-Package_HP | 1170.6844 | 0.13849 | 0 | Work Paper SCE13HC032 Revision 2 | 987.1579 | 2014 | 220.92 | 2014 | 0 | 0 | Work Paper SCE13HC032 Revision 2 | Com Mini Split Heat Pumps - Cold ¦ SCE ¦ Cold | Com Mini Split Heat Pumps - Cold | 0.014128 | 1 | 0.57143 | CBSA 2014 | -20.8043 | 2032 | 0.85 | na
COM-HVAC-32.70 | Com ¦ Ductless Mini Split Heat Pump (SEER 18) - Cold ¦ SCE ¦ Cold | Com ¦ Ductless Mini Split Heat Pump (SEER 18) - Cold | SCE ¦ Cold | SCE | All | Electric | Com ¦ Ductless Mini Split Heat Pump (SEER 18) - Cold ¦ Cold | Efficient |  |  | 0 | Conventional | HVAC | Com - Retail | Com | ROB and NEW | 0 | 1000 sqft2 of floor space | Per Ton | 15 | DEER:HVAC_Split-Package_HP | 1130.1478 | 0.12827 | 0 | Work Paper SCE13HC032 Revision 2 | 987.1579 | 2014 | 220.92 | 2014 | 0 | 0 | Work Paper SCE13HC032 Revision 2 | Com Mini Split Heat Pumps - Cold ¦ SCE ¦ Cold | Com Mini Split Heat Pumps - Cold | 0.0057029 | 1 | 0.57143 | CBSA 2014 | -397.0405 | 2032 | 0.85 | na
COM-HVAC-32.71 | Com ¦ Ductless Mini Split Heat Pump (SEER 18) - Cold ¦ SCE ¦ Cold | Com ¦ Ductless Mini Split Heat Pump (SEER 18) - Cold | SCE ¦ Cold | SCE | All | Electric | Com ¦ Ductless Mini Split Heat Pump (SEER 18) - Cold ¦ Cold | Efficient |  |  | 0 | Conventional | HVAC | Com - School | Com | ROB and NEW | 0 | 1000 sqft2 of floor space | Per Ton | 15 | DEER:HVAC_Split-Package_HP | 835.8138 | 0.04035 | 0 | Work Paper SCE13HC032 Revision 2 | 987.1579 | 2014 | 220.92 | 2014 | 0 | 0 | Work Paper SCE13HC032 Revision 2 | Com Mini Split Heat Pumps - Cold ¦ SCE ¦ Cold | Com Mini Split Heat Pumps - Cold | 0.0075596 | 1 | 0.57143 | CBSA 2014 | -137.6135 | 2032 | 0.85 | na
COM-HVAC-32.72 | Com ¦ Ductless Mini Split Heat Pump (SEER 18) - Cold ¦ SCE ¦ Cold | Com ¦ Ductless Mini Split Heat Pump (SEER 18) - Cold | SCE ¦ Cold | SCE | All | Electric | Com ¦ Ductless Mini Split Heat Pump (SEER 18) - Cold ¦ Cold | Efficient |  |  | 0 | Conventional | HVAC | Com - Warehouse | Com | ROB and NEW | 0 | 1000 sqft2 of floor space | Per Ton | 15 | DEER:HVAC_Split-Package_HP | 838.5049 | 0.12763 | 0 | Work Paper SCE13HC032 Revision 2 | 987.1579 | 2014 | 220.92 | 2014 | 0 | 0 | Work Paper SCE13HC032 Revision 2 | Com Mini Split Heat Pumps - Cold ¦ SCE ¦ Cold | Com Mini Split Heat Pumps - Cold | 0.0017879 | 1 | 0.57143 | CBSA 2014 | -251.32 | 2032 | 0.85 | na
COM-HVAC-32.73 | Com ¦ Ductless Mini Split Heat Pump (SEER 18) - Hot-Dry ¦ SDG&E ¦ Hot-Dry | Com ¦ Ductless Mini Split Heat Pump (SEER 18) - Hot-Dry | SDG&E ¦ Hot-Dry | SDG&E | All | Electric | Com ¦ Ductless Mini Split Heat Pump (SEER 18) - Hot-Dry ¦ Hot-Dry | Efficient |  |  | 0 | Conventional | HVAC | Com - College | Com | ROB and NEW | 0 | 1000 sqft2 of floor space | Per Ton | 15 | DEER:HVAC_Split-Package_HP | 1395.4897 | 0.3293 | 0 | Work Paper SCE13HC032 Revision 2 | 987.1579 | 2014 | 220.92 | 2014 | 0 | 0 | Work Paper SCE13HC032 Revision 2 | Com Mini Split Heat Pumps - Hot-Dry ¦ SDG&E ¦ Hot-Dry | Com Mini Split Heat Pumps - Hot-Dry | 0.048642 | 1 | 0.22222 | CBSA 2014 | -105.3567 | 2032 | 0.85 | na
COM-HVAC-32.74 | Com ¦ Ductless Mini Split Heat Pump (SEER 18) - Hot-Dry ¦ SDG&E ¦ Hot-Dry | Com ¦ Ductless Mini Split Heat Pump (SEER 18) - Hot-Dry | SDG&E ¦ Hot-Dry | SDG&E | All | Electric | Com ¦ Ductless Mini Split Heat Pump (SEER 18) - Hot-Dry ¦ Hot-Dry | Efficient |  |  | 0 | Conventional | HVAC | Com - Grocery | Com | ROB and NEW | 0 | 1000 sqft2 of floor space | Per Ton | 15 | DEER:HVAC_Split-Package_HP | 1364.236 | 0.19786 | 0 | Work Paper SCE13HC032 Revision 2 | 987.1579 | 2014 | 220.92 | 2014 | 0 | 0 | Work Paper SCE13HC032 Revision 2 | Com Mini Split Heat Pumps - Hot-Dry ¦ SDG&E ¦ Hot-Dry | Com Mini Split Heat Pumps - Hot-Dry | 0.013387 | 1 | 0.22222 | CBSA 2014 | -76.7367 | 2032 | 0.85 | na
COM-HVAC-32.75 | Com ¦ Ductless Mini Split Heat Pump (SEER 18) - Hot-Dry ¦ SDG&E ¦ Hot-Dry | Com ¦ Ductless Mini Split Heat Pump (SEER 18) - Hot-Dry | SDG&E ¦ Hot-Dry | SDG&E | All | Electric | Com ¦ Ductless Mini Split Heat Pump (SEER 18) - Hot-Dry ¦ Hot-Dry | Efficient |  |  | 0 | Conventional | HVAC | Com - Health | Com | ROB and NEW | 0 | 1000 sqft2 of floor space | Per Ton | 15 | DEER:HVAC_Split-Package_HP | 2076.0839 | 0.25494 | 0 | Work Paper SCE13HC032 Revision 2 | 987.1579 | 2014 | 220.92 | 2014 | 0 | 0 | Work Paper SCE13HC032 Revision 2 | Com Mini Split Heat Pumps - Hot-Dry ¦ SDG&E ¦ Hot-Dry | Com Mini Split Heat Pumps - Hot-Dry | 0.040002 | 1 | 0.22222 | CBSA 2014 | -135.852 | 2032 | 0.85 | na
COM-HVAC-32.76 | Com ¦ Ductless Mini Split Heat Pump (SEER 18) - Hot-Dry ¦ SDG&E ¦ Hot-Dry | Com ¦ Ductless Mini Split Heat Pump (SEER 18) - Hot-Dry | SDG&E ¦ Hot-Dry | SDG&E | All | Electric | Com ¦ Ductless Mini Split Heat Pump (SEER 18) - Hot-Dry ¦ Hot-Dry | Efficient |  |  | 0 | Conventional | HVAC | Com - Lodging | Com | ROB and NEW | 0 | 1000 sqft2 of floor space | Per Ton | 15 | DEER:HVAC_Split-Package_HP | 2303.7288 | 0.30665 | 0 | Work Paper SCE13HC032 Revision 2 | 987.1579 | 2014 | 220.92 | 2014 | 0 | 0 | Work Paper SCE13HC032 Revision 2 | Com Mini Split Heat Pumps - Hot-Dry ¦ SDG&E ¦ Hot-Dry | Com Mini Split Heat Pumps - Hot-Dry | 0.017811 | 1 | 0.22222 | CBSA 2014 | -363.2579 | 2032 | 0.85 | na
COM-HVAC-32.77 | Com ¦ Ductless Mini Split Heat Pump (SEER 18) - Hot-Dry ¦ SDG&E ¦ Hot-Dry | Com ¦ Ductless Mini Split Heat Pump (SEER 18) - Hot-Dry | SDG&E ¦ Hot-Dry | SDG&E | All | Electric | Com ¦ Ductless Mini Split Heat Pump (SEER 18) - Hot-Dry ¦ Hot-Dry | Efficient |  |  | 0 | Conventional | HVAC | Com - Office (Large) | Com | ROB and NEW | 0 | 1000 sqft2 of floor space | Per Ton | 15 | DEER:HVAC_Split-Package_HP | 1342.7888 | 0.29634 | 0 | Work Paper SCE13HC032 Revision 2 | 987.1579 | 2014 | 220.92 | 2014 | 0 | 0 | Work Paper SCE13HC032 Revision 2 | Com Mini Split Heat Pumps - Hot-Dry ¦ SDG&E ¦ Hot-Dry | Com Mini Split Heat Pumps - Hot-Dry | 0.0047331 | 1 | 0.22222 | CBSA 2014 | -133.5423 | 2032 | 0.85 | na
COM-HVAC-32.78 | Com ¦ Ductless Mini Split Heat Pump (SEER 18) - Hot-Dry ¦ SDG&E ¦ Hot-Dry | Com ¦ Ductless Mini Split Heat Pump (SEER 18) - Hot-Dry | SDG&E ¦ Hot-Dry | SDG&E | All | Electric | Com ¦ Ductless Mini Split Heat Pump (SEER 18) - Hot-Dry ¦ Hot-Dry | Efficient |  |  | 0 | Conventional | HVAC | Com - Office (Small) | Com | ROB and NEW | 0 | 1000 sqft2 of floor space | Per Ton | 15 | DEER:HVAC_Split-Package_HP | 1373.2768 | 0.32249 | 0 | Work Paper SCE13HC032 Revision 2 | 987.1579 | 2014 | 220.92 | 2014 | 0 | 0 | Work Paper SCE13HC032 Revision 2 | Com Mini Split Heat Pumps - Hot-Dry ¦ SDG&E ¦ Hot-Dry | Com Mini Split Heat Pumps - Hot-Dry | 0.029049 | 1 | 0.22222 | CBSA 2014 | -62.962 | 2032 | 0.85 | na
COM-HVAC-32.79 | Com ¦ Ductless Mini Split Heat Pump (SEER 18) - Hot-Dry ¦ SDG&E ¦ Hot-Dry | Com ¦ Ductless Mini Split Heat Pump (SEER 18) - Hot-Dry | SDG&E ¦ Hot-Dry | SDG&E | All | Electric | Com ¦ Ductless Mini Split Heat Pump (SEER 18) - Hot-Dry ¦ Hot-Dry | Efficient |  |  | 0 | Conventional | HVAC | Com - Other | Com | ROB and NEW | 0 | 1000 sqft2 of floor space | Per Ton | 15 | DEER:HVAC_Split-Package_HP | 1671.7431 | 0.26828 | 0 | Work Paper SCE13HC032 Revision 2 | 987.1579 | 2014 | 220.92 | 2014 | 0 | 0 | Work Paper SCE13HC032 Revision 2 | Com Mini Split Heat Pumps - Hot-Dry ¦ SDG&E ¦ Hot-Dry | Com Mini Split Heat Pumps - Hot-Dry | 0.0021863 | 1 | 0.22222 | CBSA 2014 | -184.6013 | 2032 | 0.85 | na
COM-HVAC-32.80 | Com ¦ Ductless Mini Split Heat Pump (SEER 18) - Hot-Dry ¦ SDG&E ¦ Hot-Dry | Com ¦ Ductless Mini Split Heat Pump (SEER 18) - Hot-Dry | SDG&E ¦ Hot-Dry | SDG&E | All | Electric | Com ¦ Ductless Mini Split Heat Pump (SEER 18) - Hot-Dry ¦ Hot-Dry | Efficient |  |  | 0 | Conventional | HVAC | Com - Refrig. Warehouse | Com | ROB and NEW | 0 | 1000 sqft2 of floor space | Per Ton | 15 | DEER:HVAC_Split-Package_HP | 1929.9559 | 0.37919 | 0 | Work Paper SCE13HC032 Revision 2 | 987.1579 | 2014 | 220.92 | 2014 | 0 | 0 | Work Paper SCE13HC032 Revision 2 | Com Mini Split Heat Pumps - Hot-Dry ¦ SDG&E ¦ Hot-Dry | Com Mini Split Heat Pumps - Hot-Dry | 0 | 1 | 0 | CBSA 2014 | -34.4852 | 2032 | 0.85 | na
COM-HVAC-32.81 | Com ¦ Ductless Mini Split Heat Pump (SEER 18) - Hot-Dry ¦ SDG&E ¦ Hot-Dry | Com ¦ Ductless Mini Split Heat Pump (SEER 18) - Hot-Dry | SDG&E ¦ Hot-Dry | SDG&E | All | Electric | Com ¦ Ductless Mini Split Heat Pump (SEER 18) - Hot-Dry ¦ Hot-Dry | Efficient |  |  | 0 | Conventional | HVAC | Com - Restaurant | Com | ROB and NEW | 0 | 1000 sqft2 of floor space | Per Ton | 15 | DEER:HVAC_Split-Package_HP | 1586.2639 | 0.29555 | 0 | Work Paper SCE13HC032 Revision 2 | 987.1579 | 2014 | 220.92 | 2014 | 0 | 0 | Work Paper SCE13HC032 Revision 2 | Com Mini Split Heat Pumps - Hot-Dry ¦ SDG&E ¦ Hot-Dry | Com Mini Split Heat Pumps - Hot-Dry | 0.018542 | 1 | 0.22222 | CBSA 2014 | -28.1896 | 2032 | 0.85 | na
COM-HVAC-32.82 | Com ¦ Ductless Mini Split Heat Pump (SEER 18) - Hot-Dry ¦ SDG&E ¦ Hot-Dry | Com ¦ Ductless Mini Split Heat Pump (SEER 18) - Hot-Dry | SDG&E ¦ Hot-Dry | SDG&E | All | Electric | Com ¦ Ductless Mini Split Heat Pump (SEER 18) - Hot-Dry ¦ Hot-Dry | Efficient |  |  | 0 | Conventional | HVAC | Com - Retail | Com | ROB and NEW | 0 | 1000 sqft2 of floor space | Per Ton | 15 | DEER:HVAC_Split-Package_HP | 1646.4283 | 0.31635 | 0 | Work Paper SCE13HC032 Revision 2 | 987.1579 | 2014 | 220.92 | 2014 | 0 | 0 | Work Paper SCE13HC032 Revision 2 | Com Mini Split Heat Pumps - Hot-Dry ¦ SDG&E ¦ Hot-Dry | Com Mini Split Heat Pumps - Hot-Dry | 0.0018256 | 1 | 0.22222 | CBSA 2014 | -578.4188 | 2032 | 0.85 | na
COM-HVAC-32.83 | Com ¦ Ductless Mini Split Heat Pump (SEER 18) - Hot-Dry ¦ SDG&E ¦ Hot-Dry | Com ¦ Ductless Mini Split Heat Pump (SEER 18) - Hot-Dry | SDG&E ¦ Hot-Dry | SDG&E | All | Electric | Com ¦ Ductless Mini Split Heat Pump (SEER 18) - Hot-Dry ¦ Hot-Dry | Efficient |  |  | 0 | Conventional | HVAC | Com - School | Com | ROB and NEW | 0 | 1000 sqft2 of floor space | Per Ton | 15 | DEER:HVAC_Split-Package_HP | 1158.06 | 0.29016 | 0 | Work Paper SCE13HC032 Revision 2 | 987.1579 | 2014 | 220.92 | 2014 | 0 | 0 | Work Paper SCE13HC032 Revision 2 | Com Mini Split Heat Pumps - Hot-Dry ¦ SDG&E ¦ Hot-Dry | Com Mini Split Heat Pumps - Hot-Dry | 0.017598 | 1 | 0.22222 | CBSA 2014 | -190.67 | 2032 | 0.85 | na
COM-HVAC-32.84 | Com ¦ Ductless Mini Split Heat Pump (SEER 18) - Hot-Dry ¦ SDG&E ¦ Hot-Dry | Com ¦ Ductless Mini Split Heat Pump (SEER 18) - Hot-Dry | SDG&E ¦ Hot-Dry | SDG&E | All | Electric | Com ¦ Ductless Mini Split Heat Pump (SEER 18) - Hot-Dry ¦ Hot-Dry | Efficient |  |  | 0 | Conventional | HVAC | Com - Warehouse | Com | ROB and NEW | 0 | 1000 sqft2 of floor space | Per Ton | 15 | DEER:HVAC_Split-Package_HP | 1086.506 | 0.19147 | 0 | Work Paper SCE13HC032 Revision 2 | 987.1579 | 2014 | 220.92 | 2014 | 0 | 0 | Work Paper SCE13HC032 Revision 2 | Com Mini Split Heat Pumps - Hot-Dry ¦ SDG&E ¦ Hot-Dry | Com Mini Split Heat Pumps - Hot-Dry | 0.001425 | 1 | 0.22222 | CBSA 2014 | -325.6518 | 2032 | 0.85 | na
COM-HVAC-32.85 | Com ¦ Ductless Mini Split Heat Pump (SEER 18) - Marine ¦ SDG&E ¦ Marine | Com ¦ Ductless Mini Split Heat Pump (SEER 18) - Marine | SDG&E ¦ Marine | SDG&E | All | Electric | Com ¦ Ductless Mini Split Heat Pump (SEER 18) - Marine ¦ Marine | Efficient |  |  | 0 | Conventional | HVAC | Com - College | Com | ROB and NEW | 0 | 1000 sqft2 of floor space | Per Ton | 15 | DEER:HVAC_Split-Package_HP | 855.1739 | 0.13293 | 0 | Work Paper SCE13HC032 Revision 2 | 987.1579 | 2014 | 220.92 | 2014 | 0 | 0 | Work Paper SCE13HC032 Revision 2 | Com Mini Split Heat Pumps - Marine ¦ SDG&E ¦ Marine | Com Mini Split Heat Pumps - Marine | 0.048642 | 1 | 0.22222 | CBSA 2014 | -64.564 | 2032 | 0.85 | na
COM-HVAC-32.86 | Com ¦ Ductless Mini Split Heat Pump (SEER 18) - Marine ¦ SDG&E ¦ Marine | Com ¦ Ductless Mini Split Heat Pump (SEER 18) - Marine | SDG&E ¦ Marine | SDG&E | All | Electric | Com ¦ Ductless Mini Split Heat Pump (SEER 18) - Marine ¦ Marine | Efficient |  |  | 0 | Conventional | HVAC | Com - Grocery | Com | ROB and NEW | 0 | 1000 sqft2 of floor space | Per Ton | 15 | DEER:HVAC_Split-Package_HP | 1004.1654 | 0.040853 | 0 | Work Paper SCE13HC032 Revision 2 | 987.1579 | 2014 | 220.92 | 2014 | 0 | 0 | Work Paper SCE13HC032 Revision 2 | Com Mini Split Heat Pumps - Marine ¦ SDG&E ¦ Marine | Com Mini Split Heat Pumps - Marine | 0.013387 | 1 | 0.22222 | CBSA 2014 | -56.4831 | 2032 | 0.85 | na
COM-HVAC-32.87 | Com ¦ Ductless Mini Split Heat Pump (SEER 18) - Marine ¦ SDG&E ¦ Marine | Com ¦ Ductless Mini Split Heat Pump (SEER 18) - Marine | SDG&E ¦ Marine | SDG&E | All | Electric | Com ¦ Ductless Mini Split Heat Pump (SEER 18) - Marine ¦ Marine | Efficient |  |  | 0 | Conventional | HVAC | Com - Health | Com | ROB and NEW | 0 | 1000 sqft2 of floor space | Per Ton | 15 | DEER:HVAC_Split-Package_HP | 1094.7727 | 0.11346 | 0 | Work Paper SCE13HC032 Revision 2 | 987.1579 | 2014 | 220.92 | 2014 | 0 | 0 | Work Paper SCE13HC032 Revision 2 | Com Mini Split Heat Pumps - Marine ¦ SDG&E ¦ Marine | Com Mini Split Heat Pumps - Marine | 0.040002 | 1 | 0.22222 | CBSA 2014 | -71.6383 | 2032 | 0.85 | na
COM-HVAC-32.88 | Com ¦ Ductless Mini Split Heat Pump (SEER 18) - Marine ¦ SDG&E ¦ Marine | Com ¦ Ductless Mini Split Heat Pump (SEER 18) - Marine | SDG&E ¦ Marine | SDG&E | All | Electric | Com ¦ Ductless Mini Split Heat Pump (SEER 18) - Marine ¦ Marine | Efficient |  |  | 0 | Conventional | HVAC | Com - Lodging | Com | ROB and NEW | 0 | 1000 sqft2 of floor space | Per Ton | 15 | DEER:HVAC_Split-Package_HP | 1422.4329 | 0.16654 | 0 | Work Paper SCE13HC032 Revision 2 | 987.1579 | 2014 | 220.92 | 2014 | 0 | 0 | Work Paper SCE13HC032 Revision 2 | Com Mini Split Heat Pumps - Marine ¦ SDG&E ¦ Marine | Com Mini Split Heat Pumps - Marine | 0.017811 | 1 | 0.22222 | CBSA 2014 | -224.2929 | 2032 | 0.85 | na
COM-HVAC-32.89 | Com ¦ Ductless Mini Split Heat Pump (SEER 18) - Marine ¦ SDG&E ¦ Marine | Com ¦ Ductless Mini Split Heat Pump (SEER 18) - Marine | SDG&E ¦ Marine | SDG&E | All | Electric | Com ¦ Ductless Mini Split Heat Pump (SEER 18) - Marine ¦ Marine | Efficient |  |  | 0 | Conventional | HVAC | Com - Office (Large) | Com | ROB and NEW | 0 | 1000 sqft2 of floor space | Per Ton | 15 | DEER:HVAC_Split-Package_HP | 912.677 | 0.1327 | 0 | Work Paper SCE13HC032 Revision 2 | 987.1579 | 2014 | 220.92 | 2014 | 0 | 0 | Work Paper SCE13HC032 Revision 2 | Com Mini Split Heat Pumps - Marine ¦ SDG&E ¦ Marine | Com Mini Split Heat Pumps - Marine | 0.0047331 | 1 | 0.22222 | CBSA 2014 | -90.767 | 2032 | 0.85 | na
COM-HVAC-32.90 | Com ¦ Ductless Mini Split Heat Pump (SEER 18) - Marine ¦ SDG&E ¦ Marine | Com ¦ Ductless Mini Split Heat Pump (SEER 18) - Marine | SDG&E ¦ Marine | SDG&E | All | Electric | Com ¦ Ductless Mini Split Heat Pump (SEER 18) - Marine ¦ Marine | Efficient |  |  | 0 | Conventional | HVAC | Com - Office (Small) | Com | ROB and NEW | 0 | 1000 sqft2 of floor space | Per Ton | 15 | DEER:HVAC_Split-Package_HP | 965.8549 | 0.13813 | 0 | Work Paper SCE13HC032 Revision 2 | 987.1579 | 2014 | 220.92 | 2014 | 0 | 0 | Work Paper SCE13HC032 Revision 2 | Com Mini Split Heat Pumps - Marine ¦ SDG&E ¦ Marine | Com Mini Split Heat Pumps - Marine | 0.029049 | 1 | 0.22222 | CBSA 2014 | -44.2825 | 2032 | 0.85 | na
COM-HVAC-32.91 | Com ¦ Ductless Mini Split Heat Pump (SEER 18) - Marine ¦ SDG&E ¦ Marine | Com ¦ Ductless Mini Split Heat Pump (SEER 18) - Marine | SDG&E ¦ Marine | SDG&E | All | Electric | Com ¦ Ductless Mini Split Heat Pump (SEER 18) - Marine ¦ Marine | Efficient |  |  | 0 | Conventional | HVAC | Com - Other | Com | ROB and NEW | 0 | 1000 sqft2 of floor space | Per Ton | 15 | DEER:HVAC_Split-Package_HP | 1123.9883 | 0.089261 | 0 | Work Paper SCE13HC032 Revision 2 | 987.1579 | 2014 | 220.92 | 2014 | 0 | 0 | Work Paper SCE13HC032 Revision 2 | Com Mini Split Heat Pumps - Marine ¦ SDG&E ¦ Marine | Com Mini Split Heat Pumps - Marine | 0.0021863 | 1 | 0.22222 | CBSA 2014 | -124.1158 | 2032 | 0.85 | na
COM-HVAC-32.92 | Com ¦ Ductless Mini Split Heat Pump (SEER 18) - Marine ¦ SDG&E ¦ Marine | Com ¦ Ductless Mini Split Heat Pump (SEER 18) - Marine | SDG&E ¦ Marine | SDG&E | All | Electric | Com ¦ Ductless Mini Split Heat Pump (SEER 18) - Marine ¦ Marine | Efficient |  |  | 0 | Conventional | HVAC | Com - Refrig. Warehouse | Com | ROB and NEW | 0 | 1000 sqft2 of floor space | Per Ton | 15 | DEER:HVAC_Split-Package_HP | 1929.9559 | 0.39292 | 0 | Work Paper SCE13HC032 Revision 2 | 987.1579 | 2014 | 220.92 | 2014 | 0 | 0 | Work Paper SCE13HC032 Revision 2 | Com Mini Split Heat Pumps - Marine ¦ SDG&E ¦ Marine | Com Mini Split Heat Pumps - Marine | 0 | 1 | 0 | CBSA 2014 | -34.4852 | 2032 | 0.85 | na
COM-HVAC-32.93 | Com ¦ Ductless Mini Split Heat Pump (SEER 18) - Marine ¦ SDG&E ¦ Marine | Com ¦ Ductless Mini Split Heat Pump (SEER 18) - Marine | SDG&E ¦ Marine | SDG&E | All | Electric | Com ¦ Ductless Mini Split Heat Pump (SEER 18) - Marine ¦ Marine | Efficient |  |  | 0 | Conventional | HVAC | Com - Restaurant | Com | ROB and NEW | 0 | 1000 sqft2 of floor space | Per Ton | 15 | DEER:HVAC_Split-Package_HP | 1114.9053 | 0.16579 | 0 | Work Paper SCE13HC032 Revision 2 | 987.1579 | 2014 | 220.92 | 2014 | 0 | 0 | Work Paper SCE13HC032 Revision 2 | Com Mini Split Heat Pumps - Marine ¦ SDG&E ¦ Marine | Com Mini Split Heat Pumps - Marine | 0.018542 | 1 | 0.22222 | CBSA 2014 | -19.813 | 2032 | 0.85 | na
COM-HVAC-32.94 | Com ¦ Ductless Mini Split Heat Pump (SEER 18) - Marine ¦ SDG&E ¦ Marine | Com ¦ Ductless Mini Split Heat Pump (SEER 18) - Marine | SDG&E ¦ Marine | SDG&E | All | Electric | Com ¦ Ductless Mini Split Heat Pump (SEER 18) - Marine ¦ Marine | Efficient |  |  | 0 | Conventional | HVAC | Com - Retail | Com | ROB and NEW | 0 | 1000 sqft2 of floor space | Per Ton | 15 | DEER:HVAC_Split-Package_HP | 1082.7633 | 0.16525 | 0 | Work Paper SCE13HC032 Revision 2 | 987.1579 | 2014 | 220.92 | 2014 | 0 | 0 | Work Paper SCE13HC032 Revision 2 | Com Mini Split Heat Pumps - Marine ¦ SDG&E ¦ Marine | Com Mini Split Heat Pumps - Marine | 0.0018256 | 1 | 0.22222 | CBSA 2014 | -380.3935 | 2032 | 0.85 | na
COM-HVAC-32.95 | Com ¦ Ductless Mini Split Heat Pump (SEER 18) - Marine ¦ SDG&E ¦ Marine | Com ¦ Ductless Mini Split Heat Pump (SEER 18) - Marine | SDG&E ¦ Marine | SDG&E | All | Electric | Com ¦ Ductless Mini Split Heat Pump (SEER 18) - Marine ¦ Marine | Efficient |  |  | 0 | Conventional | HVAC | Com - School | Com | ROB and NEW | 0 | 1000 sqft2 of floor space | Per Ton | 15 | DEER:HVAC_Split-Package_HP | 863.4338 | 0.030984 | 0 | Work Paper SCE13HC032 Revision 2 | 987.1579 | 2014 | 220.92 | 2014 | 0 | 0 | Work Paper SCE13HC032 Revision 2 | Com Mini Split Heat Pumps - Marine ¦ SDG&E ¦ Marine | Com Mini Split Heat Pumps - Marine | 0.017598 | 1 | 0.22222 | CBSA 2014 | -142.161 | 2032 | 0.85 | na
COM-HVAC-32.96 | Com ¦ Ductless Mini Split Heat Pump (SEER 18) - Marine ¦ SDG&E ¦ Marine | Com ¦ Ductless Mini Split Heat Pump (SEER 18) - Marine | SDG&E ¦ Marine | SDG&E | All | Electric | Com ¦ Ductless Mini Split Heat Pump (SEER 18) - Marine ¦ Marine | Efficient |  |  | 0 | Conventional | HVAC | Com - Warehouse | Com | ROB and NEW | 0 | 1000 sqft2 of floor space | Per Ton | 15 | DEER:HVAC_Split-Package_HP | 810.7876 | 0.13193 | 0 | Work Paper SCE13HC032 Revision 2 | 987.1579 | 2014 | 220.92 | 2014 | 0 | 0 | Work Paper SCE13HC032 Revision 2 | Com Mini Split Heat Pumps - Marine ¦ SDG&E ¦ Marine | Com Mini Split Heat Pumps - Marine | 0.001425 | 1 | 0.22222 | CBSA 2014 | -243.0124 | 2032 | 0.85 | na
COM-HVAC-33.1 | Com ¦ Variable Refrigerant Flow (VRF) Heat Pump - Hot-Dry ¦ PG&E ¦ Hot-Dry | Com ¦ Variable Refrigerant Flow (VRF) Heat Pump - Hot-Dry | PG&E ¦ Hot-Dry | PG&E | All | Electric | Com ¦ Variable Refrigerant Flow (VRF) Heat Pump - Hot-Dry ¦ PG&E ¦ Hot-Dry | Efficient |  |  | 0 | Conventional | HVAC | Com - College | Com | ROB and NEW | 0 | 1000 sqft2 of floor space | Per Ton | 15 | DEER:HVAC_Split-Package_HP | 256.1429 | 0.19986 | 0 | READI v.2.5.1 (Current Ex Ante data); 1/1/2013 - 1/1/2021 - Measure Name: VRF_dXHP | 2711.5 | 2016 | 2763 | 2016 | 0 | 0 | https://neep.org/sites/default/files/VRF_HP.xlsx; Table 3-4 - DEER READI costs not available for VRF systems | Com Mini Split Heat Pumps - Hot-Dry ¦ PG&E ¦ Hot-Dry | Com Mini Split Heat Pumps - Hot-Dry | 0.042796 | 1 | 0 | CBSA 2014 | -19.3383 | 2032 | 0.85 | NE-HVAC-VarRefgHP-14to20ton
COM-HVAC-33.2 | Com ¦ Variable Refrigerant Flow (VRF) Heat Pump - Hot-Dry ¦ PG&E ¦ Hot-Dry | Com ¦ Variable Refrigerant Flow (VRF) Heat Pump - Hot-Dry | PG&E ¦ Hot-Dry | PG&E | All | Electric | Com ¦ Variable Refrigerant Flow (VRF) Heat Pump - Hot-Dry ¦ PG&E ¦ Hot-Dry | Efficient |  |  | 0 | Conventional | HVAC | Com - Grocery | Com | ROB and NEW | 0 | 1000 sqft2 of floor space | Per Ton | 15 | DEER:HVAC_Split-Package_HP | 265.4952 | 0.22414 | 0 | READI v.2.5.1 (Current Ex Ante data); 1/1/2013 - 1/1/2021 - Measure Name: VRF_dXHP | 2711.5 | 2016 | 2763 | 2016 | 0 | 0 | https://neep.org/sites/default/files/VRF_HP.xlsx; Table 3-4 - DEER READI costs not available for VRF systems | Com Mini Split Heat Pumps - Hot-Dry ¦ PG&E ¦ Hot-Dry | Com Mini Split Heat Pumps - Hot-Dry | 0.018272 | 1 | 0 | CBSA 2014 | -14.9338 | 2032 | 0.85 | NE-HVAC-VarRefgHP-14to20ton
COM-HVAC-33.3 | Com ¦ Variable Refrigerant Flow (VRF) Heat Pump - Hot-Dry ¦ PG&E ¦ Hot-Dry | Com ¦ Variable Refrigerant Flow (VRF) Heat Pump - Hot-Dry | PG&E ¦ Hot-Dry | PG&E | All | Electric | Com ¦ Variable Refrigerant Flow (VRF) Heat Pump - Hot-Dry ¦ PG&E ¦ Hot-Dry | Efficient |  |  | 0 | Conventional | HVAC | Com - Health | Com | ROB and NEW | 0 | 1000 sqft2 of floor space | Per Ton | 15 | DEER:HVAC_Split-Package_HP | 462.7143 | 0.23357 | 0 | READI v.2.5.1 (Current Ex Ante data); 1/1/2013 - 1/1/2021 - Measure Name: VRF_dXHP | 2711.5 | 2016 | 2763 | 2016 | 0 | 0 | https://neep.org/sites/default/files/VRF_HP.xlsx; Table 3-4 - DEER READI costs not available for VRF systems | Com Mini Split Heat Pumps - Hot-Dry ¦ PG&E ¦ Hot-Dry | Com Mini Split Heat Pumps - Hot-Dry | 0.033998 | 1 | 0 | CBSA 2014 | -30.2785 | 2032 | 0.85 | NE-HVAC-VarRefgHP-14to20ton
COM-HVAC-33.4 | Com ¦ Variable Refrigerant Flow (VRF) Heat Pump - Hot-Dry ¦ PG&E ¦ Hot-Dry | Com ¦ Variable Refrigerant Flow (VRF) Heat Pump - Hot-Dry | PG&E ¦ Hot-Dry | PG&E | All | Electric | Com ¦ Variable Refrigerant Flow (VRF) Heat Pump - Hot-Dry ¦ PG&E ¦ Hot-Dry | Efficient |  |  | 0 | Conventional | HVAC | Com - Lodging | Com | ROB and NEW | 0 | 1000 sqft2 of floor space | Per Ton | 15 | DEER:HVAC_Split-Package_HP | 431.2857 | 0.20386 | 0 | READI v.2.5.1 (Current Ex Ante data); 1/1/2013 - 1/1/2021 - Measure Name: VRF_dXHP | 2711.5 | 2016 | 2763 | 2016 | 0 | 0 | https://neep.org/sites/default/files/VRF_HP.xlsx; Table 3-4 - DEER READI costs not available for VRF systems | Com Mini Split Heat Pumps - Hot-Dry ¦ PG&E ¦ Hot-Dry | Com Mini Split Heat Pumps - Hot-Dry | 0.018626 | 1 | 0 | CBSA 2014 | -68.0062 | 2032 | 0.85 | NE-HVAC-VarRefgHP-14to20ton
COM-HVAC-33.5 | Com ¦ Variable Refrigerant Flow (VRF) Heat Pump - Hot-Dry ¦ PG&E ¦ Hot-Dry | Com ¦ Variable Refrigerant Flow (VRF) Heat Pump - Hot-Dry | PG&E ¦ Hot-Dry | PG&E | All | Electric | Com ¦ Variable Refrigerant Flow (VRF) Heat Pump - Hot-Dry ¦ PG&E ¦ Hot-Dry | Efficient |  |  | 0 | Conventional | HVAC | Com - Office (Large) | Com | ROB and NEW | 0 | 1000 sqft2 of floor space | Per Ton | 15 | DEER:HVAC_Split-Package_HP | 192.8571 | 0.17443 | 0 | READI v.2.5.1 (Current Ex Ante data); 1/1/2013 - 1/1/2021 - Measure Name: VRF_dXHP | 2711.5 | 2016 | 2763 | 2016 | 0 | 0 | https://neep.org/sites/default/files/VRF_HP.xlsx; Table 3-4 - DEER READI costs not available for VRF systems | Com Mini Split Heat Pumps - Hot-Dry ¦ PG&E ¦ Hot-Dry | Com Mini Split Heat Pumps - Hot-Dry | 0.0041807 | 1 | 0 | CBSA 2014 | -19.1799 | 2032 | 0.85 | NE-HVAC-VarRefgHP-14to20ton
COM-HVAC-33.6 | Com ¦ Variable Refrigerant Flow (VRF) Heat Pump - Hot-Dry ¦ PG&E ¦ Hot-Dry | Com ¦ Variable Refrigerant Flow (VRF) Heat Pump - Hot-Dry | PG&E ¦ Hot-Dry | PG&E | All | Electric | Com ¦ Variable Refrigerant Flow (VRF) Heat Pump - Hot-Dry ¦ PG&E ¦ Hot-Dry | Efficient |  |  | 0 | Conventional | HVAC | Com - Office (Small) | Com | ROB and NEW | 0 | 1000 sqft2 of floor space | Per Ton | 15 | DEER:HVAC_Split-Package_HP | 222.8571 | 0.20771 | 0 | READI v.2.5.1 (Current Ex Ante data); 1/1/2013 - 1/1/2021 - Measure Name: VRF_dXHP | 2711.5 | 2016 | 2763 | 2016 | 0 | 0 | https://neep.org/sites/default/files/VRF_HP.xlsx; Table 3-4 - DEER READI costs not available for VRF systems | Com Mini Split Heat Pumps - Hot-Dry ¦ PG&E ¦ Hot-Dry | Com Mini Split Heat Pumps - Hot-Dry | 0.025672 | 1 | 0 | CBSA 2014 | -10.2176 | 2032 | 0.85 | NE-HVAC-VarRefgHP-14to20ton
COM-HVAC-33.7 | Com ¦ Variable Refrigerant Flow (VRF) Heat Pump - Hot-Dry ¦ PG&E ¦ Hot-Dry | Com ¦ Variable Refrigerant Flow (VRF) Heat Pump - Hot-Dry | PG&E ¦ Hot-Dry | PG&E | All | Electric | Com ¦ Variable Refrigerant Flow (VRF) Heat Pump - Hot-Dry ¦ PG&E ¦ Hot-Dry | Efficient |  |  | 0 | Conventional | HVAC | Com - Other | Com | ROB and NEW | 0 | 1000 sqft2 of floor space | Per Ton | 15 | DEER:HVAC_Split-Package_HP | 265.4952 | 0.22414 | 0 | READI v.2.5.1 (Current Ex Ante data); 1/1/2013 - 1/1/2021 - Measure Name: VRF_dXHP | 2711.5 | 2016 | 2763 | 2016 | 0 | 0 | https://neep.org/sites/default/files/VRF_HP.xlsx; Table 3-4 - DEER READI costs not available for VRF systems | Com Mini Split Heat Pumps - Hot-Dry ¦ PG&E ¦ Hot-Dry | Com Mini Split Heat Pumps - Hot-Dry | 0.001539 | 1 | 0 | CBSA 2014 | -29.3172 | 2032 | 0.85 | NE-HVAC-VarRefgHP-14to20ton
COM-HVAC-33.8 | Com ¦ Variable Refrigerant Flow (VRF) Heat Pump - Hot-Dry ¦ PG&E ¦ Hot-Dry | Com ¦ Variable Refrigerant Flow (VRF) Heat Pump - Hot-Dry | PG&E ¦ Hot-Dry | PG&E | All | Electric | Com ¦ Variable Refrigerant Flow (VRF) Heat Pump - Hot-Dry ¦ PG&E ¦ Hot-Dry | Efficient |  |  | 0 | Conventional | HVAC | Com - Refrig. Warehouse | Com | ROB and NEW | 0 | 1000 sqft2 of floor space | Per Ton | 15 | DEER:HVAC_Split-Package_HP | 265.4952 | 0.22414 | 0 | READI v.2.5.1 (Current Ex Ante data); 1/1/2013 - 1/1/2021 - Measure Name: VRF_dXHP | 2711.5 | 2016 | 2763 | 2016 | 0 | 0 | https://neep.org/sites/default/files/VRF_HP.xlsx; Table 3-4 - DEER READI costs not available for VRF systems | Com Mini Split Heat Pumps - Hot-Dry ¦ PG&E ¦ Hot-Dry | Com Mini Split Heat Pumps - Hot-Dry | 0 | 1 | 0 | CBSA 2014 | -4.744 | 2032 | 0.85 | NE-HVAC-VarRefgHP-14to20ton
COM-HVAC-33.9 | Com ¦ Variable Refrigerant Flow (VRF) Heat Pump - Hot-Dry ¦ PG&E ¦ Hot-Dry | Com ¦ Variable Refrigerant Flow (VRF) Heat Pump - Hot-Dry | PG&E ¦ Hot-Dry | PG&E | All | Electric | Com ¦ Variable Refrigerant Flow (VRF) Heat Pump - Hot-Dry ¦ PG&E ¦ Hot-Dry | Efficient |  |  | 0 | Conventional | HVAC | Com - Restaurant | Com | ROB and NEW | 0 | 1000 sqft2 of floor space | Per Ton | 15 | DEER:HVAC_Split-Package_HP | 265.4952 | 0.22414 | 0 | READI v.2.5.1 (Current Ex Ante data); 1/1/2013 - 1/1/2021 - Measure Name: VRF_dXHP | 2711.5 | 2016 | 2763 | 2016 | 0 | 0 | https://neep.org/sites/default/files/VRF_HP.xlsx; Table 3-4 - DEER READI costs not available for VRF systems | Com Mini Split Heat Pumps - Hot-Dry ¦ PG&E ¦ Hot-Dry | Com Mini Split Heat Pumps - Hot-Dry | 0.019349 | 1 | 0 | CBSA 2014 | -4.7181 | 2032 | 0.85 | NE-HVAC-VarRefgHP-14to20ton
COM-HVAC-33.10 | Com ¦ Variable Refrigerant Flow (VRF) Heat Pump - Hot-Dry ¦ PG&E ¦ Hot-Dry | Com ¦ Variable Refrigerant Flow (VRF) Heat Pump - Hot-Dry | PG&E ¦ Hot-Dry | PG&E | All | Electric | Com ¦ Variable Refrigerant Flow (VRF) Heat Pump - Hot-Dry ¦ PG&E ¦ Hot-Dry | Efficient |  |  | 0 | Conventional | HVAC | Com - Retail | Com | ROB and NEW | 0 | 1000 sqft2 of floor space | Per Ton | 15 | DEER:HVAC_Split-Package_HP | 265.4952 | 0.22414 | 0 | READI v.2.5.1 (Current Ex Ante data); 1/1/2013 - 1/1/2021 - Measure Name: VRF_dXHP | 2711.5 | 2016 | 2763 | 2016 | 0 | 0 | https://neep.org/sites/default/files/VRF_HP.xlsx; Table 3-4 - DEER READI costs not available for VRF systems | Com Mini Split Heat Pumps - Hot-Dry ¦ PG&E ¦ Hot-Dry | Com Mini Split Heat Pumps - Hot-Dry | 0.0098562 | 1 | 0 | CBSA 2014 | -93.2731 | 2032 | 0.85 | NE-HVAC-VarRefgHP-14to20ton
COM-HVAC-33.11 | Com ¦ Variable Refrigerant Flow (VRF) Heat Pump - Hot-Dry ¦ PG&E ¦ Hot-Dry | Com ¦ Variable Refrigerant Flow (VRF) Heat Pump - Hot-Dry | PG&E ¦ Hot-Dry | PG&E | All | Electric | Com ¦ Variable Refrigerant Flow (VRF) Heat Pump - Hot-Dry ¦ PG&E ¦ Hot-Dry | Efficient |  |  | 0 | Conventional | HVAC | Com - School | Com | ROB and NEW | 0 | 1000 sqft2 of floor space | Per Ton | 15 | DEER:HVAC_Split-Package_HP | 199.4286 | 0.0366 | 0 | READI v.2.5.1 (Current Ex Ante data); 1/1/2013 - 1/1/2021 - Measure Name: VRF_dXHP | 2711.5 | 2016 | 2763 | 2016 | 0 | 0 | https://neep.org/sites/default/files/VRF_HP.xlsx; Table 3-4 - DEER READI costs not available for VRF systems | Com Mini Split Heat Pumps - Hot-Dry ¦ PG&E ¦ Hot-Dry | Com Mini Split Heat Pumps - Hot-Dry | 0.0052751 | 1 | 0 | CBSA 2014 | -32.8351 | 2032 | 0.85 | NE-HVAC-VarRefgHP-14to20ton
COM-HVAC-33.12 | Com ¦ Variable Refrigerant Flow (VRF) Heat Pump - Hot-Dry ¦ PG&E ¦ Hot-Dry | Com ¦ Variable Refrigerant Flow (VRF) Heat Pump - Hot-Dry | PG&E ¦ Hot-Dry | PG&E | All | Electric | Com ¦ Variable Refrigerant Flow (VRF) Heat Pump - Hot-Dry ¦ PG&E ¦ Hot-Dry | Efficient |  |  | 0 | Conventional | HVAC | Com - Warehouse | Com | ROB and NEW | 0 | 1000 sqft2 of floor space | Per Ton | 15 | DEER:HVAC_Split-Package_HP | 265.4952 | 0.22414 | 0 | READI v.2.5.1 (Current Ex Ante data); 1/1/2013 - 1/1/2021 - Measure Name: VRF_dXHP | 2711.5 | 2016 | 2763 | 2016 | 0 | 0 | https://neep.org/sites/default/files/VRF_HP.xlsx; Table 3-4 - DEER READI costs not available for VRF systems | Com Mini Split Heat Pumps - Hot-Dry ¦ PG&E ¦ Hot-Dry | Com Mini Split Heat Pumps - Hot-Dry | 0.0026655 | 1 | 0 | CBSA 2014 | -79.5753 | 2032 | 0.85 | NE-HVAC-VarRefgHP-14to20ton
COM-HVAC-33.13 | Com ¦ Variable Refrigerant Flow (VRF) Heat Pump - Marine ¦ PG&E ¦ Marine | Com ¦ Variable Refrigerant Flow (VRF) Heat Pump - Marine | PG&E ¦ Marine | PG&E | All | Electric | Com ¦ Variable Refrigerant Flow (VRF) Heat Pump - Marine ¦ PG&E ¦ Marine | Efficient |  |  | 0 | Conventional | HVAC | Com - College | Com | ROB and NEW | 0 | 1000 sqft2 of floor space | Per Ton | 15 | DEER:HVAC_Split-Package_HP | 179.0714 | 0.11488 | 0 | READI v.2.5.1 (Current Ex Ante data); 1/1/2013 - 1/1/2021 - Measure Name: VRF_dXHP | 2711.5 | 2016 | 2763 | 2016 | 0 | 0 | https://neep.org/sites/default/files/VRF_HP.xlsx; Table 3-4 - DEER READI costs not available for VRF systems | Com Mini Split Heat Pumps - Marine ¦ PG&E ¦ Marine | Com Mini Split Heat Pumps - Marine | 0.042796 | 1 | 0 | CBSA 2014 | -13.5195 | 2032 | 0.85 | NE-HVAC-VarRefgHP-14to20ton
COM-HVAC-33.14 | Com ¦ Variable Refrigerant Flow (VRF) Heat Pump - Marine ¦ PG&E ¦ Marine | Com ¦ Variable Refrigerant Flow (VRF) Heat Pump - Marine | PG&E ¦ Marine | PG&E | All | Electric | Com ¦ Variable Refrigerant Flow (VRF) Heat Pump - Marine ¦ PG&E ¦ Marine | Efficient |  |  | 0 | Conventional | HVAC | Com - Grocery | Com | ROB and NEW | 0 | 1000 sqft2 of floor space | Per Ton | 15 | DEER:HVAC_Split-Package_HP | 160.1857 | 0.12811 | 0 | READI v.2.5.1 (Current Ex Ante data); 1/1/2013 - 1/1/2021 - Measure Name: VRF_dXHP | 2711.5 | 2016 | 2763 | 2016 | 0 | 0 | https://neep.org/sites/default/files/VRF_HP.xlsx; Table 3-4 - DEER READI costs not available for VRF systems | Com Mini Split Heat Pumps - Marine ¦ PG&E ¦ Marine | Com Mini Split Heat Pumps - Marine | 0.018272 | 1 | 0 | CBSA 2014 | -9.0103 | 2032 | 0.85 | NE-HVAC-VarRefgHP-14to20ton
COM-HVAC-33.15 | Com ¦ Variable Refrigerant Flow (VRF) Heat Pump - Marine ¦ PG&E ¦ Marine | Com ¦ Variable Refrigerant Flow (VRF) Heat Pump - Marine | PG&E ¦ Marine | PG&E | All | Electric | Com ¦ Variable Refrigerant Flow (VRF) Heat Pump - Marine ¦ PG&E ¦ Marine | Efficient |  |  | 0 | Conventional | HVAC | Com - Health | Com | ROB and NEW | 0 | 1000 sqft2 of floor space | Per Ton | 15 | DEER:HVAC_Split-Package_HP | 399.2857 | 0.14557 | 0 | READI v.2.5.1 (Current Ex Ante data); 1/1/2013 - 1/1/2021 - Measure Name: VRF_dXHP | 2711.5 | 2016 | 2763 | 2016 | 0 | 0 | https://neep.org/sites/default/files/VRF_HP.xlsx; Table 3-4 - DEER READI costs not available for VRF systems | Com Mini Split Heat Pumps - Marine ¦ PG&E ¦ Marine | Com Mini Split Heat Pumps - Marine | 0.033998 | 1 | 0 | CBSA 2014 | -26.1279 | 2032 | 0.85 | NE-HVAC-VarRefgHP-14to20ton
COM-HVAC-33.16 | Com ¦ Variable Refrigerant Flow (VRF) Heat Pump - Marine ¦ PG&E ¦ Marine | Com ¦ Variable Refrigerant Flow (VRF) Heat Pump - Marine | PG&E ¦ Marine | PG&E | All | Electric | Com ¦ Variable Refrigerant Flow (VRF) Heat Pump - Marine ¦ PG&E ¦ Marine | Efficient |  |  | 0 | Conventional | HVAC | Com - Lodging | Com | ROB and NEW | 0 | 1000 sqft2 of floor space | Per Ton | 15 | DEER:HVAC_Split-Package_HP | 356.6429 | 0.12797 | 0 | READI v.2.5.1 (Current Ex Ante data); 1/1/2013 - 1/1/2021 - Measure Name: VRF_dXHP | 2711.5 | 2016 | 2763 | 2016 | 0 | 0 | https://neep.org/sites/default/files/VRF_HP.xlsx; Table 3-4 - DEER READI costs not available for VRF systems | Com Mini Split Heat Pumps - Marine ¦ PG&E ¦ Marine | Com Mini Split Heat Pumps - Marine | 0.018626 | 1 | 0 | CBSA 2014 | -56.2364 | 2032 | 0.85 | NE-HVAC-VarRefgHP-14to20ton
COM-HVAC-33.17 | Com ¦ Variable Refrigerant Flow (VRF) Heat Pump - Marine ¦ PG&E ¦ Marine | Com ¦ Variable Refrigerant Flow (VRF) Heat Pump - Marine | PG&E ¦ Marine | PG&E | All | Electric | Com ¦ Variable Refrigerant Flow (VRF) Heat Pump - Marine ¦ PG&E ¦ Marine | Efficient |  |  | 0 | Conventional | HVAC | Com - Office (Large) | Com | ROB and NEW | 0 | 1000 sqft2 of floor space | Per Ton | 15 | DEER:HVAC_Split-Package_HP | 161.1429 | 0.12627 | 0 | READI v.2.5.1 (Current Ex Ante data); 1/1/2013 - 1/1/2021 - Measure Name: VRF_dXHP | 2711.5 | 2016 | 2763 | 2016 | 0 | 0 | https://neep.org/sites/default/files/VRF_HP.xlsx; Table 3-4 - DEER READI costs not available for VRF systems | Com Mini Split Heat Pumps - Marine ¦ PG&E ¦ Marine | Com Mini Split Heat Pumps - Marine | 0.0041807 | 1 | 0 | CBSA 2014 | -16.0259 | 2032 | 0.85 | NE-HVAC-VarRefgHP-14to20ton
COM-HVAC-33.18 | Com ¦ Variable Refrigerant Flow (VRF) Heat Pump - Marine ¦ PG&E ¦ Marine | Com ¦ Variable Refrigerant Flow (VRF) Heat Pump - Marine | PG&E ¦ Marine | PG&E | All | Electric | Com ¦ Variable Refrigerant Flow (VRF) Heat Pump - Marine ¦ PG&E ¦ Marine | Efficient |  |  | 0 | Conventional | HVAC | Com - Office (Small) | Com | ROB and NEW | 0 | 1000 sqft2 of floor space | Per Ton | 15 | DEER:HVAC_Split-Package_HP | 160.5714 | 0.13756 | 0 | READI v.2.5.1 (Current Ex Ante data); 1/1/2013 - 1/1/2021 - Measure Name: VRF_dXHP | 2711.5 | 2016 | 2763 | 2016 | 0 | 0 | https://neep.org/sites/default/files/VRF_HP.xlsx; Table 3-4 - DEER READI costs not available for VRF systems | Com Mini Split Heat Pumps - Marine ¦ PG&E ¦ Marine | Com Mini Split Heat Pumps - Marine | 0.025672 | 1 | 0 | CBSA 2014 | -7.3619 | 2032 | 0.85 | NE-HVAC-VarRefgHP-14to20ton
COM-HVAC-33.19 | Com ¦ Variable Refrigerant Flow (VRF) Heat Pump - Marine ¦ PG&E ¦ Marine | Com ¦ Variable Refrigerant Flow (VRF) Heat Pump - Marine | PG&E ¦ Marine | PG&E | All | Electric | Com ¦ Variable Refrigerant Flow (VRF) Heat Pump - Marine ¦ PG&E ¦ Marine | Efficient |  |  | 0 | Conventional | HVAC | Com - Other | Com | ROB and NEW | 0 | 1000 sqft2 of floor space | Per Ton | 15 | DEER:HVAC_Split-Package_HP | 160.1857 | 0.12811 | 0 | READI v.2.5.1 (Current Ex Ante data); 1/1/2013 - 1/1/2021 - Measure Name: VRF_dXHP | 2711.5 | 2016 | 2763 | 2016 | 0 | 0 | https://neep.org/sites/default/files/VRF_HP.xlsx; Table 3-4 - DEER READI costs not available for VRF systems | Com Mini Split Heat Pumps - Marine ¦ PG&E ¦ Marine | Com Mini Split Heat Pumps - Marine | 0.001539 | 1 | 0 | CBSA 2014 | -17.6884 | 2032 | 0.85 | NE-HVAC-VarRefgHP-14to20ton
COM-HVAC-33.20 | Com ¦ Variable Refrigerant Flow (VRF) Heat Pump - Marine ¦ PG&E ¦ Marine | Com ¦ Variable Refrigerant Flow (VRF) Heat Pump - Marine | PG&E ¦ Marine | PG&E | All | Electric | Com ¦ Variable Refrigerant Flow (VRF) Heat Pump - Marine ¦ PG&E ¦ Marine | Efficient |  |  | 0 | Conventional | HVAC | Com - Refrig. Warehouse | Com | ROB and NEW | 0 | 1000 sqft2 of floor space | Per Ton | 15 | DEER:HVAC_Split-Package_HP | 160.1857 | 0.12811 | 0 | READI v.2.5.1 (Current Ex Ante data); 1/1/2013 - 1/1/2021 - Measure Name: VRF_dXHP | 2711.5 | 2016 | 2763 | 2016 | 0 | 0 | https://neep.org/sites/default/files/VRF_HP.xlsx; Table 3-4 - DEER READI costs not available for VRF systems | Com Mini Split Heat Pumps - Marine ¦ PG&E ¦ Marine | Com Mini Split Heat Pumps - Marine | 0 | 1 | 0 | CBSA 2014 | -2.8623 | 2032 | 0.85 | NE-HVAC-VarRefgHP-14to20ton
COM-HVAC-33.21 | Com ¦ Variable Refrigerant Flow (VRF) Heat Pump - Marine ¦ PG&E ¦ Marine | Com ¦ Variable Refrigerant Flow (VRF) Heat Pump - Marine | PG&E ¦ Marine | PG&E | All | Electric | Com ¦ Variable Refrigerant Flow (VRF) Heat Pump - Marine ¦ PG&E ¦ Marine | Efficient |  |  | 0 | Conventional | HVAC | Com - Restaurant | Com | ROB and NEW | 0 | 1000 sqft2 of floor space | Per Ton | 15 | DEER:HVAC_Split-Package_HP | 160.1857 | 0.12811 | 0 | READI v.2.5.1 (Current Ex Ante data); 1/1/2013 - 1/1/2021 - Measure Name: VRF_dXHP | 2711.5 | 2016 | 2763 | 2016 | 0 | 0 | https://neep.org/sites/default/files/VRF_HP.xlsx; Table 3-4 - DEER READI costs not available for VRF systems | Com Mini Split Heat Pumps - Marine ¦ PG&E ¦ Marine | Com Mini Split Heat Pumps - Marine | 0.019349 | 1 | 0 | CBSA 2014 | -2.8467 | 2032 | 0.85 | NE-HVAC-VarRefgHP-14to20ton
COM-HVAC-33.22 | Com ¦ Variable Refrigerant Flow (VRF) Heat Pump - Marine ¦ PG&E ¦ Marine | Com ¦ Variable Refrigerant Flow (VRF) Heat Pump - Marine | PG&E ¦ Marine | PG&E | All | Electric | Com ¦ Variable Refrigerant Flow (VRF) Heat Pump - Marine ¦ PG&E ¦ Marine | Efficient |  |  | 0 | Conventional | HVAC | Com - Retail | Com | ROB and NEW | 0 | 1000 sqft2 of floor space | Per Ton | 15 | DEER:HVAC_Split-Package_HP | 160.1857 | 0.12811 | 0 | READI v.2.5.1 (Current Ex Ante data); 1/1/2013 - 1/1/2021 - Measure Name: VRF_dXHP | 2711.5 | 2016 | 2763 | 2016 | 0 | 0 | https://neep.org/sites/default/files/VRF_HP.xlsx; Table 3-4 - DEER READI costs not available for VRF systems | Com Mini Split Heat Pumps - Marine ¦ PG&E ¦ Marine | Com Mini Split Heat Pumps - Marine | 0.0098562 | 1 | 0 | CBSA 2014 | -56.276 | 2032 | 0.85 | NE-HVAC-VarRefgHP-14to20ton
COM-HVAC-33.23 | Com ¦ Variable Refrigerant Flow (VRF) Heat Pump - Marine ¦ PG&E ¦ Marine | Com ¦ Variable Refrigerant Flow (VRF) Heat Pump - Marine | PG&E ¦ Marine | PG&E | All | Electric | Com ¦ Variable Refrigerant Flow (VRF) Heat Pump - Marine ¦ PG&E ¦ Marine | Efficient |  |  | 0 | Conventional | HVAC | Com - School | Com | ROB and NEW | 0 | 1000 sqft2 of floor space | Per Ton | 15 | DEER:HVAC_Split-Package_HP | 136.6357 | 0.0053207 | 0 | READI v.2.5.1 (Current Ex Ante data); 1/1/2013 - 1/1/2021 - Measure Name: VRF_dXHP | 2711.5 | 2016 | 2763 | 2016 | 0 | 0 | https://neep.org/sites/default/files/VRF_HP.xlsx; Table 3-4 - DEER READI costs not available for VRF systems | Com Mini Split Heat Pumps - Marine ¦ PG&E ¦ Marine | Com Mini Split Heat Pumps - Marine | 0.0052751 | 1 | 0 | CBSA 2014 | -22.4965 | 2032 | 0.85 | NE-HVAC-VarRefgHP-14to20ton
COM-HVAC-33.24 | Com ¦ Variable Refrigerant Flow (VRF) Heat Pump - Marine ¦ PG&E ¦ Marine | Com ¦ Variable Refrigerant Flow (VRF) Heat Pump - Marine | PG&E ¦ Marine | PG&E | All | Electric | Com ¦ Variable Refrigerant Flow (VRF) Heat Pump - Marine ¦ PG&E ¦ Marine | Efficient |  |  | 0 | Conventional | HVAC | Com - Warehouse | Com | ROB and NEW | 0 | 1000 sqft2 of floor space | Per Ton | 15 | DEER:HVAC_Split-Package_HP | 160.1857 | 0.12811 | 0 | READI v.2.5.1 (Current Ex Ante data); 1/1/2013 - 1/1/2021 - Measure Name: VRF_dXHP | 2711.5 | 2016 | 2763 | 2016 | 0 | 0 | https://neep.org/sites/default/files/VRF_HP.xlsx; Table 3-4 - DEER READI costs not available for VRF systems | Com Mini Split Heat Pumps - Marine ¦ PG&E ¦ Marine | Com Mini Split Heat Pumps - Marine | 0.0026655 | 1 | 0 | CBSA 2014 | -48.0115 | 2032 | 0.85 | NE-HVAC-VarRefgHP-14to20ton
COM-HVAC-33.25 | Com ¦ Variable Refrigerant Flow (VRF) Heat Pump - Cold ¦ PG&E ¦ Cold | Com ¦ Variable Refrigerant Flow (VRF) Heat Pump - Cold | PG&E ¦ Cold | PG&E | All | Electric | Com ¦ Variable Refrigerant Flow (VRF) Heat Pump - Cold ¦ PG&E ¦ Cold | Efficient |  |  | 0 | Conventional | HVAC | Com - College | Com | ROB and NEW | 0 | 1000 sqft2 of floor space | Per Ton | 15 | DEER:HVAC_Split-Package_HP | 320.3571 | 0.13952 | 0 | READI v.2.5.1 (Current Ex Ante data); 1/1/2013 - 1/1/2021 - Measure Name: VRF_dXHP | 2711.5 | 2016 | 2763 | 2016 | 0 | 0 | https://neep.org/sites/default/files/VRF_HP.xlsx; Table 3-4 - DEER READI costs not available for VRF systems | Com Mini Split Heat Pumps - Cold ¦ PG&E ¦ Cold | Com Mini Split Heat Pumps - Cold | 0.042796 | 1 | 0 | CBSA 2014 | -24.1863 | 2032 | 0.85 | NE-HVAC-VarRefgHP-14to20ton
COM-HVAC-33.26 | Com ¦ Variable Refrigerant Flow (VRF) Heat Pump - Cold ¦ PG&E ¦ Cold | Com ¦ Variable Refrigerant Flow (VRF) Heat Pump - Cold | PG&E ¦ Cold | PG&E | All | Electric | Com ¦ Variable Refrigerant Flow (VRF) Heat Pump - Cold ¦ PG&E ¦ Cold | Efficient |  |  | 0 | Conventional | HVAC | Com - Grocery | Com | ROB and NEW | 0 | 1000 sqft2 of floor space | Per Ton | 15 | DEER:HVAC_Split-Package_HP | 388.8095 | 0.13633 | 0 | READI v.2.5.1 (Current Ex Ante data); 1/1/2013 - 1/1/2021 - Measure Name: VRF_dXHP | 2711.5 | 2016 | 2763 | 2016 | 0 | 0 | https://neep.org/sites/default/files/VRF_HP.xlsx; Table 3-4 - DEER READI costs not available for VRF systems | Com Mini Split Heat Pumps - Cold ¦ PG&E ¦ Cold | Com Mini Split Heat Pumps - Cold | 0.018272 | 1 | 0 | CBSA 2014 | -21.8701 | 2032 | 0.85 | NE-HVAC-VarRefgHP-14to20ton
COM-HVAC-33.27 | Com ¦ Variable Refrigerant Flow (VRF) Heat Pump - Cold ¦ PG&E ¦ Cold | Com ¦ Variable Refrigerant Flow (VRF) Heat Pump - Cold | PG&E ¦ Cold | PG&E | All | Electric | Com ¦ Variable Refrigerant Flow (VRF) Heat Pump - Cold ¦ PG&E ¦ Cold | Efficient |  |  | 0 | Conventional | HVAC | Com - Health | Com | ROB and NEW | 0 | 1000 sqft2 of floor space | Per Ton | 15 | DEER:HVAC_Split-Package_HP | 777.7143 | 0.15513 | 0 | READI v.2.5.1 (Current Ex Ante data); 1/1/2013 - 1/1/2021 - Measure Name: VRF_dXHP | 2711.5 | 2016 | 2763 | 2016 | 0 | 0 | https://neep.org/sites/default/files/VRF_HP.xlsx; Table 3-4 - DEER READI costs not available for VRF systems | Com Mini Split Heat Pumps - Cold ¦ PG&E ¦ Cold | Com Mini Split Heat Pumps - Cold | 0.033998 | 1 | 0 | CBSA 2014 | -50.891 | 2032 | 0.85 | NE-HVAC-VarRefgHP-14to20ton
COM-HVAC-33.28 | Com ¦ Variable Refrigerant Flow (VRF) Heat Pump - Cold ¦ PG&E ¦ Cold | Com ¦ Variable Refrigerant Flow (VRF) Heat Pump - Cold | PG&E ¦ Cold | PG&E | All | Electric | Com ¦ Variable Refrigerant Flow (VRF) Heat Pump - Cold ¦ PG&E ¦ Cold | Efficient |  |  | 0 | Conventional | HVAC | Com - Lodging | Com | ROB and NEW | 0 | 1000 sqft2 of floor space | Per Ton | 15 | DEER:HVAC_Split-Package_HP | 539.1429 | 0.12967 | 0 | READI v.2.5.1 (Current Ex Ante data); 1/1/2013 - 1/1/2021 - Measure Name: VRF_dXHP | 2711.5 | 2016 | 2763 | 2016 | 0 | 0 | https://neep.org/sites/default/files/VRF_HP.xlsx; Table 3-4 - DEER READI costs not available for VRF systems | Com Mini Split Heat Pumps - Cold ¦ PG&E ¦ Cold | Com Mini Split Heat Pumps - Cold | 0.018626 | 1 | 0 | CBSA 2014 | -85.0134 | 2032 | 0.85 | NE-HVAC-VarRefgHP-14to20ton
COM-HVAC-33.29 | Com ¦ Variable Refrigerant Flow (VRF) Heat Pump - Cold ¦ PG&E ¦ Cold | Com ¦ Variable Refrigerant Flow (VRF) Heat Pump - Cold | PG&E ¦ Cold | PG&E | All | Electric | Com ¦ Variable Refrigerant Flow (VRF) Heat Pump - Cold ¦ PG&E ¦ Cold | Efficient |  |  | 0 | Conventional | HVAC | Com - Office (Large) | Com | ROB and NEW | 0 | 1000 sqft2 of floor space | Per Ton | 15 | DEER:HVAC_Split-Package_HP | 177.8571 | 0.11904 | 0 | READI v.2.5.1 (Current Ex Ante data); 1/1/2013 - 1/1/2021 - Measure Name: VRF_dXHP | 2711.5 | 2016 | 2763 | 2016 | 0 | 0 | https://neep.org/sites/default/files/VRF_HP.xlsx; Table 3-4 - DEER READI costs not available for VRF systems | Com Mini Split Heat Pumps - Cold ¦ PG&E ¦ Cold | Com Mini Split Heat Pumps - Cold | 0.0041807 | 1 | 0 | CBSA 2014 | -17.6881 | 2032 | 0.85 | NE-HVAC-VarRefgHP-14to20ton
COM-HVAC-33.30 | Com ¦ Variable Refrigerant Flow (VRF) Heat Pump - Cold ¦ PG&E ¦ Cold | Com ¦ Variable Refrigerant Flow (VRF) Heat Pump - Cold | PG&E ¦ Cold | PG&E | All | Electric | Com ¦ Variable Refrigerant Flow (VRF) Heat Pump - Cold ¦ PG&E ¦ Cold | Efficient |  |  | 0 | Conventional | HVAC | Com - Office (Small) | Com | ROB and NEW | 0 | 1000 sqft2 of floor space | Per Ton | 15 | DEER:HVAC_Split-Package_HP | 217.1429 | 0.13736 | 0 | READI v.2.5.1 (Current Ex Ante data); 1/1/2013 - 1/1/2021 - Measure Name: VRF_dXHP | 2711.5 | 2016 | 2763 | 2016 | 0 | 0 | https://neep.org/sites/default/files/VRF_HP.xlsx; Table 3-4 - DEER READI costs not available for VRF systems | Com Mini Split Heat Pumps - Cold ¦ PG&E ¦ Cold | Com Mini Split Heat Pumps - Cold | 0.025672 | 1 | 0 | CBSA 2014 | -9.9556 | 2032 | 0.85 | NE-HVAC-VarRefgHP-14to20ton
COM-HVAC-33.31 | Com ¦ Variable Refrigerant Flow (VRF) Heat Pump - Cold ¦ PG&E ¦ Cold | Com ¦ Variable Refrigerant Flow (VRF) Heat Pump - Cold | PG&E ¦ Cold | PG&E | All | Electric | Com ¦ Variable Refrigerant Flow (VRF) Heat Pump - Cold ¦ PG&E ¦ Cold | Efficient |  |  | 0 | Conventional | HVAC | Com - Other | Com | ROB and NEW | 0 | 1000 sqft2 of floor space | Per Ton | 15 | DEER:HVAC_Split-Package_HP | 388.8095 | 0.13633 | 0 | READI v.2.5.1 (Current Ex Ante data); 1/1/2013 - 1/1/2021 - Measure Name: VRF_dXHP | 2711.5 | 2016 | 2763 | 2016 | 0 | 0 | https://neep.org/sites/default/files/VRF_HP.xlsx; Table 3-4 - DEER READI costs not available for VRF systems | Com Mini Split Heat Pumps - Cold ¦ PG&E ¦ Cold | Com Mini Split Heat Pumps - Cold | 0.001539 | 1 | 0 | CBSA 2014 | -42.9341 | 2032 | 0.85 | NE-HVAC-VarRefgHP-14to20ton
COM-HVAC-33.32 | Com ¦ Variable Refrigerant Flow (VRF) Heat Pump - Cold ¦ PG&E ¦ Cold | Com ¦ Variable Refrigerant Flow (VRF) Heat Pump - Cold | PG&E ¦ Cold | PG&E | All | Electric | Com ¦ Variable Refrigerant Flow (VRF) Heat Pump - Cold ¦ PG&E ¦ Cold | Efficient |  |  | 0 | Conventional | HVAC | Com - Refrig. Warehouse | Com | ROB and NEW | 0 | 1000 sqft2 of floor space | Per Ton | 15 | DEER:HVAC_Split-Package_HP | 388.8095 | 0.13633 | 0 | READI v.2.5.1 (Current Ex Ante data); 1/1/2013 - 1/1/2021 - Measure Name: VRF_dXHP | 2711.5 | 2016 | 2763 | 2016 | 0 | 0 | https://neep.org/sites/default/files/VRF_HP.xlsx; Table 3-4 - DEER READI costs not available for VRF systems | Com Mini Split Heat Pumps - Cold ¦ PG&E ¦ Cold | Com Mini Split Heat Pumps - Cold | 0 | 1 | 0 | CBSA 2014 | -6.9474 | 2032 | 0.85 | NE-HVAC-VarRefgHP-14to20ton
COM-HVAC-33.33 | Com ¦ Variable Refrigerant Flow (VRF) Heat Pump - Cold ¦ PG&E ¦ Cold | Com ¦ Variable Refrigerant Flow (VRF) Heat Pump - Cold | PG&E ¦ Cold | PG&E | All | Electric | Com ¦ Variable Refrigerant Flow (VRF) Heat Pump - Cold ¦ PG&E ¦ Cold | Efficient |  |  | 0 | Conventional | HVAC | Com - Restaurant | Com | ROB and NEW | 0 | 1000 sqft2 of floor space | Per Ton | 15 | DEER:HVAC_Split-Package_HP | 388.8095 | 0.13633 | 0 | READI v.2.5.1 (Current Ex Ante data); 1/1/2013 - 1/1/2021 - Measure Name: VRF_dXHP | 2711.5 | 2016 | 2763 | 2016 | 0 | 0 | https://neep.org/sites/default/files/VRF_HP.xlsx; Table 3-4 - DEER READI costs not available for VRF systems | Com Mini Split Heat Pumps - Cold ¦ PG&E ¦ Cold | Com Mini Split Heat Pumps - Cold | 0.019349 | 1 | 0 | CBSA 2014 | -6.9096 | 2032 | 0.85 | NE-HVAC-VarRefgHP-14to20ton
COM-HVAC-33.34 | Com ¦ Variable Refrigerant Flow (VRF) Heat Pump - Cold ¦ PG&E ¦ Cold | Com ¦ Variable Refrigerant Flow (VRF) Heat Pump - Cold | PG&E ¦ Cold | PG&E | All | Electric | Com ¦ Variable Refrigerant Flow (VRF) Heat Pump - Cold ¦ PG&E ¦ Cold | Efficient |  |  | 0 | Conventional | HVAC | Com - Retail | Com | ROB and NEW | 0 | 1000 sqft2 of floor space | Per Ton | 15 | DEER:HVAC_Split-Package_HP | 388.8095 | 0.13633 | 0 | READI v.2.5.1 (Current Ex Ante data); 1/1/2013 - 1/1/2021 - Measure Name: VRF_dXHP | 2711.5 | 2016 | 2763 | 2016 | 0 | 0 | https://neep.org/sites/default/files/VRF_HP.xlsx; Table 3-4 - DEER READI costs not available for VRF systems | Com Mini Split Heat Pumps - Cold ¦ PG&E ¦ Cold | Com Mini Split Heat Pumps - Cold | 0.0098562 | 1 | 0 | CBSA 2014 | -136.5955 | 2032 | 0.85 | NE-HVAC-VarRefgHP-14to20ton
COM-HVAC-33.35 | Com ¦ Variable Refrigerant Flow (VRF) Heat Pump - Cold ¦ PG&E ¦ Cold | Com ¦ Variable Refrigerant Flow (VRF) Heat Pump - Cold | PG&E ¦ Cold | PG&E | All | Electric | Com ¦ Variable Refrigerant Flow (VRF) Heat Pump - Cold ¦ PG&E ¦ Cold | Efficient |  |  | 0 | Conventional | HVAC | Com - School | Com | ROB and NEW | 0 | 1000 sqft2 of floor space | Per Ton | 15 | DEER:HVAC_Split-Package_HP | 354.2143 | 0.021979 | 0 | READI v.2.5.1 (Current Ex Ante data); 1/1/2013 - 1/1/2021 - Measure Name: VRF_dXHP | 2711.5 | 2016 | 2763 | 2016 | 0 | 0 | https://neep.org/sites/default/files/VRF_HP.xlsx; Table 3-4 - DEER READI costs not available for VRF systems | Com Mini Split Heat Pumps - Cold ¦ PG&E ¦ Cold | Com Mini Split Heat Pumps - Cold | 0.0052751 | 1 | 0 | CBSA 2014 | -58.32 | 2032 | 0.85 | NE-HVAC-VarRefgHP-14to20ton
COM-HVAC-33.36 | Com ¦ Variable Refrigerant Flow (VRF) Heat Pump - Cold ¦ PG&E ¦ Cold | Com ¦ Variable Refrigerant Flow (VRF) Heat Pump - Cold | PG&E ¦ Cold | PG&E | All | Electric | Com ¦ Variable Refrigerant Flow (VRF) Heat Pump - Cold ¦ PG&E ¦ Cold | Efficient |  |  | 0 | Conventional | HVAC | Com - Warehouse | Com | ROB and NEW | 0 | 1000 sqft2 of floor space | Per Ton | 15 | DEER:HVAC_Split-Package_HP | 388.8095 | 0.13633 | 0 | READI v.2.5.1 (Current Ex Ante data); 1/1/2013 - 1/1/2021 - Measure Name: VRF_dXHP | 2711.5 | 2016 | 2763 | 2016 | 0 | 0 | https://neep.org/sites/default/files/VRF_HP.xlsx; Table 3-4 - DEER READI costs not available for VRF systems | Com Mini Split Heat Pumps - Cold ¦ PG&E ¦ Cold | Com Mini Split Heat Pumps - Cold | 0.0026655 | 1 | 0 | CBSA 2014 | -116.5355 | 2032 | 0.85 | NE-HVAC-VarRefgHP-14to20ton
COM-HVAC-33.37 | Com ¦ Variable Refrigerant Flow (VRF) Heat Pump - Hot-Dry ¦ SCE ¦ Hot-Dry | Com ¦ Variable Refrigerant Flow (VRF) Heat Pump - Hot-Dry | SCE ¦ Hot-Dry | SCE | All | Electric | Com ¦ Variable Refrigerant Flow (VRF) Heat Pump - Hot-Dry ¦ SCE ¦ Hot-Dry | Efficient |  |  | 0 | Conventional | HVAC | Com - College | Com | ROB and NEW | 0 | 1000 sqft2 of floor space | Per Ton | 15 | DEER:HVAC_Split-Package_HP | 199.9286 | 0.16329 | 0 | READI v.2.5.1 (Current Ex Ante data); 1/1/2013 - 1/1/2021 - Measure Name: VRF_dXHP | 2711.5 | 2016 | 2763 | 2016 | 0 | 0 | https://neep.org/sites/default/files/VRF_HP.xlsx; Table 3-4 - DEER READI costs not available for VRF systems | Com Mini Split Heat Pumps - Hot-Dry ¦ SCE ¦ Hot-Dry | Com Mini Split Heat Pumps - Hot-Dry | 0.034904 | 1 | 0 | CBSA 2014 | -15.0942 | 2032 | 0.85 | NE-HVAC-VarRefgHP-14to20ton
COM-HVAC-33.38 | Com ¦ Variable Refrigerant Flow (VRF) Heat Pump - Hot-Dry ¦ SCE ¦ Hot-Dry | Com ¦ Variable Refrigerant Flow (VRF) Heat Pump - Hot-Dry | SCE ¦ Hot-Dry | SCE | All | Electric | Com ¦ Variable Refrigerant Flow (VRF) Heat Pump - Hot-Dry ¦ SCE ¦ Hot-Dry | Efficient |  |  | 0 | Conventional | HVAC | Com - Grocery | Com | ROB and NEW | 0 | 1000 sqft2 of floor space | Per Ton | 15 | DEER:HVAC_Split-Package_HP | 202.7952 | 0.17648 | 0 | READI v.2.5.1 (Current Ex Ante data); 1/1/2013 - 1/1/2021 - Measure Name: VRF_dXHP | 2711.5 | 2016 | 2763 | 2016 | 0 | 0 | https://neep.org/sites/default/files/VRF_HP.xlsx; Table 3-4 - DEER READI costs not available for VRF systems | Com Mini Split Heat Pumps - Hot-Dry ¦ SCE ¦ Hot-Dry | Com Mini Split Heat Pumps - Hot-Dry | 0.010841 | 1 | 0 | CBSA 2014 | -11.407 | 2032 | 0.85 | NE-HVAC-VarRefgHP-14to20ton
COM-HVAC-33.39 | Com ¦ Variable Refrigerant Flow (VRF) Heat Pump - Hot-Dry ¦ SCE ¦ Hot-Dry | Com ¦ Variable Refrigerant Flow (VRF) Heat Pump - Hot-Dry | SCE ¦ Hot-Dry | SCE | All | Electric | Com ¦ Variable Refrigerant Flow (VRF) Heat Pump - Hot-Dry ¦ SCE ¦ Hot-Dry | Efficient |  |  | 0 | Conventional | HVAC | Com - Health | Com | ROB and NEW | 0 | 1000 sqft2 of floor space | Per Ton | 15 | DEER:HVAC_Split-Package_HP | 344.4286 | 0.18971 | 0 | READI v.2.5.1 (Current Ex Ante data); 1/1/2013 - 1/1/2021 - Measure Name: VRF_dXHP | 2711.5 | 2016 | 2763 | 2016 | 0 | 0 | https://neep.org/sites/default/files/VRF_HP.xlsx; Table 3-4 - DEER READI costs not available for VRF systems | Com Mini Split Heat Pumps - Hot-Dry ¦ SCE ¦ Hot-Dry | Com Mini Split Heat Pumps - Hot-Dry | 0.052182 | 1 | 0 | CBSA 2014 | -22.5383 | 2032 | 0.85 | NE-HVAC-VarRefgHP-14to20ton
COM-HVAC-33.40 | Com ¦ Variable Refrigerant Flow (VRF) Heat Pump - Hot-Dry ¦ SCE ¦ Hot-Dry | Com ¦ Variable Refrigerant Flow (VRF) Heat Pump - Hot-Dry | SCE ¦ Hot-Dry | SCE | All | Electric | Com ¦ Variable Refrigerant Flow (VRF) Heat Pump - Hot-Dry ¦ SCE ¦ Hot-Dry | Efficient |  |  | 0 | Conventional | HVAC | Com - Lodging | Com | ROB and NEW | 0 | 1000 sqft2 of floor space | Per Ton | 15 | DEER:HVAC_Split-Package_HP | 345.6429 | 0.178 | 0 | READI v.2.5.1 (Current Ex Ante data); 1/1/2013 - 1/1/2021 - Measure Name: VRF_dXHP | 2711.5 | 2016 | 2763 | 2016 | 0 | 0 | https://neep.org/sites/default/files/VRF_HP.xlsx; Table 3-4 - DEER READI costs not available for VRF systems | Com Mini Split Heat Pumps - Hot-Dry ¦ SCE ¦ Hot-Dry | Com Mini Split Heat Pumps - Hot-Dry | 0.029572 | 1 | 0 | CBSA 2014 | -54.5019 | 2032 | 0.85 | NE-HVAC-VarRefgHP-14to20ton
COM-HVAC-33.41 | Com ¦ Variable Refrigerant Flow (VRF) Heat Pump - Hot-Dry ¦ SCE ¦ Hot-Dry | Com ¦ Variable Refrigerant Flow (VRF) Heat Pump - Hot-Dry | SCE ¦ Hot-Dry | SCE | All | Electric | Com ¦ Variable Refrigerant Flow (VRF) Heat Pump - Hot-Dry ¦ SCE ¦ Hot-Dry | Efficient |  |  | 0 | Conventional | HVAC | Com - Office (Large) | Com | ROB and NEW | 0 | 1000 sqft2 of floor space | Per Ton | 15 | DEER:HVAC_Split-Package_HP | 214.5714 | 0.15571 | 0 | READI v.2.5.1 (Current Ex Ante data); 1/1/2013 - 1/1/2021 - Measure Name: VRF_dXHP | 2711.5 | 2016 | 2763 | 2016 | 0 | 0 | https://neep.org/sites/default/files/VRF_HP.xlsx; Table 3-4 - DEER READI costs not available for VRF systems | Com Mini Split Heat Pumps - Hot-Dry ¦ SCE ¦ Hot-Dry | Com Mini Split Heat Pumps - Hot-Dry | 0.0094388 | 1 | 0 | CBSA 2014 | -21.3394 | 2032 | 0.85 | NE-HVAC-VarRefgHP-14to20ton
COM-HVAC-33.42 | Com ¦ Variable Refrigerant Flow (VRF) Heat Pump - Hot-Dry ¦ SCE ¦ Hot-Dry | Com ¦ Variable Refrigerant Flow (VRF) Heat Pump - Hot-Dry | SCE ¦ Hot-Dry | SCE | All | Electric | Com ¦ Variable Refrigerant Flow (VRF) Heat Pump - Hot-Dry ¦ SCE ¦ Hot-Dry | Efficient |  |  | 0 | Conventional | HVAC | Com - Office (Small) | Com | ROB and NEW | 0 | 1000 sqft2 of floor space | Per Ton | 15 | DEER:HVAC_Split-Package_HP | 227.7143 | 0.17943 | 0 | READI v.2.5.1 (Current Ex Ante data); 1/1/2013 - 1/1/2021 - Measure Name: VRF_dXHP | 2711.5 | 2016 | 2763 | 2016 | 0 | 0 | https://neep.org/sites/default/files/VRF_HP.xlsx; Table 3-4 - DEER READI costs not available for VRF systems | Com Mini Split Heat Pumps - Hot-Dry ¦ SCE ¦ Hot-Dry | Com Mini Split Heat Pumps - Hot-Dry | 0.02122 | 1 | 0 | CBSA 2014 | -10.4403 | 2032 | 0.85 | NE-HVAC-VarRefgHP-14to20ton
COM-HVAC-33.43 | Com ¦ Variable Refrigerant Flow (VRF) Heat Pump - Hot-Dry ¦ SCE ¦ Hot-Dry | Com ¦ Variable Refrigerant Flow (VRF) Heat Pump - Hot-Dry | SCE ¦ Hot-Dry | SCE | All | Electric | Com ¦ Variable Refrigerant Flow (VRF) Heat Pump - Hot-Dry ¦ SCE ¦ Hot-Dry | Efficient |  |  | 0 | Conventional | HVAC | Com - Other | Com | ROB and NEW | 0 | 1000 sqft2 of floor space | Per Ton | 15 | DEER:HVAC_Split-Package_HP | 202.7952 | 0.17648 | 0 | READI v.2.5.1 (Current Ex Ante data); 1/1/2013 - 1/1/2021 - Measure Name: VRF_dXHP | 2711.5 | 2016 | 2763 | 2016 | 0 | 0 | https://neep.org/sites/default/files/VRF_HP.xlsx; Table 3-4 - DEER READI costs not available for VRF systems | Com Mini Split Heat Pumps - Hot-Dry ¦ SCE ¦ Hot-Dry | Com Mini Split Heat Pumps - Hot-Dry | 0.0054863 | 1 | 0 | CBSA 2014 | -22.3936 | 2032 | 0.85 | NE-HVAC-VarRefgHP-14to20ton
COM-HVAC-33.44 | Com ¦ Variable Refrigerant Flow (VRF) Heat Pump - Hot-Dry ¦ SCE ¦ Hot-Dry | Com ¦ Variable Refrigerant Flow (VRF) Heat Pump - Hot-Dry | SCE ¦ Hot-Dry | SCE | All | Electric | Com ¦ Variable Refrigerant Flow (VRF) Heat Pump - Hot-Dry ¦ SCE ¦ Hot-Dry | Efficient |  |  | 0 | Conventional | HVAC | Com - Refrig. Warehouse | Com | ROB and NEW | 0 | 1000 sqft2 of floor space | Per Ton | 15 | DEER:HVAC_Split-Package_HP | 202.7952 | 0.17648 | 0 | READI v.2.5.1 (Current Ex Ante data); 1/1/2013 - 1/1/2021 - Measure Name: VRF_dXHP | 2711.5 | 2016 | 2763 | 2016 | 0 | 0 | https://neep.org/sites/default/files/VRF_HP.xlsx; Table 3-4 - DEER READI costs not available for VRF systems | Com Mini Split Heat Pumps - Hot-Dry ¦ SCE ¦ Hot-Dry | Com Mini Split Heat Pumps - Hot-Dry | 0 | 1 | 0 | CBSA 2014 | -3.6236 | 2032 | 0.85 | NE-HVAC-VarRefgHP-14to20ton
COM-HVAC-33.45 | Com ¦ Variable Refrigerant Flow (VRF) Heat Pump - Hot-Dry ¦ SCE ¦ Hot-Dry | Com ¦ Variable Refrigerant Flow (VRF) Heat Pump - Hot-Dry | SCE ¦ Hot-Dry | SCE | All | Electric | Com ¦ Variable Refrigerant Flow (VRF) Heat Pump - Hot-Dry ¦ SCE ¦ Hot-Dry | Efficient |  |  | 0 | Conventional | HVAC | Com - Restaurant | Com | ROB and NEW | 0 | 1000 sqft2 of floor space | Per Ton | 15 | DEER:HVAC_Split-Package_HP | 202.7952 | 0.17648 | 0 | READI v.2.5.1 (Current Ex Ante data); 1/1/2013 - 1/1/2021 - Measure Name: VRF_dXHP | 2711.5 | 2016 | 2763 | 2016 | 0 | 0 | https://neep.org/sites/default/files/VRF_HP.xlsx; Table 3-4 - DEER READI costs not available for VRF systems | Com Mini Split Heat Pumps - Hot-Dry ¦ SCE ¦ Hot-Dry | Com Mini Split Heat Pumps - Hot-Dry | 0.014128 | 1 | 0 | CBSA 2014 | -3.6039 | 2032 | 0.85 | NE-HVAC-VarRefgHP-14to20ton
COM-HVAC-33.46 | Com ¦ Variable Refrigerant Flow (VRF) Heat Pump - Hot-Dry ¦ SCE ¦ Hot-Dry | Com ¦ Variable Refrigerant Flow (VRF) Heat Pump - Hot-Dry | SCE ¦ Hot-Dry | SCE | All | Electric | Com ¦ Variable Refrigerant Flow (VRF) Heat Pump - Hot-Dry ¦ SCE ¦ Hot-Dry | Efficient |  |  | 0 | Conventional | HVAC | Com - Retail | Com | ROB and NEW | 0 | 1000 sqft2 of floor space | Per Ton | 15 | DEER:HVAC_Split-Package_HP | 202.7952 | 0.17648 | 0 | READI v.2.5.1 (Current Ex Ante data); 1/1/2013 - 1/1/2021 - Measure Name: VRF_dXHP | 2711.5 | 2016 | 2763 | 2016 | 0 | 0 | https://neep.org/sites/default/files/VRF_HP.xlsx; Table 3-4 - DEER READI costs not available for VRF systems | Com Mini Split Heat Pumps - Hot-Dry ¦ SCE ¦ Hot-Dry | Com Mini Split Heat Pumps - Hot-Dry | 0.0057029 | 1 | 0 | CBSA 2014 | -71.2455 | 2032 | 0.85 | NE-HVAC-VarRefgHP-14to20ton
COM-HVAC-33.47 | Com ¦ Variable Refrigerant Flow (VRF) Heat Pump - Hot-Dry ¦ SCE ¦ Hot-Dry | Com ¦ Variable Refrigerant Flow (VRF) Heat Pump - Hot-Dry | SCE ¦ Hot-Dry | SCE | All | Electric | Com ¦ Variable Refrigerant Flow (VRF) Heat Pump - Hot-Dry ¦ SCE ¦ Hot-Dry | Efficient |  |  | 0 | Conventional | HVAC | Com - School | Com | ROB and NEW | 0 | 1000 sqft2 of floor space | Per Ton | 15 | DEER:HVAC_Split-Package_HP | 135.2714 | 0.17271 | 0 | READI v.2.5.1 (Current Ex Ante data); 1/1/2013 - 1/1/2021 - Measure Name: VRF_dXHP | 2711.5 | 2016 | 2763 | 2016 | 0 | 0 | https://neep.org/sites/default/files/VRF_HP.xlsx; Table 3-4 - DEER READI costs not available for VRF systems | Com Mini Split Heat Pumps - Hot-Dry ¦ SCE ¦ Hot-Dry | Com Mini Split Heat Pumps - Hot-Dry | 0.0075596 | 1 | 0 | CBSA 2014 | -22.2719 | 2032 | 0.85 | NE-HVAC-VarRefgHP-14to20ton
COM-HVAC-33.48 | Com ¦ Variable Refrigerant Flow (VRF) Heat Pump - Hot-Dry ¦ SCE ¦ Hot-Dry | Com ¦ Variable Refrigerant Flow (VRF) Heat Pump - Hot-Dry | SCE ¦ Hot-Dry | SCE | All | Electric | Com ¦ Variable Refrigerant Flow (VRF) Heat Pump - Hot-Dry ¦ SCE ¦ Hot-Dry | Efficient |  |  | 0 | Conventional | HVAC | Com - Warehouse | Com | ROB and NEW | 0 | 1000 sqft2 of floor space | Per Ton | 15 | DEER:HVAC_Split-Package_HP | 202.7952 | 0.17648 | 0 | READI v.2.5.1 (Current Ex Ante data); 1/1/2013 - 1/1/2021 - Measure Name: VRF_dXHP | 2711.5 | 2016 | 2763 | 2016 | 0 | 0 | https://neep.org/sites/default/files/VRF_HP.xlsx; Table 3-4 - DEER READI costs not available for VRF systems | Com Mini Split Heat Pumps - Hot-Dry ¦ SCE ¦ Hot-Dry | Com Mini Split Heat Pumps - Hot-Dry | 0.0017879 | 1 | 0 | CBSA 2014 | -60.7826 | 2032 | 0.85 | NE-HVAC-VarRefgHP-14to20ton
COM-HVAC-33.49 | Com ¦ Variable Refrigerant Flow (VRF) Heat Pump - Marine ¦ SCE ¦ Marine | Com ¦ Variable Refrigerant Flow (VRF) Heat Pump - Marine | SCE ¦ Marine | SCE | All | Electric | Com ¦ Variable Refrigerant Flow (VRF) Heat Pump - Marine ¦ SCE ¦ Marine | Efficient |  |  | 0 | Conventional | HVAC | Com - College | Com | ROB and NEW | 0 | 1000 sqft2 of floor space | Per Ton | 15 | DEER:HVAC_Split-Package_HP | 220.7143 | 0.193 | 0 | READI v.2.5.1 (Current Ex Ante data); 1/1/2013 - 1/1/2021 - Measure Name: VRF_dXHP | 2711.5 | 2016 | 2763 | 2016 | 0 | 0 | https://neep.org/sites/default/files/VRF_HP.xlsx; Table 3-4 - DEER READI costs not available for VRF systems | Com Mini Split Heat Pumps - Marine ¦ SCE ¦ Marine | Com Mini Split Heat Pumps - Marine | 0.034904 | 1 | 0 | CBSA 2014 | -16.6635 | 2032 | 0.85 | NE-HVAC-VarRefgHP-14to20ton
COM-HVAC-33.50 | Com ¦ Variable Refrigerant Flow (VRF) Heat Pump - Marine ¦ SCE ¦ Marine | Com ¦ Variable Refrigerant Flow (VRF) Heat Pump - Marine | SCE ¦ Marine | SCE | All | Electric | Com ¦ Variable Refrigerant Flow (VRF) Heat Pump - Marine ¦ SCE ¦ Marine | Efficient |  |  | 0 | Conventional | HVAC | Com - Grocery | Com | ROB and NEW | 0 | 1000 sqft2 of floor space | Per Ton | 15 | DEER:HVAC_Split-Package_HP | 180.1571 | 0.15824 | 0 | READI v.2.5.1 (Current Ex Ante data); 1/1/2013 - 1/1/2021 - Measure Name: VRF_dXHP | 2711.5 | 2016 | 2763 | 2016 | 0 | 0 | https://neep.org/sites/default/files/VRF_HP.xlsx; Table 3-4 - DEER READI costs not available for VRF systems | Com Mini Split Heat Pumps - Marine ¦ SCE ¦ Marine | Com Mini Split Heat Pumps - Marine | 0.010841 | 1 | 0 | CBSA 2014 | -10.1336 | 2032 | 0.85 | NE-HVAC-VarRefgHP-14to20ton
COM-HVAC-33.51 | Com ¦ Variable Refrigerant Flow (VRF) Heat Pump - Marine ¦ SCE ¦ Marine | Com ¦ Variable Refrigerant Flow (VRF) Heat Pump - Marine | SCE ¦ Marine | SCE | All | Electric | Com ¦ Variable Refrigerant Flow (VRF) Heat Pump - Marine ¦ SCE ¦ Marine | Efficient |  |  | 0 | Conventional | HVAC | Com - Health | Com | ROB and NEW | 0 | 1000 sqft2 of floor space | Per Ton | 15 | DEER:HVAC_Split-Package_HP | 365.7143 | 0.17457 | 0 | READI v.2.5.1 (Current Ex Ante data); 1/1/2013 - 1/1/2021 - Measure Name: VRF_dXHP | 2711.5 | 2016 | 2763 | 2016 | 0 | 0 | https://neep.org/sites/default/files/VRF_HP.xlsx; Table 3-4 - DEER READI costs not available for VRF systems | Com Mini Split Heat Pumps - Marine ¦ SCE ¦ Marine | Com Mini Split Heat Pumps - Marine | 0.052182 | 1 | 0 | CBSA 2014 | -23.9311 | 2032 | 0.85 | NE-HVAC-VarRefgHP-14to20ton
COM-HVAC-33.52 | Com ¦ Variable Refrigerant Flow (VRF) Heat Pump - Marine ¦ SCE ¦ Marine | Com ¦ Variable Refrigerant Flow (VRF) Heat Pump - Marine | SCE ¦ Marine | SCE | All | Electric | Com ¦ Variable Refrigerant Flow (VRF) Heat Pump - Marine ¦ SCE ¦ Marine | Efficient |  |  | 0 | Conventional | HVAC | Com - Lodging | Com | ROB and NEW | 0 | 1000 sqft2 of floor space | Per Ton | 15 | DEER:HVAC_Split-Package_HP | 349.2857 | 0.15293 | 0 | READI v.2.5.1 (Current Ex Ante data); 1/1/2013 - 1/1/2021 - Measure Name: VRF_dXHP | 2711.5 | 2016 | 2763 | 2016 | 0 | 0 | https://neep.org/sites/default/files/VRF_HP.xlsx; Table 3-4 - DEER READI costs not available for VRF systems | Com Mini Split Heat Pumps - Marine ¦ SCE ¦ Marine | Com Mini Split Heat Pumps - Marine | 0.029572 | 1 | 0 | CBSA 2014 | -55.0763 | 2032 | 0.85 | NE-HVAC-VarRefgHP-14to20ton
COM-HVAC-33.53 | Com ¦ Variable Refrigerant Flow (VRF) Heat Pump - Marine ¦ SCE ¦ Marine | Com ¦ Variable Refrigerant Flow (VRF) Heat Pump - Marine | SCE ¦ Marine | SCE | All | Electric | Com ¦ Variable Refrigerant Flow (VRF) Heat Pump - Marine ¦ SCE ¦ Marine | Efficient |  |  | 0 | Conventional | HVAC | Com - Office (Large) | Com | ROB and NEW | 0 | 1000 sqft2 of floor space | Per Ton | 15 | DEER:HVAC_Split-Package_HP | 205.2857 | 0.14514 | 0 | READI v.2.5.1 (Current Ex Ante data); 1/1/2013 - 1/1/2021 - Measure Name: VRF_dXHP | 2711.5 | 2016 | 2763 | 2016 | 0 | 0 | https://neep.org/sites/default/files/VRF_HP.xlsx; Table 3-4 - DEER READI costs not available for VRF systems | Com Mini Split Heat Pumps - Marine ¦ SCE ¦ Marine | Com Mini Split Heat Pumps - Marine | 0.0094388 | 1 | 0 | CBSA 2014 | -20.416 | 2032 | 0.85 | NE-HVAC-VarRefgHP-14to20ton
COM-HVAC-33.54 | Com ¦ Variable Refrigerant Flow (VRF) Heat Pump - Marine ¦ SCE ¦ Marine | Com ¦ Variable Refrigerant Flow (VRF) Heat Pump - Marine | SCE ¦ Marine | SCE | All | Electric | Com ¦ Variable Refrigerant Flow (VRF) Heat Pump - Marine ¦ SCE ¦ Marine | Efficient |  |  | 0 | Conventional | HVAC | Com - Office (Small) | Com | ROB and NEW | 0 | 1000 sqft2 of floor space | Per Ton | 15 | DEER:HVAC_Split-Package_HP | 207.1429 | 0.16371 | 0 | READI v.2.5.1 (Current Ex Ante data); 1/1/2013 - 1/1/2021 - Measure Name: VRF_dXHP | 2711.5 | 2016 | 2763 | 2016 | 0 | 0 | https://neep.org/sites/default/files/VRF_HP.xlsx; Table 3-4 - DEER READI costs not available for VRF systems | Com Mini Split Heat Pumps - Marine ¦ SCE ¦ Marine | Com Mini Split Heat Pumps - Marine | 0.02122 | 1 | 0 | CBSA 2014 | -9.4971 | 2032 | 0.85 | NE-HVAC-VarRefgHP-14to20ton
COM-HVAC-33.55 | Com ¦ Variable Refrigerant Flow (VRF) Heat Pump - Marine ¦ SCE ¦ Marine | Com ¦ Variable Refrigerant Flow (VRF) Heat Pump - Marine | SCE ¦ Marine | SCE | All | Electric | Com ¦ Variable Refrigerant Flow (VRF) Heat Pump - Marine ¦ SCE ¦ Marine | Efficient |  |  | 0 | Conventional | HVAC | Com - Other | Com | ROB and NEW | 0 | 1000 sqft2 of floor space | Per Ton | 15 | DEER:HVAC_Split-Package_HP | 180.1571 | 0.15824 | 0 | READI v.2.5.1 (Current Ex Ante data); 1/1/2013 - 1/1/2021 - Measure Name: VRF_dXHP | 2711.5 | 2016 | 2763 | 2016 | 0 | 0 | https://neep.org/sites/default/files/VRF_HP.xlsx; Table 3-4 - DEER READI costs not available for VRF systems | Com Mini Split Heat Pumps - Marine ¦ SCE ¦ Marine | Com Mini Split Heat Pumps - Marine | 0.0054863 | 1 | 0 | CBSA 2014 | -19.8938 | 2032 | 0.85 | NE-HVAC-VarRefgHP-14to20ton
COM-HVAC-33.56 | Com ¦ Variable Refrigerant Flow (VRF) Heat Pump - Marine ¦ SCE ¦ Marine | Com ¦ Variable Refrigerant Flow (VRF) Heat Pump - Marine | SCE ¦ Marine | SCE | All | Electric | Com ¦ Variable Refrigerant Flow (VRF) Heat Pump - Marine ¦ SCE ¦ Marine | Efficient |  |  | 0 | Conventional | HVAC | Com - Refrig. Warehouse | Com | ROB and NEW | 0 | 1000 sqft2 of floor space | Per Ton | 15 | DEER:HVAC_Split-Package_HP | 180.1571 | 0.15824 | 0 | READI v.2.5.1 (Current Ex Ante data); 1/1/2013 - 1/1/2021 - Measure Name: VRF_dXHP | 2711.5 | 2016 | 2763 | 2016 | 0 | 0 | https://neep.org/sites/default/files/VRF_HP.xlsx; Table 3-4 - DEER READI costs not available for VRF systems | Com Mini Split Heat Pumps - Marine ¦ SCE ¦ Marine | Com Mini Split Heat Pumps - Marine | 0 | 1 | 0 | CBSA 2014 | -3.2191 | 2032 | 0.85 | NE-HVAC-VarRefgHP-14to20ton
COM-HVAC-33.57 | Com ¦ Variable Refrigerant Flow (VRF) Heat Pump - Marine ¦ SCE ¦ Marine | Com ¦ Variable Refrigerant Flow (VRF) Heat Pump - Marine | SCE ¦ Marine | SCE | All | Electric | Com ¦ Variable Refrigerant Flow (VRF) Heat Pump - Marine ¦ SCE ¦ Marine | Efficient |  |  | 0 | Conventional | HVAC | Com - Restaurant | Com | ROB and NEW | 0 | 1000 sqft2 of floor space | Per Ton | 15 | DEER:HVAC_Split-Package_HP | 180.1571 | 0.15824 | 0 | READI v.2.5.1 (Current Ex Ante data); 1/1/2013 - 1/1/2021 - Measure Name: VRF_dXHP | 2711.5 | 2016 | 2763 | 2016 | 0 | 0 | https://neep.org/sites/default/files/VRF_HP.xlsx; Table 3-4 - DEER READI costs not available for VRF systems | Com Mini Split Heat Pumps - Marine ¦ SCE ¦ Marine | Com Mini Split Heat Pumps - Marine | 0.014128 | 1 | 0 | CBSA 2014 | -3.2016 | 2032 | 0.85 | NE-HVAC-VarRefgHP-14to20ton
COM-HVAC-33.58 | Com ¦ Variable Refrigerant Flow (VRF) Heat Pump - Marine ¦ SCE ¦ Marine | Com ¦ Variable Refrigerant Flow (VRF) Heat Pump - Marine | SCE ¦ Marine | SCE | All | Electric | Com ¦ Variable Refrigerant Flow (VRF) Heat Pump - Marine ¦ SCE ¦ Marine | Efficient |  |  | 0 | Conventional | HVAC | Com - Retail | Com | ROB and NEW | 0 | 1000 sqft2 of floor space | Per Ton | 15 | DEER:HVAC_Split-Package_HP | 180.1571 | 0.15824 | 0 | READI v.2.5.1 (Current Ex Ante data); 1/1/2013 - 1/1/2021 - Measure Name: VRF_dXHP | 2711.5 | 2016 | 2763 | 2016 | 0 | 0 | https://neep.org/sites/default/files/VRF_HP.xlsx; Table 3-4 - DEER READI costs not available for VRF systems | Com Mini Split Heat Pumps - Marine ¦ SCE ¦ Marine | Com Mini Split Heat Pumps - Marine | 0.0057029 | 1 | 0 | CBSA 2014 | -63.2923 | 2032 | 0.85 | NE-HVAC-VarRefgHP-14to20ton
COM-HVAC-33.59 | Com ¦ Variable Refrigerant Flow (VRF) Heat Pump - Marine ¦ SCE ¦ Marine | Com ¦ Variable Refrigerant Flow (VRF) Heat Pump - Marine | SCE ¦ Marine | SCE | All | Electric | Com ¦ Variable Refrigerant Flow (VRF) Heat Pump - Marine ¦ SCE ¦ Marine | Efficient |  |  | 0 | Conventional | HVAC | Com - School | Com | ROB and NEW | 0 | 1000 sqft2 of floor space | Per Ton | 15 | DEER:HVAC_Split-Package_HP | 139.7214 | 0.18657 | 0 | READI v.2.5.1 (Current Ex Ante data); 1/1/2013 - 1/1/2021 - Measure Name: VRF_dXHP | 2711.5 | 2016 | 2763 | 2016 | 0 | 0 | https://neep.org/sites/default/files/VRF_HP.xlsx; Table 3-4 - DEER READI costs not available for VRF systems | Com Mini Split Heat Pumps - Marine ¦ SCE ¦ Marine | Com Mini Split Heat Pumps - Marine | 0.0075596 | 1 | 0 | CBSA 2014 | -23.0046 | 2032 | 0.85 | NE-HVAC-VarRefgHP-14to20ton
COM-HVAC-33.60 | Com ¦ Variable Refrigerant Flow (VRF) Heat Pump - Marine ¦ SCE ¦ Marine | Com ¦ Variable Refrigerant Flow (VRF) Heat Pump - Marine | SCE ¦ Marine | SCE | All | Electric | Com ¦ Variable Refrigerant Flow (VRF) Heat Pump - Marine ¦ SCE ¦ Marine | Efficient |  |  | 0 | Conventional | HVAC | Com - Warehouse | Com | ROB and NEW | 0 | 1000 sqft2 of floor space | Per Ton | 15 | DEER:HVAC_Split-Package_HP | 180.1571 | 0.15824 | 0 | READI v.2.5.1 (Current Ex Ante data); 1/1/2013 - 1/1/2021 - Measure Name: VRF_dXHP | 2711.5 | 2016 | 2763 | 2016 | 0 | 0 | https://neep.org/sites/default/files/VRF_HP.xlsx; Table 3-4 - DEER READI costs not available for VRF systems | Com Mini Split Heat Pumps - Marine ¦ SCE ¦ Marine | Com Mini Split Heat Pumps - Marine | 0.0017879 | 1 | 0 | CBSA 2014 | -53.9974 | 2032 | 0.85 | NE-HVAC-VarRefgHP-14to20ton
COM-HVAC-33.61 | Com ¦ Variable Refrigerant Flow (VRF) Heat Pump - Cold ¦ SCE ¦ Cold | Com ¦ Variable Refrigerant Flow (VRF) Heat Pump - Cold | SCE ¦ Cold | SCE | All | Electric | Com ¦ Variable Refrigerant Flow (VRF) Heat Pump - Cold ¦ SCE ¦ Cold | Efficient |  |  | 0 | Conventional | HVAC | Com - College | Com | ROB and NEW | 0 | 1000 sqft2 of floor space | Per Ton | 15 | DEER:HVAC_Split-Package_HP | 325.6429 | 0.14076 | 0 | READI v.2.5.1 (Current Ex Ante data); 1/1/2013 - 1/1/2021 - Measure Name: VRF_dXHP | 2711.5 | 2016 | 2763 | 2016 | 0 | 0 | https://neep.org/sites/default/files/VRF_HP.xlsx; Table 3-4 - DEER READI costs not available for VRF systems | Com Mini Split Heat Pumps - Cold ¦ SCE ¦ Cold | Com Mini Split Heat Pumps - Cold | 0.034904 | 1 | 0 | CBSA 2014 | -24.5854 | 2032 | 0.85 | NE-HVAC-VarRefgHP-14to20ton
COM-HVAC-33.62 | Com ¦ Variable Refrigerant Flow (VRF) Heat Pump - Cold ¦ SCE ¦ Cold | Com ¦ Variable Refrigerant Flow (VRF) Heat Pump - Cold | SCE ¦ Cold | SCE | All | Electric | Com ¦ Variable Refrigerant Flow (VRF) Heat Pump - Cold ¦ SCE ¦ Cold | Efficient |  |  | 0 | Conventional | HVAC | Com - Grocery | Com | ROB and NEW | 0 | 1000 sqft2 of floor space | Per Ton | 15 | DEER:HVAC_Split-Package_HP | 385.381 | 0.13771 | 0 | READI v.2.5.1 (Current Ex Ante data); 1/1/2013 - 1/1/2021 - Measure Name: VRF_dXHP | 2711.5 | 2016 | 2763 | 2016 | 0 | 0 | https://neep.org/sites/default/files/VRF_HP.xlsx; Table 3-4 - DEER READI costs not available for VRF systems | Com Mini Split Heat Pumps - Cold ¦ SCE ¦ Cold | Com Mini Split Heat Pumps - Cold | 0.010841 | 1 | 0 | CBSA 2014 | -21.6772 | 2032 | 0.85 | NE-HVAC-VarRefgHP-14to20ton
COM-HVAC-33.63 | Com ¦ Variable Refrigerant Flow (VRF) Heat Pump - Cold ¦ SCE ¦ Cold | Com ¦ Variable Refrigerant Flow (VRF) Heat Pump - Cold | SCE ¦ Cold | SCE | All | Electric | Com ¦ Variable Refrigerant Flow (VRF) Heat Pump - Cold ¦ SCE ¦ Cold | Efficient |  |  | 0 | Conventional | HVAC | Com - Health | Com | ROB and NEW | 0 | 1000 sqft2 of floor space | Per Ton | 15 | DEER:HVAC_Split-Package_HP | 784.8571 | 0.15626 | 0 | READI v.2.5.1 (Current Ex Ante data); 1/1/2013 - 1/1/2021 - Measure Name: VRF_dXHP | 2711.5 | 2016 | 2763 | 2016 | 0 | 0 | https://neep.org/sites/default/files/VRF_HP.xlsx; Table 3-4 - DEER READI costs not available for VRF systems | Com Mini Split Heat Pumps - Cold ¦ SCE ¦ Cold | Com Mini Split Heat Pumps - Cold | 0.052182 | 1 | 0 | CBSA 2014 | -51.3584 | 2032 | 0.85 | NE-HVAC-VarRefgHP-14to20ton
COM-HVAC-33.64 | Com ¦ Variable Refrigerant Flow (VRF) Heat Pump - Cold ¦ SCE ¦ Cold | Com ¦ Variable Refrigerant Flow (VRF) Heat Pump - Cold | SCE ¦ Cold | SCE | All | Electric | Com ¦ Variable Refrigerant Flow (VRF) Heat Pump - Cold ¦ SCE ¦ Cold | Efficient |  |  | 0 | Conventional | HVAC | Com - Lodging | Com | ROB and NEW | 0 | 1000 sqft2 of floor space | Per Ton | 15 | DEER:HVAC_Split-Package_HP | 535.6429 | 0.1296 | 0 | READI v.2.5.1 (Current Ex Ante data); 1/1/2013 - 1/1/2021 - Measure Name: VRF_dXHP | 2711.5 | 2016 | 2763 | 2016 | 0 | 0 | https://neep.org/sites/default/files/VRF_HP.xlsx; Table 3-4 - DEER READI costs not available for VRF systems | Com Mini Split Heat Pumps - Cold ¦ SCE ¦ Cold | Com Mini Split Heat Pumps - Cold | 0.029572 | 1 | 0 | CBSA 2014 | -84.4615 | 2032 | 0.85 | NE-HVAC-VarRefgHP-14to20ton
COM-HVAC-33.65 | Com ¦ Variable Refrigerant Flow (VRF) Heat Pump - Cold ¦ SCE ¦ Cold | Com ¦ Variable Refrigerant Flow (VRF) Heat Pump - Cold | SCE ¦ Cold | SCE | All | Electric | Com ¦ Variable Refrigerant Flow (VRF) Heat Pump - Cold ¦ SCE ¦ Cold | Efficient |  |  | 0 | Conventional | HVAC | Com - Office (Large) | Com | ROB and NEW | 0 | 1000 sqft2 of floor space | Per Ton | 15 | DEER:HVAC_Split-Package_HP | 177 | 0.11899 | 0 | READI v.2.5.1 (Current Ex Ante data); 1/1/2013 - 1/1/2021 - Measure Name: VRF_dXHP | 2711.5 | 2016 | 2763 | 2016 | 0 | 0 | https://neep.org/sites/default/files/VRF_HP.xlsx; Table 3-4 - DEER READI costs not available for VRF systems | Com Mini Split Heat Pumps - Cold ¦ SCE ¦ Cold | Com Mini Split Heat Pumps - Cold | 0.0094388 | 1 | 0 | CBSA 2014 | -17.6029 | 2032 | 0.85 | NE-HVAC-VarRefgHP-14to20ton
COM-HVAC-33.66 | Com ¦ Variable Refrigerant Flow (VRF) Heat Pump - Cold ¦ SCE ¦ Cold | Com ¦ Variable Refrigerant Flow (VRF) Heat Pump - Cold | SCE ¦ Cold | SCE | All | Electric | Com ¦ Variable Refrigerant Flow (VRF) Heat Pump - Cold ¦ SCE ¦ Cold | Efficient |  |  | 0 | Conventional | HVAC | Com - Office (Small) | Com | ROB and NEW | 0 | 1000 sqft2 of floor space | Per Ton | 15 | DEER:HVAC_Split-Package_HP | 216.1429 | 0.13803 | 0 | READI v.2.5.1 (Current Ex Ante data); 1/1/2013 - 1/1/2021 - Measure Name: VRF_dXHP | 2711.5 | 2016 | 2763 | 2016 | 0 | 0 | https://neep.org/sites/default/files/VRF_HP.xlsx; Table 3-4 - DEER READI costs not available for VRF systems | Com Mini Split Heat Pumps - Cold ¦ SCE ¦ Cold | Com Mini Split Heat Pumps - Cold | 0.02122 | 1 | 0 | CBSA 2014 | -9.9097 | 2032 | 0.85 | NE-HVAC-VarRefgHP-14to20ton
COM-HVAC-33.67 | Com ¦ Variable Refrigerant Flow (VRF) Heat Pump - Cold ¦ SCE ¦ Cold | Com ¦ Variable Refrigerant Flow (VRF) Heat Pump - Cold | SCE ¦ Cold | SCE | All | Electric | Com ¦ Variable Refrigerant Flow (VRF) Heat Pump - Cold ¦ SCE ¦ Cold | Efficient |  |  | 0 | Conventional | HVAC | Com - Other | Com | ROB and NEW | 0 | 1000 sqft2 of floor space | Per Ton | 15 | DEER:HVAC_Split-Package_HP | 385.381 | 0.13771 | 0 | READI v.2.5.1 (Current Ex Ante data); 1/1/2013 - 1/1/2021 - Measure Name: VRF_dXHP | 2711.5 | 2016 | 2763 | 2016 | 0 | 0 | https://neep.org/sites/default/files/VRF_HP.xlsx; Table 3-4 - DEER READI costs not available for VRF systems | Com Mini Split Heat Pumps - Cold ¦ SCE ¦ Cold | Com Mini Split Heat Pumps - Cold | 0.0054863 | 1 | 0 | CBSA 2014 | -42.5555 | 2032 | 0.85 | NE-HVAC-VarRefgHP-14to20ton
COM-HVAC-33.68 | Com ¦ Variable Refrigerant Flow (VRF) Heat Pump - Cold ¦ SCE ¦ Cold | Com ¦ Variable Refrigerant Flow (VRF) Heat Pump - Cold | SCE ¦ Cold | SCE | All | Electric | Com ¦ Variable Refrigerant Flow (VRF) Heat Pump - Cold ¦ SCE ¦ Cold | Efficient |  |  | 0 | Conventional | HVAC | Com - Refrig. Warehouse | Com | ROB and NEW | 0 | 1000 sqft2 of floor space | Per Ton | 15 | DEER:HVAC_Split-Package_HP | 385.381 | 0.13771 | 0 | READI v.2.5.1 (Current Ex Ante data); 1/1/2013 - 1/1/2021 - Measure Name: VRF_dXHP | 2711.5 | 2016 | 2763 | 2016 | 0 | 0 | https://neep.org/sites/default/files/VRF_HP.xlsx; Table 3-4 - DEER READI costs not available for VRF systems | Com Mini Split Heat Pumps - Cold ¦ SCE ¦ Cold | Com Mini Split Heat Pumps - Cold | 0 | 1 | 0 | CBSA 2014 | -6.8861 | 2032 | 0.85 | NE-HVAC-VarRefgHP-14to20ton
COM-HVAC-33.69 | Com ¦ Variable Refrigerant Flow (VRF) Heat Pump - Cold ¦ SCE ¦ Cold | Com ¦ Variable Refrigerant Flow (VRF) Heat Pump - Cold | SCE ¦ Cold | SCE | All | Electric | Com ¦ Variable Refrigerant Flow (VRF) Heat Pump - Cold ¦ SCE ¦ Cold | Efficient |  |  | 0 | Conventional | HVAC | Com - Restaurant | Com | ROB and NEW | 0 | 1000 sqft2 of floor space | Per Ton | 15 | DEER:HVAC_Split-Package_HP | 385.381 | 0.13771 | 0 | READI v.2.5.1 (Current Ex Ante data); 1/1/2013 - 1/1/2021 - Measure Name: VRF_dXHP | 2711.5 | 2016 | 2763 | 2016 | 0 | 0 | https://neep.org/sites/default/files/VRF_HP.xlsx; Table 3-4 - DEER READI costs not available for VRF systems | Com Mini Split Heat Pumps - Cold ¦ SCE ¦ Cold | Com Mini Split Heat Pumps - Cold | 0.014128 | 1 | 0 | CBSA 2014 | -6.8486 | 2032 | 0.85 | NE-HVAC-VarRefgHP-14to20ton
COM-HVAC-33.70 | Com ¦ Variable Refrigerant Flow (VRF) Heat Pump - Cold ¦ SCE ¦ Cold | Com ¦ Variable Refrigerant Flow (VRF) Heat Pump - Cold | SCE ¦ Cold | SCE | All | Electric | Com ¦ Variable Refrigerant Flow (VRF) Heat Pump - Cold ¦ SCE ¦ Cold | Efficient |  |  | 0 | Conventional | HVAC | Com - Retail | Com | ROB and NEW | 0 | 1000 sqft2 of floor space | Per Ton | 15 | DEER:HVAC_Split-Package_HP | 385.381 | 0.13771 | 0 | READI v.2.5.1 (Current Ex Ante data); 1/1/2013 - 1/1/2021 - Measure Name: VRF_dXHP | 2711.5 | 2016 | 2763 | 2016 | 0 | 0 | https://neep.org/sites/default/files/VRF_HP.xlsx; Table 3-4 - DEER READI costs not available for VRF systems | Com Mini Split Heat Pumps - Cold ¦ SCE ¦ Cold | Com Mini Split Heat Pumps - Cold | 0.0057029 | 1 | 0 | CBSA 2014 | -135.391 | 2032 | 0.85 | NE-HVAC-VarRefgHP-14to20ton
COM-HVAC-33.71 | Com ¦ Variable Refrigerant Flow (VRF) Heat Pump - Cold ¦ SCE ¦ Cold | Com ¦ Variable Refrigerant Flow (VRF) Heat Pump - Cold | SCE ¦ Cold | SCE | All | Electric | Com ¦ Variable Refrigerant Flow (VRF) Heat Pump - Cold ¦ SCE ¦ Cold | Efficient |  |  | 0 | Conventional | HVAC | Com - School | Com | ROB and NEW | 0 | 1000 sqft2 of floor space | Per Ton | 15 | DEER:HVAC_Split-Package_HP | 356.4286 | 0.020643 | 0 | READI v.2.5.1 (Current Ex Ante data); 1/1/2013 - 1/1/2021 - Measure Name: VRF_dXHP | 2711.5 | 2016 | 2763 | 2016 | 0 | 0 | https://neep.org/sites/default/files/VRF_HP.xlsx; Table 3-4 - DEER READI costs not available for VRF systems | Com Mini Split Heat Pumps - Cold ¦ SCE ¦ Cold | Com Mini Split Heat Pumps - Cold | 0.0075596 | 1 | 0 | CBSA 2014 | -58.6846 | 2032 | 0.85 | NE-HVAC-VarRefgHP-14to20ton
COM-HVAC-33.72 | Com ¦ Variable Refrigerant Flow (VRF) Heat Pump - Cold ¦ SCE ¦ Cold | Com ¦ Variable Refrigerant Flow (VRF) Heat Pump - Cold | SCE ¦ Cold | SCE | All | Electric | Com ¦ Variable Refrigerant Flow (VRF) Heat Pump - Cold ¦ SCE ¦ Cold | Efficient |  |  | 0 | Conventional | HVAC | Com - Warehouse | Com | ROB and NEW | 0 | 1000 sqft2 of floor space | Per Ton | 15 | DEER:HVAC_Split-Package_HP | 385.381 | 0.13771 | 0 | READI v.2.5.1 (Current Ex Ante data); 1/1/2013 - 1/1/2021 - Measure Name: VRF_dXHP | 2711.5 | 2016 | 2763 | 2016 | 0 | 0 | https://neep.org/sites/default/files/VRF_HP.xlsx; Table 3-4 - DEER READI costs not available for VRF systems | Com Mini Split Heat Pumps - Cold ¦ SCE ¦ Cold | Com Mini Split Heat Pumps - Cold | 0.0017879 | 1 | 0 | CBSA 2014 | -115.5079 | 2032 | 0.85 | NE-HVAC-VarRefgHP-14to20ton
COM-HVAC-33.73 | Com ¦ Variable Refrigerant Flow (VRF) Heat Pump - Hot-Dry ¦ SDG&E ¦ Hot-Dry | Com ¦ Variable Refrigerant Flow (VRF) Heat Pump - Hot-Dry | SDG&E ¦ Hot-Dry | SDG&E | All | Electric | Com ¦ Variable Refrigerant Flow (VRF) Heat Pump - Hot-Dry ¦ SDG&E ¦ Hot-Dry | Efficient |  |  | 0 | Conventional | HVAC | Com - College | Com | ROB and NEW | 0 | 1000 sqft2 of floor space | Per Ton | 15 | DEER:HVAC_Split-Package_HP | 175.1429 | 0.14007 | 0 | READI v.2.5.1 (Current Ex Ante data); 1/1/2013 - 1/1/2021 - Measure Name: VRF_dXHP | 2711.5 | 2016 | 2763 | 2016 | 0 | 0 | https://neep.org/sites/default/files/VRF_HP.xlsx; Table 3-4 - DEER READI costs not available for VRF systems | Com Mini Split Heat Pumps - Hot-Dry ¦ SDG&E ¦ Hot-Dry | Com Mini Split Heat Pumps - Hot-Dry | 0.048642 | 1 | 0 | CBSA 2014 | -13.2229 | 2032 | 0.85 | NE-HVAC-VarRefgHP-14to20ton
COM-HVAC-33.74 | Com ¦ Variable Refrigerant Flow (VRF) Heat Pump - Hot-Dry ¦ SDG&E ¦ Hot-Dry | Com ¦ Variable Refrigerant Flow (VRF) Heat Pump - Hot-Dry | SDG&E ¦ Hot-Dry | SDG&E | All | Electric | Com ¦ Variable Refrigerant Flow (VRF) Heat Pump - Hot-Dry ¦ SDG&E ¦ Hot-Dry | Efficient |  |  | 0 | Conventional | HVAC | Com - Grocery | Com | ROB and NEW | 0 | 1000 sqft2 of floor space | Per Ton | 15 | DEER:HVAC_Split-Package_HP | 156.4333 | 0.12806 | 0 | READI v.2.5.1 (Current Ex Ante data); 1/1/2013 - 1/1/2021 - Measure Name: VRF_dXHP | 2711.5 | 2016 | 2763 | 2016 | 0 | 0 | https://neep.org/sites/default/files/VRF_HP.xlsx; Table 3-4 - DEER READI costs not available for VRF systems | Com Mini Split Heat Pumps - Hot-Dry ¦ SDG&E ¦ Hot-Dry | Com Mini Split Heat Pumps - Hot-Dry | 0.013387 | 1 | 0 | CBSA 2014 | -8.7992 | 2032 | 0.85 | NE-HVAC-VarRefgHP-14to20ton
COM-HVAC-33.75 | Com ¦ Variable Refrigerant Flow (VRF) Heat Pump - Hot-Dry ¦ SDG&E ¦ Hot-Dry | Com ¦ Variable Refrigerant Flow (VRF) Heat Pump - Hot-Dry | SDG&E ¦ Hot-Dry | SDG&E | All | Electric | Com ¦ Variable Refrigerant Flow (VRF) Heat Pump - Hot-Dry ¦ SDG&E ¦ Hot-Dry | Efficient |  |  | 0 | Conventional | HVAC | Com - Health | Com | ROB and NEW | 0 | 1000 sqft2 of floor space | Per Ton | 15 | DEER:HVAC_Split-Package_HP | 276.5714 | 0.14624 | 0 | READI v.2.5.1 (Current Ex Ante data); 1/1/2013 - 1/1/2021 - Measure Name: VRF_dXHP | 2711.5 | 2016 | 2763 | 2016 | 0 | 0 | https://neep.org/sites/default/files/VRF_HP.xlsx; Table 3-4 - DEER READI costs not available for VRF systems | Com Mini Split Heat Pumps - Hot-Dry ¦ SDG&E ¦ Hot-Dry | Com Mini Split Heat Pumps - Hot-Dry | 0.040002 | 1 | 0 | CBSA 2014 | -18.0979 | 2032 | 0.85 | NE-HVAC-VarRefgHP-14to20ton
COM-HVAC-33.76 | Com ¦ Variable Refrigerant Flow (VRF) Heat Pump - Hot-Dry ¦ SDG&E ¦ Hot-Dry | Com ¦ Variable Refrigerant Flow (VRF) Heat Pump - Hot-Dry | SDG&E ¦ Hot-Dry | SDG&E | All | Electric | Com ¦ Variable Refrigerant Flow (VRF) Heat Pump - Hot-Dry ¦ SDG&E ¦ Hot-Dry | Efficient |  |  | 0 | Conventional | HVAC | Com - Lodging | Com | ROB and NEW | 0 | 1000 sqft2 of floor space | Per Ton | 15 | DEER:HVAC_Split-Package_HP | 314.5714 | 0.13227 | 0 | READI v.2.5.1 (Current Ex Ante data); 1/1/2013 - 1/1/2021 - Measure Name: VRF_dXHP | 2711.5 | 2016 | 2763 | 2016 | 0 | 0 | https://neep.org/sites/default/files/VRF_HP.xlsx; Table 3-4 - DEER READI costs not available for VRF systems | Com Mini Split Heat Pumps - Hot-Dry ¦ SDG&E ¦ Hot-Dry | Com Mini Split Heat Pumps - Hot-Dry | 0.017811 | 1 | 0 | CBSA 2014 | -49.6024 | 2032 | 0.85 | NE-HVAC-VarRefgHP-14to20ton
COM-HVAC-33.77 | Com ¦ Variable Refrigerant Flow (VRF) Heat Pump - Hot-Dry ¦ SDG&E ¦ Hot-Dry | Com ¦ Variable Refrigerant Flow (VRF) Heat Pump - Hot-Dry | SDG&E ¦ Hot-Dry | SDG&E | All | Electric | Com ¦ Variable Refrigerant Flow (VRF) Heat Pump - Hot-Dry ¦ SDG&E ¦ Hot-Dry | Efficient |  |  | 0 | Conventional | HVAC | Com - Office (Large) | Com | ROB and NEW | 0 | 1000 sqft2 of floor space | Per Ton | 15 | DEER:HVAC_Split-Package_HP | 206.5714 | 0.13449 | 0 | READI v.2.5.1 (Current Ex Ante data); 1/1/2013 - 1/1/2021 - Measure Name: VRF_dXHP | 2711.5 | 2016 | 2763 | 2016 | 0 | 0 | https://neep.org/sites/default/files/VRF_HP.xlsx; Table 3-4 - DEER READI costs not available for VRF systems | Com Mini Split Heat Pumps - Hot-Dry ¦ SDG&E ¦ Hot-Dry | Com Mini Split Heat Pumps - Hot-Dry | 0.0047331 | 1 | 0 | CBSA 2014 | -20.5438 | 2032 | 0.85 | NE-HVAC-VarRefgHP-14to20ton
COM-HVAC-33.78 | Com ¦ Variable Refrigerant Flow (VRF) Heat Pump - Hot-Dry ¦ SDG&E ¦ Hot-Dry | Com ¦ Variable Refrigerant Flow (VRF) Heat Pump - Hot-Dry | SDG&E ¦ Hot-Dry | SDG&E | All | Electric | Com ¦ Variable Refrigerant Flow (VRF) Heat Pump - Hot-Dry ¦ SDG&E ¦ Hot-Dry | Efficient |  |  | 0 | Conventional | HVAC | Com - Office (Small) | Com | ROB and NEW | 0 | 1000 sqft2 of floor space | Per Ton | 15 | DEER:HVAC_Split-Package_HP | 204.8571 | 0.13836 | 0 | READI v.2.5.1 (Current Ex Ante data); 1/1/2013 - 1/1/2021 - Measure Name: VRF_dXHP | 2711.5 | 2016 | 2763 | 2016 | 0 | 0 | https://neep.org/sites/default/files/VRF_HP.xlsx; Table 3-4 - DEER READI costs not available for VRF systems | Com Mini Split Heat Pumps - Hot-Dry ¦ SDG&E ¦ Hot-Dry | Com Mini Split Heat Pumps - Hot-Dry | 0.029049 | 1 | 0 | CBSA 2014 | -9.3923 | 2032 | 0.85 | NE-HVAC-VarRefgHP-14to20ton
COM-HVAC-33.79 | Com ¦ Variable Refrigerant Flow (VRF) Heat Pump - Hot-Dry ¦ SDG&E ¦ Hot-Dry | Com ¦ Variable Refrigerant Flow (VRF) Heat Pump - Hot-Dry | SDG&E ¦ Hot-Dry | SDG&E | All | Electric | Com ¦ Variable Refrigerant Flow (VRF) Heat Pump - Hot-Dry ¦ SDG&E ¦ Hot-Dry | Efficient |  |  | 0 | Conventional | HVAC | Com - Other | Com | ROB and NEW | 0 | 1000 sqft2 of floor space | Per Ton | 15 | DEER:HVAC_Split-Package_HP | 156.4333 | 0.12806 | 0 | READI v.2.5.1 (Current Ex Ante data); 1/1/2013 - 1/1/2021 - Measure Name: VRF_dXHP | 2711.5 | 2016 | 2763 | 2016 | 0 | 0 | https://neep.org/sites/default/files/VRF_HP.xlsx; Table 3-4 - DEER READI costs not available for VRF systems | Com Mini Split Heat Pumps - Hot-Dry ¦ SDG&E ¦ Hot-Dry | Com Mini Split Heat Pumps - Hot-Dry | 0.0021863 | 1 | 0 | CBSA 2014 | -17.2741 | 2032 | 0.85 | NE-HVAC-VarRefgHP-14to20ton
COM-HVAC-33.80 | Com ¦ Variable Refrigerant Flow (VRF) Heat Pump - Hot-Dry ¦ SDG&E ¦ Hot-Dry | Com ¦ Variable Refrigerant Flow (VRF) Heat Pump - Hot-Dry | SDG&E ¦ Hot-Dry | SDG&E | All | Electric | Com ¦ Variable Refrigerant Flow (VRF) Heat Pump - Hot-Dry ¦ SDG&E ¦ Hot-Dry | Efficient |  |  | 0 | Conventional | HVAC | Com - Refrig. Warehouse | Com | ROB and NEW | 0 | 1000 sqft2 of floor space | Per Ton | 15 | DEER:HVAC_Split-Package_HP | 156.4333 | 0.12806 | 0 | READI v.2.5.1 (Current Ex Ante data); 1/1/2013 - 1/1/2021 - Measure Name: VRF_dXHP | 2711.5 | 2016 | 2763 | 2016 | 0 | 0 | https://neep.org/sites/default/files/VRF_HP.xlsx; Table 3-4 - DEER READI costs not available for VRF systems | Com Mini Split Heat Pumps - Hot-Dry ¦ SDG&E ¦ Hot-Dry | Com Mini Split Heat Pumps - Hot-Dry | 0 | 1 | 0 | CBSA 2014 | -2.7952 | 2032 | 0.85 | NE-HVAC-VarRefgHP-14to20ton
COM-HVAC-33.81 | Com ¦ Variable Refrigerant Flow (VRF) Heat Pump - Hot-Dry ¦ SDG&E ¦ Hot-Dry | Com ¦ Variable Refrigerant Flow (VRF) Heat Pump - Hot-Dry | SDG&E ¦ Hot-Dry | SDG&E | All | Electric | Com ¦ Variable Refrigerant Flow (VRF) Heat Pump - Hot-Dry ¦ SDG&E ¦ Hot-Dry | Efficient |  |  | 0 | Conventional | HVAC | Com - Restaurant | Com | ROB and NEW | 0 | 1000 sqft2 of floor space | Per Ton | 15 | DEER:HVAC_Split-Package_HP | 156.4333 | 0.12806 | 0 | READI v.2.5.1 (Current Ex Ante data); 1/1/2013 - 1/1/2021 - Measure Name: VRF_dXHP | 2711.5 | 2016 | 2763 | 2016 | 0 | 0 | https://neep.org/sites/default/files/VRF_HP.xlsx; Table 3-4 - DEER READI costs not available for VRF systems | Com Mini Split Heat Pumps - Hot-Dry ¦ SDG&E ¦ Hot-Dry | Com Mini Split Heat Pumps - Hot-Dry | 0.018542 | 1 | 0 | CBSA 2014 | -2.78 | 2032 | 0.85 | NE-HVAC-VarRefgHP-14to20ton
COM-HVAC-33.82 | Com ¦ Variable Refrigerant Flow (VRF) Heat Pump - Hot-Dry ¦ SDG&E ¦ Hot-Dry | Com ¦ Variable Refrigerant Flow (VRF) Heat Pump - Hot-Dry | SDG&E ¦ Hot-Dry | SDG&E | All | Electric | Com ¦ Variable Refrigerant Flow (VRF) Heat Pump - Hot-Dry ¦ SDG&E ¦ Hot-Dry | Efficient |  |  | 0 | Conventional | HVAC | Com - Retail | Com | ROB and NEW | 0 | 1000 sqft2 of floor space | Per Ton | 15 | DEER:HVAC_Split-Package_HP | 156.4333 | 0.12806 | 0 | READI v.2.5.1 (Current Ex Ante data); 1/1/2013 - 1/1/2021 - Measure Name: VRF_dXHP | 2711.5 | 2016 | 2763 | 2016 | 0 | 0 | https://neep.org/sites/default/files/VRF_HP.xlsx; Table 3-4 - DEER READI costs not available for VRF systems | Com Mini Split Heat Pumps - Hot-Dry ¦ SDG&E ¦ Hot-Dry | Com Mini Split Heat Pumps - Hot-Dry | 0.0018256 | 1 | 0 | CBSA 2014 | -54.9577 | 2032 | 0.85 | NE-HVAC-VarRefgHP-14to20ton
COM-HVAC-33.83 | Com ¦ Variable Refrigerant Flow (VRF) Heat Pump - Hot-Dry ¦ SDG&E ¦ Hot-Dry | Com ¦ Variable Refrigerant Flow (VRF) Heat Pump - Hot-Dry | SDG&E ¦ Hot-Dry | SDG&E | All | Electric | Com ¦ Variable Refrigerant Flow (VRF) Heat Pump - Hot-Dry ¦ SDG&E ¦ Hot-Dry | Efficient |  |  | 0 | Conventional | HVAC | Com - School | Com | ROB and NEW | 0 | 1000 sqft2 of floor space | Per Ton | 15 | DEER:HVAC_Split-Package_HP | 99.8429 | 0.12298 | 0 | READI v.2.5.1 (Current Ex Ante data); 1/1/2013 - 1/1/2021 - Measure Name: VRF_dXHP | 2711.5 | 2016 | 2763 | 2016 | 0 | 0 | https://neep.org/sites/default/files/VRF_HP.xlsx; Table 3-4 - DEER READI costs not available for VRF systems | Com Mini Split Heat Pumps - Hot-Dry ¦ SDG&E ¦ Hot-Dry | Com Mini Split Heat Pumps - Hot-Dry | 0.017598 | 1 | 0 | CBSA 2014 | -16.4387 | 2032 | 0.85 | NE-HVAC-VarRefgHP-14to20ton
COM-HVAC-33.84 | Com ¦ Variable Refrigerant Flow (VRF) Heat Pump - Hot-Dry ¦ SDG&E ¦ Hot-Dry | Com ¦ Variable Refrigerant Flow (VRF) Heat Pump - Hot-Dry | SDG&E ¦ Hot-Dry | SDG&E | All | Electric | Com ¦ Variable Refrigerant Flow (VRF) Heat Pump - Hot-Dry ¦ SDG&E ¦ Hot-Dry | Efficient |  |  | 0 | Conventional | HVAC | Com - Warehouse | Com | ROB and NEW | 0 | 1000 sqft2 of floor space | Per Ton | 15 | DEER:HVAC_Split-Package_HP | 156.4333 | 0.12806 | 0 | READI v.2.5.1 (Current Ex Ante data); 1/1/2013 - 1/1/2021 - Measure Name: VRF_dXHP | 2711.5 | 2016 | 2763 | 2016 | 0 | 0 | https://neep.org/sites/default/files/VRF_HP.xlsx; Table 3-4 - DEER READI costs not available for VRF systems | Com Mini Split Heat Pumps - Hot-Dry ¦ SDG&E ¦ Hot-Dry | Com Mini Split Heat Pumps - Hot-Dry | 0.001425 | 1 | 0 | CBSA 2014 | -46.8868 | 2032 | 0.85 | NE-HVAC-VarRefgHP-14to20ton
COM-HVAC-33.85 | Com ¦ Variable Refrigerant Flow (VRF) Heat Pump - Marine ¦ SDG&E ¦ Marine | Com ¦ Variable Refrigerant Flow (VRF) Heat Pump - Marine | SDG&E ¦ Marine | SDG&E | All | Electric | Com ¦ Variable Refrigerant Flow (VRF) Heat Pump - Marine ¦ SDG&E ¦ Marine | Efficient |  |  | 0 | Conventional | HVAC | Com - College | Com | ROB and NEW | 0 | 1000 sqft2 of floor space | Per Ton | 15 | DEER:HVAC_Split-Package_HP | 219.6429 | 0.19421 | 0 | READI v.2.5.1 (Current Ex Ante data); 1/1/2013 - 1/1/2021 - Measure Name: VRF_dXHP | 2711.5 | 2016 | 2763 | 2016 | 0 | 0 | https://neep.org/sites/default/files/VRF_HP.xlsx; Table 3-4 - DEER READI costs not available for VRF systems | Com Mini Split Heat Pumps - Marine ¦ SDG&E ¦ Marine | Com Mini Split Heat Pumps - Marine | 0.048642 | 1 | 0 | CBSA 2014 | -16.5826 | 2032 | 0.85 | NE-HVAC-VarRefgHP-14to20ton
COM-HVAC-33.86 | Com ¦ Variable Refrigerant Flow (VRF) Heat Pump - Marine ¦ SDG&E ¦ Marine | Com ¦ Variable Refrigerant Flow (VRF) Heat Pump - Marine | SDG&E ¦ Marine | SDG&E | All | Electric | Com ¦ Variable Refrigerant Flow (VRF) Heat Pump - Marine ¦ SDG&E ¦ Marine | Efficient |  |  | 0 | Conventional | HVAC | Com - Grocery | Com | ROB and NEW | 0 | 1000 sqft2 of floor space | Per Ton | 15 | DEER:HVAC_Split-Package_HP | 181.5857 | 0.15948 | 0 | READI v.2.5.1 (Current Ex Ante data); 1/1/2013 - 1/1/2021 - Measure Name: VRF_dXHP | 2711.5 | 2016 | 2763 | 2016 | 0 | 0 | https://neep.org/sites/default/files/VRF_HP.xlsx; Table 3-4 - DEER READI costs not available for VRF systems | Com Mini Split Heat Pumps - Marine ¦ SDG&E ¦ Marine | Com Mini Split Heat Pumps - Marine | 0.013387 | 1 | 0 | CBSA 2014 | -10.214 | 2032 | 0.85 | NE-HVAC-VarRefgHP-14to20ton
COM-HVAC-33.87 | Com ¦ Variable Refrigerant Flow (VRF) Heat Pump - Marine ¦ SDG&E ¦ Marine | Com ¦ Variable Refrigerant Flow (VRF) Heat Pump - Marine | SDG&E ¦ Marine | SDG&E | All | Electric | Com ¦ Variable Refrigerant Flow (VRF) Heat Pump - Marine ¦ SDG&E ¦ Marine | Efficient |  |  | 0 | Conventional | HVAC | Com - Health | Com | ROB and NEW | 0 | 1000 sqft2 of floor space | Per Ton | 15 | DEER:HVAC_Split-Package_HP | 365.8571 | 0.17486 | 0 | READI v.2.5.1 (Current Ex Ante data); 1/1/2013 - 1/1/2021 - Measure Name: VRF_dXHP | 2711.5 | 2016 | 2763 | 2016 | 0 | 0 | https://neep.org/sites/default/files/VRF_HP.xlsx; Table 3-4 - DEER READI costs not available for VRF systems | Com Mini Split Heat Pumps - Marine ¦ SDG&E ¦ Marine | Com Mini Split Heat Pumps - Marine | 0.040002 | 1 | 0 | CBSA 2014 | -23.9405 | 2032 | 0.85 | NE-HVAC-VarRefgHP-14to20ton
COM-HVAC-33.88 | Com ¦ Variable Refrigerant Flow (VRF) Heat Pump - Marine ¦ SDG&E ¦ Marine | Com ¦ Variable Refrigerant Flow (VRF) Heat Pump - Marine | SDG&E ¦ Marine | SDG&E | All | Electric | Com ¦ Variable Refrigerant Flow (VRF) Heat Pump - Marine ¦ SDG&E ¦ Marine | Efficient |  |  | 0 | Conventional | HVAC | Com - Lodging | Com | ROB and NEW | 0 | 1000 sqft2 of floor space | Per Ton | 15 | DEER:HVAC_Split-Package_HP | 351 | 0.15505 | 0 | READI v.2.5.1 (Current Ex Ante data); 1/1/2013 - 1/1/2021 - Measure Name: VRF_dXHP | 2711.5 | 2016 | 2763 | 2016 | 0 | 0 | https://neep.org/sites/default/files/VRF_HP.xlsx; Table 3-4 - DEER READI costs not available for VRF systems | Com Mini Split Heat Pumps - Marine ¦ SDG&E ¦ Marine | Com Mini Split Heat Pumps - Marine | 0.017811 | 1 | 0 | CBSA 2014 | -55.3466 | 2032 | 0.85 | NE-HVAC-VarRefgHP-14to20ton
COM-HVAC-33.89 | Com ¦ Variable Refrigerant Flow (VRF) Heat Pump - Marine ¦ SDG&E ¦ Marine | Com ¦ Variable Refrigerant Flow (VRF) Heat Pump - Marine | SDG&E ¦ Marine | SDG&E | All | Electric | Com ¦ Variable Refrigerant Flow (VRF) Heat Pump - Marine ¦ SDG&E ¦ Marine | Efficient |  |  | 0 | Conventional | HVAC | Com - Office (Large) | Com | ROB and NEW | 0 | 1000 sqft2 of floor space | Per Ton | 15 | DEER:HVAC_Split-Package_HP | 204.4286 | 0.1459 | 0 | READI v.2.5.1 (Current Ex Ante data); 1/1/2013 - 1/1/2021 - Measure Name: VRF_dXHP | 2711.5 | 2016 | 2763 | 2016 | 0 | 0 | https://neep.org/sites/default/files/VRF_HP.xlsx; Table 3-4 - DEER READI costs not available for VRF systems | Com Mini Split Heat Pumps - Marine ¦ SDG&E ¦ Marine | Com Mini Split Heat Pumps - Marine | 0.0047331 | 1 | 0 | CBSA 2014 | -20.3307 | 2032 | 0.85 | NE-HVAC-VarRefgHP-14to20ton
COM-HVAC-33.90 | Com ¦ Variable Refrigerant Flow (VRF) Heat Pump - Marine ¦ SDG&E ¦ Marine | Com ¦ Variable Refrigerant Flow (VRF) Heat Pump - Marine | SDG&E ¦ Marine | SDG&E | All | Electric | Com ¦ Variable Refrigerant Flow (VRF) Heat Pump - Marine ¦ SDG&E ¦ Marine | Efficient |  |  | 0 | Conventional | HVAC | Com - Office (Small) | Com | ROB and NEW | 0 | 1000 sqft2 of floor space | Per Ton | 15 | DEER:HVAC_Split-Package_HP | 207 | 0.16371 | 0 | READI v.2.5.1 (Current Ex Ante data); 1/1/2013 - 1/1/2021 - Measure Name: VRF_dXHP | 2711.5 | 2016 | 2763 | 2016 | 0 | 0 | https://neep.org/sites/default/files/VRF_HP.xlsx; Table 3-4 - DEER READI costs not available for VRF systems | Com Mini Split Heat Pumps - Marine ¦ SDG&E ¦ Marine | Com Mini Split Heat Pumps - Marine | 0.029049 | 1 | 0 | CBSA 2014 | -9.4905 | 2032 | 0.85 | NE-HVAC-VarRefgHP-14to20ton
COM-HVAC-33.91 | Com ¦ Variable Refrigerant Flow (VRF) Heat Pump - Marine ¦ SDG&E ¦ Marine | Com ¦ Variable Refrigerant Flow (VRF) Heat Pump - Marine | SDG&E ¦ Marine | SDG&E | All | Electric | Com ¦ Variable Refrigerant Flow (VRF) Heat Pump - Marine ¦ SDG&E ¦ Marine | Efficient |  |  | 0 | Conventional | HVAC | Com - Other | Com | ROB and NEW | 0 | 1000 sqft2 of floor space | Per Ton | 15 | DEER:HVAC_Split-Package_HP | 181.5857 | 0.15948 | 0 | READI v.2.5.1 (Current Ex Ante data); 1/1/2013 - 1/1/2021 - Measure Name: VRF_dXHP | 2711.5 | 2016 | 2763 | 2016 | 0 | 0 | https://neep.org/sites/default/files/VRF_HP.xlsx; Table 3-4 - DEER READI costs not available for VRF systems | Com Mini Split Heat Pumps - Marine ¦ SDG&E ¦ Marine | Com Mini Split Heat Pumps - Marine | 0.0021863 | 1 | 0 | CBSA 2014 | -20.0515 | 2032 | 0.85 | NE-HVAC-VarRefgHP-14to20ton
COM-HVAC-33.92 | Com ¦ Variable Refrigerant Flow (VRF) Heat Pump - Marine ¦ SDG&E ¦ Marine | Com ¦ Variable Refrigerant Flow (VRF) Heat Pump - Marine | SDG&E ¦ Marine | SDG&E | All | Electric | Com ¦ Variable Refrigerant Flow (VRF) Heat Pump - Marine ¦ SDG&E ¦ Marine | Efficient |  |  | 0 | Conventional | HVAC | Com - Refrig. Warehouse | Com | ROB and NEW | 0 | 1000 sqft2 of floor space | Per Ton | 15 | DEER:HVAC_Split-Package_HP | 181.5857 | 0.15948 | 0 | READI v.2.5.1 (Current Ex Ante data); 1/1/2013 - 1/1/2021 - Measure Name: VRF_dXHP | 2711.5 | 2016 | 2763 | 2016 | 0 | 0 | https://neep.org/sites/default/files/VRF_HP.xlsx; Table 3-4 - DEER READI costs not available for VRF systems | Com Mini Split Heat Pumps - Marine ¦ SDG&E ¦ Marine | Com Mini Split Heat Pumps - Marine | 0 | 1 | 0 | CBSA 2014 | -3.2446 | 2032 | 0.85 | NE-HVAC-VarRefgHP-14to20ton
COM-HVAC-33.93 | Com ¦ Variable Refrigerant Flow (VRF) Heat Pump - Marine ¦ SDG&E ¦ Marine | Com ¦ Variable Refrigerant Flow (VRF) Heat Pump - Marine | SDG&E ¦ Marine | SDG&E | All | Electric | Com ¦ Variable Refrigerant Flow (VRF) Heat Pump - Marine ¦ SDG&E ¦ Marine | Efficient |  |  | 0 | Conventional | HVAC | Com - Restaurant | Com | ROB and NEW | 0 | 1000 sqft2 of floor space | Per Ton | 15 | DEER:HVAC_Split-Package_HP | 181.5857 | 0.15948 | 0 | READI v.2.5.1 (Current Ex Ante data); 1/1/2013 - 1/1/2021 - Measure Name: VRF_dXHP | 2711.5 | 2016 | 2763 | 2016 | 0 | 0 | https://neep.org/sites/default/files/VRF_HP.xlsx; Table 3-4 - DEER READI costs not available for VRF systems | Com Mini Split Heat Pumps - Marine ¦ SDG&E ¦ Marine | Com Mini Split Heat Pumps - Marine | 0.018542 | 1 | 0 | CBSA 2014 | -3.227 | 2032 | 0.85 | NE-HVAC-VarRefgHP-14to20ton
COM-HVAC-33.94 | Com ¦ Variable Refrigerant Flow (VRF) Heat Pump - Marine ¦ SDG&E ¦ Marine | Com ¦ Variable Refrigerant Flow (VRF) Heat Pump - Marine | SDG&E ¦ Marine | SDG&E | All | Electric | Com ¦ Variable Refrigerant Flow (VRF) Heat Pump - Marine ¦ SDG&E ¦ Marine | Efficient |  |  | 0 | Conventional | HVAC | Com - Retail | Com | ROB and NEW | 0 | 1000 sqft2 of floor space | Per Ton | 15 | DEER:HVAC_Split-Package_HP | 181.5857 | 0.15948 | 0 | READI v.2.5.1 (Current Ex Ante data); 1/1/2013 - 1/1/2021 - Measure Name: VRF_dXHP | 2711.5 | 2016 | 2763 | 2016 | 0 | 0 | https://neep.org/sites/default/files/VRF_HP.xlsx; Table 3-4 - DEER READI costs not available for VRF systems | Com Mini Split Heat Pumps - Marine ¦ SDG&E ¦ Marine | Com Mini Split Heat Pumps - Marine | 0.0018256 | 1 | 0 | CBSA 2014 | -63.7942 | 2032 | 0.85 | NE-HVAC-VarRefgHP-14to20ton
COM-HVAC-33.95 | Com ¦ Variable Refrigerant Flow (VRF) Heat Pump - Marine ¦ SDG&E ¦ Marine | Com ¦ Variable Refrigerant Flow (VRF) Heat Pump - Marine | SDG&E ¦ Marine | SDG&E | All | Electric | Com ¦ Variable Refrigerant Flow (VRF) Heat Pump - Marine ¦ SDG&E ¦ Marine | Efficient |  |  | 0 | Conventional | HVAC | Com - School | Com | ROB and NEW | 0 | 1000 sqft2 of floor space | Per Ton | 15 | DEER:HVAC_Split-Package_HP | 139.2571 | 0.18693 | 0 | READI v.2.5.1 (Current Ex Ante data); 1/1/2013 - 1/1/2021 - Measure Name: VRF_dXHP | 2711.5 | 2016 | 2763 | 2016 | 0 | 0 | https://neep.org/sites/default/files/VRF_HP.xlsx; Table 3-4 - DEER READI costs not available for VRF systems | Com Mini Split Heat Pumps - Marine ¦ SDG&E ¦ Marine | Com Mini Split Heat Pumps - Marine | 0.017598 | 1 | 0 | CBSA 2014 | -22.9281 | 2032 | 0.85 | NE-HVAC-VarRefgHP-14to20ton
COM-HVAC-33.96 | Com ¦ Variable Refrigerant Flow (VRF) Heat Pump - Marine ¦ SDG&E ¦ Marine | Com ¦ Variable Refrigerant Flow (VRF) Heat Pump - Marine | SDG&E ¦ Marine | SDG&E | All | Electric | Com ¦ Variable Refrigerant Flow (VRF) Heat Pump - Marine ¦ SDG&E ¦ Marine | Efficient |  |  | 0 | Conventional | HVAC | Com - Warehouse | Com | ROB and NEW | 0 | 1000 sqft2 of floor space | Per Ton | 15 | DEER:HVAC_Split-Package_HP | 181.5857 | 0.15948 | 0 | READI v.2.5.1 (Current Ex Ante data); 1/1/2013 - 1/1/2021 - Measure Name: VRF_dXHP | 2711.5 | 2016 | 2763 | 2016 | 0 | 0 | https://neep.org/sites/default/files/VRF_HP.xlsx; Table 3-4 - DEER READI costs not available for VRF systems | Com Mini Split Heat Pumps - Marine ¦ SDG&E ¦ Marine | Com Mini Split Heat Pumps - Marine | 0.001425 | 1 | 0 | CBSA 2014 | -54.4256 | 2032 | 0.85 | NE-HVAC-VarRefgHP-14to20ton
COM-HVAC-35.1 | Com ¦ Code Compliant Chiller - Marine ¦ PG&E ¦ Marine | Com ¦ Code Compliant Chiller - Marine | PG&E ¦ Marine | PG&E | All | Electric | Code Water Cooled Centrifugal Chiller, Water Cooled Screw Chiller, and Air Cooled Screw Chiller | Average Existing and Code |  |  | 0 | Conventional | HVAC | Com - College | Com | ROB and NEW | 0 | 1000 sqft2 of floor space | Cap-Tons | 20 | DEER:HVAC_Chillers | 26.7622 | 0.029692 | 0 | SWHC005-03, SWHC020-03 | 624.5775 | 2022 | 0 | 2022 | 0 | 0 | SWHC005-03, SWHC020-03 | Com Chillers - Marine ¦ PG&E ¦ Marine | Com Chillers - Marine | 2.0929 | 1 | 0.9356 | PGT - Navigant 2015 | -2.0205 | 2012 | 0.6 | SWHC005-03, SWHC020-03
COM-HVAC-35.2 | Com ¦ Code Compliant Chiller - Marine ¦ PG&E ¦ Marine | Com ¦ Code Compliant Chiller - Marine | PG&E ¦ Marine | PG&E | All | Electric | Code Water Cooled Centrifugal Chiller, Water Cooled Screw Chiller, and Air Cooled Screw Chiller | Average Existing and Code |  |  | 0 | Conventional | HVAC | Com - Grocery | Com | ROB and NEW | 0 | 1000 sqft2 of floor space | Cap-Tons | 20 | DEER:HVAC_Chillers | 0 | 0 | 0 | SWHC005-03, SWHC020-03 | 624.5775 | 2022 | 0 | 2022 | 0 | 0 | SWHC005-03, SWHC020-03 | Com Chillers - Marine ¦ PG&E ¦ Marine | Com Chillers - Marine | 0 | 1 | 0 | PGT - Navigant 2015 | 0 | 2012 | 0.6 | SWHC005-03, SWHC020-03
COM-HVAC-35.3 | Com ¦ Code Compliant Chiller - Marine ¦ PG&E ¦ Marine | Com ¦ Code Compliant Chiller - Marine | PG&E ¦ Marine | PG&E | All | Electric | Code Water Cooled Centrifugal Chiller, Water Cooled Screw Chiller, and Air Cooled Screw Chiller | Average Existing and Code |  |  | 0 | Conventional | HVAC | Com - Health | Com | ROB and NEW | 0 | 1000 sqft2 of floor space | Cap-Tons | 20 | DEER:HVAC_Chillers | 26.878 | 0.021864 | 0 | SWHC005-03, SWHC020-03 | 624.5775 | 2022 | 0 | 2022 | 0 | 0 | SWHC005-03, SWHC020-03 | Com Chillers - Marine ¦ PG&E ¦ Marine | Com Chillers - Marine | 1.8749 | 1 | 0.92351 | PGT - Navigant 2015 | -1.7588 | 2012 | 0.6 | SWHC005-03, SWHC020-03
COM-HVAC-35.4 | Com ¦ Code Compliant Chiller - Marine ¦ PG&E ¦ Marine | Com ¦ Code Compliant Chiller - Marine | PG&E ¦ Marine | PG&E | All | Electric | Code Water Cooled Centrifugal Chiller, Water Cooled Screw Chiller, and Air Cooled Screw Chiller | Average Existing and Code |  |  | 0 | Conventional | HVAC | Com - Lodging | Com | ROB and NEW | 0 | 1000 sqft2 of floor space | Cap-Tons | 20 | DEER:HVAC_Chillers | 46.8083 | 0.025829 | 0 | SWHC005-03, SWHC020-03 | 624.5775 | 2022 | 0 | 2022 | 0 | 0 | SWHC005-03, SWHC020-03 | Com Chillers - Marine ¦ PG&E ¦ Marine | Com Chillers - Marine | 1.3156 | 1 | 0.89548 | PGT - Navigant 2015 | -7.3809 | 2012 | 0.6 | SWHC005-03, SWHC020-03
COM-HVAC-35.5 | Com ¦ Code Compliant Chiller - Marine ¦ PG&E ¦ Marine | Com ¦ Code Compliant Chiller - Marine | PG&E ¦ Marine | PG&E | All | Electric | Code Water Cooled Centrifugal Chiller, Water Cooled Screw Chiller, and Air Cooled Screw Chiller | Average Existing and Code |  |  | 0 | Conventional | HVAC | Com - Office (Large) | Com | ROB and NEW | 0 | 1000 sqft2 of floor space | Cap-Tons | 20 | DEER:HVAC_Chillers | 30.2667 | 0.015163 | -3.015e-08 | SWHC005-03, SWHC020-03 | 624.5775 | 2022 | 0 | 2022 | 0 | 0 | SWHC005-03, SWHC020-03 | Com Chillers - Marine ¦ PG&E ¦ Marine | Com Chillers - Marine | 2.3933 | 1 | 0.94902 | PGT - Navigant 2015 | -3.0101 | 2012 | 0.6 | SWHC005-03, SWHC020-03
COM-HVAC-35.6 | Com ¦ Code Compliant Chiller - Marine ¦ PG&E ¦ Marine | Com ¦ Code Compliant Chiller - Marine | PG&E ¦ Marine | PG&E | All | Electric | Code Water Cooled Centrifugal Chiller, Water Cooled Screw Chiller, and Air Cooled Screw Chiller | Average Existing and Code |  |  | 0 | Conventional | HVAC | Com - Office (Small) | Com | ROB and NEW | 0 | 1000 sqft2 of floor space | Cap-Tons | 20 | DEER:HVAC_Chillers | 32.175 | 0.015944 | 0 | SWHC005-03, SWHC020-03 | 624.5775 | 2022 | 0 | 2022 | 0 | 0 | SWHC005-03, SWHC020-03 | Com Chillers - Marine ¦ PG&E ¦ Marine | Com Chillers - Marine | 2.4419 | 1 | 0.94746 | PGT - Navigant 2015 | -1.4752 | 2012 | 0.6 | SWHC005-03, SWHC020-03
COM-HVAC-35.7 | Com ¦ Code Compliant Chiller - Marine ¦ PG&E ¦ Marine | Com ¦ Code Compliant Chiller - Marine | PG&E ¦ Marine | PG&E | All | Electric | Code Water Cooled Centrifugal Chiller, Water Cooled Screw Chiller, and Air Cooled Screw Chiller | Average Existing and Code |  |  | 0 | Conventional | HVAC | Com - Other | Com | ROB and NEW | 0 | 1000 sqft2 of floor space | Cap-Tons | 20 | DEER:HVAC_Chillers | 0 | 0 | 0 | SWHC005-03, SWHC020-03 | 624.5775 | 2022 | 0 | 2022 | 0 | 0 | SWHC005-03, SWHC020-03 | Com Chillers - Marine ¦ PG&E ¦ Marine | Com Chillers - Marine | 0 | 1 | 0 | PGT - Navigant 2015 | 0 | 2012 | 0.6 | SWHC005-03, SWHC020-03
COM-HVAC-35.8 | Com ¦ Code Compliant Chiller - Marine ¦ PG&E ¦ Marine | Com ¦ Code Compliant Chiller - Marine | PG&E ¦ Marine | PG&E | All | Electric | Code Water Cooled Centrifugal Chiller, Water Cooled Screw Chiller, and Air Cooled Screw Chiller | Average Existing and Code |  |  | 0 | Conventional | HVAC | Com - Refrig. Warehouse | Com | ROB and NEW | 0 | 1000 sqft2 of floor space | Cap-Tons | 20 | DEER:HVAC_Chillers | 0 | 0 | 0 | SWHC005-03, SWHC020-03 | 624.5775 | 2022 | 0 | 2022 | 0 | 0 | SWHC005-03, SWHC020-03 | Com Chillers - Marine ¦ PG&E ¦ Marine | Com Chillers - Marine | 0 | 1 | 0 | PGT - Navigant 2015 | 0 | 2012 | 0.6 | SWHC005-03, SWHC020-03
COM-HVAC-35.9 | Com ¦ Code Compliant Chiller - Marine ¦ PG&E ¦ Marine | Com ¦ Code Compliant Chiller - Marine | PG&E ¦ Marine | PG&E | All | Electric | Code Water Cooled Centrifugal Chiller, Water Cooled Screw Chiller, and Air Cooled Screw Chiller | Average Existing and Code |  |  | 0 | Conventional | HVAC | Com - Restaurant | Com | ROB and NEW | 0 | 1000 sqft2 of floor space | Cap-Tons | 20 | DEER:HVAC_Chillers | 0 | 0 | 0 | SWHC005-03, SWHC020-03 | 624.5775 | 2022 | 0 | 2022 | 0 | 0 | SWHC005-03, SWHC020-03 | Com Chillers - Marine ¦ PG&E ¦ Marine | Com Chillers - Marine | 0 | 1 | 0 | PGT - Navigant 2015 | 0 | 2012 | 0.6 | SWHC005-03, SWHC020-03
COM-HVAC-35.10 | Com ¦ Code Compliant Chiller - Marine ¦ PG&E ¦ Marine | Com ¦ Code Compliant Chiller - Marine | PG&E ¦ Marine | PG&E | All | Electric | Code Water Cooled Centrifugal Chiller, Water Cooled Screw Chiller, and Air Cooled Screw Chiller | Average Existing and Code |  |  | 0 | Conventional | HVAC | Com - Retail | Com | ROB and NEW | 0 | 1000 sqft2 of floor space | Cap-Tons | 20 | DEER:HVAC_Chillers | 34.2167 | 0.026617 | 6.2833e-08 | SWHC005-03, SWHC020-03 | 624.5775 | 2022 | 0 | 2022 | 0 | 0 | SWHC005-03, SWHC020-03 | Com Chillers - Marine ¦ PG&E ¦ Marine | Com Chillers - Marine | 1.1793 | 1 | 0.84516 | PGT - Navigant 2015 | -12.0209 | 2012 | 0.6 | SWHC005-03, SWHC020-03
COM-HVAC-35.11 | Com ¦ Code Compliant Chiller - Marine ¦ PG&E ¦ Marine | Com ¦ Code Compliant Chiller - Marine | PG&E ¦ Marine | PG&E | All | Electric | Code Water Cooled Centrifugal Chiller, Water Cooled Screw Chiller, and Air Cooled Screw Chiller | Average Existing and Code |  |  | 0 | Conventional | HVAC | Com - School | Com | ROB and NEW | 0 | 1000 sqft2 of floor space | Cap-Tons | 20 | DEER:HVAC_Chillers | 27.5333 | 0.020571 | 0 | SWHC005-03, SWHC020-03 | 624.5775 | 2022 | 0 | 2022 | 0 | 0 | SWHC005-03, SWHC020-03 | Com Chillers - Marine ¦ PG&E ¦ Marine | Com Chillers - Marine | 1.8734 | 1 | 0.90019 | PGT - Navigant 2015 | -4.5333 | 2012 | 0.6 | SWHC005-03, SWHC020-03
COM-HVAC-35.12 | Com ¦ Code Compliant Chiller - Marine ¦ PG&E ¦ Marine | Com ¦ Code Compliant Chiller - Marine | PG&E ¦ Marine | PG&E | All | Electric | Code Water Cooled Centrifugal Chiller, Water Cooled Screw Chiller, and Air Cooled Screw Chiller | Average Existing and Code |  |  | 0 | Conventional | HVAC | Com - Warehouse | Com | ROB and NEW | 0 | 1000 sqft2 of floor space | Cap-Tons | 20 | DEER:HVAC_Chillers | 0 | 0 | 0 | SWHC005-03, SWHC020-03 | 624.5775 | 2022 | 0 | 2022 | 0 | 0 | SWHC005-03, SWHC020-03 | Com Chillers - Marine ¦ PG&E ¦ Marine | Com Chillers - Marine | 0 | 1 | 0 | PGT - Navigant 2015 | 0 | 2012 | 0.6 | SWHC005-03, SWHC020-03
COM-HVAC-35.13 | Com ¦ Code Compliant Chiller - Hot-Dry ¦ PG&E ¦ Hot-Dry | Com ¦ Code Compliant Chiller - Hot-Dry | PG&E ¦ Hot-Dry | PG&E | All | Electric | Code Water Cooled Centrifugal Chiller, Water Cooled Screw Chiller, and Air Cooled Screw Chiller | Average Existing and Code |  |  | 0 | Conventional | HVAC | Com - College | Com | ROB and NEW | 0 | 1000 sqft2 of floor space | Cap-Tons | 20 | DEER:HVAC_Chillers | 46.2452 | 0.034591 | 0 | SWHC005-03, SWHC020-03 | 624.5775 | 2022 | 0 | 2022 | 0 | 0 | SWHC005-03, SWHC020-03 | Com Chillers - Hot-Dry ¦ PG&E ¦ Hot-Dry | Com Chillers - Hot-Dry | 2.0929 | 1 | 0.9356 | PGT - Navigant 2015 | -3.4914 | 2012 | 0.6 | SWHC005-03, SWHC020-03
COM-HVAC-35.14 | Com ¦ Code Compliant Chiller - Hot-Dry ¦ PG&E ¦ Hot-Dry | Com ¦ Code Compliant Chiller - Hot-Dry | PG&E ¦ Hot-Dry | PG&E | All | Electric | Code Water Cooled Centrifugal Chiller, Water Cooled Screw Chiller, and Air Cooled Screw Chiller | Average Existing and Code |  |  | 0 | Conventional | HVAC | Com - Grocery | Com | ROB and NEW | 0 | 1000 sqft2 of floor space | Cap-Tons | 20 | DEER:HVAC_Chillers | 0 | 0 | 0 | SWHC005-03, SWHC020-03 | 624.5775 | 2022 | 0 | 2022 | 0 | 0 | SWHC005-03, SWHC020-03 | Com Chillers - Hot-Dry ¦ PG&E ¦ Hot-Dry | Com Chillers - Hot-Dry | 0 | 1 | 0 | PGT - Navigant 2015 | 0 | 2012 | 0.6 | SWHC005-03, SWHC020-03
COM-HVAC-35.15 | Com ¦ Code Compliant Chiller - Hot-Dry ¦ PG&E ¦ Hot-Dry | Com ¦ Code Compliant Chiller - Hot-Dry | PG&E ¦ Hot-Dry | PG&E | All | Electric | Code Water Cooled Centrifugal Chiller, Water Cooled Screw Chiller, and Air Cooled Screw Chiller | Average Existing and Code |  |  | 0 | Conventional | HVAC | Com - Health | Com | ROB and NEW | 0 | 1000 sqft2 of floor space | Cap-Tons | 20 | DEER:HVAC_Chillers | 46.8833 | 0.03217 | 0 | SWHC005-03, SWHC020-03 | 624.5775 | 2022 | 0 | 2022 | 0 | 0 | SWHC005-03, SWHC020-03 | Com Chillers - Hot-Dry ¦ PG&E ¦ Hot-Dry | Com Chillers - Hot-Dry | 1.8749 | 1 | 0.92351 | PGT - Navigant 2015 | -3.0679 | 2012 | 0.6 | SWHC005-03, SWHC020-03
COM-HVAC-35.16 | Com ¦ Code Compliant Chiller - Hot-Dry ¦ PG&E ¦ Hot-Dry | Com ¦ Code Compliant Chiller - Hot-Dry | PG&E ¦ Hot-Dry | PG&E | All | Electric | Code Water Cooled Centrifugal Chiller, Water Cooled Screw Chiller, and Air Cooled Screw Chiller | Average Existing and Code |  |  | 0 | Conventional | HVAC | Com - Lodging | Com | ROB and NEW | 0 | 1000 sqft2 of floor space | Cap-Tons | 20 | DEER:HVAC_Chillers | 62.2333 | 0.037071 | 0 | SWHC005-03, SWHC020-03 | 624.5775 | 2022 | 0 | 2022 | 0 | 0 | SWHC005-03, SWHC020-03 | Com Chillers - Hot-Dry ¦ PG&E ¦ Hot-Dry | Com Chillers - Hot-Dry | 1.3156 | 1 | 0.89548 | PGT - Navigant 2015 | -9.8131 | 2012 | 0.6 | SWHC005-03, SWHC020-03
COM-HVAC-35.17 | Com ¦ Code Compliant Chiller - Hot-Dry ¦ PG&E ¦ Hot-Dry | Com ¦ Code Compliant Chiller - Hot-Dry | PG&E ¦ Hot-Dry | PG&E | All | Electric | Code Water Cooled Centrifugal Chiller, Water Cooled Screw Chiller, and Air Cooled Screw Chiller | Average Existing and Code |  |  | 0 | Conventional | HVAC | Com - Office (Large) | Com | ROB and NEW | 0 | 1000 sqft2 of floor space | Cap-Tons | 20 | DEER:HVAC_Chillers | 43.3083 | 0.020629 | -3.2008e-08 | SWHC005-03, SWHC020-03 | 624.5775 | 2022 | 0 | 2022 | 0 | 0 | SWHC005-03, SWHC020-03 | Com Chillers - Hot-Dry ¦ PG&E ¦ Hot-Dry | Com Chillers - Hot-Dry | 2.3933 | 1 | 0.94902 | PGT - Navigant 2015 | -4.3071 | 2012 | 0.6 | SWHC005-03, SWHC020-03
COM-HVAC-35.18 | Com ¦ Code Compliant Chiller - Hot-Dry ¦ PG&E ¦ Hot-Dry | Com ¦ Code Compliant Chiller - Hot-Dry | PG&E ¦ Hot-Dry | PG&E | All | Electric | Code Water Cooled Centrifugal Chiller, Water Cooled Screw Chiller, and Air Cooled Screw Chiller | Average Existing and Code |  |  | 0 | Conventional | HVAC | Com - Office (Small) | Com | ROB and NEW | 0 | 1000 sqft2 of floor space | Cap-Tons | 20 | DEER:HVAC_Chillers | 48.9625 | 0.024335 | -3.7512e-08 | SWHC005-03, SWHC020-03 | 624.5775 | 2022 | 0 | 2022 | 0 | 0 | SWHC005-03, SWHC020-03 | Com Chillers - Hot-Dry ¦ PG&E ¦ Hot-Dry | Com Chillers - Hot-Dry | 2.4419 | 1 | 0.94746 | PGT - Navigant 2015 | -2.2448 | 2012 | 0.6 | SWHC005-03, SWHC020-03
COM-HVAC-35.19 | Com ¦ Code Compliant Chiller - Hot-Dry ¦ PG&E ¦ Hot-Dry | Com ¦ Code Compliant Chiller - Hot-Dry | PG&E ¦ Hot-Dry | PG&E | All | Electric | Code Water Cooled Centrifugal Chiller, Water Cooled Screw Chiller, and Air Cooled Screw Chiller | Average Existing and Code |  |  | 0 | Conventional | HVAC | Com - Other | Com | ROB and NEW | 0 | 1000 sqft2 of floor space | Cap-Tons | 20 | DEER:HVAC_Chillers | 0 | 0 | 0 | SWHC005-03, SWHC020-03 | 624.5775 | 2022 | 0 | 2022 | 0 | 0 | SWHC005-03, SWHC020-03 | Com Chillers - Hot-Dry ¦ PG&E ¦ Hot-Dry | Com Chillers - Hot-Dry | 0 | 1 | 0 | PGT - Navigant 2015 | 0 | 2012 | 0.6 | SWHC005-03, SWHC020-03
COM-HVAC-35.20 | Com ¦ Code Compliant Chiller - Hot-Dry ¦ PG&E ¦ Hot-Dry | Com ¦ Code Compliant Chiller - Hot-Dry | PG&E ¦ Hot-Dry | PG&E | All | Electric | Code Water Cooled Centrifugal Chiller, Water Cooled Screw Chiller, and Air Cooled Screw Chiller | Average Existing and Code |  |  | 0 | Conventional | HVAC | Com - Refrig. Warehouse | Com | ROB and NEW | 0 | 1000 sqft2 of floor space | Cap-Tons | 20 | DEER:HVAC_Chillers | 0 | 0 | 0 | SWHC005-03, SWHC020-03 | 624.5775 | 2022 | 0 | 2022 | 0 | 0 | SWHC005-03, SWHC020-03 | Com Chillers - Hot-Dry ¦ PG&E ¦ Hot-Dry | Com Chillers - Hot-Dry | 0 | 1 | 0 | PGT - Navigant 2015 | 0 | 2012 | 0.6 | SWHC005-03, SWHC020-03
COM-HVAC-35.21 | Com ¦ Code Compliant Chiller - Hot-Dry ¦ PG&E ¦ Hot-Dry | Com ¦ Code Compliant Chiller - Hot-Dry | PG&E ¦ Hot-Dry | PG&E | All | Electric | Code Water Cooled Centrifugal Chiller, Water Cooled Screw Chiller, and Air Cooled Screw Chiller | Average Existing and Code |  |  | 0 | Conventional | HVAC | Com - Restaurant | Com | ROB and NEW | 0 | 1000 sqft2 of floor space | Cap-Tons | 20 | DEER:HVAC_Chillers | 0 | 0 | 0 | SWHC005-03, SWHC020-03 | 624.5775 | 2022 | 0 | 2022 | 0 | 0 | SWHC005-03, SWHC020-03 | Com Chillers - Hot-Dry ¦ PG&E ¦ Hot-Dry | Com Chillers - Hot-Dry | 0 | 1 | 0 | PGT - Navigant 2015 | 0 | 2012 | 0.6 | SWHC005-03, SWHC020-03
COM-HVAC-35.22 | Com ¦ Code Compliant Chiller - Hot-Dry ¦ PG&E ¦ Hot-Dry | Com ¦ Code Compliant Chiller - Hot-Dry | PG&E ¦ Hot-Dry | PG&E | All | Electric | Code Water Cooled Centrifugal Chiller, Water Cooled Screw Chiller, and Air Cooled Screw Chiller | Average Existing and Code |  |  | 0 | Conventional | HVAC | Com - Retail | Com | ROB and NEW | 0 | 1000 sqft2 of floor space | Cap-Tons | 20 | DEER:HVAC_Chillers | 49.5667 | 0.033004 | 0 | SWHC005-03, SWHC020-03 | 624.5775 | 2022 | 0 | 2022 | 0 | 0 | SWHC005-03, SWHC020-03 | Com Chillers - Hot-Dry ¦ PG&E ¦ Hot-Dry | Com Chillers - Hot-Dry | 1.1793 | 1 | 0.84516 | PGT - Navigant 2015 | -17.4136 | 2012 | 0.6 | SWHC005-03, SWHC020-03
COM-HVAC-35.23 | Com ¦ Code Compliant Chiller - Hot-Dry ¦ PG&E ¦ Hot-Dry | Com ¦ Code Compliant Chiller - Hot-Dry | PG&E ¦ Hot-Dry | PG&E | All | Electric | Code Water Cooled Centrifugal Chiller, Water Cooled Screw Chiller, and Air Cooled Screw Chiller | Average Existing and Code |  |  | 0 | Conventional | HVAC | Com - School | Com | ROB and NEW | 0 | 1000 sqft2 of floor space | Cap-Tons | 20 | DEER:HVAC_Chillers | 41.5917 | 0.015227 | 0 | SWHC005-03, SWHC020-03 | 624.5775 | 2022 | 0 | 2022 | 0 | 0 | SWHC005-03, SWHC020-03 | Com Chillers - Hot-Dry ¦ PG&E ¦ Hot-Dry | Com Chillers - Hot-Dry | 1.8734 | 1 | 0.90019 | PGT - Navigant 2015 | -6.8479 | 2012 | 0.6 | SWHC005-03, SWHC020-03
COM-HVAC-35.24 | Com ¦ Code Compliant Chiller - Hot-Dry ¦ PG&E ¦ Hot-Dry | Com ¦ Code Compliant Chiller - Hot-Dry | PG&E ¦ Hot-Dry | PG&E | All | Electric | Code Water Cooled Centrifugal Chiller, Water Cooled Screw Chiller, and Air Cooled Screw Chiller | Average Existing and Code |  |  | 0 | Conventional | HVAC | Com - Warehouse | Com | ROB and NEW | 0 | 1000 sqft2 of floor space | Cap-Tons | 20 | DEER:HVAC_Chillers | 0 | 0 | 0 | SWHC005-03, SWHC020-03 | 624.5775 | 2022 | 0 | 2022 | 0 | 0 | SWHC005-03, SWHC020-03 | Com Chillers - Hot-Dry ¦ PG&E ¦ Hot-Dry | Com Chillers - Hot-Dry | 0 | 1 | 0 | PGT - Navigant 2015 | 0 | 2012 | 0.6 | SWHC005-03, SWHC020-03
COM-HVAC-35.25 | Com ¦ Code Compliant Chiller - Cold ¦ PG&E ¦ Cold | Com ¦ Code Compliant Chiller - Cold | PG&E ¦ Cold | PG&E | All | Electric | Code Water Cooled Centrifugal Chiller, Water Cooled Screw Chiller, and Air Cooled Screw Chiller | Average Existing and Code |  |  | 0 | Conventional | HVAC | Com - College | Com | ROB and NEW | 0 | 1000 sqft2 of floor space | Cap-Tons | 20 | DEER:HVAC_Chillers | 33.5482 | 0.010778 | 5.0667e-07 | SWHC005-03, SWHC020-03 | 624.5775 | 2022 | 0 | 2022 | 0 | 0 | SWHC005-03, SWHC020-03 | Com Chillers - Cold ¦ PG&E ¦ Cold | Com Chillers - Cold | 2.0929 | 1 | 0.9356 | PGT - Navigant 2015 | -2.5328 | 2012 | 0.6 | SWHC005-03, SWHC020-03
COM-HVAC-35.26 | Com ¦ Code Compliant Chiller - Cold ¦ PG&E ¦ Cold | Com ¦ Code Compliant Chiller - Cold | PG&E ¦ Cold | PG&E | All | Electric | Code Water Cooled Centrifugal Chiller, Water Cooled Screw Chiller, and Air Cooled Screw Chiller | Average Existing and Code |  |  | 0 | Conventional | HVAC | Com - Grocery | Com | ROB and NEW | 0 | 1000 sqft2 of floor space | Cap-Tons | 20 | DEER:HVAC_Chillers | 0 | 0 | 0 | SWHC005-03, SWHC020-03 | 624.5775 | 2022 | 0 | 2022 | 0 | 0 | SWHC005-03, SWHC020-03 | Com Chillers - Cold ¦ PG&E ¦ Cold | Com Chillers - Cold | 0 | 1 | 0 | PGT - Navigant 2015 | 0 | 2012 | 0.6 | SWHC005-03, SWHC020-03
COM-HVAC-35.27 | Com ¦ Code Compliant Chiller - Cold ¦ PG&E ¦ Cold | Com ¦ Code Compliant Chiller - Cold | PG&E ¦ Cold | PG&E | All | Electric | Code Water Cooled Centrifugal Chiller, Water Cooled Screw Chiller, and Air Cooled Screw Chiller | Average Existing and Code |  |  | 0 | Conventional | HVAC | Com - Health | Com | ROB and NEW | 0 | 1000 sqft2 of floor space | Cap-Tons | 20 | DEER:HVAC_Chillers | 33.4607 | 0.026136 | 0 | SWHC005-03, SWHC020-03 | 624.5775 | 2022 | 0 | 2022 | 0 | 0 | SWHC005-03, SWHC020-03 | Com Chillers - Cold ¦ PG&E ¦ Cold | Com Chillers - Cold | 1.8749 | 1 | 0.92351 | PGT - Navigant 2015 | -2.1896 | 2012 | 0.6 | SWHC005-03, SWHC020-03
COM-HVAC-35.28 | Com ¦ Code Compliant Chiller - Cold ¦ PG&E ¦ Cold | Com ¦ Code Compliant Chiller - Cold | PG&E ¦ Cold | PG&E | All | Electric | Code Water Cooled Centrifugal Chiller, Water Cooled Screw Chiller, and Air Cooled Screw Chiller | Average Existing and Code |  |  | 0 | Conventional | HVAC | Com - Lodging | Com | ROB and NEW | 0 | 1000 sqft2 of floor space | Cap-Tons | 20 | DEER:HVAC_Chillers | 56.8417 | 0.032313 | 0 | SWHC005-03, SWHC020-03 | 624.5775 | 2022 | 0 | 2022 | 0 | 0 | SWHC005-03, SWHC020-03 | Com Chillers - Cold ¦ PG&E ¦ Cold | Com Chillers - Cold | 1.3156 | 1 | 0.89548 | PGT - Navigant 2015 | -8.9629 | 2012 | 0.6 | SWHC005-03, SWHC020-03
COM-HVAC-35.29 | Com ¦ Code Compliant Chiller - Cold ¦ PG&E ¦ Cold | Com ¦ Code Compliant Chiller - Cold | PG&E ¦ Cold | PG&E | All | Electric | Code Water Cooled Centrifugal Chiller, Water Cooled Screw Chiller, and Air Cooled Screw Chiller | Average Existing and Code |  |  | 0 | Conventional | HVAC | Com - Office (Large) | Com | ROB and NEW | 0 | 1000 sqft2 of floor space | Cap-Tons | 20 | DEER:HVAC_Chillers | 30.8125 | 0.017372 | 2.6579e-07 | SWHC005-03, SWHC020-03 | 624.5775 | 2022 | 0 | 2022 | 0 | 0 | SWHC005-03, SWHC020-03 | Com Chillers - Cold ¦ PG&E ¦ Cold | Com Chillers - Cold | 2.3933 | 1 | 0.94902 | PGT - Navigant 2015 | -3.0643 | 2012 | 0.6 | SWHC005-03, SWHC020-03
COM-HVAC-35.30 | Com ¦ Code Compliant Chiller - Cold ¦ PG&E ¦ Cold | Com ¦ Code Compliant Chiller - Cold | PG&E ¦ Cold | PG&E | All | Electric | Code Water Cooled Centrifugal Chiller, Water Cooled Screw Chiller, and Air Cooled Screw Chiller | Average Existing and Code |  |  | 0 | Conventional | HVAC | Com - Office (Small) | Com | ROB and NEW | 0 | 1000 sqft2 of floor space | Cap-Tons | 20 | DEER:HVAC_Chillers | 34.3875 | 0.02013 | 0 | SWHC005-03, SWHC020-03 | 624.5775 | 2022 | 0 | 2022 | 0 | 0 | SWHC005-03, SWHC020-03 | Com Chillers - Cold ¦ PG&E ¦ Cold | Com Chillers - Cold | 2.4419 | 1 | 0.94746 | PGT - Navigant 2015 | -1.5766 | 2012 | 0.6 | SWHC005-03, SWHC020-03
COM-HVAC-35.31 | Com ¦ Code Compliant Chiller - Cold ¦ PG&E ¦ Cold | Com ¦ Code Compliant Chiller - Cold | PG&E ¦ Cold | PG&E | All | Electric | Code Water Cooled Centrifugal Chiller, Water Cooled Screw Chiller, and Air Cooled Screw Chiller | Average Existing and Code |  |  | 0 | Conventional | HVAC | Com - Other | Com | ROB and NEW | 0 | 1000 sqft2 of floor space | Cap-Tons | 20 | DEER:HVAC_Chillers | 0 | 0 | 0 | SWHC005-03, SWHC020-03 | 624.5775 | 2022 | 0 | 2022 | 0 | 0 | SWHC005-03, SWHC020-03 | Com Chillers - Cold ¦ PG&E ¦ Cold | Com Chillers - Cold | 0 | 1 | 0 | PGT - Navigant 2015 | 0 | 2012 | 0.6 | SWHC005-03, SWHC020-03
COM-HVAC-35.32 | Com ¦ Code Compliant Chiller - Cold ¦ PG&E ¦ Cold | Com ¦ Code Compliant Chiller - Cold | PG&E ¦ Cold | PG&E | All | Electric | Code Water Cooled Centrifugal Chiller, Water Cooled Screw Chiller, and Air Cooled Screw Chiller | Average Existing and Code |  |  | 0 | Conventional | HVAC | Com - Refrig. Warehouse | Com | ROB and NEW | 0 | 1000 sqft2 of floor space | Cap-Tons | 20 | DEER:HVAC_Chillers | 0 | 0 | 0 | SWHC005-03, SWHC020-03 | 624.5775 | 2022 | 0 | 2022 | 0 | 0 | SWHC005-03, SWHC020-03 | Com Chillers - Cold ¦ PG&E ¦ Cold | Com Chillers - Cold | 0 | 1 | 0 | PGT - Navigant 2015 | 0 | 2012 | 0.6 | SWHC005-03, SWHC020-03
COM-HVAC-35.33 | Com ¦ Code Compliant Chiller - Cold ¦ PG&E ¦ Cold | Com ¦ Code Compliant Chiller - Cold | PG&E ¦ Cold | PG&E | All | Electric | Code Water Cooled Centrifugal Chiller, Water Cooled Screw Chiller, and Air Cooled Screw Chiller | Average Existing and Code |  |  | 0 | Conventional | HVAC | Com - Restaurant | Com | ROB and NEW | 0 | 1000 sqft2 of floor space | Cap-Tons | 20 | DEER:HVAC_Chillers | 0 | 0 | 0 | SWHC005-03, SWHC020-03 | 624.5775 | 2022 | 0 | 2022 | 0 | 0 | SWHC005-03, SWHC020-03 | Com Chillers - Cold ¦ PG&E ¦ Cold | Com Chillers - Cold | 0 | 1 | 0 | PGT - Navigant 2015 | 0 | 2012 | 0.6 | SWHC005-03, SWHC020-03
COM-HVAC-35.34 | Com ¦ Code Compliant Chiller - Cold ¦ PG&E ¦ Cold | Com ¦ Code Compliant Chiller - Cold | PG&E ¦ Cold | PG&E | All | Electric | Code Water Cooled Centrifugal Chiller, Water Cooled Screw Chiller, and Air Cooled Screw Chiller | Average Existing and Code |  |  | 0 | Conventional | HVAC | Com - Retail | Com | ROB and NEW | 0 | 1000 sqft2 of floor space | Cap-Tons | 20 | DEER:HVAC_Chillers | 33.0542 | 0.026471 | 0 | SWHC005-03, SWHC020-03 | 624.5775 | 2022 | 0 | 2022 | 0 | 0 | SWHC005-03, SWHC020-03 | Com Chillers - Cold ¦ PG&E ¦ Cold | Com Chillers - Cold | 1.1793 | 1 | 0.84516 | PGT - Navigant 2015 | -11.6125 | 2012 | 0.6 | SWHC005-03, SWHC020-03
COM-HVAC-35.35 | Com ¦ Code Compliant Chiller - Cold ¦ PG&E ¦ Cold | Com ¦ Code Compliant Chiller - Cold | PG&E ¦ Cold | PG&E | All | Electric | Code Water Cooled Centrifugal Chiller, Water Cooled Screw Chiller, and Air Cooled Screw Chiller | Average Existing and Code |  |  | 0 | Conventional | HVAC | Com - School | Com | ROB and NEW | 0 | 1000 sqft2 of floor space | Cap-Tons | 20 | DEER:HVAC_Chillers | 29.1792 | 0.013448 | 0 | SWHC005-03, SWHC020-03 | 624.5775 | 2022 | 0 | 2022 | 0 | 0 | SWHC005-03, SWHC020-03 | Com Chillers - Cold ¦ PG&E ¦ Cold | Com Chillers - Cold | 1.8734 | 1 | 0.90019 | PGT - Navigant 2015 | -4.8042 | 2012 | 0.6 | SWHC005-03, SWHC020-03
COM-HVAC-35.36 | Com ¦ Code Compliant Chiller - Cold ¦ PG&E ¦ Cold | Com ¦ Code Compliant Chiller - Cold | PG&E ¦ Cold | PG&E | All | Electric | Code Water Cooled Centrifugal Chiller, Water Cooled Screw Chiller, and Air Cooled Screw Chiller | Average Existing and Code |  |  | 0 | Conventional | HVAC | Com - Warehouse | Com | ROB and NEW | 0 | 1000 sqft2 of floor space | Cap-Tons | 20 | DEER:HVAC_Chillers | 0 | 0 | 0 | SWHC005-03, SWHC020-03 | 624.5775 | 2022 | 0 | 2022 | 0 | 0 | SWHC005-03, SWHC020-03 | Com Chillers - Cold ¦ PG&E ¦ Cold | Com Chillers - Cold | 0 | 1 | 0 | PGT - Navigant 2015 | 0 | 2012 | 0.6 | SWHC005-03, SWHC020-03
COM-HVAC-35.37 | Com ¦ Code Compliant Chiller - Marine ¦ SCE ¦ Marine | Com ¦ Code Compliant Chiller - Marine | SCE ¦ Marine | SCE | All | Electric | Code Water Cooled Centrifugal Chiller, Water Cooled Screw Chiller, and Air Cooled Screw Chiller | Average Existing and Code |  |  | 0 | Conventional | HVAC | Com - College | Com | ROB and NEW | 0 | 1000 sqft2 of floor space | Cap-Tons | 20 | DEER:HVAC_Chillers | 49.7951 | 0.028293 | -7.1539e-09 | SWHC005-03, SWHC020-03 | 624.5775 | 2022 | 0 | 2022 | 0 | 0 | SWHC005-03, SWHC020-03 | Com Chillers - Marine ¦ SCE ¦ Marine | Com Chillers - Marine | 2.3225 | 1 | 0.94784 | PGT - Navigant 2015 | -3.7594 | 2012 | 0.6 | SWHC005-03, SWHC020-03
COM-HVAC-35.38 | Com ¦ Code Compliant Chiller - Marine ¦ SCE ¦ Marine | Com ¦ Code Compliant Chiller - Marine | SCE ¦ Marine | SCE | All | Electric | Code Water Cooled Centrifugal Chiller, Water Cooled Screw Chiller, and Air Cooled Screw Chiller | Average Existing and Code |  |  | 0 | Conventional | HVAC | Com - Grocery | Com | ROB and NEW | 0 | 1000 sqft2 of floor space | Cap-Tons | 20 | DEER:HVAC_Chillers | 0 | 0 | 0 | SWHC005-03, SWHC020-03 | 624.5775 | 2022 | 0 | 2022 | 0 | 0 | SWHC005-03, SWHC020-03 | Com Chillers - Marine ¦ SCE ¦ Marine | Com Chillers - Marine | 0 | 1 | 0 | PGT - Navigant 2015 | 0 | 2012 | 0.6 | SWHC005-03, SWHC020-03
COM-HVAC-35.39 | Com ¦ Code Compliant Chiller - Marine ¦ SCE ¦ Marine | Com ¦ Code Compliant Chiller - Marine | SCE ¦ Marine | SCE | All | Electric | Code Water Cooled Centrifugal Chiller, Water Cooled Screw Chiller, and Air Cooled Screw Chiller | Average Existing and Code |  |  | 0 | Conventional | HVAC | Com - Health | Com | ROB and NEW | 0 | 1000 sqft2 of floor space | Cap-Tons | 20 | DEER:HVAC_Chillers | 60.808 | 0.022814 | 0 | SWHC005-03, SWHC020-03 | 624.5775 | 2022 | 0 | 2022 | 0 | 0 | SWHC005-03, SWHC020-03 | Com Chillers - Marine ¦ SCE ¦ Marine | Com Chillers - Marine | 2.2462 | 1 | 0.94701 | PGT - Navigant 2015 | -3.9791 | 2012 | 0.6 | SWHC005-03, SWHC020-03
COM-HVAC-35.40 | Com ¦ Code Compliant Chiller - Marine ¦ SCE ¦ Marine | Com ¦ Code Compliant Chiller - Marine | SCE ¦ Marine | SCE | All | Electric | Code Water Cooled Centrifugal Chiller, Water Cooled Screw Chiller, and Air Cooled Screw Chiller | Average Existing and Code |  |  | 0 | Conventional | HVAC | Com - Lodging | Com | ROB and NEW | 0 | 1000 sqft2 of floor space | Cap-Tons | 20 | DEER:HVAC_Chillers | 73.5667 | 0.024446 | 0 | SWHC005-03, SWHC020-03 | 624.5775 | 2022 | 0 | 2022 | 0 | 0 | SWHC005-03, SWHC020-03 | Com Chillers - Marine ¦ SCE ¦ Marine | Com Chillers - Marine | 1.6088 | 1 | 0.93052 | PGT - Navigant 2015 | -11.6002 | 2012 | 0.6 | SWHC005-03, SWHC020-03
COM-HVAC-35.41 | Com ¦ Code Compliant Chiller - Marine ¦ SCE ¦ Marine | Com ¦ Code Compliant Chiller - Marine | SCE ¦ Marine | SCE | All | Electric | Code Water Cooled Centrifugal Chiller, Water Cooled Screw Chiller, and Air Cooled Screw Chiller | Average Existing and Code |  |  | 0 | Conventional | HVAC | Com - Office (Large) | Com | ROB and NEW | 0 | 1000 sqft2 of floor space | Cap-Tons | 20 | DEER:HVAC_Chillers | 53.9458 | 0.012438 | 0 | SWHC005-03, SWHC020-03 | 624.5775 | 2022 | 0 | 2022 | 0 | 0 | SWHC005-03, SWHC020-03 | Com Chillers - Marine ¦ SCE ¦ Marine | Com Chillers - Marine | 2.5246 | 1 | 0.95419 | PGT - Navigant 2015 | -5.365 | 2012 | 0.6 | SWHC005-03, SWHC020-03
COM-HVAC-35.42 | Com ¦ Code Compliant Chiller - Marine ¦ SCE ¦ Marine | Com ¦ Code Compliant Chiller - Marine | SCE ¦ Marine | SCE | All | Electric | Code Water Cooled Centrifugal Chiller, Water Cooled Screw Chiller, and Air Cooled Screw Chiller | Average Existing and Code |  |  | 0 | Conventional | HVAC | Com - Office (Small) | Com | ROB and NEW | 0 | 1000 sqft2 of floor space | Cap-Tons | 20 | DEER:HVAC_Chillers | 55.0875 | 0.013366 | 0 | SWHC005-03, SWHC020-03 | 624.5775 | 2022 | 0 | 2022 | 0 | 0 | SWHC005-03, SWHC020-03 | Com Chillers - Marine ¦ SCE ¦ Marine | Com Chillers - Marine | 3.014 | 1 | 0.96551 | PGT - Navigant 2015 | -2.5257 | 2012 | 0.6 | SWHC005-03, SWHC020-03
COM-HVAC-35.43 | Com ¦ Code Compliant Chiller - Marine ¦ SCE ¦ Marine | Com ¦ Code Compliant Chiller - Marine | SCE ¦ Marine | SCE | All | Electric | Code Water Cooled Centrifugal Chiller, Water Cooled Screw Chiller, and Air Cooled Screw Chiller | Average Existing and Code |  |  | 0 | Conventional | HVAC | Com - Other | Com | ROB and NEW | 0 | 1000 sqft2 of floor space | Cap-Tons | 20 | DEER:HVAC_Chillers | 0 | 0 | 0 | SWHC005-03, SWHC020-03 | 624.5775 | 2022 | 0 | 2022 | 0 | 0 | SWHC005-03, SWHC020-03 | Com Chillers - Marine ¦ SCE ¦ Marine | Com Chillers - Marine | 0 | 1 | 0 | PGT - Navigant 2015 | 0 | 2012 | 0.6 | SWHC005-03, SWHC020-03
COM-HVAC-35.44 | Com ¦ Code Compliant Chiller - Marine ¦ SCE ¦ Marine | Com ¦ Code Compliant Chiller - Marine | SCE ¦ Marine | SCE | All | Electric | Code Water Cooled Centrifugal Chiller, Water Cooled Screw Chiller, and Air Cooled Screw Chiller | Average Existing and Code |  |  | 0 | Conventional | HVAC | Com - Refrig. Warehouse | Com | ROB and NEW | 0 | 1000 sqft2 of floor space | Cap-Tons | 20 | DEER:HVAC_Chillers | 0 | 0 | 0 | SWHC005-03, SWHC020-03 | 624.5775 | 2022 | 0 | 2022 | 0 | 0 | SWHC005-03, SWHC020-03 | Com Chillers - Marine ¦ SCE ¦ Marine | Com Chillers - Marine | 0 | 1 | 0 | PGT - Navigant 2015 | 0 | 2012 | 0.6 | SWHC005-03, SWHC020-03
COM-HVAC-35.45 | Com ¦ Code Compliant Chiller - Marine ¦ SCE ¦ Marine | Com ¦ Code Compliant Chiller - Marine | SCE ¦ Marine | SCE | All | Electric | Code Water Cooled Centrifugal Chiller, Water Cooled Screw Chiller, and Air Cooled Screw Chiller | Average Existing and Code |  |  | 0 | Conventional | HVAC | Com - Restaurant | Com | ROB and NEW | 0 | 1000 sqft2 of floor space | Cap-Tons | 20 | DEER:HVAC_Chillers | 0 | 0 | 0 | SWHC005-03, SWHC020-03 | 624.5775 | 2022 | 0 | 2022 | 0 | 0 | SWHC005-03, SWHC020-03 | Com Chillers - Marine ¦ SCE ¦ Marine | Com Chillers - Marine | 0 | 1 | 0 | PGT - Navigant 2015 | 0 | 2012 | 0.6 | SWHC005-03, SWHC020-03
COM-HVAC-35.46 | Com ¦ Code Compliant Chiller - Marine ¦ SCE ¦ Marine | Com ¦ Code Compliant Chiller - Marine | SCE ¦ Marine | SCE | All | Electric | Code Water Cooled Centrifugal Chiller, Water Cooled Screw Chiller, and Air Cooled Screw Chiller | Average Existing and Code |  |  | 0 | Conventional | HVAC | Com - Retail | Com | ROB and NEW | 0 | 1000 sqft2 of floor space | Cap-Tons | 20 | DEER:HVAC_Chillers | 61.7667 | 0.025746 | -7.45e-09 | SWHC005-03, SWHC020-03 | 624.5775 | 2022 | 0 | 2022 | 0 | 0 | SWHC005-03, SWHC020-03 | Com Chillers - Marine ¦ SCE ¦ Marine | Com Chillers - Marine | 1.5548 | 1 | 0.91092 | PGT - Navigant 2015 | -21.6997 | 2012 | 0.6 | SWHC005-03, SWHC020-03
COM-HVAC-35.47 | Com ¦ Code Compliant Chiller - Marine ¦ SCE ¦ Marine | Com ¦ Code Compliant Chiller - Marine | SCE ¦ Marine | SCE | All | Electric | Code Water Cooled Centrifugal Chiller, Water Cooled Screw Chiller, and Air Cooled Screw Chiller | Average Existing and Code |  |  | 0 | Conventional | HVAC | Com - School | Com | ROB and NEW | 0 | 1000 sqft2 of floor space | Cap-Tons | 20 | DEER:HVAC_Chillers | 48.2792 | 0.018941 | 1.5846e-08 | SWHC005-03, SWHC020-03 | 624.5775 | 2022 | 0 | 2022 | 0 | 0 | SWHC005-03, SWHC020-03 | Com Chillers - Marine ¦ SCE ¦ Marine | Com Chillers - Marine | 2.9012 | 1 | 0.95838 | PGT - Navigant 2015 | -7.949 | 2012 | 0.6 | SWHC005-03, SWHC020-03
COM-HVAC-35.48 | Com ¦ Code Compliant Chiller - Marine ¦ SCE ¦ Marine | Com ¦ Code Compliant Chiller - Marine | SCE ¦ Marine | SCE | All | Electric | Code Water Cooled Centrifugal Chiller, Water Cooled Screw Chiller, and Air Cooled Screw Chiller | Average Existing and Code |  |  | 0 | Conventional | HVAC | Com - Warehouse | Com | ROB and NEW | 0 | 1000 sqft2 of floor space | Cap-Tons | 20 | DEER:HVAC_Chillers | 0 | 0 | 0 | SWHC005-03, SWHC020-03 | 624.5775 | 2022 | 0 | 2022 | 0 | 0 | SWHC005-03, SWHC020-03 | Com Chillers - Marine ¦ SCE ¦ Marine | Com Chillers - Marine | 0 | 1 | 0 | PGT - Navigant 2015 | 0 | 2012 | 0.6 | SWHC005-03, SWHC020-03
COM-HVAC-35.49 | Com ¦ Code Compliant Chiller - Hot-Dry ¦ SCE ¦ Hot-Dry | Com ¦ Code Compliant Chiller - Hot-Dry | SCE ¦ Hot-Dry | SCE | All | Electric | Code Water Cooled Centrifugal Chiller, Water Cooled Screw Chiller, and Air Cooled Screw Chiller | Average Existing and Code |  |  | 0 | Conventional | HVAC | Com - College | Com | ROB and NEW | 0 | 1000 sqft2 of floor space | Cap-Tons | 20 | DEER:HVAC_Chillers | 42.3188 | 0.027011 | 8.9792e-08 | SWHC005-03, SWHC020-03 | 624.5775 | 2022 | 0 | 2022 | 0 | 0 | SWHC005-03, SWHC020-03 | Com Chillers - Hot-Dry ¦ SCE ¦ Hot-Dry | Com Chillers - Hot-Dry | 2.3225 | 1 | 0.94784 | PGT - Navigant 2015 | -3.195 | 2012 | 0.6 | SWHC005-03, SWHC020-03
COM-HVAC-35.50 | Com ¦ Code Compliant Chiller - Hot-Dry ¦ SCE ¦ Hot-Dry | Com ¦ Code Compliant Chiller - Hot-Dry | SCE ¦ Hot-Dry | SCE | All | Electric | Code Water Cooled Centrifugal Chiller, Water Cooled Screw Chiller, and Air Cooled Screw Chiller | Average Existing and Code |  |  | 0 | Conventional | HVAC | Com - Grocery | Com | ROB and NEW | 0 | 1000 sqft2 of floor space | Cap-Tons | 20 | DEER:HVAC_Chillers | 0 | 0 | 0 | SWHC005-03, SWHC020-03 | 624.5775 | 2022 | 0 | 2022 | 0 | 0 | SWHC005-03, SWHC020-03 | Com Chillers - Hot-Dry ¦ SCE ¦ Hot-Dry | Com Chillers - Hot-Dry | 0 | 1 | 0 | PGT - Navigant 2015 | 0 | 2012 | 0.6 | SWHC005-03, SWHC020-03
COM-HVAC-35.51 | Com ¦ Code Compliant Chiller - Hot-Dry ¦ SCE ¦ Hot-Dry | Com ¦ Code Compliant Chiller - Hot-Dry | SCE ¦ Hot-Dry | SCE | All | Electric | Code Water Cooled Centrifugal Chiller, Water Cooled Screw Chiller, and Air Cooled Screw Chiller | Average Existing and Code |  |  | 0 | Conventional | HVAC | Com - Health | Com | ROB and NEW | 0 | 1000 sqft2 of floor space | Cap-Tons | 20 | DEER:HVAC_Chillers | 53.9982 | 0.022934 | -3.3112e-08 | SWHC005-03, SWHC020-03 | 624.5775 | 2022 | 0 | 2022 | 0 | 0 | SWHC005-03, SWHC020-03 | Com Chillers - Hot-Dry ¦ SCE ¦ Hot-Dry | Com Chillers - Hot-Dry | 2.2462 | 1 | 0.94701 | PGT - Navigant 2015 | -3.5335 | 2012 | 0.6 | SWHC005-03, SWHC020-03
COM-HVAC-35.52 | Com ¦ Code Compliant Chiller - Hot-Dry ¦ SCE ¦ Hot-Dry | Com ¦ Code Compliant Chiller - Hot-Dry | SCE ¦ Hot-Dry | SCE | All | Electric | Code Water Cooled Centrifugal Chiller, Water Cooled Screw Chiller, and Air Cooled Screw Chiller | Average Existing and Code |  |  | 0 | Conventional | HVAC | Com - Lodging | Com | ROB and NEW | 0 | 1000 sqft2 of floor space | Cap-Tons | 20 | DEER:HVAC_Chillers | 62.3042 | 0.025329 | 6.4542e-08 | SWHC005-03, SWHC020-03 | 624.5775 | 2022 | 0 | 2022 | 0 | 0 | SWHC005-03, SWHC020-03 | Com Chillers - Hot-Dry ¦ SCE ¦ Hot-Dry | Com Chillers - Hot-Dry | 1.6088 | 1 | 0.93052 | PGT - Navigant 2015 | -9.8243 | 2012 | 0.6 | SWHC005-03, SWHC020-03
COM-HVAC-35.53 | Com ¦ Code Compliant Chiller - Hot-Dry ¦ SCE ¦ Hot-Dry | Com ¦ Code Compliant Chiller - Hot-Dry | SCE ¦ Hot-Dry | SCE | All | Electric | Code Water Cooled Centrifugal Chiller, Water Cooled Screw Chiller, and Air Cooled Screw Chiller | Average Existing and Code |  |  | 0 | Conventional | HVAC | Com - Office (Large) | Com | ROB and NEW | 0 | 1000 sqft2 of floor space | Cap-Tons | 20 | DEER:HVAC_Chillers | 48.0042 | 0.015186 | 0 | SWHC005-03, SWHC020-03 | 624.5775 | 2022 | 0 | 2022 | 0 | 0 | SWHC005-03, SWHC020-03 | Com Chillers - Hot-Dry ¦ SCE ¦ Hot-Dry | Com Chillers - Hot-Dry | 2.5246 | 1 | 0.95419 | PGT - Navigant 2015 | -4.7741 | 2012 | 0.6 | SWHC005-03, SWHC020-03
COM-HVAC-35.54 | Com ¦ Code Compliant Chiller - Hot-Dry ¦ SCE ¦ Hot-Dry | Com ¦ Code Compliant Chiller - Hot-Dry | SCE ¦ Hot-Dry | SCE | All | Electric | Code Water Cooled Centrifugal Chiller, Water Cooled Screw Chiller, and Air Cooled Screw Chiller | Average Existing and Code |  |  | 0 | Conventional | HVAC | Com - Office (Small) | Com | ROB and NEW | 0 | 1000 sqft2 of floor space | Cap-Tons | 20 | DEER:HVAC_Chillers | 53.2417 | 0.015491 | 0 | SWHC005-03, SWHC020-03 | 624.5775 | 2022 | 0 | 2022 | 0 | 0 | SWHC005-03, SWHC020-03 | Com Chillers - Hot-Dry ¦ SCE ¦ Hot-Dry | Com Chillers - Hot-Dry | 3.014 | 1 | 0.96551 | PGT - Navigant 2015 | -2.441 | 2012 | 0.6 | SWHC005-03, SWHC020-03
COM-HVAC-35.55 | Com ¦ Code Compliant Chiller - Hot-Dry ¦ SCE ¦ Hot-Dry | Com ¦ Code Compliant Chiller - Hot-Dry | SCE ¦ Hot-Dry | SCE | All | Electric | Code Water Cooled Centrifugal Chiller, Water Cooled Screw Chiller, and Air Cooled Screw Chiller | Average Existing and Code |  |  | 0 | Conventional | HVAC | Com - Other | Com | ROB and NEW | 0 | 1000 sqft2 of floor space | Cap-Tons | 20 | DEER:HVAC_Chillers | 0 | 0 | 0 | SWHC005-03, SWHC020-03 | 624.5775 | 2022 | 0 | 2022 | 0 | 0 | SWHC005-03, SWHC020-03 | Com Chillers - Hot-Dry ¦ SCE ¦ Hot-Dry | Com Chillers - Hot-Dry | 0 | 1 | 0 | PGT - Navigant 2015 | 0 | 2012 | 0.6 | SWHC005-03, SWHC020-03
COM-HVAC-35.56 | Com ¦ Code Compliant Chiller - Hot-Dry ¦ SCE ¦ Hot-Dry | Com ¦ Code Compliant Chiller - Hot-Dry | SCE ¦ Hot-Dry | SCE | All | Electric | Code Water Cooled Centrifugal Chiller, Water Cooled Screw Chiller, and Air Cooled Screw Chiller | Average Existing and Code |  |  | 0 | Conventional | HVAC | Com - Refrig. Warehouse | Com | ROB and NEW | 0 | 1000 sqft2 of floor space | Cap-Tons | 20 | DEER:HVAC_Chillers | 0 | 0 | 0 | SWHC005-03, SWHC020-03 | 624.5775 | 2022 | 0 | 2022 | 0 | 0 | SWHC005-03, SWHC020-03 | Com Chillers - Hot-Dry ¦ SCE ¦ Hot-Dry | Com Chillers - Hot-Dry | 0 | 1 | 0 | PGT - Navigant 2015 | 0 | 2012 | 0.6 | SWHC005-03, SWHC020-03
COM-HVAC-35.57 | Com ¦ Code Compliant Chiller - Hot-Dry ¦ SCE ¦ Hot-Dry | Com ¦ Code Compliant Chiller - Hot-Dry | SCE ¦ Hot-Dry | SCE | All | Electric | Code Water Cooled Centrifugal Chiller, Water Cooled Screw Chiller, and Air Cooled Screw Chiller | Average Existing and Code |  |  | 0 | Conventional | HVAC | Com - Restaurant | Com | ROB and NEW | 0 | 1000 sqft2 of floor space | Cap-Tons | 20 | DEER:HVAC_Chillers | 0 | 0 | 0 | SWHC005-03, SWHC020-03 | 624.5775 | 2022 | 0 | 2022 | 0 | 0 | SWHC005-03, SWHC020-03 | Com Chillers - Hot-Dry ¦ SCE ¦ Hot-Dry | Com Chillers - Hot-Dry | 0 | 1 | 0 | PGT - Navigant 2015 | 0 | 2012 | 0.6 | SWHC005-03, SWHC020-03
COM-HVAC-35.58 | Com ¦ Code Compliant Chiller - Hot-Dry ¦ SCE ¦ Hot-Dry | Com ¦ Code Compliant Chiller - Hot-Dry | SCE ¦ Hot-Dry | SCE | All | Electric | Code Water Cooled Centrifugal Chiller, Water Cooled Screw Chiller, and Air Cooled Screw Chiller | Average Existing and Code |  |  | 0 | Conventional | HVAC | Com - Retail | Com | ROB and NEW | 0 | 1000 sqft2 of floor space | Cap-Tons | 20 | DEER:HVAC_Chillers | 51.3292 | 0.025017 | 0 | SWHC005-03, SWHC020-03 | 624.5775 | 2022 | 0 | 2022 | 0 | 0 | SWHC005-03, SWHC020-03 | Com Chillers - Hot-Dry ¦ SCE ¦ Hot-Dry | Com Chillers - Hot-Dry | 1.5548 | 1 | 0.91092 | PGT - Navigant 2015 | -18.0328 | 2012 | 0.6 | SWHC005-03, SWHC020-03
COM-HVAC-35.59 | Com ¦ Code Compliant Chiller - Hot-Dry ¦ SCE ¦ Hot-Dry | Com ¦ Code Compliant Chiller - Hot-Dry | SCE ¦ Hot-Dry | SCE | All | Electric | Code Water Cooled Centrifugal Chiller, Water Cooled Screw Chiller, and Air Cooled Screw Chiller | Average Existing and Code |  |  | 0 | Conventional | HVAC | Com - School | Com | ROB and NEW | 0 | 1000 sqft2 of floor space | Cap-Tons | 20 | DEER:HVAC_Chillers | 38.4375 | 0.018576 | -2.3475e-08 | SWHC005-03, SWHC020-03 | 624.5775 | 2022 | 0 | 2022 | 0 | 0 | SWHC005-03, SWHC020-03 | Com Chillers - Hot-Dry ¦ SCE ¦ Hot-Dry | Com Chillers - Hot-Dry | 2.9012 | 1 | 0.95838 | PGT - Navigant 2015 | -6.3286 | 2012 | 0.6 | SWHC005-03, SWHC020-03
COM-HVAC-35.60 | Com ¦ Code Compliant Chiller - Hot-Dry ¦ SCE ¦ Hot-Dry | Com ¦ Code Compliant Chiller - Hot-Dry | SCE ¦ Hot-Dry | SCE | All | Electric | Code Water Cooled Centrifugal Chiller, Water Cooled Screw Chiller, and Air Cooled Screw Chiller | Average Existing and Code |  |  | 0 | Conventional | HVAC | Com - Warehouse | Com | ROB and NEW | 0 | 1000 sqft2 of floor space | Cap-Tons | 20 | DEER:HVAC_Chillers | 0 | 0 | 0 | SWHC005-03, SWHC020-03 | 624.5775 | 2022 | 0 | 2022 | 0 | 0 | SWHC005-03, SWHC020-03 | Com Chillers - Hot-Dry ¦ SCE ¦ Hot-Dry | Com Chillers - Hot-Dry | 0 | 1 | 0 | PGT - Navigant 2015 | 0 | 2012 | 0.6 | SWHC005-03, SWHC020-03
COM-HVAC-35.61 | Com ¦ Code Compliant Chiller - Cold ¦ SCE ¦ Cold | Com ¦ Code Compliant Chiller - Cold | SCE ¦ Cold | SCE | All | Electric | Code Water Cooled Centrifugal Chiller, Water Cooled Screw Chiller, and Air Cooled Screw Chiller | Average Existing and Code |  |  | 0 | Conventional | HVAC | Com - College | Com | ROB and NEW | 0 | 1000 sqft2 of floor space | Cap-Tons | 20 | DEER:HVAC_Chillers | 33.5482 | 0.010778 | 5.0667e-07 | SWHC005-03, SWHC020-03 | 624.5775 | 2022 | 0 | 2022 | 0 | 0 | SWHC005-03, SWHC020-03 | Com Chillers - Cold ¦ SCE ¦ Cold | Com Chillers - Cold | 2.3225 | 1 | 0.94784 | PGT - Navigant 2015 | -2.5328 | 2012 | 0.6 | SWHC005-03, SWHC020-03
COM-HVAC-35.62 | Com ¦ Code Compliant Chiller - Cold ¦ SCE ¦ Cold | Com ¦ Code Compliant Chiller - Cold | SCE ¦ Cold | SCE | All | Electric | Code Water Cooled Centrifugal Chiller, Water Cooled Screw Chiller, and Air Cooled Screw Chiller | Average Existing and Code |  |  | 0 | Conventional | HVAC | Com - Grocery | Com | ROB and NEW | 0 | 1000 sqft2 of floor space | Cap-Tons | 20 | DEER:HVAC_Chillers | 0 | 0 | 0 | SWHC005-03, SWHC020-03 | 624.5775 | 2022 | 0 | 2022 | 0 | 0 | SWHC005-03, SWHC020-03 | Com Chillers - Cold ¦ SCE ¦ Cold | Com Chillers - Cold | 0 | 1 | 0 | PGT - Navigant 2015 | 0 | 2012 | 0.6 | SWHC005-03, SWHC020-03
COM-HVAC-35.63 | Com ¦ Code Compliant Chiller - Cold ¦ SCE ¦ Cold | Com ¦ Code Compliant Chiller - Cold | SCE ¦ Cold | SCE | All | Electric | Code Water Cooled Centrifugal Chiller, Water Cooled Screw Chiller, and Air Cooled Screw Chiller | Average Existing and Code |  |  | 0 | Conventional | HVAC | Com - Health | Com | ROB and NEW | 0 | 1000 sqft2 of floor space | Cap-Tons | 20 | DEER:HVAC_Chillers | 33.4607 | 0.026136 | 0 | SWHC005-03, SWHC020-03 | 624.5775 | 2022 | 0 | 2022 | 0 | 0 | SWHC005-03, SWHC020-03 | Com Chillers - Cold ¦ SCE ¦ Cold | Com Chillers - Cold | 2.2462 | 1 | 0.94701 | PGT - Navigant 2015 | -2.1896 | 2012 | 0.6 | SWHC005-03, SWHC020-03
COM-HVAC-35.64 | Com ¦ Code Compliant Chiller - Cold ¦ SCE ¦ Cold | Com ¦ Code Compliant Chiller - Cold | SCE ¦ Cold | SCE | All | Electric | Code Water Cooled Centrifugal Chiller, Water Cooled Screw Chiller, and Air Cooled Screw Chiller | Average Existing and Code |  |  | 0 | Conventional | HVAC | Com - Lodging | Com | ROB and NEW | 0 | 1000 sqft2 of floor space | Cap-Tons | 20 | DEER:HVAC_Chillers | 56.8417 | 0.032313 | 0 | SWHC005-03, SWHC020-03 | 624.5775 | 2022 | 0 | 2022 | 0 | 0 | SWHC005-03, SWHC020-03 | Com Chillers - Cold ¦ SCE ¦ Cold | Com Chillers - Cold | 1.6088 | 1 | 0.93052 | PGT - Navigant 2015 | -8.9629 | 2012 | 0.6 | SWHC005-03, SWHC020-03
COM-HVAC-35.65 | Com ¦ Code Compliant Chiller - Cold ¦ SCE ¦ Cold | Com ¦ Code Compliant Chiller - Cold | SCE ¦ Cold | SCE | All | Electric | Code Water Cooled Centrifugal Chiller, Water Cooled Screw Chiller, and Air Cooled Screw Chiller | Average Existing and Code |  |  | 0 | Conventional | HVAC | Com - Office (Large) | Com | ROB and NEW | 0 | 1000 sqft2 of floor space | Cap-Tons | 20 | DEER:HVAC_Chillers | 30.8125 | 0.017372 | 2.6579e-07 | SWHC005-03, SWHC020-03 | 624.5775 | 2022 | 0 | 2022 | 0 | 0 | SWHC005-03, SWHC020-03 | Com Chillers - Cold ¦ SCE ¦ Cold | Com Chillers - Cold | 2.5246 | 1 | 0.95419 | PGT - Navigant 2015 | -3.0643 | 2012 | 0.6 | SWHC005-03, SWHC020-03
COM-HVAC-35.66 | Com ¦ Code Compliant Chiller - Cold ¦ SCE ¦ Cold | Com ¦ Code Compliant Chiller - Cold | SCE ¦ Cold | SCE | All | Electric | Code Water Cooled Centrifugal Chiller, Water Cooled Screw Chiller, and Air Cooled Screw Chiller | Average Existing and Code |  |  | 0 | Conventional | HVAC | Com - Office (Small) | Com | ROB and NEW | 0 | 1000 sqft2 of floor space | Cap-Tons | 20 | DEER:HVAC_Chillers | 34.3875 | 0.02013 | 0 | SWHC005-03, SWHC020-03 | 624.5775 | 2022 | 0 | 2022 | 0 | 0 | SWHC005-03, SWHC020-03 | Com Chillers - Cold ¦ SCE ¦ Cold | Com Chillers - Cold | 3.014 | 1 | 0.96551 | PGT - Navigant 2015 | -1.5766 | 2012 | 0.6 | SWHC005-03, SWHC020-03
COM-HVAC-35.67 | Com ¦ Code Compliant Chiller - Cold ¦ SCE ¦ Cold | Com ¦ Code Compliant Chiller - Cold | SCE ¦ Cold | SCE | All | Electric | Code Water Cooled Centrifugal Chiller, Water Cooled Screw Chiller, and Air Cooled Screw Chiller | Average Existing and Code |  |  | 0 | Conventional | HVAC | Com - Other | Com | ROB and NEW | 0 | 1000 sqft2 of floor space | Cap-Tons | 20 | DEER:HVAC_Chillers | 0 | 0 | 0 | SWHC005-03, SWHC020-03 | 624.5775 | 2022 | 0 | 2022 | 0 | 0 | SWHC005-03, SWHC020-03 | Com Chillers - Cold ¦ SCE ¦ Cold | Com Chillers - Cold | 0 | 1 | 0 | PGT - Navigant 2015 | 0 | 2012 | 0.6 | SWHC005-03, SWHC020-03
COM-HVAC-35.68 | Com ¦ Code Compliant Chiller - Cold ¦ SCE ¦ Cold | Com ¦ Code Compliant Chiller - Cold | SCE ¦ Cold | SCE | All | Electric | Code Water Cooled Centrifugal Chiller, Water Cooled Screw Chiller, and Air Cooled Screw Chiller | Average Existing and Code |  |  | 0 | Conventional | HVAC | Com - Refrig. Warehouse | Com | ROB and NEW | 0 | 1000 sqft2 of floor space | Cap-Tons | 20 | DEER:HVAC_Chillers | 0 | 0 | 0 | SWHC005-03, SWHC020-03 | 624.5775 | 2022 | 0 | 2022 | 0 | 0 | SWHC005-03, SWHC020-03 | Com Chillers - Cold ¦ SCE ¦ Cold | Com Chillers - Cold | 0 | 1 | 0 | PGT - Navigant 2015 | 0 | 2012 | 0.6 | SWHC005-03, SWHC020-03
COM-HVAC-35.69 | Com ¦ Code Compliant Chiller - Cold ¦ SCE ¦ Cold | Com ¦ Code Compliant Chiller - Cold | SCE ¦ Cold | SCE | All | Electric | Code Water Cooled Centrifugal Chiller, Water Cooled Screw Chiller, and Air Cooled Screw Chiller | Average Existing and Code |  |  | 0 | Conventional | HVAC | Com - Restaurant | Com | ROB and NEW | 0 | 1000 sqft2 of floor space | Cap-Tons | 20 | DEER:HVAC_Chillers | 0 | 0 | 0 | SWHC005-03, SWHC020-03 | 624.5775 | 2022 | 0 | 2022 | 0 | 0 | SWHC005-03, SWHC020-03 | Com Chillers - Cold ¦ SCE ¦ Cold | Com Chillers - Cold | 0 | 1 | 0 | PGT - Navigant 2015 | 0 | 2012 | 0.6 | SWHC005-03, SWHC020-03
COM-HVAC-35.70 | Com ¦ Code Compliant Chiller - Cold ¦ SCE ¦ Cold | Com ¦ Code Compliant Chiller - Cold | SCE ¦ Cold | SCE | All | Electric | Code Water Cooled Centrifugal Chiller, Water Cooled Screw Chiller, and Air Cooled Screw Chiller | Average Existing and Code |  |  | 0 | Conventional | HVAC | Com - Retail | Com | ROB and NEW | 0 | 1000 sqft2 of floor space | Cap-Tons | 20 | DEER:HVAC_Chillers | 33.0542 | 0.026471 | 0 | SWHC005-03, SWHC020-03 | 624.5775 | 2022 | 0 | 2022 | 0 | 0 | SWHC005-03, SWHC020-03 | Com Chillers - Cold ¦ SCE ¦ Cold | Com Chillers - Cold | 1.5548 | 1 | 0.91092 | PGT - Navigant 2015 | -11.6125 | 2012 | 0.6 | SWHC005-03, SWHC020-03
COM-HVAC-35.71 | Com ¦ Code Compliant Chiller - Cold ¦ SCE ¦ Cold | Com ¦ Code Compliant Chiller - Cold | SCE ¦ Cold | SCE | All | Electric | Code Water Cooled Centrifugal Chiller, Water Cooled Screw Chiller, and Air Cooled Screw Chiller | Average Existing and Code |  |  | 0 | Conventional | HVAC | Com - School | Com | ROB and NEW | 0 | 1000 sqft2 of floor space | Cap-Tons | 20 | DEER:HVAC_Chillers | 29.1792 | 0.013448 | 0 | SWHC005-03, SWHC020-03 | 624.5775 | 2022 | 0 | 2022 | 0 | 0 | SWHC005-03, SWHC020-03 | Com Chillers - Cold ¦ SCE ¦ Cold | Com Chillers - Cold | 2.9012 | 1 | 0.95838 | PGT - Navigant 2015 | -4.8042 | 2012 | 0.6 | SWHC005-03, SWHC020-03
COM-HVAC-35.72 | Com ¦ Code Compliant Chiller - Cold ¦ SCE ¦ Cold | Com ¦ Code Compliant Chiller - Cold | SCE ¦ Cold | SCE | All | Electric | Code Water Cooled Centrifugal Chiller, Water Cooled Screw Chiller, and Air Cooled Screw Chiller | Average Existing and Code |  |  | 0 | Conventional | HVAC | Com - Warehouse | Com | ROB and NEW | 0 | 1000 sqft2 of floor space | Cap-Tons | 20 | DEER:HVAC_Chillers | 0 | 0 | 0 | SWHC005-03, SWHC020-03 | 624.5775 | 2022 | 0 | 2022 | 0 | 0 | SWHC005-03, SWHC020-03 | Com Chillers - Cold ¦ SCE ¦ Cold | Com Chillers - Cold | 0 | 1 | 0 | PGT - Navigant 2015 | 0 | 2012 | 0.6 | SWHC005-03, SWHC020-03
COM-HVAC-35.73 | Com ¦ Code Compliant Chiller - Marine ¦ SDG&E ¦ Marine | Com ¦ Code Compliant Chiller - Marine | SDG&E ¦ Marine | SDG&E | All | Electric | Code Water Cooled Centrifugal Chiller, Water Cooled Screw Chiller, and Air Cooled Screw Chiller | Average Existing and Code |  |  | 0 | Conventional | HVAC | Com - College | Com | ROB and NEW | 0 | 1000 sqft2 of floor space | Cap-Tons | 20 | DEER:HVAC_Chillers | 49.7951 | 0.028293 | -7.1539e-09 | SWHC005-03, SWHC020-03 | 624.5775 | 2022 | 0 | 2022 | 0 | 0 | SWHC005-03, SWHC020-03 | Com Chillers - Marine ¦ SDG&E ¦ Marine | Com Chillers - Marine | 3.0779 | 1 | 0.97022 | PGT - Navigant 2015 | -3.7594 | 2012 | 0.6 | SWHC005-03, SWHC020-03
COM-HVAC-35.74 | Com ¦ Code Compliant Chiller - Marine ¦ SDG&E ¦ Marine | Com ¦ Code Compliant Chiller - Marine | SDG&E ¦ Marine | SDG&E | All | Electric | Code Water Cooled Centrifugal Chiller, Water Cooled Screw Chiller, and Air Cooled Screw Chiller | Average Existing and Code |  |  | 0 | Conventional | HVAC | Com - Grocery | Com | ROB and NEW | 0 | 1000 sqft2 of floor space | Cap-Tons | 20 | DEER:HVAC_Chillers | 0 | 0 | 0 | SWHC005-03, SWHC020-03 | 624.5775 | 2022 | 0 | 2022 | 0 | 0 | SWHC005-03, SWHC020-03 | Com Chillers - Marine ¦ SDG&E ¦ Marine | Com Chillers - Marine | 0 | 1 | 0 | PGT - Navigant 2015 | 0 | 2012 | 0.6 | SWHC005-03, SWHC020-03
COM-HVAC-35.75 | Com ¦ Code Compliant Chiller - Marine ¦ SDG&E ¦ Marine | Com ¦ Code Compliant Chiller - Marine | SDG&E ¦ Marine | SDG&E | All | Electric | Code Water Cooled Centrifugal Chiller, Water Cooled Screw Chiller, and Air Cooled Screw Chiller | Average Existing and Code |  |  | 0 | Conventional | HVAC | Com - Health | Com | ROB and NEW | 0 | 1000 sqft2 of floor space | Cap-Tons | 20 | DEER:HVAC_Chillers | 60.808 | 0.022814 | 0 | SWHC005-03, SWHC020-03 | 624.5775 | 2022 | 0 | 2022 | 0 | 0 | SWHC005-03, SWHC020-03 | Com Chillers - Marine ¦ SDG&E ¦ Marine | Com Chillers - Marine | 2.8959 | 1 | 0.96832 | PGT - Navigant 2015 | -3.9791 | 2012 | 0.6 | SWHC005-03, SWHC020-03
COM-HVAC-35.76 | Com ¦ Code Compliant Chiller - Marine ¦ SDG&E ¦ Marine | Com ¦ Code Compliant Chiller - Marine | SDG&E ¦ Marine | SDG&E | All | Electric | Code Water Cooled Centrifugal Chiller, Water Cooled Screw Chiller, and Air Cooled Screw Chiller | Average Existing and Code |  |  | 0 | Conventional | HVAC | Com - Lodging | Com | ROB and NEW | 0 | 1000 sqft2 of floor space | Cap-Tons | 20 | DEER:HVAC_Chillers | 73.5667 | 0.024446 | 0 | SWHC005-03, SWHC020-03 | 624.5775 | 2022 | 0 | 2022 | 0 | 0 | SWHC005-03, SWHC020-03 | Com Chillers - Marine ¦ SDG&E ¦ Marine | Com Chillers - Marine | 1.6554 | 1 | 0.93426 | PGT - Navigant 2015 | -11.6002 | 2012 | 0.6 | SWHC005-03, SWHC020-03
COM-HVAC-35.77 | Com ¦ Code Compliant Chiller - Marine ¦ SDG&E ¦ Marine | Com ¦ Code Compliant Chiller - Marine | SDG&E ¦ Marine | SDG&E | All | Electric | Code Water Cooled Centrifugal Chiller, Water Cooled Screw Chiller, and Air Cooled Screw Chiller | Average Existing and Code |  |  | 0 | Conventional | HVAC | Com - Office (Large) | Com | ROB and NEW | 0 | 1000 sqft2 of floor space | Cap-Tons | 20 | DEER:HVAC_Chillers | 53.9458 | 0.012438 | 0 | SWHC005-03, SWHC020-03 | 624.5775 | 2022 | 0 | 2022 | 0 | 0 | SWHC005-03, SWHC020-03 | Com Chillers - Marine ¦ SDG&E ¦ Marine | Com Chillers - Marine | 2.9103 | 1 | 0.96553 | PGT - Navigant 2015 | -5.365 | 2012 | 0.6 | SWHC005-03, SWHC020-03
COM-HVAC-35.78 | Com ¦ Code Compliant Chiller - Marine ¦ SDG&E ¦ Marine | Com ¦ Code Compliant Chiller - Marine | SDG&E ¦ Marine | SDG&E | All | Electric | Code Water Cooled Centrifugal Chiller, Water Cooled Screw Chiller, and Air Cooled Screw Chiller | Average Existing and Code |  |  | 0 | Conventional | HVAC | Com - Office (Small) | Com | ROB and NEW | 0 | 1000 sqft2 of floor space | Cap-Tons | 20 | DEER:HVAC_Chillers | 55.0875 | 0.013366 | 0 | SWHC005-03, SWHC020-03 | 624.5775 | 2022 | 0 | 2022 | 0 | 0 | SWHC005-03, SWHC020-03 | Com Chillers - Marine ¦ SDG&E ¦ Marine | Com Chillers - Marine | 3.5852 | 1 | 0.97563 | PGT - Navigant 2015 | -2.5257 | 2012 | 0.6 | SWHC005-03, SWHC020-03
COM-HVAC-35.79 | Com ¦ Code Compliant Chiller - Marine ¦ SDG&E ¦ Marine | Com ¦ Code Compliant Chiller - Marine | SDG&E ¦ Marine | SDG&E | All | Electric | Code Water Cooled Centrifugal Chiller, Water Cooled Screw Chiller, and Air Cooled Screw Chiller | Average Existing and Code |  |  | 0 | Conventional | HVAC | Com - Other | Com | ROB and NEW | 0 | 1000 sqft2 of floor space | Cap-Tons | 20 | DEER:HVAC_Chillers | 0 | 0 | 0 | SWHC005-03, SWHC020-03 | 624.5775 | 2022 | 0 | 2022 | 0 | 0 | SWHC005-03, SWHC020-03 | Com Chillers - Marine ¦ SDG&E ¦ Marine | Com Chillers - Marine | 0 | 1 | 0 | PGT - Navigant 2015 | 0 | 2012 | 0.6 | SWHC005-03, SWHC020-03
COM-HVAC-35.80 | Com ¦ Code Compliant Chiller - Marine ¦ SDG&E ¦ Marine | Com ¦ Code Compliant Chiller - Marine | SDG&E ¦ Marine | SDG&E | All | Electric | Code Water Cooled Centrifugal Chiller, Water Cooled Screw Chiller, and Air Cooled Screw Chiller | Average Existing and Code |  |  | 0 | Conventional | HVAC | Com - Refrig. Warehouse | Com | ROB and NEW | 0 | 1000 sqft2 of floor space | Cap-Tons | 20 | DEER:HVAC_Chillers | 0 | 0 | 0 | SWHC005-03, SWHC020-03 | 624.5775 | 2022 | 0 | 2022 | 0 | 0 | SWHC005-03, SWHC020-03 | Com Chillers - Marine ¦ SDG&E ¦ Marine | Com Chillers - Marine | 0 | 1 | 0 | PGT - Navigant 2015 | 0 | 2012 | 0.6 | SWHC005-03, SWHC020-03
COM-HVAC-35.81 | Com ¦ Code Compliant Chiller - Marine ¦ SDG&E ¦ Marine | Com ¦ Code Compliant Chiller - Marine | SDG&E ¦ Marine | SDG&E | All | Electric | Code Water Cooled Centrifugal Chiller, Water Cooled Screw Chiller, and Air Cooled Screw Chiller | Average Existing and Code |  |  | 0 | Conventional | HVAC | Com - Restaurant | Com | ROB and NEW | 0 | 1000 sqft2 of floor space | Cap-Tons | 20 | DEER:HVAC_Chillers | 0 | 0 | 0 | SWHC005-03, SWHC020-03 | 624.5775 | 2022 | 0 | 2022 | 0 | 0 | SWHC005-03, SWHC020-03 | Com Chillers - Marine ¦ SDG&E ¦ Marine | Com Chillers - Marine | 0 | 1 | 0 | PGT - Navigant 2015 | 0 | 2012 | 0.6 | SWHC005-03, SWHC020-03
COM-HVAC-35.82 | Com ¦ Code Compliant Chiller - Marine ¦ SDG&E ¦ Marine | Com ¦ Code Compliant Chiller - Marine | SDG&E ¦ Marine | SDG&E | All | Electric | Code Water Cooled Centrifugal Chiller, Water Cooled Screw Chiller, and Air Cooled Screw Chiller | Average Existing and Code |  |  | 0 | Conventional | HVAC | Com - Retail | Com | ROB and NEW | 0 | 1000 sqft2 of floor space | Cap-Tons | 20 | DEER:HVAC_Chillers | 61.7667 | 0.025746 | -7.45e-09 | SWHC005-03, SWHC020-03 | 624.5775 | 2022 | 0 | 2022 | 0 | 0 | SWHC005-03, SWHC020-03 | Com Chillers - Marine ¦ SDG&E ¦ Marine | Com Chillers - Marine | 2.2278 | 1 | 0.95661 | PGT - Navigant 2015 | -21.6997 | 2012 | 0.6 | SWHC005-03, SWHC020-03
COM-HVAC-35.83 | Com ¦ Code Compliant Chiller - Marine ¦ SDG&E ¦ Marine | Com ¦ Code Compliant Chiller - Marine | SDG&E ¦ Marine | SDG&E | All | Electric | Code Water Cooled Centrifugal Chiller, Water Cooled Screw Chiller, and Air Cooled Screw Chiller | Average Existing and Code |  |  | 0 | Conventional | HVAC | Com - School | Com | ROB and NEW | 0 | 1000 sqft2 of floor space | Cap-Tons | 20 | DEER:HVAC_Chillers | 48.2792 | 0.018941 | 1.5846e-08 | SWHC005-03, SWHC020-03 | 624.5775 | 2022 | 0 | 2022 | 0 | 0 | SWHC005-03, SWHC020-03 | Com Chillers - Marine ¦ SDG&E ¦ Marine | Com Chillers - Marine | 4.2809 | 1 | 0.98089 | PGT - Navigant 2015 | -7.949 | 2012 | 0.6 | SWHC005-03, SWHC020-03
COM-HVAC-35.84 | Com ¦ Code Compliant Chiller - Marine ¦ SDG&E ¦ Marine | Com ¦ Code Compliant Chiller - Marine | SDG&E ¦ Marine | SDG&E | All | Electric | Code Water Cooled Centrifugal Chiller, Water Cooled Screw Chiller, and Air Cooled Screw Chiller | Average Existing and Code |  |  | 0 | Conventional | HVAC | Com - Warehouse | Com | ROB and NEW | 0 | 1000 sqft2 of floor space | Cap-Tons | 20 | DEER:HVAC_Chillers | 0 | 0 | 0 | SWHC005-03, SWHC020-03 | 624.5775 | 2022 | 0 | 2022 | 0 | 0 | SWHC005-03, SWHC020-03 | Com Chillers - Marine ¦ SDG&E ¦ Marine | Com Chillers - Marine | 0 | 1 | 0 | PGT - Navigant 2015 | 0 | 2012 | 0.6 | SWHC005-03, SWHC020-03
COM-HVAC-35.85 | Com ¦ Code Compliant Chiller - Hot-Dry ¦ SDG&E ¦ Hot-Dry | Com ¦ Code Compliant Chiller - Hot-Dry | SDG&E ¦ Hot-Dry | SDG&E | All | Electric | Code Water Cooled Centrifugal Chiller, Water Cooled Screw Chiller, and Air Cooled Screw Chiller | Average Existing and Code |  |  | 0 | Conventional | HVAC | Com - College | Com | ROB and NEW | 0 | 1000 sqft2 of floor space | Cap-Tons | 20 | DEER:HVAC_Chillers | 42.9005 | 0.026805 | 0 | SWHC005-03, SWHC020-03 | 624.5775 | 2022 | 0 | 2022 | 0 | 0 | SWHC005-03, SWHC020-03 | Com Chillers - Hot-Dry ¦ SDG&E ¦ Hot-Dry | Com Chillers - Hot-Dry | 3.0779 | 1 | 0.97022 | PGT - Navigant 2015 | -3.2389 | 2012 | 0.6 | SWHC005-03, SWHC020-03
COM-HVAC-35.86 | Com ¦ Code Compliant Chiller - Hot-Dry ¦ SDG&E ¦ Hot-Dry | Com ¦ Code Compliant Chiller - Hot-Dry | SDG&E ¦ Hot-Dry | SDG&E | All | Electric | Code Water Cooled Centrifugal Chiller, Water Cooled Screw Chiller, and Air Cooled Screw Chiller | Average Existing and Code |  |  | 0 | Conventional | HVAC | Com - Grocery | Com | ROB and NEW | 0 | 1000 sqft2 of floor space | Cap-Tons | 20 | DEER:HVAC_Chillers | 0 | 0 | 0 | SWHC005-03, SWHC020-03 | 624.5775 | 2022 | 0 | 2022 | 0 | 0 | SWHC005-03, SWHC020-03 | Com Chillers - Hot-Dry ¦ SDG&E ¦ Hot-Dry | Com Chillers - Hot-Dry | 0 | 1 | 0 | PGT - Navigant 2015 | 0 | 2012 | 0.6 | SWHC005-03, SWHC020-03
COM-HVAC-35.87 | Com ¦ Code Compliant Chiller - Hot-Dry ¦ SDG&E ¦ Hot-Dry | Com ¦ Code Compliant Chiller - Hot-Dry | SDG&E ¦ Hot-Dry | SDG&E | All | Electric | Code Water Cooled Centrifugal Chiller, Water Cooled Screw Chiller, and Air Cooled Screw Chiller | Average Existing and Code |  |  | 0 | Conventional | HVAC | Com - Health | Com | ROB and NEW | 0 | 1000 sqft2 of floor space | Cap-Tons | 20 | DEER:HVAC_Chillers | 55.0044 | 0.01919 | 5.8958e-08 | SWHC005-03, SWHC020-03 | 624.5775 | 2022 | 0 | 2022 | 0 | 0 | SWHC005-03, SWHC020-03 | Com Chillers - Hot-Dry ¦ SDG&E ¦ Hot-Dry | Com Chillers - Hot-Dry | 2.8959 | 1 | 0.96832 | PGT - Navigant 2015 | -3.5993 | 2012 | 0.6 | SWHC005-03, SWHC020-03
COM-HVAC-35.88 | Com ¦ Code Compliant Chiller - Hot-Dry ¦ SDG&E ¦ Hot-Dry | Com ¦ Code Compliant Chiller - Hot-Dry | SDG&E ¦ Hot-Dry | SDG&E | All | Electric | Code Water Cooled Centrifugal Chiller, Water Cooled Screw Chiller, and Air Cooled Screw Chiller | Average Existing and Code |  |  | 0 | Conventional | HVAC | Com - Lodging | Com | ROB and NEW | 0 | 1000 sqft2 of floor space | Cap-Tons | 20 | DEER:HVAC_Chillers | 69.7125 | 0.022112 | 0 | SWHC005-03, SWHC020-03 | 624.5775 | 2022 | 0 | 2022 | 0 | 0 | SWHC005-03, SWHC020-03 | Com Chillers - Hot-Dry ¦ SDG&E ¦ Hot-Dry | Com Chillers - Hot-Dry | 1.6554 | 1 | 0.93426 | PGT - Navigant 2015 | -10.9924 | 2012 | 0.6 | SWHC005-03, SWHC020-03
COM-HVAC-35.89 | Com ¦ Code Compliant Chiller - Hot-Dry ¦ SDG&E ¦ Hot-Dry | Com ¦ Code Compliant Chiller - Hot-Dry | SDG&E ¦ Hot-Dry | SDG&E | All | Electric | Code Water Cooled Centrifugal Chiller, Water Cooled Screw Chiller, and Air Cooled Screw Chiller | Average Existing and Code |  |  | 0 | Conventional | HVAC | Com - Office (Large) | Com | ROB and NEW | 0 | 1000 sqft2 of floor space | Cap-Tons | 20 | DEER:HVAC_Chillers | 46.9042 | 0.011163 | 3.165e-09 | SWHC005-03, SWHC020-03 | 624.5775 | 2022 | 0 | 2022 | 0 | 0 | SWHC005-03, SWHC020-03 | Com Chillers - Hot-Dry ¦ SDG&E ¦ Hot-Dry | Com Chillers - Hot-Dry | 2.9103 | 1 | 0.96553 | PGT - Navigant 2015 | -4.6647 | 2012 | 0.6 | SWHC005-03, SWHC020-03
COM-HVAC-35.90 | Com ¦ Code Compliant Chiller - Hot-Dry ¦ SDG&E ¦ Hot-Dry | Com ¦ Code Compliant Chiller - Hot-Dry | SDG&E ¦ Hot-Dry | SDG&E | All | Electric | Code Water Cooled Centrifugal Chiller, Water Cooled Screw Chiller, and Air Cooled Screw Chiller | Average Existing and Code |  |  | 0 | Conventional | HVAC | Com - Office (Small) | Com | ROB and NEW | 0 | 1000 sqft2 of floor space | Cap-Tons | 20 | DEER:HVAC_Chillers | 49.9125 | 0.011432 | 0 | SWHC005-03, SWHC020-03 | 624.5775 | 2022 | 0 | 2022 | 0 | 0 | SWHC005-03, SWHC020-03 | Com Chillers - Hot-Dry ¦ SDG&E ¦ Hot-Dry | Com Chillers - Hot-Dry | 3.5852 | 1 | 0.97563 | PGT - Navigant 2015 | -2.2884 | 2012 | 0.6 | SWHC005-03, SWHC020-03
COM-HVAC-35.91 | Com ¦ Code Compliant Chiller - Hot-Dry ¦ SDG&E ¦ Hot-Dry | Com ¦ Code Compliant Chiller - Hot-Dry | SDG&E ¦ Hot-Dry | SDG&E | All | Electric | Code Water Cooled Centrifugal Chiller, Water Cooled Screw Chiller, and Air Cooled Screw Chiller | Average Existing and Code |  |  | 0 | Conventional | HVAC | Com - Other | Com | ROB and NEW | 0 | 1000 sqft2 of floor space | Cap-Tons | 20 | DEER:HVAC_Chillers | 0 | 0 | 0 | SWHC005-03, SWHC020-03 | 624.5775 | 2022 | 0 | 2022 | 0 | 0 | SWHC005-03, SWHC020-03 | Com Chillers - Hot-Dry ¦ SDG&E ¦ Hot-Dry | Com Chillers - Hot-Dry | 0 | 1 | 0 | PGT - Navigant 2015 | 0 | 2012 | 0.6 | SWHC005-03, SWHC020-03
COM-HVAC-35.92 | Com ¦ Code Compliant Chiller - Hot-Dry ¦ SDG&E ¦ Hot-Dry | Com ¦ Code Compliant Chiller - Hot-Dry | SDG&E ¦ Hot-Dry | SDG&E | All | Electric | Code Water Cooled Centrifugal Chiller, Water Cooled Screw Chiller, and Air Cooled Screw Chiller | Average Existing and Code |  |  | 0 | Conventional | HVAC | Com - Refrig. Warehouse | Com | ROB and NEW | 0 | 1000 sqft2 of floor space | Cap-Tons | 20 | DEER:HVAC_Chillers | 0 | 0 | 0 | SWHC005-03, SWHC020-03 | 624.5775 | 2022 | 0 | 2022 | 0 | 0 | SWHC005-03, SWHC020-03 | Com Chillers - Hot-Dry ¦ SDG&E ¦ Hot-Dry | Com Chillers - Hot-Dry | 0 | 1 | 0 | PGT - Navigant 2015 | 0 | 2012 | 0.6 | SWHC005-03, SWHC020-03
COM-HVAC-35.93 | Com ¦ Code Compliant Chiller - Hot-Dry ¦ SDG&E ¦ Hot-Dry | Com ¦ Code Compliant Chiller - Hot-Dry | SDG&E ¦ Hot-Dry | SDG&E | All | Electric | Code Water Cooled Centrifugal Chiller, Water Cooled Screw Chiller, and Air Cooled Screw Chiller | Average Existing and Code |  |  | 0 | Conventional | HVAC | Com - Restaurant | Com | ROB and NEW | 0 | 1000 sqft2 of floor space | Cap-Tons | 20 | DEER:HVAC_Chillers | 0 | 0 | 0 | SWHC005-03, SWHC020-03 | 624.5775 | 2022 | 0 | 2022 | 0 | 0 | SWHC005-03, SWHC020-03 | Com Chillers - Hot-Dry ¦ SDG&E ¦ Hot-Dry | Com Chillers - Hot-Dry | 0 | 1 | 0 | PGT - Navigant 2015 | 0 | 2012 | 0.6 | SWHC005-03, SWHC020-03
COM-HVAC-35.94 | Com ¦ Code Compliant Chiller - Hot-Dry ¦ SDG&E ¦ Hot-Dry | Com ¦ Code Compliant Chiller - Hot-Dry | SDG&E ¦ Hot-Dry | SDG&E | All | Electric | Code Water Cooled Centrifugal Chiller, Water Cooled Screw Chiller, and Air Cooled Screw Chiller | Average Existing and Code |  |  | 0 | Conventional | HVAC | Com - Retail | Com | ROB and NEW | 0 | 1000 sqft2 of floor space | Cap-Tons | 20 | DEER:HVAC_Chillers | 55.3542 | 0.025304 | 0 | SWHC005-03, SWHC020-03 | 624.5775 | 2022 | 0 | 2022 | 0 | 0 | SWHC005-03, SWHC020-03 | Com Chillers - Hot-Dry ¦ SDG&E ¦ Hot-Dry | Com Chillers - Hot-Dry | 2.2278 | 1 | 0.95661 | PGT - Navigant 2015 | -19.4469 | 2012 | 0.6 | SWHC005-03, SWHC020-03
COM-HVAC-35.95 | Com ¦ Code Compliant Chiller - Hot-Dry ¦ SDG&E ¦ Hot-Dry | Com ¦ Code Compliant Chiller - Hot-Dry | SDG&E ¦ Hot-Dry | SDG&E | All | Electric | Code Water Cooled Centrifugal Chiller, Water Cooled Screw Chiller, and Air Cooled Screw Chiller | Average Existing and Code |  |  | 0 | Conventional | HVAC | Com - School | Com | ROB and NEW | 0 | 1000 sqft2 of floor space | Cap-Tons | 20 | DEER:HVAC_Chillers | 43.875 | 0.016391 | -2.7792e-08 | SWHC005-03, SWHC020-03 | 624.5775 | 2022 | 0 | 2022 | 0 | 0 | SWHC005-03, SWHC020-03 | Com Chillers - Hot-Dry ¦ SDG&E ¦ Hot-Dry | Com Chillers - Hot-Dry | 4.2809 | 1 | 0.98089 | PGT - Navigant 2015 | -7.2238 | 2012 | 0.6 | SWHC005-03, SWHC020-03
COM-HVAC-35.96 | Com ¦ Code Compliant Chiller - Hot-Dry ¦ SDG&E ¦ Hot-Dry | Com ¦ Code Compliant Chiller - Hot-Dry | SDG&E ¦ Hot-Dry | SDG&E | All | Electric | Code Water Cooled Centrifugal Chiller, Water Cooled Screw Chiller, and Air Cooled Screw Chiller | Average Existing and Code |  |  | 0 | Conventional | HVAC | Com - Warehouse | Com | ROB and NEW | 0 | 1000 sqft2 of floor space | Cap-Tons | 20 | DEER:HVAC_Chillers | 0 | 0 | 0 | SWHC005-03, SWHC020-03 | 624.5775 | 2022 | 0 | 2022 | 0 | 0 | SWHC005-03, SWHC020-03 | Com Chillers - Hot-Dry ¦ SDG&E ¦ Hot-Dry | Com Chillers - Hot-Dry | 0 | 1 | 0 | PGT - Navigant 2015 | 0 | 2012 | 0.6 | SWHC005-03, SWHC020-03
COM-HVAC-36.1 | Com ¦ Efficient Chiller - Marine ¦ PG&E ¦ Marine | Com ¦ Efficient Chiller - Marine | PG&E ¦ Marine | PG&E | All | Electric | Code Water Cooled Centrifugal Chiller, Water Cooled Screw Chiller, and Air Cooled Screw Chiller | Efficient |  |  | 0 | Conventional | HVAC | Com - College | Com | ROB and NEW | 0 | 1000 sqft2 of floor space | Cap-Tons | 20 | DEER:HVAC_Chillers | 0 | 0 | 0 | SWHC005-03, SWHC020-03 | 794.8996 | 2022 | 0 | 2022 | 0 | 0 | SWHC005-03, SWHC020-03 | Com Chillers - Marine ¦ PG&E ¦ Marine | Com Chillers - Marine | 2.0929 | 1 | 0.064396 | PGT - Navigant 2015 | 0 | 2032 | 0.6 | SWHC005-03, SWHC020-03
COM-HVAC-36.2 | Com ¦ Efficient Chiller - Marine ¦ PG&E ¦ Marine | Com ¦ Efficient Chiller - Marine | PG&E ¦ Marine | PG&E | All | Electric | Code Water Cooled Centrifugal Chiller, Water Cooled Screw Chiller, and Air Cooled Screw Chiller | Efficient |  |  | 0 | Conventional | HVAC | Com - Grocery | Com | ROB and NEW | 0 | 1000 sqft2 of floor space | Cap-Tons | 20 | DEER:HVAC_Chillers | 0 | 0 | 0 | SWHC005-03, SWHC020-03 | 794.8996 | 2022 | 0 | 2022 | 0 | 0 | SWHC005-03, SWHC020-03 | Com Chillers - Marine ¦ PG&E ¦ Marine | Com Chillers - Marine | 0 | 1 | 0 | PGT - Navigant 2015 | 0 | 2032 | 0.6 | SWHC005-03, SWHC020-03
COM-HVAC-36.3 | Com ¦ Efficient Chiller - Marine ¦ PG&E ¦ Marine | Com ¦ Efficient Chiller - Marine | PG&E ¦ Marine | PG&E | All | Electric | Code Water Cooled Centrifugal Chiller, Water Cooled Screw Chiller, and Air Cooled Screw Chiller | Efficient |  |  | 0 | Conventional | HVAC | Com - Health | Com | ROB and NEW | 0 | 1000 sqft2 of floor space | Cap-Tons | 20 | DEER:HVAC_Chillers | 0 | 0 | 0 | SWHC005-03, SWHC020-03 | 794.8996 | 2022 | 0 | 2022 | 0 | 0 | SWHC005-03, SWHC020-03 | Com Chillers - Marine ¦ PG&E ¦ Marine | Com Chillers - Marine | 1.8749 | 1 | 0.076493 | PGT - Navigant 2015 | 0 | 2032 | 0.6 | SWHC005-03, SWHC020-03
COM-HVAC-36.4 | Com ¦ Efficient Chiller - Marine ¦ PG&E ¦ Marine | Com ¦ Efficient Chiller - Marine | PG&E ¦ Marine | PG&E | All | Electric | Code Water Cooled Centrifugal Chiller, Water Cooled Screw Chiller, and Air Cooled Screw Chiller | Efficient |  |  | 0 | Conventional | HVAC | Com - Lodging | Com | ROB and NEW | 0 | 1000 sqft2 of floor space | Cap-Tons | 20 | DEER:HVAC_Chillers | 0 | 0 | 0 | SWHC005-03, SWHC020-03 | 794.8996 | 2022 | 0 | 2022 | 0 | 0 | SWHC005-03, SWHC020-03 | Com Chillers - Marine ¦ PG&E ¦ Marine | Com Chillers - Marine | 1.3156 | 1 | 0.10452 | PGT - Navigant 2015 | 0 | 2032 | 0.6 | SWHC005-03, SWHC020-03
COM-HVAC-36.5 | Com ¦ Efficient Chiller - Marine ¦ PG&E ¦ Marine | Com ¦ Efficient Chiller - Marine | PG&E ¦ Marine | PG&E | All | Electric | Code Water Cooled Centrifugal Chiller, Water Cooled Screw Chiller, and Air Cooled Screw Chiller | Efficient |  |  | 0 | Conventional | HVAC | Com - Office (Large) | Com | ROB and NEW | 0 | 1000 sqft2 of floor space | Cap-Tons | 20 | DEER:HVAC_Chillers | 0 | 0 | 0 | SWHC005-03, SWHC020-03 | 794.8996 | 2022 | 0 | 2022 | 0 | 0 | SWHC005-03, SWHC020-03 | Com Chillers - Marine ¦ PG&E ¦ Marine | Com Chillers - Marine | 2.3933 | 1 | 0.050978 | PGT - Navigant 2015 | 0 | 2032 | 0.6 | SWHC005-03, SWHC020-03
COM-HVAC-36.6 | Com ¦ Efficient Chiller - Marine ¦ PG&E ¦ Marine | Com ¦ Efficient Chiller - Marine | PG&E ¦ Marine | PG&E | All | Electric | Code Water Cooled Centrifugal Chiller, Water Cooled Screw Chiller, and Air Cooled Screw Chiller | Efficient |  |  | 0 | Conventional | HVAC | Com - Office (Small) | Com | ROB and NEW | 0 | 1000 sqft2 of floor space | Cap-Tons | 20 | DEER:HVAC_Chillers | 0 | 0 | 0 | SWHC005-03, SWHC020-03 | 794.8996 | 2022 | 0 | 2022 | 0 | 0 | SWHC005-03, SWHC020-03 | Com Chillers - Marine ¦ PG&E ¦ Marine | Com Chillers - Marine | 2.4419 | 1 | 0.052541 | PGT - Navigant 2015 | 0 | 2032 | 0.6 | SWHC005-03, SWHC020-03
COM-HVAC-36.7 | Com ¦ Efficient Chiller - Marine ¦ PG&E ¦ Marine | Com ¦ Efficient Chiller - Marine | PG&E ¦ Marine | PG&E | All | Electric | Code Water Cooled Centrifugal Chiller, Water Cooled Screw Chiller, and Air Cooled Screw Chiller | Efficient |  |  | 0 | Conventional | HVAC | Com - Other | Com | ROB and NEW | 0 | 1000 sqft2 of floor space | Cap-Tons | 20 | DEER:HVAC_Chillers | 0 | 0 | 0 | SWHC005-03, SWHC020-03 | 794.8996 | 2022 | 0 | 2022 | 0 | 0 | SWHC005-03, SWHC020-03 | Com Chillers - Marine ¦ PG&E ¦ Marine | Com Chillers - Marine | 0 | 1 | 0 | PGT - Navigant 2015 | 0 | 2032 | 0.6 | SWHC005-03, SWHC020-03
COM-HVAC-36.8 | Com ¦ Efficient Chiller - Marine ¦ PG&E ¦ Marine | Com ¦ Efficient Chiller - Marine | PG&E ¦ Marine | PG&E | All | Electric | Code Water Cooled Centrifugal Chiller, Water Cooled Screw Chiller, and Air Cooled Screw Chiller | Efficient |  |  | 0 | Conventional | HVAC | Com - Refrig. Warehouse | Com | ROB and NEW | 0 | 1000 sqft2 of floor space | Cap-Tons | 20 | DEER:HVAC_Chillers | 0 | 0 | 0 | SWHC005-03, SWHC020-03 | 794.8996 | 2022 | 0 | 2022 | 0 | 0 | SWHC005-03, SWHC020-03 | Com Chillers - Marine ¦ PG&E ¦ Marine | Com Chillers - Marine | 0 | 1 | 0 | PGT - Navigant 2015 | 0 | 2032 | 0.6 | SWHC005-03, SWHC020-03
COM-HVAC-36.9 | Com ¦ Efficient Chiller - Marine ¦ PG&E ¦ Marine | Com ¦ Efficient Chiller - Marine | PG&E ¦ Marine | PG&E | All | Electric | Code Water Cooled Centrifugal Chiller, Water Cooled Screw Chiller, and Air Cooled Screw Chiller | Efficient |  |  | 0 | Conventional | HVAC | Com - Restaurant | Com | ROB and NEW | 0 | 1000 sqft2 of floor space | Cap-Tons | 20 | DEER:HVAC_Chillers | 0 | 0 | 0 | SWHC005-03, SWHC020-03 | 794.8996 | 2022 | 0 | 2022 | 0 | 0 | SWHC005-03, SWHC020-03 | Com Chillers - Marine ¦ PG&E ¦ Marine | Com Chillers - Marine | 0 | 1 | 0 | PGT - Navigant 2015 | 0 | 2032 | 0.6 | SWHC005-03, SWHC020-03
COM-HVAC-36.10 | Com ¦ Efficient Chiller - Marine ¦ PG&E ¦ Marine | Com ¦ Efficient Chiller - Marine | PG&E ¦ Marine | PG&E | All | Electric | Code Water Cooled Centrifugal Chiller, Water Cooled Screw Chiller, and Air Cooled Screw Chiller | Efficient |  |  | 0 | Conventional | HVAC | Com - Retail | Com | ROB and NEW | 0 | 1000 sqft2 of floor space | Cap-Tons | 20 | DEER:HVAC_Chillers | 0 | 0 | 0 | SWHC005-03, SWHC020-03 | 794.8996 | 2022 | 0 | 2022 | 0 | 0 | SWHC005-03, SWHC020-03 | Com Chillers - Marine ¦ PG&E ¦ Marine | Com Chillers - Marine | 1.1793 | 1 | 0.15484 | PGT - Navigant 2015 | 0 | 2032 | 0.6 | SWHC005-03, SWHC020-03
COM-HVAC-36.11 | Com ¦ Efficient Chiller - Marine ¦ PG&E ¦ Marine | Com ¦ Efficient Chiller - Marine | PG&E ¦ Marine | PG&E | All | Electric | Code Water Cooled Centrifugal Chiller, Water Cooled Screw Chiller, and Air Cooled Screw Chiller | Efficient |  |  | 0 | Conventional | HVAC | Com - School | Com | ROB and NEW | 0 | 1000 sqft2 of floor space | Cap-Tons | 20 | DEER:HVAC_Chillers | 0 | 0 | 0 | SWHC005-03, SWHC020-03 | 794.8996 | 2022 | 0 | 2022 | 0 | 0 | SWHC005-03, SWHC020-03 | Com Chillers - Marine ¦ PG&E ¦ Marine | Com Chillers - Marine | 1.8734 | 1 | 0.099813 | PGT - Navigant 2015 | 0 | 2032 | 0.6 | SWHC005-03, SWHC020-03
COM-HVAC-36.12 | Com ¦ Efficient Chiller - Marine ¦ PG&E ¦ Marine | Com ¦ Efficient Chiller - Marine | PG&E ¦ Marine | PG&E | All | Electric | Code Water Cooled Centrifugal Chiller, Water Cooled Screw Chiller, and Air Cooled Screw Chiller | Efficient |  |  | 0 | Conventional | HVAC | Com - Warehouse | Com | ROB and NEW | 0 | 1000 sqft2 of floor space | Cap-Tons | 20 | DEER:HVAC_Chillers | 0 | 0 | 0 | SWHC005-03, SWHC020-03 | 794.8996 | 2022 | 0 | 2022 | 0 | 0 | SWHC005-03, SWHC020-03 | Com Chillers - Marine ¦ PG&E ¦ Marine | Com Chillers - Marine | 0 | 1 | 0 | PGT - Navigant 2015 | 0 | 2032 | 0.6 | SWHC005-03, SWHC020-03
COM-HVAC-36.13 | Com ¦ Efficient Chiller - Hot-Dry ¦ PG&E ¦ Hot-Dry | Com ¦ Efficient Chiller - Hot-Dry | PG&E ¦ Hot-Dry | PG&E | All | Electric | Code Water Cooled Centrifugal Chiller, Water Cooled Screw Chiller, and Air Cooled Screw Chiller | Efficient |  |  | 0 | Conventional | HVAC | Com - College | Com | ROB and NEW | 0 | 1000 sqft2 of floor space | Cap-Tons | 20 | DEER:HVAC_Chillers | 0 | 0 | 0 | SWHC005-03, SWHC020-03 | 794.8996 | 2022 | 0 | 2022 | 0 | 0 | SWHC005-03, SWHC020-03 | Com Chillers - Hot-Dry ¦ PG&E ¦ Hot-Dry | Com Chillers - Hot-Dry | 2.0929 | 1 | 0.064396 | PGT - Navigant 2015 | 0 | 2032 | 0.6 | SWHC005-03, SWHC020-03
COM-HVAC-36.14 | Com ¦ Efficient Chiller - Hot-Dry ¦ PG&E ¦ Hot-Dry | Com ¦ Efficient Chiller - Hot-Dry | PG&E ¦ Hot-Dry | PG&E | All | Electric | Code Water Cooled Centrifugal Chiller, Water Cooled Screw Chiller, and Air Cooled Screw Chiller | Efficient |  |  | 0 | Conventional | HVAC | Com - Grocery | Com | ROB and NEW | 0 | 1000 sqft2 of floor space | Cap-Tons | 20 | DEER:HVAC_Chillers | 0 | 0 | 0 | SWHC005-03, SWHC020-03 | 794.8996 | 2022 | 0 | 2022 | 0 | 0 | SWHC005-03, SWHC020-03 | Com Chillers - Hot-Dry ¦ PG&E ¦ Hot-Dry | Com Chillers - Hot-Dry | 0 | 1 | 0 | PGT - Navigant 2015 | 0 | 2032 | 0.6 | SWHC005-03, SWHC020-03
COM-HVAC-36.15 | Com ¦ Efficient Chiller - Hot-Dry ¦ PG&E ¦ Hot-Dry | Com ¦ Efficient Chiller - Hot-Dry | PG&E ¦ Hot-Dry | PG&E | All | Electric | Code Water Cooled Centrifugal Chiller, Water Cooled Screw Chiller, and Air Cooled Screw Chiller | Efficient |  |  | 0 | Conventional | HVAC | Com - Health | Com | ROB and NEW | 0 | 1000 sqft2 of floor space | Cap-Tons | 20 | DEER:HVAC_Chillers | 0 | 0 | 0 | SWHC005-03, SWHC020-03 | 794.8996 | 2022 | 0 | 2022 | 0 | 0 | SWHC005-03, SWHC020-03 | Com Chillers - Hot-Dry ¦ PG&E ¦ Hot-Dry | Com Chillers - Hot-Dry | 1.8749 | 1 | 0.076493 | PGT - Navigant 2015 | 0 | 2032 | 0.6 | SWHC005-03, SWHC020-03
COM-HVAC-36.16 | Com ¦ Efficient Chiller - Hot-Dry ¦ PG&E ¦ Hot-Dry | Com ¦ Efficient Chiller - Hot-Dry | PG&E ¦ Hot-Dry | PG&E | All | Electric | Code Water Cooled Centrifugal Chiller, Water Cooled Screw Chiller, and Air Cooled Screw Chiller | Efficient |  |  | 0 | Conventional | HVAC | Com - Lodging | Com | ROB and NEW | 0 | 1000 sqft2 of floor space | Cap-Tons | 20 | DEER:HVAC_Chillers | 0 | 0 | 0 | SWHC005-03, SWHC020-03 | 794.8996 | 2022 | 0 | 2022 | 0 | 0 | SWHC005-03, SWHC020-03 | Com Chillers - Hot-Dry ¦ PG&E ¦ Hot-Dry | Com Chillers - Hot-Dry | 1.3156 | 1 | 0.10452 | PGT - Navigant 2015 | 0 | 2032 | 0.6 | SWHC005-03, SWHC020-03
COM-HVAC-36.17 | Com ¦ Efficient Chiller - Hot-Dry ¦ PG&E ¦ Hot-Dry | Com ¦ Efficient Chiller - Hot-Dry | PG&E ¦ Hot-Dry | PG&E | All | Electric | Code Water Cooled Centrifugal Chiller, Water Cooled Screw Chiller, and Air Cooled Screw Chiller | Efficient |  |  | 0 | Conventional | HVAC | Com - Office (Large) | Com | ROB and NEW | 0 | 1000 sqft2 of floor space | Cap-Tons | 20 | DEER:HVAC_Chillers | 0 | 0 | 0 | SWHC005-03, SWHC020-03 | 794.8996 | 2022 | 0 | 2022 | 0 | 0 | SWHC005-03, SWHC020-03 | Com Chillers - Hot-Dry ¦ PG&E ¦ Hot-Dry | Com Chillers - Hot-Dry | 2.3933 | 1 | 0.050978 | PGT - Navigant 2015 | 0 | 2032 | 0.6 | SWHC005-03, SWHC020-03
COM-HVAC-36.18 | Com ¦ Efficient Chiller - Hot-Dry ¦ PG&E ¦ Hot-Dry | Com ¦ Efficient Chiller - Hot-Dry | PG&E ¦ Hot-Dry | PG&E | All | Electric | Code Water Cooled Centrifugal Chiller, Water Cooled Screw Chiller, and Air Cooled Screw Chiller | Efficient |  |  | 0 | Conventional | HVAC | Com - Office (Small) | Com | ROB and NEW | 0 | 1000 sqft2 of floor space | Cap-Tons | 20 | DEER:HVAC_Chillers | 0 | 0 | 0 | SWHC005-03, SWHC020-03 | 794.8996 | 2022 | 0 | 2022 | 0 | 0 | SWHC005-03, SWHC020-03 | Com Chillers - Hot-Dry ¦ PG&E ¦ Hot-Dry | Com Chillers - Hot-Dry | 2.4419 | 1 | 0.052541 | PGT - Navigant 2015 | 0 | 2032 | 0.6 | SWHC005-03, SWHC020-03
COM-HVAC-36.19 | Com ¦ Efficient Chiller - Hot-Dry ¦ PG&E ¦ Hot-Dry | Com ¦ Efficient Chiller - Hot-Dry | PG&E ¦ Hot-Dry | PG&E | All | Electric | Code Water Cooled Centrifugal Chiller, Water Cooled Screw Chiller, and Air Cooled Screw Chiller | Efficient |  |  | 0 | Conventional | HVAC | Com - Other | Com | ROB and NEW | 0 | 1000 sqft2 of floor space | Cap-Tons | 20 | DEER:HVAC_Chillers | 0 | 0 | 0 | SWHC005-03, SWHC020-03 | 794.8996 | 2022 | 0 | 2022 | 0 | 0 | SWHC005-03, SWHC020-03 | Com Chillers - Hot-Dry ¦ PG&E ¦ Hot-Dry | Com Chillers - Hot-Dry | 0 | 1 | 0 | PGT - Navigant 2015 | 0 | 2032 | 0.6 | SWHC005-03, SWHC020-03
COM-HVAC-36.20 | Com ¦ Efficient Chiller - Hot-Dry ¦ PG&E ¦ Hot-Dry | Com ¦ Efficient Chiller - Hot-Dry | PG&E ¦ Hot-Dry | PG&E | All | Electric | Code Water Cooled Centrifugal Chiller, Water Cooled Screw Chiller, and Air Cooled Screw Chiller | Efficient |  |  | 0 | Conventional | HVAC | Com - Refrig. Warehouse | Com | ROB and NEW | 0 | 1000 sqft2 of floor space | Cap-Tons | 20 | DEER:HVAC_Chillers | 0 | 0 | 0 | SWHC005-03, SWHC020-03 | 794.8996 | 2022 | 0 | 2022 | 0 | 0 | SWHC005-03, SWHC020-03 | Com Chillers - Hot-Dry ¦ PG&E ¦ Hot-Dry | Com Chillers - Hot-Dry | 0 | 1 | 0 | PGT - Navigant 2015 | 0 | 2032 | 0.6 | SWHC005-03, SWHC020-03
COM-HVAC-36.21 | Com ¦ Efficient Chiller - Hot-Dry ¦ PG&E ¦ Hot-Dry | Com ¦ Efficient Chiller - Hot-Dry | PG&E ¦ Hot-Dry | PG&E | All | Electric | Code Water Cooled Centrifugal Chiller, Water Cooled Screw Chiller, and Air Cooled Screw Chiller | Efficient |  |  | 0 | Conventional | HVAC | Com - Restaurant | Com | ROB and NEW | 0 | 1000 sqft2 of floor space | Cap-Tons | 20 | DEER:HVAC_Chillers | 0 | 0 | 0 | SWHC005-03, SWHC020-03 | 794.8996 | 2022 | 0 | 2022 | 0 | 0 | SWHC005-03, SWHC020-03 | Com Chillers - Hot-Dry ¦ PG&E ¦ Hot-Dry | Com Chillers - Hot-Dry | 0 | 1 | 0 | PGT - Navigant 2015 | 0 | 2032 | 0.6 | SWHC005-03, SWHC020-03
COM-HVAC-36.22 | Com ¦ Efficient Chiller - Hot-Dry ¦ PG&E ¦ Hot-Dry | Com ¦ Efficient Chiller - Hot-Dry | PG&E ¦ Hot-Dry | PG&E | All | Electric | Code Water Cooled Centrifugal Chiller, Water Cooled Screw Chiller, and Air Cooled Screw Chiller | Efficient |  |  | 0 | Conventional | HVAC | Com - Retail | Com | ROB and NEW | 0 | 1000 sqft2 of floor space | Cap-Tons | 20 | DEER:HVAC_Chillers | 0 | 0 | 0 | SWHC005-03, SWHC020-03 | 794.8996 | 2022 | 0 | 2022 | 0 | 0 | SWHC005-03, SWHC020-03 | Com Chillers - Hot-Dry ¦ PG&E ¦ Hot-Dry | Com Chillers - Hot-Dry | 1.1793 | 1 | 0.15484 | PGT - Navigant 2015 | 0 | 2032 | 0.6 | SWHC005-03, SWHC020-03
COM-HVAC-36.23 | Com ¦ Efficient Chiller - Hot-Dry ¦ PG&E ¦ Hot-Dry | Com ¦ Efficient Chiller - Hot-Dry | PG&E ¦ Hot-Dry | PG&E | All | Electric | Code Water Cooled Centrifugal Chiller, Water Cooled Screw Chiller, and Air Cooled Screw Chiller | Efficient |  |  | 0 | Conventional | HVAC | Com - School | Com | ROB and NEW | 0 | 1000 sqft2 of floor space | Cap-Tons | 20 | DEER:HVAC_Chillers | 0 | 0 | 0 | SWHC005-03, SWHC020-03 | 794.8996 | 2022 | 0 | 2022 | 0 | 0 | SWHC005-03, SWHC020-03 | Com Chillers - Hot-Dry ¦ PG&E ¦ Hot-Dry | Com Chillers - Hot-Dry | 1.8734 | 1 | 0.099813 | PGT - Navigant 2015 | 0 | 2032 | 0.6 | SWHC005-03, SWHC020-03
COM-HVAC-36.24 | Com ¦ Efficient Chiller - Hot-Dry ¦ PG&E ¦ Hot-Dry | Com ¦ Efficient Chiller - Hot-Dry | PG&E ¦ Hot-Dry | PG&E | All | Electric | Code Water Cooled Centrifugal Chiller, Water Cooled Screw Chiller, and Air Cooled Screw Chiller | Efficient |  |  | 0 | Conventional | HVAC | Com - Warehouse | Com | ROB and NEW | 0 | 1000 sqft2 of floor space | Cap-Tons | 20 | DEER:HVAC_Chillers | 0 | 0 | 0 | SWHC005-03, SWHC020-03 | 794.8996 | 2022 | 0 | 2022 | 0 | 0 | SWHC005-03, SWHC020-03 | Com Chillers - Hot-Dry ¦ PG&E ¦ Hot-Dry | Com Chillers - Hot-Dry | 0 | 1 | 0 | PGT - Navigant 2015 | 0 | 2032 | 0.6 | SWHC005-03, SWHC020-03
COM-HVAC-36.25 | Com ¦ Efficient Chiller - Cold ¦ PG&E ¦ Cold | Com ¦ Efficient Chiller - Cold | PG&E ¦ Cold | PG&E | All | Electric | Code Water Cooled Centrifugal Chiller, Water Cooled Screw Chiller, and Air Cooled Screw Chiller | Efficient |  |  | 0 | Conventional | HVAC | Com - College | Com | ROB and NEW | 0 | 1000 sqft2 of floor space | Cap-Tons | 20 | DEER:HVAC_Chillers | 0 | 0 | 0 | SWHC005-03, SWHC020-03 | 794.8996 | 2022 | 0 | 2022 | 0 | 0 | SWHC005-03, SWHC020-03 | Com Chillers - Cold ¦ PG&E ¦ Cold | Com Chillers - Cold | 2.0929 | 1 | 0.064396 | PGT - Navigant 2015 | 0 | 2032 | 0.6 | SWHC005-03, SWHC020-03
COM-HVAC-36.26 | Com ¦ Efficient Chiller - Cold ¦ PG&E ¦ Cold | Com ¦ Efficient Chiller - Cold | PG&E ¦ Cold | PG&E | All | Electric | Code Water Cooled Centrifugal Chiller, Water Cooled Screw Chiller, and Air Cooled Screw Chiller | Efficient |  |  | 0 | Conventional | HVAC | Com - Grocery | Com | ROB and NEW | 0 | 1000 sqft2 of floor space | Cap-Tons | 20 | DEER:HVAC_Chillers | 0 | 0 | 0 | SWHC005-03, SWHC020-03 | 794.8996 | 2022 | 0 | 2022 | 0 | 0 | SWHC005-03, SWHC020-03 | Com Chillers - Cold ¦ PG&E ¦ Cold | Com Chillers - Cold | 0 | 1 | 0 | PGT - Navigant 2015 | 0 | 2032 | 0.6 | SWHC005-03, SWHC020-03
COM-HVAC-36.27 | Com ¦ Efficient Chiller - Cold ¦ PG&E ¦ Cold | Com ¦ Efficient Chiller - Cold | PG&E ¦ Cold | PG&E | All | Electric | Code Water Cooled Centrifugal Chiller, Water Cooled Screw Chiller, and Air Cooled Screw Chiller | Efficient |  |  | 0 | Conventional | HVAC | Com - Health | Com | ROB and NEW | 0 | 1000 sqft2 of floor space | Cap-Tons | 20 | DEER:HVAC_Chillers | 0 | 0 | 0 | SWHC005-03, SWHC020-03 | 794.8996 | 2022 | 0 | 2022 | 0 | 0 | SWHC005-03, SWHC020-03 | Com Chillers - Cold ¦ PG&E ¦ Cold | Com Chillers - Cold | 1.8749 | 1 | 0.076493 | PGT - Navigant 2015 | 0 | 2032 | 0.6 | SWHC005-03, SWHC020-03
COM-HVAC-36.28 | Com ¦ Efficient Chiller - Cold ¦ PG&E ¦ Cold | Com ¦ Efficient Chiller - Cold | PG&E ¦ Cold | PG&E | All | Electric | Code Water Cooled Centrifugal Chiller, Water Cooled Screw Chiller, and Air Cooled Screw Chiller | Efficient |  |  | 0 | Conventional | HVAC | Com - Lodging | Com | ROB and NEW | 0 | 1000 sqft2 of floor space | Cap-Tons | 20 | DEER:HVAC_Chillers | 0 | 0 | 0 | SWHC005-03, SWHC020-03 | 794.8996 | 2022 | 0 | 2022 | 0 | 0 | SWHC005-03, SWHC020-03 | Com Chillers - Cold ¦ PG&E ¦ Cold | Com Chillers - Cold | 1.3156 | 1 | 0.10452 | PGT - Navigant 2015 | 0 | 2032 | 0.6 | SWHC005-03, SWHC020-03
COM-HVAC-36.29 | Com ¦ Efficient Chiller - Cold ¦ PG&E ¦ Cold | Com ¦ Efficient Chiller - Cold | PG&E ¦ Cold | PG&E | All | Electric | Code Water Cooled Centrifugal Chiller, Water Cooled Screw Chiller, and Air Cooled Screw Chiller | Efficient |  |  | 0 | Conventional | HVAC | Com - Office (Large) | Com | ROB and NEW | 0 | 1000 sqft2 of floor space | Cap-Tons | 20 | DEER:HVAC_Chillers | 0 | 0 | 0 | SWHC005-03, SWHC020-03 | 794.8996 | 2022 | 0 | 2022 | 0 | 0 | SWHC005-03, SWHC020-03 | Com Chillers - Cold ¦ PG&E ¦ Cold | Com Chillers - Cold | 2.3933 | 1 | 0.050978 | PGT - Navigant 2015 | 0 | 2032 | 0.6 | SWHC005-03, SWHC020-03
COM-HVAC-36.30 | Com ¦ Efficient Chiller - Cold ¦ PG&E ¦ Cold | Com ¦ Efficient Chiller - Cold | PG&E ¦ Cold | PG&E | All | Electric | Code Water Cooled Centrifugal Chiller, Water Cooled Screw Chiller, and Air Cooled Screw Chiller | Efficient |  |  | 0 | Conventional | HVAC | Com - Office (Small) | Com | ROB and NEW | 0 | 1000 sqft2 of floor space | Cap-Tons | 20 | DEER:HVAC_Chillers | 0 | 0 | 0 | SWHC005-03, SWHC020-03 | 794.8996 | 2022 | 0 | 2022 | 0 | 0 | SWHC005-03, SWHC020-03 | Com Chillers - Cold ¦ PG&E ¦ Cold | Com Chillers - Cold | 2.4419 | 1 | 0.052541 | PGT - Navigant 2015 | 0 | 2032 | 0.6 | SWHC005-03, SWHC020-03
COM-HVAC-36.31 | Com ¦ Efficient Chiller - Cold ¦ PG&E ¦ Cold | Com ¦ Efficient Chiller - Cold | PG&E ¦ Cold | PG&E | All | Electric | Code Water Cooled Centrifugal Chiller, Water Cooled Screw Chiller, and Air Cooled Screw Chiller | Efficient |  |  | 0 | Conventional | HVAC | Com - Other | Com | ROB and NEW | 0 | 1000 sqft2 of floor space | Cap-Tons | 20 | DEER:HVAC_Chillers | 0 | 0 | 0 | SWHC005-03, SWHC020-03 | 794.8996 | 2022 | 0 | 2022 | 0 | 0 | SWHC005-03, SWHC020-03 | Com Chillers - Cold ¦ PG&E ¦ Cold | Com Chillers - Cold | 0 | 1 | 0 | PGT - Navigant 2015 | 0 | 2032 | 0.6 | SWHC005-03, SWHC020-03
COM-HVAC-36.32 | Com ¦ Efficient Chiller - Cold ¦ PG&E ¦ Cold | Com ¦ Efficient Chiller - Cold | PG&E ¦ Cold | PG&E | All | Electric | Code Water Cooled Centrifugal Chiller, Water Cooled Screw Chiller, and Air Cooled Screw Chiller | Efficient |  |  | 0 | Conventional | HVAC | Com - Refrig. Warehouse | Com | ROB and NEW | 0 | 1000 sqft2 of floor space | Cap-Tons | 20 | DEER:HVAC_Chillers | 0 | 0 | 0 | SWHC005-03, SWHC020-03 | 794.8996 | 2022 | 0 | 2022 | 0 | 0 | SWHC005-03, SWHC020-03 | Com Chillers - Cold ¦ PG&E ¦ Cold | Com Chillers - Cold | 0 | 1 | 0 | PGT - Navigant 2015 | 0 | 2032 | 0.6 | SWHC005-03, SWHC020-03
COM-HVAC-36.33 | Com ¦ Efficient Chiller - Cold ¦ PG&E ¦ Cold | Com ¦ Efficient Chiller - Cold | PG&E ¦ Cold | PG&E | All | Electric | Code Water Cooled Centrifugal Chiller, Water Cooled Screw Chiller, and Air Cooled Screw Chiller | Efficient |  |  | 0 | Conventional | HVAC | Com - Restaurant | Com | ROB and NEW | 0 | 1000 sqft2 of floor space | Cap-Tons | 20 | DEER:HVAC_Chillers | 0 | 0 | 0 | SWHC005-03, SWHC020-03 | 794.8996 | 2022 | 0 | 2022 | 0 | 0 | SWHC005-03, SWHC020-03 | Com Chillers - Cold ¦ PG&E ¦ Cold | Com Chillers - Cold | 0 | 1 | 0 | PGT - Navigant 2015 | 0 | 2032 | 0.6 | SWHC005-03, SWHC020-03
COM-HVAC-36.34 | Com ¦ Efficient Chiller - Cold ¦ PG&E ¦ Cold | Com ¦ Efficient Chiller - Cold | PG&E ¦ Cold | PG&E | All | Electric | Code Water Cooled Centrifugal Chiller, Water Cooled Screw Chiller, and Air Cooled Screw Chiller | Efficient |  |  | 0 | Conventional | HVAC | Com - Retail | Com | ROB and NEW | 0 | 1000 sqft2 of floor space | Cap-Tons | 20 | DEER:HVAC_Chillers | 0 | 0 | 0 | SWHC005-03, SWHC020-03 | 794.8996 | 2022 | 0 | 2022 | 0 | 0 | SWHC005-03, SWHC020-03 | Com Chillers - Cold ¦ PG&E ¦ Cold | Com Chillers - Cold | 1.1793 | 1 | 0.15484 | PGT - Navigant 2015 | 0 | 2032 | 0.6 | SWHC005-03, SWHC020-03
COM-HVAC-36.35 | Com ¦ Efficient Chiller - Cold ¦ PG&E ¦ Cold | Com ¦ Efficient Chiller - Cold | PG&E ¦ Cold | PG&E | All | Electric | Code Water Cooled Centrifugal Chiller, Water Cooled Screw Chiller, and Air Cooled Screw Chiller | Efficient |  |  | 0 | Conventional | HVAC | Com - School | Com | ROB and NEW | 0 | 1000 sqft2 of floor space | Cap-Tons | 20 | DEER:HVAC_Chillers | 0 | 0 | 0 | SWHC005-03, SWHC020-03 | 794.8996 | 2022 | 0 | 2022 | 0 | 0 | SWHC005-03, SWHC020-03 | Com Chillers - Cold ¦ PG&E ¦ Cold | Com Chillers - Cold | 1.8734 | 1 | 0.099813 | PGT - Navigant 2015 | 0 | 2032 | 0.6 | SWHC005-03, SWHC020-03
COM-HVAC-36.36 | Com ¦ Efficient Chiller - Cold ¦ PG&E ¦ Cold | Com ¦ Efficient Chiller - Cold | PG&E ¦ Cold | PG&E | All | Electric | Code Water Cooled Centrifugal Chiller, Water Cooled Screw Chiller, and Air Cooled Screw Chiller | Efficient |  |  | 0 | Conventional | HVAC | Com - Warehouse | Com | ROB and NEW | 0 | 1000 sqft2 of floor space | Cap-Tons | 20 | DEER:HVAC_Chillers | 0 | 0 | 0 | SWHC005-03, SWHC020-03 | 794.8996 | 2022 | 0 | 2022 | 0 | 0 | SWHC005-03, SWHC020-03 | Com Chillers - Cold ¦ PG&E ¦ Cold | Com Chillers - Cold | 0 | 1 | 0 | PGT - Navigant 2015 | 0 | 2032 | 0.6 | SWHC005-03, SWHC020-03
COM-HVAC-36.37 | Com ¦ Efficient Chiller - Marine ¦ SCE ¦ Marine | Com ¦ Efficient Chiller - Marine | SCE ¦ Marine | SCE | All | Electric | Code Water Cooled Centrifugal Chiller, Water Cooled Screw Chiller, and Air Cooled Screw Chiller | Efficient |  |  | 0 | Conventional | HVAC | Com - College | Com | ROB and NEW | 0 | 1000 sqft2 of floor space | Cap-Tons | 20 | DEER:HVAC_Chillers | 0 | 0 | 0 | SWHC005-03, SWHC020-03 | 794.8996 | 2022 | 0 | 2022 | 0 | 0 | SWHC005-03, SWHC020-03 | Com Chillers - Marine ¦ SCE ¦ Marine | Com Chillers - Marine | 2.3225 | 1 | 0.052162 | PGT - Navigant 2015 | 0 | 2032 | 0.6 | SWHC005-03, SWHC020-03
COM-HVAC-36.38 | Com ¦ Efficient Chiller - Marine ¦ SCE ¦ Marine | Com ¦ Efficient Chiller - Marine | SCE ¦ Marine | SCE | All | Electric | Code Water Cooled Centrifugal Chiller, Water Cooled Screw Chiller, and Air Cooled Screw Chiller | Efficient |  |  | 0 | Conventional | HVAC | Com - Grocery | Com | ROB and NEW | 0 | 1000 sqft2 of floor space | Cap-Tons | 20 | DEER:HVAC_Chillers | 0 | 0 | 0 | SWHC005-03, SWHC020-03 | 794.8996 | 2022 | 0 | 2022 | 0 | 0 | SWHC005-03, SWHC020-03 | Com Chillers - Marine ¦ SCE ¦ Marine | Com Chillers - Marine | 0 | 1 | 0 | PGT - Navigant 2015 | 0 | 2032 | 0.6 | SWHC005-03, SWHC020-03
COM-HVAC-36.39 | Com ¦ Efficient Chiller - Marine ¦ SCE ¦ Marine | Com ¦ Efficient Chiller - Marine | SCE ¦ Marine | SCE | All | Electric | Code Water Cooled Centrifugal Chiller, Water Cooled Screw Chiller, and Air Cooled Screw Chiller | Efficient |  |  | 0 | Conventional | HVAC | Com - Health | Com | ROB and NEW | 0 | 1000 sqft2 of floor space | Cap-Tons | 20 | DEER:HVAC_Chillers | 0 | 0 | 0 | SWHC005-03, SWHC020-03 | 794.8996 | 2022 | 0 | 2022 | 0 | 0 | SWHC005-03, SWHC020-03 | Com Chillers - Marine ¦ SCE ¦ Marine | Com Chillers - Marine | 2.2462 | 1 | 0.05299 | PGT - Navigant 2015 | 0 | 2032 | 0.6 | SWHC005-03, SWHC020-03
COM-HVAC-36.40 | Com ¦ Efficient Chiller - Marine ¦ SCE ¦ Marine | Com ¦ Efficient Chiller - Marine | SCE ¦ Marine | SCE | All | Electric | Code Water Cooled Centrifugal Chiller, Water Cooled Screw Chiller, and Air Cooled Screw Chiller | Efficient |  |  | 0 | Conventional | HVAC | Com - Lodging | Com | ROB and NEW | 0 | 1000 sqft2 of floor space | Cap-Tons | 20 | DEER:HVAC_Chillers | 0 | 0 | 0 | SWHC005-03, SWHC020-03 | 794.8996 | 2022 | 0 | 2022 | 0 | 0 | SWHC005-03, SWHC020-03 | Com Chillers - Marine ¦ SCE ¦ Marine | Com Chillers - Marine | 1.6088 | 1 | 0.069477 | PGT - Navigant 2015 | 0 | 2032 | 0.6 | SWHC005-03, SWHC020-03
COM-HVAC-36.41 | Com ¦ Efficient Chiller - Marine ¦ SCE ¦ Marine | Com ¦ Efficient Chiller - Marine | SCE ¦ Marine | SCE | All | Electric | Code Water Cooled Centrifugal Chiller, Water Cooled Screw Chiller, and Air Cooled Screw Chiller | Efficient |  |  | 0 | Conventional | HVAC | Com - Office (Large) | Com | ROB and NEW | 0 | 1000 sqft2 of floor space | Cap-Tons | 20 | DEER:HVAC_Chillers | 0 | 0 | 0 | SWHC005-03, SWHC020-03 | 794.8996 | 2022 | 0 | 2022 | 0 | 0 | SWHC005-03, SWHC020-03 | Com Chillers - Marine ¦ SCE ¦ Marine | Com Chillers - Marine | 2.5246 | 1 | 0.045813 | PGT - Navigant 2015 | 0 | 2032 | 0.6 | SWHC005-03, SWHC020-03
COM-HVAC-36.42 | Com ¦ Efficient Chiller - Marine ¦ SCE ¦ Marine | Com ¦ Efficient Chiller - Marine | SCE ¦ Marine | SCE | All | Electric | Code Water Cooled Centrifugal Chiller, Water Cooled Screw Chiller, and Air Cooled Screw Chiller | Efficient |  |  | 0 | Conventional | HVAC | Com - Office (Small) | Com | ROB and NEW | 0 | 1000 sqft2 of floor space | Cap-Tons | 20 | DEER:HVAC_Chillers | 0 | 0 | 0 | SWHC005-03, SWHC020-03 | 794.8996 | 2022 | 0 | 2022 | 0 | 0 | SWHC005-03, SWHC020-03 | Com Chillers - Marine ¦ SCE ¦ Marine | Com Chillers - Marine | 3.014 | 1 | 0.034486 | PGT - Navigant 2015 | 0 | 2032 | 0.6 | SWHC005-03, SWHC020-03
COM-HVAC-36.43 | Com ¦ Efficient Chiller - Marine ¦ SCE ¦ Marine | Com ¦ Efficient Chiller - Marine | SCE ¦ Marine | SCE | All | Electric | Code Water Cooled Centrifugal Chiller, Water Cooled Screw Chiller, and Air Cooled Screw Chiller | Efficient |  |  | 0 | Conventional | HVAC | Com - Other | Com | ROB and NEW | 0 | 1000 sqft2 of floor space | Cap-Tons | 20 | DEER:HVAC_Chillers | 0 | 0 | 0 | SWHC005-03, SWHC020-03 | 794.8996 | 2022 | 0 | 2022 | 0 | 0 | SWHC005-03, SWHC020-03 | Com Chillers - Marine ¦ SCE ¦ Marine | Com Chillers - Marine | 0 | 1 | 0 | PGT - Navigant 2015 | 0 | 2032 | 0.6 | SWHC005-03, SWHC020-03
COM-HVAC-36.44 | Com ¦ Efficient Chiller - Marine ¦ SCE ¦ Marine | Com ¦ Efficient Chiller - Marine | SCE ¦ Marine | SCE | All | Electric | Code Water Cooled Centrifugal Chiller, Water Cooled Screw Chiller, and Air Cooled Screw Chiller | Efficient |  |  | 0 | Conventional | HVAC | Com - Refrig. Warehouse | Com | ROB and NEW | 0 | 1000 sqft2 of floor space | Cap-Tons | 20 | DEER:HVAC_Chillers | 0 | 0 | 0 | SWHC005-03, SWHC020-03 | 794.8996 | 2022 | 0 | 2022 | 0 | 0 | SWHC005-03, SWHC020-03 | Com Chillers - Marine ¦ SCE ¦ Marine | Com Chillers - Marine | 0 | 1 | 0 | PGT - Navigant 2015 | 0 | 2032 | 0.6 | SWHC005-03, SWHC020-03
COM-HVAC-36.45 | Com ¦ Efficient Chiller - Marine ¦ SCE ¦ Marine | Com ¦ Efficient Chiller - Marine | SCE ¦ Marine | SCE | All | Electric | Code Water Cooled Centrifugal Chiller, Water Cooled Screw Chiller, and Air Cooled Screw Chiller | Efficient |  |  | 0 | Conventional | HVAC | Com - Restaurant | Com | ROB and NEW | 0 | 1000 sqft2 of floor space | Cap-Tons | 20 | DEER:HVAC_Chillers | 0 | 0 | 0 | SWHC005-03, SWHC020-03 | 794.8996 | 2022 | 0 | 2022 | 0 | 0 | SWHC005-03, SWHC020-03 | Com Chillers - Marine ¦ SCE ¦ Marine | Com Chillers - Marine | 0 | 1 | 0 | PGT - Navigant 2015 | 0 | 2032 | 0.6 | SWHC005-03, SWHC020-03
COM-HVAC-36.46 | Com ¦ Efficient Chiller - Marine ¦ SCE ¦ Marine | Com ¦ Efficient Chiller - Marine | SCE ¦ Marine | SCE | All | Electric | Code Water Cooled Centrifugal Chiller, Water Cooled Screw Chiller, and Air Cooled Screw Chiller | Efficient |  |  | 0 | Conventional | HVAC | Com - Retail | Com | ROB and NEW | 0 | 1000 sqft2 of floor space | Cap-Tons | 20 | DEER:HVAC_Chillers | 0 | 0 | 0 | SWHC005-03, SWHC020-03 | 794.8996 | 2022 | 0 | 2022 | 0 | 0 | SWHC005-03, SWHC020-03 | Com Chillers - Marine ¦ SCE ¦ Marine | Com Chillers - Marine | 1.5548 | 1 | 0.089077 | PGT - Navigant 2015 | 0 | 2032 | 0.6 | SWHC005-03, SWHC020-03
COM-HVAC-36.47 | Com ¦ Efficient Chiller - Marine ¦ SCE ¦ Marine | Com ¦ Efficient Chiller - Marine | SCE ¦ Marine | SCE | All | Electric | Code Water Cooled Centrifugal Chiller, Water Cooled Screw Chiller, and Air Cooled Screw Chiller | Efficient |  |  | 0 | Conventional | HVAC | Com - School | Com | ROB and NEW | 0 | 1000 sqft2 of floor space | Cap-Tons | 20 | DEER:HVAC_Chillers | 0 | 0 | 0 | SWHC005-03, SWHC020-03 | 794.8996 | 2022 | 0 | 2022 | 0 | 0 | SWHC005-03, SWHC020-03 | Com Chillers - Marine ¦ SCE ¦ Marine | Com Chillers - Marine | 2.9012 | 1 | 0.041616 | PGT - Navigant 2015 | 0 | 2032 | 0.6 | SWHC005-03, SWHC020-03
COM-HVAC-36.48 | Com ¦ Efficient Chiller - Marine ¦ SCE ¦ Marine | Com ¦ Efficient Chiller - Marine | SCE ¦ Marine | SCE | All | Electric | Code Water Cooled Centrifugal Chiller, Water Cooled Screw Chiller, and Air Cooled Screw Chiller | Efficient |  |  | 0 | Conventional | HVAC | Com - Warehouse | Com | ROB and NEW | 0 | 1000 sqft2 of floor space | Cap-Tons | 20 | DEER:HVAC_Chillers | 0 | 0 | 0 | SWHC005-03, SWHC020-03 | 794.8996 | 2022 | 0 | 2022 | 0 | 0 | SWHC005-03, SWHC020-03 | Com Chillers - Marine ¦ SCE ¦ Marine | Com Chillers - Marine | 0 | 1 | 0 | PGT - Navigant 2015 | 0 | 2032 | 0.6 | SWHC005-03, SWHC020-03
COM-HVAC-36.49 | Com ¦ Efficient Chiller - Hot-Dry ¦ SCE ¦ Hot-Dry | Com ¦ Efficient Chiller - Hot-Dry | SCE ¦ Hot-Dry | SCE | All | Electric | Code Water Cooled Centrifugal Chiller, Water Cooled Screw Chiller, and Air Cooled Screw Chiller | Efficient |  |  | 0 | Conventional | HVAC | Com - College | Com | ROB and NEW | 0 | 1000 sqft2 of floor space | Cap-Tons | 20 | DEER:HVAC_Chillers | 0 | 0 | 0 | SWHC005-03, SWHC020-03 | 794.8996 | 2022 | 0 | 2022 | 0 | 0 | SWHC005-03, SWHC020-03 | Com Chillers - Hot-Dry ¦ SCE ¦ Hot-Dry | Com Chillers - Hot-Dry | 2.3225 | 1 | 0.052162 | PGT - Navigant 2015 | 0 | 2032 | 0.6 | SWHC005-03, SWHC020-03
COM-HVAC-36.50 | Com ¦ Efficient Chiller - Hot-Dry ¦ SCE ¦ Hot-Dry | Com ¦ Efficient Chiller - Hot-Dry | SCE ¦ Hot-Dry | SCE | All | Electric | Code Water Cooled Centrifugal Chiller, Water Cooled Screw Chiller, and Air Cooled Screw Chiller | Efficient |  |  | 0 | Conventional | HVAC | Com - Grocery | Com | ROB and NEW | 0 | 1000 sqft2 of floor space | Cap-Tons | 20 | DEER:HVAC_Chillers | 0 | 0 | 0 | SWHC005-03, SWHC020-03 | 794.8996 | 2022 | 0 | 2022 | 0 | 0 | SWHC005-03, SWHC020-03 | Com Chillers - Hot-Dry ¦ SCE ¦ Hot-Dry | Com Chillers - Hot-Dry | 0 | 1 | 0 | PGT - Navigant 2015 | 0 | 2032 | 0.6 | SWHC005-03, SWHC020-03
COM-HVAC-36.51 | Com ¦ Efficient Chiller - Hot-Dry ¦ SCE ¦ Hot-Dry | Com ¦ Efficient Chiller - Hot-Dry | SCE ¦ Hot-Dry | SCE | All | Electric | Code Water Cooled Centrifugal Chiller, Water Cooled Screw Chiller, and Air Cooled Screw Chiller | Efficient |  |  | 0 | Conventional | HVAC | Com - Health | Com | ROB and NEW | 0 | 1000 sqft2 of floor space | Cap-Tons | 20 | DEER:HVAC_Chillers | 0 | 0 | 0 | SWHC005-03, SWHC020-03 | 794.8996 | 2022 | 0 | 2022 | 0 | 0 | SWHC005-03, SWHC020-03 | Com Chillers - Hot-Dry ¦ SCE ¦ Hot-Dry | Com Chillers - Hot-Dry | 2.2462 | 1 | 0.05299 | PGT - Navigant 2015 | 0 | 2032 | 0.6 | SWHC005-03, SWHC020-03
COM-HVAC-36.52 | Com ¦ Efficient Chiller - Hot-Dry ¦ SCE ¦ Hot-Dry | Com ¦ Efficient Chiller - Hot-Dry | SCE ¦ Hot-Dry | SCE | All | Electric | Code Water Cooled Centrifugal Chiller, Water Cooled Screw Chiller, and Air Cooled Screw Chiller | Efficient |  |  | 0 | Conventional | HVAC | Com - Lodging | Com | ROB and NEW | 0 | 1000 sqft2 of floor space | Cap-Tons | 20 | DEER:HVAC_Chillers | 0 | 0 | 0 | SWHC005-03, SWHC020-03 | 794.8996 | 2022 | 0 | 2022 | 0 | 0 | SWHC005-03, SWHC020-03 | Com Chillers - Hot-Dry ¦ SCE ¦ Hot-Dry | Com Chillers - Hot-Dry | 1.6088 | 1 | 0.069477 | PGT - Navigant 2015 | 0 | 2032 | 0.6 | SWHC005-03, SWHC020-03
COM-HVAC-36.53 | Com ¦ Efficient Chiller - Hot-Dry ¦ SCE ¦ Hot-Dry | Com ¦ Efficient Chiller - Hot-Dry | SCE ¦ Hot-Dry | SCE | All | Electric | Code Water Cooled Centrifugal Chiller, Water Cooled Screw Chiller, and Air Cooled Screw Chiller | Efficient |  |  | 0 | Conventional | HVAC | Com - Office (Large) | Com | ROB and NEW | 0 | 1000 sqft2 of floor space | Cap-Tons | 20 | DEER:HVAC_Chillers | 0 | 0 | 0 | SWHC005-03, SWHC020-03 | 794.8996 | 2022 | 0 | 2022 | 0 | 0 | SWHC005-03, SWHC020-03 | Com Chillers - Hot-Dry ¦ SCE ¦ Hot-Dry | Com Chillers - Hot-Dry | 2.5246 | 1 | 0.045813 | PGT - Navigant 2015 | 0 | 2032 | 0.6 | SWHC005-03, SWHC020-03
COM-HVAC-36.54 | Com ¦ Efficient Chiller - Hot-Dry ¦ SCE ¦ Hot-Dry | Com ¦ Efficient Chiller - Hot-Dry | SCE ¦ Hot-Dry | SCE | All | Electric | Code Water Cooled Centrifugal Chiller, Water Cooled Screw Chiller, and Air Cooled Screw Chiller | Efficient |  |  | 0 | Conventional | HVAC | Com - Office (Small) | Com | ROB and NEW | 0 | 1000 sqft2 of floor space | Cap-Tons | 20 | DEER:HVAC_Chillers | 0 | 0 | 0 | SWHC005-03, SWHC020-03 | 794.8996 | 2022 | 0 | 2022 | 0 | 0 | SWHC005-03, SWHC020-03 | Com Chillers - Hot-Dry ¦ SCE ¦ Hot-Dry | Com Chillers - Hot-Dry | 3.014 | 1 | 0.034486 | PGT - Navigant 2015 | 0 | 2032 | 0.6 | SWHC005-03, SWHC020-03
COM-HVAC-36.55 | Com ¦ Efficient Chiller - Hot-Dry ¦ SCE ¦ Hot-Dry | Com ¦ Efficient Chiller - Hot-Dry | SCE ¦ Hot-Dry | SCE | All | Electric | Code Water Cooled Centrifugal Chiller, Water Cooled Screw Chiller, and Air Cooled Screw Chiller | Efficient |  |  | 0 | Conventional | HVAC | Com - Other | Com | ROB and NEW | 0 | 1000 sqft2 of floor space | Cap-Tons | 20 | DEER:HVAC_Chillers | 0 | 0 | 0 | SWHC005-03, SWHC020-03 | 794.8996 | 2022 | 0 | 2022 | 0 | 0 | SWHC005-03, SWHC020-03 | Com Chillers - Hot-Dry ¦ SCE ¦ Hot-Dry | Com Chillers - Hot-Dry | 0 | 1 | 0 | PGT - Navigant 2015 | 0 | 2032 | 0.6 | SWHC005-03, SWHC020-03
COM-HVAC-36.56 | Com ¦ Efficient Chiller - Hot-Dry ¦ SCE ¦ Hot-Dry | Com ¦ Efficient Chiller - Hot-Dry | SCE ¦ Hot-Dry | SCE | All | Electric | Code Water Cooled Centrifugal Chiller, Water Cooled Screw Chiller, and Air Cooled Screw Chiller | Efficient |  |  | 0 | Conventional | HVAC | Com - Refrig. Warehouse | Com | ROB and NEW | 0 | 1000 sqft2 of floor space | Cap-Tons | 20 | DEER:HVAC_Chillers | 0 | 0 | 0 | SWHC005-03, SWHC020-03 | 794.8996 | 2022 | 0 | 2022 | 0 | 0 | SWHC005-03, SWHC020-03 | Com Chillers - Hot-Dry ¦ SCE ¦ Hot-Dry | Com Chillers - Hot-Dry | 0 | 1 | 0 | PGT - Navigant 2015 | 0 | 2032 | 0.6 | SWHC005-03, SWHC020-03
COM-HVAC-36.57 | Com ¦ Efficient Chiller - Hot-Dry ¦ SCE ¦ Hot-Dry | Com ¦ Efficient Chiller - Hot-Dry | SCE ¦ Hot-Dry | SCE | All | Electric | Code Water Cooled Centrifugal Chiller, Water Cooled Screw Chiller, and Air Cooled Screw Chiller | Efficient |  |  | 0 | Conventional | HVAC | Com - Restaurant | Com | ROB and NEW | 0 | 1000 sqft2 of floor space | Cap-Tons | 20 | DEER:HVAC_Chillers | 0 | 0 | 0 | SWHC005-03, SWHC020-03 | 794.8996 | 2022 | 0 | 2022 | 0 | 0 | SWHC005-03, SWHC020-03 | Com Chillers - Hot-Dry ¦ SCE ¦ Hot-Dry | Com Chillers - Hot-Dry | 0 | 1 | 0 | PGT - Navigant 2015 | 0 | 2032 | 0.6 | SWHC005-03, SWHC020-03
COM-HVAC-36.58 | Com ¦ Efficient Chiller - Hot-Dry ¦ SCE ¦ Hot-Dry | Com ¦ Efficient Chiller - Hot-Dry | SCE ¦ Hot-Dry | SCE | All | Electric | Code Water Cooled Centrifugal Chiller, Water Cooled Screw Chiller, and Air Cooled Screw Chiller | Efficient |  |  | 0 | Conventional | HVAC | Com - Retail | Com | ROB and NEW | 0 | 1000 sqft2 of floor space | Cap-Tons | 20 | DEER:HVAC_Chillers | 0 | 0 | 0 | SWHC005-03, SWHC020-03 | 794.8996 | 2022 | 0 | 2022 | 0 | 0 | SWHC005-03, SWHC020-03 | Com Chillers - Hot-Dry ¦ SCE ¦ Hot-Dry | Com Chillers - Hot-Dry | 1.5548 | 1 | 0.089077 | PGT - Navigant 2015 | 0 | 2032 | 0.6 | SWHC005-03, SWHC020-03
COM-HVAC-36.59 | Com ¦ Efficient Chiller - Hot-Dry ¦ SCE ¦ Hot-Dry | Com ¦ Efficient Chiller - Hot-Dry | SCE ¦ Hot-Dry | SCE | All | Electric | Code Water Cooled Centrifugal Chiller, Water Cooled Screw Chiller, and Air Cooled Screw Chiller | Efficient |  |  | 0 | Conventional | HVAC | Com - School | Com | ROB and NEW | 0 | 1000 sqft2 of floor space | Cap-Tons | 20 | DEER:HVAC_Chillers | 0 | 0 | 0 | SWHC005-03, SWHC020-03 | 794.8996 | 2022 | 0 | 2022 | 0 | 0 | SWHC005-03, SWHC020-03 | Com Chillers - Hot-Dry ¦ SCE ¦ Hot-Dry | Com Chillers - Hot-Dry | 2.9012 | 1 | 0.041616 | PGT - Navigant 2015 | 0 | 2032 | 0.6 | SWHC005-03, SWHC020-03
COM-HVAC-36.60 | Com ¦ Efficient Chiller - Hot-Dry ¦ SCE ¦ Hot-Dry | Com ¦ Efficient Chiller - Hot-Dry | SCE ¦ Hot-Dry | SCE | All | Electric | Code Water Cooled Centrifugal Chiller, Water Cooled Screw Chiller, and Air Cooled Screw Chiller | Efficient |  |  | 0 | Conventional | HVAC | Com - Warehouse | Com | ROB and NEW | 0 | 1000 sqft2 of floor space | Cap-Tons | 20 | DEER:HVAC_Chillers | 0 | 0 | 0 | SWHC005-03, SWHC020-03 | 794.8996 | 2022 | 0 | 2022 | 0 | 0 | SWHC005-03, SWHC020-03 | Com Chillers - Hot-Dry ¦ SCE ¦ Hot-Dry | Com Chillers - Hot-Dry | 0 | 1 | 0 | PGT - Navigant 2015 | 0 | 2032 | 0.6 | SWHC005-03, SWHC020-03
COM-HVAC-36.61 | Com ¦ Efficient Chiller - Cold ¦ SCE ¦ Cold | Com ¦ Efficient Chiller - Cold | SCE ¦ Cold | SCE | All | Electric | Code Water Cooled Centrifugal Chiller, Water Cooled Screw Chiller, and Air Cooled Screw Chiller | Efficient |  |  | 0 | Conventional | HVAC | Com - College | Com | ROB and NEW | 0 | 1000 sqft2 of floor space | Cap-Tons | 20 | DEER:HVAC_Chillers | 0 | 0 | 0 | SWHC005-03, SWHC020-03 | 794.8996 | 2022 | 0 | 2022 | 0 | 0 | SWHC005-03, SWHC020-03 | Com Chillers - Cold ¦ SCE ¦ Cold | Com Chillers - Cold | 2.3225 | 1 | 0.052162 | PGT - Navigant 2015 | 0 | 2032 | 0.6 | SWHC005-03, SWHC020-03
COM-HVAC-36.62 | Com ¦ Efficient Chiller - Cold ¦ SCE ¦ Cold | Com ¦ Efficient Chiller - Cold | SCE ¦ Cold | SCE | All | Electric | Code Water Cooled Centrifugal Chiller, Water Cooled Screw Chiller, and Air Cooled Screw Chiller | Efficient |  |  | 0 | Conventional | HVAC | Com - Grocery | Com | ROB and NEW | 0 | 1000 sqft2 of floor space | Cap-Tons | 20 | DEER:HVAC_Chillers | 0 | 0 | 0 | SWHC005-03, SWHC020-03 | 794.8996 | 2022 | 0 | 2022 | 0 | 0 | SWHC005-03, SWHC020-03 | Com Chillers - Cold ¦ SCE ¦ Cold | Com Chillers - Cold | 0 | 1 | 0 | PGT - Navigant 2015 | 0 | 2032 | 0.6 | SWHC005-03, SWHC020-03
COM-HVAC-36.63 | Com ¦ Efficient Chiller - Cold ¦ SCE ¦ Cold | Com ¦ Efficient Chiller - Cold | SCE ¦ Cold | SCE | All | Electric | Code Water Cooled Centrifugal Chiller, Water Cooled Screw Chiller, and Air Cooled Screw Chiller | Efficient |  |  | 0 | Conventional | HVAC | Com - Health | Com | ROB and NEW | 0 | 1000 sqft2 of floor space | Cap-Tons | 20 | DEER:HVAC_Chillers | 0 | 0 | 0 | SWHC005-03, SWHC020-03 | 794.8996 | 2022 | 0 | 2022 | 0 | 0 | SWHC005-03, SWHC020-03 | Com Chillers - Cold ¦ SCE ¦ Cold | Com Chillers - Cold | 2.2462 | 1 | 0.05299 | PGT - Navigant 2015 | 0 | 2032 | 0.6 | SWHC005-03, SWHC020-03
COM-HVAC-36.64 | Com ¦ Efficient Chiller - Cold ¦ SCE ¦ Cold | Com ¦ Efficient Chiller - Cold | SCE ¦ Cold | SCE | All | Electric | Code Water Cooled Centrifugal Chiller, Water Cooled Screw Chiller, and Air Cooled Screw Chiller | Efficient |  |  | 0 | Conventional | HVAC | Com - Lodging | Com | ROB and NEW | 0 | 1000 sqft2 of floor space | Cap-Tons | 20 | DEER:HVAC_Chillers | 0 | 0 | 0 | SWHC005-03, SWHC020-03 | 794.8996 | 2022 | 0 | 2022 | 0 | 0 | SWHC005-03, SWHC020-03 | Com Chillers - Cold ¦ SCE ¦ Cold | Com Chillers - Cold | 1.6088 | 1 | 0.069477 | PGT - Navigant 2015 | 0 | 2032 | 0.6 | SWHC005-03, SWHC020-03
COM-HVAC-36.65 | Com ¦ Efficient Chiller - Cold ¦ SCE ¦ Cold | Com ¦ Efficient Chiller - Cold | SCE ¦ Cold | SCE | All | Electric | Code Water Cooled Centrifugal Chiller, Water Cooled Screw Chiller, and Air Cooled Screw Chiller | Efficient |  |  | 0 | Conventional | HVAC | Com - Office (Large) | Com | ROB and NEW | 0 | 1000 sqft2 of floor space | Cap-Tons | 20 | DEER:HVAC_Chillers | 0 | 0 | 0 | SWHC005-03, SWHC020-03 | 794.8996 | 2022 | 0 | 2022 | 0 | 0 | SWHC005-03, SWHC020-03 | Com Chillers - Cold ¦ SCE ¦ Cold | Com Chillers - Cold | 2.5246 | 1 | 0.045813 | PGT - Navigant 2015 | 0 | 2032 | 0.6 | SWHC005-03, SWHC020-03
COM-HVAC-36.66 | Com ¦ Efficient Chiller - Cold ¦ SCE ¦ Cold | Com ¦ Efficient Chiller - Cold | SCE ¦ Cold | SCE | All | Electric | Code Water Cooled Centrifugal Chiller, Water Cooled Screw Chiller, and Air Cooled Screw Chiller | Efficient |  |  | 0 | Conventional | HVAC | Com - Office (Small) | Com | ROB and NEW | 0 | 1000 sqft2 of floor space | Cap-Tons | 20 | DEER:HVAC_Chillers | 0 | 0 | 0 | SWHC005-03, SWHC020-03 | 794.8996 | 2022 | 0 | 2022 | 0 | 0 | SWHC005-03, SWHC020-03 | Com Chillers - Cold ¦ SCE ¦ Cold | Com Chillers - Cold | 3.014 | 1 | 0.034486 | PGT - Navigant 2015 | 0 | 2032 | 0.6 | SWHC005-03, SWHC020-03
COM-HVAC-36.67 | Com ¦ Efficient Chiller - Cold ¦ SCE ¦ Cold | Com ¦ Efficient Chiller - Cold | SCE ¦ Cold | SCE | All | Electric | Code Water Cooled Centrifugal Chiller, Water Cooled Screw Chiller, and Air Cooled Screw Chiller | Efficient |  |  | 0 | Conventional | HVAC | Com - Other | Com | ROB and NEW | 0 | 1000 sqft2 of floor space | Cap-Tons | 20 | DEER:HVAC_Chillers | 0 | 0 | 0 | SWHC005-03, SWHC020-03 | 794.8996 | 2022 | 0 | 2022 | 0 | 0 | SWHC005-03, SWHC020-03 | Com Chillers - Cold ¦ SCE ¦ Cold | Com Chillers - Cold | 0 | 1 | 0 | PGT - Navigant 2015 | 0 | 2032 | 0.6 | SWHC005-03, SWHC020-03
COM-HVAC-36.68 | Com ¦ Efficient Chiller - Cold ¦ SCE ¦ Cold | Com ¦ Efficient Chiller - Cold | SCE ¦ Cold | SCE | All | Electric | Code Water Cooled Centrifugal Chiller, Water Cooled Screw Chiller, and Air Cooled Screw Chiller | Efficient |  |  | 0 | Conventional | HVAC | Com - Refrig. Warehouse | Com | ROB and NEW | 0 | 1000 sqft2 of floor space | Cap-Tons | 20 | DEER:HVAC_Chillers | 0 | 0 | 0 | SWHC005-03, SWHC020-03 | 794.8996 | 2022 | 0 | 2022 | 0 | 0 | SWHC005-03, SWHC020-03 | Com Chillers - Cold ¦ SCE ¦ Cold | Com Chillers - Cold | 0 | 1 | 0 | PGT - Navigant 2015 | 0 | 2032 | 0.6 | SWHC005-03, SWHC020-03
COM-HVAC-36.69 | Com ¦ Efficient Chiller - Cold ¦ SCE ¦ Cold | Com ¦ Efficient Chiller - Cold | SCE ¦ Cold | SCE | All | Electric | Code Water Cooled Centrifugal Chiller, Water Cooled Screw Chiller, and Air Cooled Screw Chiller | Efficient |  |  | 0 | Conventional | HVAC | Com - Restaurant | Com | ROB and NEW | 0 | 1000 sqft2 of floor space | Cap-Tons | 20 | DEER:HVAC_Chillers | 0 | 0 | 0 | SWHC005-03, SWHC020-03 | 794.8996 | 2022 | 0 | 2022 | 0 | 0 | SWHC005-03, SWHC020-03 | Com Chillers - Cold ¦ SCE ¦ Cold | Com Chillers - Cold | 0 | 1 | 0 | PGT - Navigant 2015 | 0 | 2032 | 0.6 | SWHC005-03, SWHC020-03
COM-HVAC-36.70 | Com ¦ Efficient Chiller - Cold ¦ SCE ¦ Cold | Com ¦ Efficient Chiller - Cold | SCE ¦ Cold | SCE | All | Electric | Code Water Cooled Centrifugal Chiller, Water Cooled Screw Chiller, and Air Cooled Screw Chiller | Efficient |  |  | 0 | Conventional | HVAC | Com - Retail | Com | ROB and NEW | 0 | 1000 sqft2 of floor space | Cap-Tons | 20 | DEER:HVAC_Chillers | 0 | 0 | 0 | SWHC005-03, SWHC020-03 | 794.8996 | 2022 | 0 | 2022 | 0 | 0 | SWHC005-03, SWHC020-03 | Com Chillers - Cold ¦ SCE ¦ Cold | Com Chillers - Cold | 1.5548 | 1 | 0.089077 | PGT - Navigant 2015 | 0 | 2032 | 0.6 | SWHC005-03, SWHC020-03
COM-HVAC-36.71 | Com ¦ Efficient Chiller - Cold ¦ SCE ¦ Cold | Com ¦ Efficient Chiller - Cold | SCE ¦ Cold | SCE | All | Electric | Code Water Cooled Centrifugal Chiller, Water Cooled Screw Chiller, and Air Cooled Screw Chiller | Efficient |  |  | 0 | Conventional | HVAC | Com - School | Com | ROB and NEW | 0 | 1000 sqft2 of floor space | Cap-Tons | 20 | DEER:HVAC_Chillers | 0 | 0 | 0 | SWHC005-03, SWHC020-03 | 794.8996 | 2022 | 0 | 2022 | 0 | 0 | SWHC005-03, SWHC020-03 | Com Chillers - Cold ¦ SCE ¦ Cold | Com Chillers - Cold | 2.9012 | 1 | 0.041616 | PGT - Navigant 2015 | 0 | 2032 | 0.6 | SWHC005-03, SWHC020-03
COM-HVAC-36.72 | Com ¦ Efficient Chiller - Cold ¦ SCE ¦ Cold | Com ¦ Efficient Chiller - Cold | SCE ¦ Cold | SCE | All | Electric | Code Water Cooled Centrifugal Chiller, Water Cooled Screw Chiller, and Air Cooled Screw Chiller | Efficient |  |  | 0 | Conventional | HVAC | Com - Warehouse | Com | ROB and NEW | 0 | 1000 sqft2 of floor space | Cap-Tons | 20 | DEER:HVAC_Chillers | 0 | 0 | 0 | SWHC005-03, SWHC020-03 | 794.8996 | 2022 | 0 | 2022 | 0 | 0 | SWHC005-03, SWHC020-03 | Com Chillers - Cold ¦ SCE ¦ Cold | Com Chillers - Cold | 0 | 1 | 0 | PGT - Navigant 2015 | 0 | 2032 | 0.6 | SWHC005-03, SWHC020-03
COM-HVAC-36.73 | Com ¦ Efficient Chiller - Marine ¦ SDG&E ¦ Marine | Com ¦ Efficient Chiller - Marine | SDG&E ¦ Marine | SDG&E | All | Electric | Code Water Cooled Centrifugal Chiller, Water Cooled Screw Chiller, and Air Cooled Screw Chiller | Efficient |  |  | 0 | Conventional | HVAC | Com - College | Com | ROB and NEW | 0 | 1000 sqft2 of floor space | Cap-Tons | 20 | DEER:HVAC_Chillers | 0 | 0 | 0 | SWHC005-03, SWHC020-03 | 794.8996 | 2022 | 0 | 2022 | 0 | 0 | SWHC005-03, SWHC020-03 | Com Chillers - Marine ¦ SDG&E ¦ Marine | Com Chillers - Marine | 3.0779 | 1 | 0.029776 | PGT - Navigant 2015 | 0 | 2032 | 0.6 | SWHC005-03, SWHC020-03
COM-HVAC-36.74 | Com ¦ Efficient Chiller - Marine ¦ SDG&E ¦ Marine | Com ¦ Efficient Chiller - Marine | SDG&E ¦ Marine | SDG&E | All | Electric | Code Water Cooled Centrifugal Chiller, Water Cooled Screw Chiller, and Air Cooled Screw Chiller | Efficient |  |  | 0 | Conventional | HVAC | Com - Grocery | Com | ROB and NEW | 0 | 1000 sqft2 of floor space | Cap-Tons | 20 | DEER:HVAC_Chillers | 0 | 0 | 0 | SWHC005-03, SWHC020-03 | 794.8996 | 2022 | 0 | 2022 | 0 | 0 | SWHC005-03, SWHC020-03 | Com Chillers - Marine ¦ SDG&E ¦ Marine | Com Chillers - Marine | 0 | 1 | 0 | PGT - Navigant 2015 | 0 | 2032 | 0.6 | SWHC005-03, SWHC020-03
COM-HVAC-36.75 | Com ¦ Efficient Chiller - Marine ¦ SDG&E ¦ Marine | Com ¦ Efficient Chiller - Marine | SDG&E ¦ Marine | SDG&E | All | Electric | Code Water Cooled Centrifugal Chiller, Water Cooled Screw Chiller, and Air Cooled Screw Chiller | Efficient |  |  | 0 | Conventional | HVAC | Com - Health | Com | ROB and NEW | 0 | 1000 sqft2 of floor space | Cap-Tons | 20 | DEER:HVAC_Chillers | 0 | 0 | 0 | SWHC005-03, SWHC020-03 | 794.8996 | 2022 | 0 | 2022 | 0 | 0 | SWHC005-03, SWHC020-03 | Com Chillers - Marine ¦ SDG&E ¦ Marine | Com Chillers - Marine | 2.8959 | 1 | 0.031682 | PGT - Navigant 2015 | 0 | 2032 | 0.6 | SWHC005-03, SWHC020-03
COM-HVAC-36.76 | Com ¦ Efficient Chiller - Marine ¦ SDG&E ¦ Marine | Com ¦ Efficient Chiller - Marine | SDG&E ¦ Marine | SDG&E | All | Electric | Code Water Cooled Centrifugal Chiller, Water Cooled Screw Chiller, and Air Cooled Screw Chiller | Efficient |  |  | 0 | Conventional | HVAC | Com - Lodging | Com | ROB and NEW | 0 | 1000 sqft2 of floor space | Cap-Tons | 20 | DEER:HVAC_Chillers | 0 | 0 | 0 | SWHC005-03, SWHC020-03 | 794.8996 | 2022 | 0 | 2022 | 0 | 0 | SWHC005-03, SWHC020-03 | Com Chillers - Marine ¦ SDG&E ¦ Marine | Com Chillers - Marine | 1.6554 | 1 | 0.06574 | PGT - Navigant 2015 | 0 | 2032 | 0.6 | SWHC005-03, SWHC020-03
COM-HVAC-36.77 | Com ¦ Efficient Chiller - Marine ¦ SDG&E ¦ Marine | Com ¦ Efficient Chiller - Marine | SDG&E ¦ Marine | SDG&E | All | Electric | Code Water Cooled Centrifugal Chiller, Water Cooled Screw Chiller, and Air Cooled Screw Chiller | Efficient |  |  | 0 | Conventional | HVAC | Com - Office (Large) | Com | ROB and NEW | 0 | 1000 sqft2 of floor space | Cap-Tons | 20 | DEER:HVAC_Chillers | 0 | 0 | 0 | SWHC005-03, SWHC020-03 | 794.8996 | 2022 | 0 | 2022 | 0 | 0 | SWHC005-03, SWHC020-03 | Com Chillers - Marine ¦ SDG&E ¦ Marine | Com Chillers - Marine | 2.9103 | 1 | 0.034473 | PGT - Navigant 2015 | 0 | 2032 | 0.6 | SWHC005-03, SWHC020-03
COM-HVAC-36.78 | Com ¦ Efficient Chiller - Marine ¦ SDG&E ¦ Marine | Com ¦ Efficient Chiller - Marine | SDG&E ¦ Marine | SDG&E | All | Electric | Code Water Cooled Centrifugal Chiller, Water Cooled Screw Chiller, and Air Cooled Screw Chiller | Efficient |  |  | 0 | Conventional | HVAC | Com - Office (Small) | Com | ROB and NEW | 0 | 1000 sqft2 of floor space | Cap-Tons | 20 | DEER:HVAC_Chillers | 0 | 0 | 0 | SWHC005-03, SWHC020-03 | 794.8996 | 2022 | 0 | 2022 | 0 | 0 | SWHC005-03, SWHC020-03 | Com Chillers - Marine ¦ SDG&E ¦ Marine | Com Chillers - Marine | 3.5852 | 1 | 0.024373 | PGT - Navigant 2015 | 0 | 2032 | 0.6 | SWHC005-03, SWHC020-03
COM-HVAC-36.79 | Com ¦ Efficient Chiller - Marine ¦ SDG&E ¦ Marine | Com ¦ Efficient Chiller - Marine | SDG&E ¦ Marine | SDG&E | All | Electric | Code Water Cooled Centrifugal Chiller, Water Cooled Screw Chiller, and Air Cooled Screw Chiller | Efficient |  |  | 0 | Conventional | HVAC | Com - Other | Com | ROB and NEW | 0 | 1000 sqft2 of floor space | Cap-Tons | 20 | DEER:HVAC_Chillers | 0 | 0 | 0 | SWHC005-03, SWHC020-03 | 794.8996 | 2022 | 0 | 2022 | 0 | 0 | SWHC005-03, SWHC020-03 | Com Chillers - Marine ¦ SDG&E ¦ Marine | Com Chillers - Marine | 0 | 1 | 0 | PGT - Navigant 2015 | 0 | 2032 | 0.6 | SWHC005-03, SWHC020-03
COM-HVAC-36.80 | Com ¦ Efficient Chiller - Marine ¦ SDG&E ¦ Marine | Com ¦ Efficient Chiller - Marine | SDG&E ¦ Marine | SDG&E | All | Electric | Code Water Cooled Centrifugal Chiller, Water Cooled Screw Chiller, and Air Cooled Screw Chiller | Efficient |  |  | 0 | Conventional | HVAC | Com - Refrig. Warehouse | Com | ROB and NEW | 0 | 1000 sqft2 of floor space | Cap-Tons | 20 | DEER:HVAC_Chillers | 0 | 0 | 0 | SWHC005-03, SWHC020-03 | 794.8996 | 2022 | 0 | 2022 | 0 | 0 | SWHC005-03, SWHC020-03 | Com Chillers - Marine ¦ SDG&E ¦ Marine | Com Chillers - Marine | 0 | 1 | 0 | PGT - Navigant 2015 | 0 | 2032 | 0.6 | SWHC005-03, SWHC020-03
COM-HVAC-36.81 | Com ¦ Efficient Chiller - Marine ¦ SDG&E ¦ Marine | Com ¦ Efficient Chiller - Marine | SDG&E ¦ Marine | SDG&E | All | Electric | Code Water Cooled Centrifugal Chiller, Water Cooled Screw Chiller, and Air Cooled Screw Chiller | Efficient |  |  | 0 | Conventional | HVAC | Com - Restaurant | Com | ROB and NEW | 0 | 1000 sqft2 of floor space | Cap-Tons | 20 | DEER:HVAC_Chillers | 0 | 0 | 0 | SWHC005-03, SWHC020-03 | 794.8996 | 2022 | 0 | 2022 | 0 | 0 | SWHC005-03, SWHC020-03 | Com Chillers - Marine ¦ SDG&E ¦ Marine | Com Chillers - Marine | 0 | 1 | 0 | PGT - Navigant 2015 | 0 | 2032 | 0.6 | SWHC005-03, SWHC020-03
COM-HVAC-36.82 | Com ¦ Efficient Chiller - Marine ¦ SDG&E ¦ Marine | Com ¦ Efficient Chiller - Marine | SDG&E ¦ Marine | SDG&E | All | Electric | Code Water Cooled Centrifugal Chiller, Water Cooled Screw Chiller, and Air Cooled Screw Chiller | Efficient |  |  | 0 | Conventional | HVAC | Com - Retail | Com | ROB and NEW | 0 | 1000 sqft2 of floor space | Cap-Tons | 20 | DEER:HVAC_Chillers | 0 | 0 | 0 | SWHC005-03, SWHC020-03 | 794.8996 | 2022 | 0 | 2022 | 0 | 0 | SWHC005-03, SWHC020-03 | Com Chillers - Marine ¦ SDG&E ¦ Marine | Com Chillers - Marine | 2.2278 | 1 | 0.043391 | PGT - Navigant 2015 | 0 | 2032 | 0.6 | SWHC005-03, SWHC020-03
COM-HVAC-36.83 | Com ¦ Efficient Chiller - Marine ¦ SDG&E ¦ Marine | Com ¦ Efficient Chiller - Marine | SDG&E ¦ Marine | SDG&E | All | Electric | Code Water Cooled Centrifugal Chiller, Water Cooled Screw Chiller, and Air Cooled Screw Chiller | Efficient |  |  | 0 | Conventional | HVAC | Com - School | Com | ROB and NEW | 0 | 1000 sqft2 of floor space | Cap-Tons | 20 | DEER:HVAC_Chillers | 0 | 0 | 0 | SWHC005-03, SWHC020-03 | 794.8996 | 2022 | 0 | 2022 | 0 | 0 | SWHC005-03, SWHC020-03 | Com Chillers - Marine ¦ SDG&E ¦ Marine | Com Chillers - Marine | 4.2809 | 1 | 0.019114 | PGT - Navigant 2015 | 0 | 2032 | 0.6 | SWHC005-03, SWHC020-03
COM-HVAC-36.84 | Com ¦ Efficient Chiller - Marine ¦ SDG&E ¦ Marine | Com ¦ Efficient Chiller - Marine | SDG&E ¦ Marine | SDG&E | All | Electric | Code Water Cooled Centrifugal Chiller, Water Cooled Screw Chiller, and Air Cooled Screw Chiller | Efficient |  |  | 0 | Conventional | HVAC | Com - Warehouse | Com | ROB and NEW | 0 | 1000 sqft2 of floor space | Cap-Tons | 20 | DEER:HVAC_Chillers | 0 | 0 | 0 | SWHC005-03, SWHC020-03 | 794.8996 | 2022 | 0 | 2022 | 0 | 0 | SWHC005-03, SWHC020-03 | Com Chillers - Marine ¦ SDG&E ¦ Marine | Com Chillers - Marine | 0 | 1 | 0 | PGT - Navigant 2015 | 0 | 2032 | 0.6 | SWHC005-03, SWHC020-03
COM-HVAC-36.85 | Com ¦ Efficient Chiller - Hot-Dry ¦ SDG&E ¦ Hot-Dry | Com ¦ Efficient Chiller - Hot-Dry | SDG&E ¦ Hot-Dry | SDG&E | All | Electric | Code Water Cooled Centrifugal Chiller, Water Cooled Screw Chiller, and Air Cooled Screw Chiller | Efficient |  |  | 0 | Conventional | HVAC | Com - College | Com | ROB and NEW | 0 | 1000 sqft2 of floor space | Cap-Tons | 20 | DEER:HVAC_Chillers | 0 | 0 | 0 | SWHC005-03, SWHC020-03 | 794.8996 | 2022 | 0 | 2022 | 0 | 0 | SWHC005-03, SWHC020-03 | Com Chillers - Hot-Dry ¦ SDG&E ¦ Hot-Dry | Com Chillers - Hot-Dry | 3.0779 | 1 | 0.029776 | PGT - Navigant 2015 | 0 | 2032 | 0.6 | SWHC005-03, SWHC020-03
COM-HVAC-36.86 | Com ¦ Efficient Chiller - Hot-Dry ¦ SDG&E ¦ Hot-Dry | Com ¦ Efficient Chiller - Hot-Dry | SDG&E ¦ Hot-Dry | SDG&E | All | Electric | Code Water Cooled Centrifugal Chiller, Water Cooled Screw Chiller, and Air Cooled Screw Chiller | Efficient |  |  | 0 | Conventional | HVAC | Com - Grocery | Com | ROB and NEW | 0 | 1000 sqft2 of floor space | Cap-Tons | 20 | DEER:HVAC_Chillers | 0 | 0 | 0 | SWHC005-03, SWHC020-03 | 794.8996 | 2022 | 0 | 2022 | 0 | 0 | SWHC005-03, SWHC020-03 | Com Chillers - Hot-Dry ¦ SDG&E ¦ Hot-Dry | Com Chillers - Hot-Dry | 0 | 1 | 0 | PGT - Navigant 2015 | 0 | 2032 | 0.6 | SWHC005-03, SWHC020-03
COM-HVAC-36.87 | Com ¦ Efficient Chiller - Hot-Dry ¦ SDG&E ¦ Hot-Dry | Com ¦ Efficient Chiller - Hot-Dry | SDG&E ¦ Hot-Dry | SDG&E | All | Electric | Code Water Cooled Centrifugal Chiller, Water Cooled Screw Chiller, and Air Cooled Screw Chiller | Efficient |  |  | 0 | Conventional | HVAC | Com - Health | Com | ROB and NEW | 0 | 1000 sqft2 of floor space | Cap-Tons | 20 | DEER:HVAC_Chillers | 0 | 0 | 0 | SWHC005-03, SWHC020-03 | 794.8996 | 2022 | 0 | 2022 | 0 | 0 | SWHC005-03, SWHC020-03 | Com Chillers - Hot-Dry ¦ SDG&E ¦ Hot-Dry | Com Chillers - Hot-Dry | 2.8959 | 1 | 0.031682 | PGT - Navigant 2015 | 0 | 2032 | 0.6 | SWHC005-03, SWHC020-03
COM-HVAC-36.88 | Com ¦ Efficient Chiller - Hot-Dry ¦ SDG&E ¦ Hot-Dry | Com ¦ Efficient Chiller - Hot-Dry | SDG&E ¦ Hot-Dry | SDG&E | All | Electric | Code Water Cooled Centrifugal Chiller, Water Cooled Screw Chiller, and Air Cooled Screw Chiller | Efficient |  |  | 0 | Conventional | HVAC | Com - Lodging | Com | ROB and NEW | 0 | 1000 sqft2 of floor space | Cap-Tons | 20 | DEER:HVAC_Chillers | 0 | 0 | 0 | SWHC005-03, SWHC020-03 | 794.8996 | 2022 | 0 | 2022 | 0 | 0 | SWHC005-03, SWHC020-03 | Com Chillers - Hot-Dry ¦ SDG&E ¦ Hot-Dry | Com Chillers - Hot-Dry | 1.6554 | 1 | 0.06574 | PGT - Navigant 2015 | 0 | 2032 | 0.6 | SWHC005-03, SWHC020-03
COM-HVAC-36.89 | Com ¦ Efficient Chiller - Hot-Dry ¦ SDG&E ¦ Hot-Dry | Com ¦ Efficient Chiller - Hot-Dry | SDG&E ¦ Hot-Dry | SDG&E | All | Electric | Code Water Cooled Centrifugal Chiller, Water Cooled Screw Chiller, and Air Cooled Screw Chiller | Efficient |  |  | 0 | Conventional | HVAC | Com - Office (Large) | Com | ROB and NEW | 0 | 1000 sqft2 of floor space | Cap-Tons | 20 | DEER:HVAC_Chillers | 0 | 0 | 0 | SWHC005-03, SWHC020-03 | 794.8996 | 2022 | 0 | 2022 | 0 | 0 | SWHC005-03, SWHC020-03 | Com Chillers - Hot-Dry ¦ SDG&E ¦ Hot-Dry | Com Chillers - Hot-Dry | 2.9103 | 1 | 0.034473 | PGT - Navigant 2015 | 0 | 2032 | 0.6 | SWHC005-03, SWHC020-03
COM-HVAC-36.90 | Com ¦ Efficient Chiller - Hot-Dry ¦ SDG&E ¦ Hot-Dry | Com ¦ Efficient Chiller - Hot-Dry | SDG&E ¦ Hot-Dry | SDG&E | All | Electric | Code Water Cooled Centrifugal Chiller, Water Cooled Screw Chiller, and Air Cooled Screw Chiller | Efficient |  |  | 0 | Conventional | HVAC | Com - Office (Small) | Com | ROB and NEW | 0 | 1000 sqft2 of floor space | Cap-Tons | 20 | DEER:HVAC_Chillers | 0 | 0 | 0 | SWHC005-03, SWHC020-03 | 794.8996 | 2022 | 0 | 2022 | 0 | 0 | SWHC005-03, SWHC020-03 | Com Chillers - Hot-Dry ¦ SDG&E ¦ Hot-Dry | Com Chillers - Hot-Dry | 3.5852 | 1 | 0.024373 | PGT - Navigant 2015 | 0 | 2032 | 0.6 | SWHC005-03, SWHC020-03
COM-HVAC-36.91 | Com ¦ Efficient Chiller - Hot-Dry ¦ SDG&E ¦ Hot-Dry | Com ¦ Efficient Chiller - Hot-Dry | SDG&E ¦ Hot-Dry | SDG&E | All | Electric | Code Water Cooled Centrifugal Chiller, Water Cooled Screw Chiller, and Air Cooled Screw Chiller | Efficient |  |  | 0 | Conventional | HVAC | Com - Other | Com | ROB and NEW | 0 | 1000 sqft2 of floor space | Cap-Tons | 20 | DEER:HVAC_Chillers | 0 | 0 | 0 | SWHC005-03, SWHC020-03 | 794.8996 | 2022 | 0 | 2022 | 0 | 0 | SWHC005-03, SWHC020-03 | Com Chillers - Hot-Dry ¦ SDG&E ¦ Hot-Dry | Com Chillers - Hot-Dry | 0 | 1 | 0 | PGT - Navigant 2015 | 0 | 2032 | 0.6 | SWHC005-03, SWHC020-03
COM-HVAC-36.92 | Com ¦ Efficient Chiller - Hot-Dry ¦ SDG&E ¦ Hot-Dry | Com ¦ Efficient Chiller - Hot-Dry | SDG&E ¦ Hot-Dry | SDG&E | All | Electric | Code Water Cooled Centrifugal Chiller, Water Cooled Screw Chiller, and Air Cooled Screw Chiller | Efficient |  |  | 0 | Conventional | HVAC | Com - Refrig. Warehouse | Com | ROB and NEW | 0 | 1000 sqft2 of floor space | Cap-Tons | 20 | DEER:HVAC_Chillers | 0 | 0 | 0 | SWHC005-03, SWHC020-03 | 794.8996 | 2022 | 0 | 2022 | 0 | 0 | SWHC005-03, SWHC020-03 | Com Chillers - Hot-Dry ¦ SDG&E ¦ Hot-Dry | Com Chillers - Hot-Dry | 0 | 1 | 0 | PGT - Navigant 2015 | 0 | 2032 | 0.6 | SWHC005-03, SWHC020-03
COM-HVAC-36.93 | Com ¦ Efficient Chiller - Hot-Dry ¦ SDG&E ¦ Hot-Dry | Com ¦ Efficient Chiller - Hot-Dry | SDG&E ¦ Hot-Dry | SDG&E | All | Electric | Code Water Cooled Centrifugal Chiller, Water Cooled Screw Chiller, and Air Cooled Screw Chiller | Efficient |  |  | 0 | Conventional | HVAC | Com - Restaurant | Com | ROB and NEW | 0 | 1000 sqft2 of floor space | Cap-Tons | 20 | DEER:HVAC_Chillers | 0 | 0 | 0 | SWHC005-03, SWHC020-03 | 794.8996 | 2022 | 0 | 2022 | 0 | 0 | SWHC005-03, SWHC020-03 | Com Chillers - Hot-Dry ¦ SDG&E ¦ Hot-Dry | Com Chillers - Hot-Dry | 0 | 1 | 0 | PGT - Navigant 2015 | 0 | 2032 | 0.6 | SWHC005-03, SWHC020-03
COM-HVAC-36.94 | Com ¦ Efficient Chiller - Hot-Dry ¦ SDG&E ¦ Hot-Dry | Com ¦ Efficient Chiller - Hot-Dry | SDG&E ¦ Hot-Dry | SDG&E | All | Electric | Code Water Cooled Centrifugal Chiller, Water Cooled Screw Chiller, and Air Cooled Screw Chiller | Efficient |  |  | 0 | Conventional | HVAC | Com - Retail | Com | ROB and NEW | 0 | 1000 sqft2 of floor space | Cap-Tons | 20 | DEER:HVAC_Chillers | 0 | 0 | 0 | SWHC005-03, SWHC020-03 | 794.8996 | 2022 | 0 | 2022 | 0 | 0 | SWHC005-03, SWHC020-03 | Com Chillers - Hot-Dry ¦ SDG&E ¦ Hot-Dry | Com Chillers - Hot-Dry | 2.2278 | 1 | 0.043391 | PGT - Navigant 2015 | 0 | 2032 | 0.6 | SWHC005-03, SWHC020-03
COM-HVAC-36.95 | Com ¦ Efficient Chiller - Hot-Dry ¦ SDG&E ¦ Hot-Dry | Com ¦ Efficient Chiller - Hot-Dry | SDG&E ¦ Hot-Dry | SDG&E | All | Electric | Code Water Cooled Centrifugal Chiller, Water Cooled Screw Chiller, and Air Cooled Screw Chiller | Efficient |  |  | 0 | Conventional | HVAC | Com - School | Com | ROB and NEW | 0 | 1000 sqft2 of floor space | Cap-Tons | 20 | DEER:HVAC_Chillers | 0 | 0 | 0 | SWHC005-03, SWHC020-03 | 794.8996 | 2022 | 0 | 2022 | 0 | 0 | SWHC005-03, SWHC020-03 | Com Chillers - Hot-Dry ¦ SDG&E ¦ Hot-Dry | Com Chillers - Hot-Dry | 4.2809 | 1 | 0.019114 | PGT - Navigant 2015 | 0 | 2032 | 0.6 | SWHC005-03, SWHC020-03
COM-HVAC-36.96 | Com ¦ Efficient Chiller - Hot-Dry ¦ SDG&E ¦ Hot-Dry | Com ¦ Efficient Chiller - Hot-Dry | SDG&E ¦ Hot-Dry | SDG&E | All | Electric | Code Water Cooled Centrifugal Chiller, Water Cooled Screw Chiller, and Air Cooled Screw Chiller | Efficient |  |  | 0 | Conventional | HVAC | Com - Warehouse | Com | ROB and NEW | 0 | 1000 sqft2 of floor space | Cap-Tons | 20 | DEER:HVAC_Chillers | 0 | 0 | 0 | SWHC005-03, SWHC020-03 | 794.8996 | 2022 | 0 | 2022 | 0 | 0 | SWHC005-03, SWHC020-03 | Com Chillers - Hot-Dry ¦ SDG&E ¦ Hot-Dry | Com Chillers - Hot-Dry | 0 | 1 | 0 | PGT - Navigant 2015 | 0 | 2032 | 0.6 | SWHC005-03, SWHC020-03
COM-HVAC-40.1 | Com ¦ Code Hot Water Boiler (84% eff.) - Marine ¦ PG&E ¦ Marine | Com ¦ Code Hot Water Boiler (84% eff.) - Marine | PG&E ¦ Marine | PG&E | All | Gas | Code HVAC Space Heating Boiler | Average Existing and Code |  | 2031 | 1 | Conventional | HVAC | Com - College | Com | ROB and NEW | 0 | 1000 sqft2 of floor space | Cap-kBTUh | 20 | DEER:HVAC_Eff_HP | 0.566 | 0.00016444 | 0.46897 | SWHC004-06 | 16.0311 | 2024 | 7.22 | 2024 | 0 | 0 |  | Com HVAC Boilers - Marine ¦ PG&E ¦ Marine | Com HVAC Boilers - Marine | 10.3878 | 1 | 0.89024 | CBSA 2014 | -1.5897 | 2012 | 0.2 | SWHC004-06
COM-HVAC-40.2 | Com ¦ Code Hot Water Boiler (84% eff.) - Marine ¦ PG&E ¦ Marine | Com ¦ Code Hot Water Boiler (84% eff.) - Marine | PG&E ¦ Marine | PG&E | All | Gas | Code HVAC Space Heating Boiler | Average Existing and Code |  | 2031 | 1 | Conventional | HVAC | Com - Grocery | Com | ROB and NEW | 0 | 1000 sqft2 of floor space | Cap-kBTUh | 20 | DEER:HVAC_Eff_HP | 0.566 | 0.00016444 | 0.46897 | SWHC004-06 | 16.0311 | 2024 | 7.22 | 2024 | 0 | 0 |  | Com HVAC Boilers - Marine ¦ PG&E ¦ Marine | Com HVAC Boilers - Marine | 0 | 1 | 0 | CBSA 2014 | -1.1331 | 2012 | 0.2 | SWHC004-06
COM-HVAC-40.3 | Com ¦ Code Hot Water Boiler (84% eff.) - Marine ¦ PG&E ¦ Marine | Com ¦ Code Hot Water Boiler (84% eff.) - Marine | PG&E ¦ Marine | PG&E | All | Gas | Code HVAC Space Heating Boiler | Average Existing and Code |  | 2031 | 1 | Conventional | HVAC | Com - Health | Com | ROB and NEW | 0 | 1000 sqft2 of floor space | Cap-kBTUh | 20 | DEER:HVAC_Eff_HP | 0.566 | 0.00016444 | 0.46897 | SWHC004-06 | 16.0311 | 2024 | 7.22 | 2024 | 0 | 0 |  | Com HVAC Boilers - Marine ¦ PG&E ¦ Marine | Com HVAC Boilers - Marine | 8.5975 | 1 | 0.89024 | CBSA 2014 | -1.3617 | 2012 | 0.2 | SWHC004-06
COM-HVAC-40.4 | Com ¦ Code Hot Water Boiler (84% eff.) - Marine ¦ PG&E ¦ Marine | Com ¦ Code Hot Water Boiler (84% eff.) - Marine | PG&E ¦ Marine | PG&E | All | Gas | Code HVAC Space Heating Boiler | Average Existing and Code |  | 2031 | 1 | Conventional | HVAC | Com - Lodging | Com | ROB and NEW | 0 | 1000 sqft2 of floor space | Cap-kBTUh | 20 | DEER:HVAC_Eff_HP | 0.566 | 0.00016444 | 0.46897 | SWHC004-06 | 16.0311 | 2024 | 7.22 | 2024 | 0 | 0 |  | Com HVAC Boilers - Marine ¦ PG&E ¦ Marine | Com HVAC Boilers - Marine | 3.4333 | 1 | 0.89024 | CBSA 2014 | -4.7219 | 2012 | 0.2 | SWHC004-06
COM-HVAC-40.5 | Com ¦ Code Hot Water Boiler (84% eff.) - Marine ¦ PG&E ¦ Marine | Com ¦ Code Hot Water Boiler (84% eff.) - Marine | PG&E ¦ Marine | PG&E | All | Gas | Code HVAC Space Heating Boiler | Average Existing and Code |  | 2031 | 1 | Conventional | HVAC | Com - Office (Large) | Com | ROB and NEW | 0 | 1000 sqft2 of floor space | Cap-kBTUh | 20 | DEER:HVAC_Eff_HP | 0.566 | 0.00016444 | 0.46897 | SWHC004-06 | 16.0311 | 2024 | 7.22 | 2024 | 0 | 0 |  | Com HVAC Boilers - Marine ¦ PG&E ¦ Marine | Com HVAC Boilers - Marine | 14.0309 | 1 | 0.89024 | CBSA 2014 | -2.1623 | 2012 | 0.2 | SWHC004-06
COM-HVAC-40.6 | Com ¦ Code Hot Water Boiler (84% eff.) - Marine ¦ PG&E ¦ Marine | Com ¦ Code Hot Water Boiler (84% eff.) - Marine | PG&E ¦ Marine | PG&E | All | Gas | Code HVAC Space Heating Boiler | Average Existing and Code |  | 2031 | 1 | Conventional | HVAC | Com - Office (Small) | Com | ROB and NEW | 0 | 1000 sqft2 of floor space | Cap-kBTUh | 20 | DEER:HVAC_Eff_HP | 0.566 | 0.00016444 | 0.46897 | SWHC004-06 | 16.0311 | 2024 | 7.22 | 2024 | 0 | 0 |  | Com HVAC Boilers - Marine ¦ PG&E ¦ Marine | Com HVAC Boilers - Marine | 25.824 | 1 | 0.89024 | CBSA 2014 | -0.95435 | 2012 | 0.2 | SWHC004-06
COM-HVAC-40.7 | Com ¦ Code Hot Water Boiler (84% eff.) - Marine ¦ PG&E ¦ Marine | Com ¦ Code Hot Water Boiler (84% eff.) - Marine | PG&E ¦ Marine | PG&E | All | Gas | Code HVAC Space Heating Boiler | Average Existing and Code |  | 2031 | 1 | Conventional | HVAC | Com - Other | Com | ROB and NEW | 0 | 1000 sqft2 of floor space | Cap-kBTUh | 20 | DEER:HVAC_Eff_HP | 0.566 | 0.00016444 | 0.46897 | SWHC004-06 | 16.0311 | 2024 | 7.22 | 2024 | 0 | 0 |  | Com HVAC Boilers - Marine ¦ PG&E ¦ Marine | Com HVAC Boilers - Marine | 0 | 1 | 0 | CBSA 2014 | -2.1869 | 2012 | 0.2 | SWHC004-06
COM-HVAC-40.8 | Com ¦ Code Hot Water Boiler (84% eff.) - Marine ¦ PG&E ¦ Marine | Com ¦ Code Hot Water Boiler (84% eff.) - Marine | PG&E ¦ Marine | PG&E | All | Gas | Code HVAC Space Heating Boiler | Average Existing and Code |  | 2031 | 1 | Conventional | HVAC | Com - Refrig. Warehouse | Com | ROB and NEW | 0 | 1000 sqft2 of floor space | Cap-kBTUh | 20 | DEER:HVAC_Eff_HP | 0.566 | 0.00016444 | 0.46897 | SWHC004-06 | 16.0311 | 2024 | 7.22 | 2024 | 0 | 0 |  | Com HVAC Boilers - Marine ¦ PG&E ¦ Marine | Com HVAC Boilers - Marine | 0 | 1 | 0 | CBSA 2014 | -0.36221 | 2012 | 0.2 | SWHC004-06
COM-HVAC-40.9 | Com ¦ Code Hot Water Boiler (84% eff.) - Marine ¦ PG&E ¦ Marine | Com ¦ Code Hot Water Boiler (84% eff.) - Marine | PG&E ¦ Marine | PG&E | All | Gas | Code HVAC Space Heating Boiler | Average Existing and Code |  | 2031 | 1 | Conventional | HVAC | Com - Restaurant | Com | ROB and NEW | 0 | 1000 sqft2 of floor space | Cap-kBTUh | 20 | DEER:HVAC_Eff_HP | 0.566 | 0.00016444 | 0.46897 | SWHC004-06 | 16.0311 | 2024 | 7.22 | 2024 | 0 | 0 |  | Com HVAC Boilers - Marine ¦ PG&E ¦ Marine | Com HVAC Boilers - Marine | 0 | 1 | 0 | CBSA 2014 | -0.36236 | 2012 | 0.2 | SWHC004-06
COM-HVAC-40.10 | Com ¦ Code Hot Water Boiler (84% eff.) - Marine ¦ PG&E ¦ Marine | Com ¦ Code Hot Water Boiler (84% eff.) - Marine | PG&E ¦ Marine | PG&E | All | Gas | Code HVAC Space Heating Boiler | Average Existing and Code |  | 2031 | 1 | Conventional | HVAC | Com - Retail | Com | ROB and NEW | 0 | 1000 sqft2 of floor space | Cap-kBTUh | 20 | DEER:HVAC_Eff_HP | 0.566 | 0.00016444 | 0.46897 | SWHC004-06 | 16.0311 | 2024 | 7.22 | 2024 | 0 | 0 |  | Com HVAC Boilers - Marine ¦ PG&E ¦ Marine | Com HVAC Boilers - Marine | 3.813 | 1 | 0.89024 | CBSA 2014 | -2.5161 | 2012 | 0.2 | SWHC004-06
COM-HVAC-40.11 | Com ¦ Code Hot Water Boiler (84% eff.) - Marine ¦ PG&E ¦ Marine | Com ¦ Code Hot Water Boiler (84% eff.) - Marine | PG&E ¦ Marine | PG&E | All | Gas | Code HVAC Space Heating Boiler | Average Existing and Code |  | 2031 | 1 | Conventional | HVAC | Com - School | Com | ROB and NEW | 0 | 1000 sqft2 of floor space | Cap-kBTUh | 20 | DEER:HVAC_Eff_HP | 0.566 | 0.00016444 | 0.46897 | SWHC004-06 | 16.0311 | 2024 | 7.22 | 2024 | 0 | 0 |  | Com HVAC Boilers - Marine ¦ PG&E ¦ Marine | Com HVAC Boilers - Marine | 12.418 | 1 | 0.89024 | CBSA 2014 | -1.1647 | 2012 | 0.2 | SWHC004-06
COM-HVAC-40.12 | Com ¦ Code Hot Water Boiler (84% eff.) - Marine ¦ PG&E ¦ Marine | Com ¦ Code Hot Water Boiler (84% eff.) - Marine | PG&E ¦ Marine | PG&E | All | Gas | Code HVAC Space Heating Boiler | Average Existing and Code |  | 2031 | 1 | Conventional | HVAC | Com - Warehouse | Com | ROB and NEW | 0 | 1000 sqft2 of floor space | Cap-kBTUh | 20 | DEER:HVAC_Eff_HP | 0.566 | 0.00016444 | 0.46897 | SWHC004-06 | 16.0311 | 2024 | 7.22 | 2024 | 0 | 0 |  | Com HVAC Boilers - Marine ¦ PG&E ¦ Marine | Com HVAC Boilers - Marine | 0 | 1 | 0 | CBSA 2014 | -2.1466 | 2012 | 0.2 | SWHC004-06
COM-HVAC-40.13 | Com ¦ Code Hot Water Boiler (84% eff.) - Hot-Dry ¦ PG&E ¦ Hot-Dry | Com ¦ Code Hot Water Boiler (84% eff.) - Hot-Dry | PG&E ¦ Hot-Dry | PG&E | All | Gas | Code HVAC Space Heating Boiler | Average Existing and Code |  | 2031 | 1 | Conventional | HVAC | Com - College | Com | ROB and NEW | 0 | 1000 sqft2 of floor space | Cap-kBTUh | 20 | DEER:HVAC_Eff_HP | 0.52689 | 0.00015778 | 0.42438 | SWHC004-06 | 16.0311 | 2024 | 7.22 | 2024 | 0 | 0 |  | Com HVAC Boilers - Hot-Dry ¦ PG&E ¦ Hot-Dry | Com HVAC Boilers - Hot-Dry | 10.3878 | 1 | 0.89024 | CBSA 2014 | -1.4397 | 2012 | 0.2 | SWHC004-06
COM-HVAC-40.14 | Com ¦ Code Hot Water Boiler (84% eff.) - Hot-Dry ¦ PG&E ¦ Hot-Dry | Com ¦ Code Hot Water Boiler (84% eff.) - Hot-Dry | PG&E ¦ Hot-Dry | PG&E | All | Gas | Code HVAC Space Heating Boiler | Average Existing and Code |  | 2031 | 1 | Conventional | HVAC | Com - Grocery | Com | ROB and NEW | 0 | 1000 sqft2 of floor space | Cap-kBTUh | 20 | DEER:HVAC_Eff_HP | 0.52689 | 0.00015778 | 0.42438 | SWHC004-06 | 16.0311 | 2024 | 7.22 | 2024 | 0 | 0 |  | Com HVAC Boilers - Hot-Dry ¦ PG&E ¦ Hot-Dry | Com HVAC Boilers - Hot-Dry | 0 | 1 | 0 | CBSA 2014 | -1.0262 | 2012 | 0.2 | SWHC004-06
COM-HVAC-40.15 | Com ¦ Code Hot Water Boiler (84% eff.) - Hot-Dry ¦ PG&E ¦ Hot-Dry | Com ¦ Code Hot Water Boiler (84% eff.) - Hot-Dry | PG&E ¦ Hot-Dry | PG&E | All | Gas | Code HVAC Space Heating Boiler | Average Existing and Code |  | 2031 | 1 | Conventional | HVAC | Com - Health | Com | ROB and NEW | 0 | 1000 sqft2 of floor space | Cap-kBTUh | 20 | DEER:HVAC_Eff_HP | 0.52689 | 0.00015778 | 0.42438 | SWHC004-06 | 16.0311 | 2024 | 7.22 | 2024 | 0 | 0 |  | Com HVAC Boilers - Hot-Dry ¦ PG&E ¦ Hot-Dry | Com HVAC Boilers - Hot-Dry | 8.5975 | 1 | 0.89024 | CBSA 2014 | -1.2332 | 2012 | 0.2 | SWHC004-06
COM-HVAC-40.16 | Com ¦ Code Hot Water Boiler (84% eff.) - Hot-Dry ¦ PG&E ¦ Hot-Dry | Com ¦ Code Hot Water Boiler (84% eff.) - Hot-Dry | PG&E ¦ Hot-Dry | PG&E | All | Gas | Code HVAC Space Heating Boiler | Average Existing and Code |  | 2031 | 1 | Conventional | HVAC | Com - Lodging | Com | ROB and NEW | 0 | 1000 sqft2 of floor space | Cap-kBTUh | 20 | DEER:HVAC_Eff_HP | 0.52689 | 0.00015778 | 0.42438 | SWHC004-06 | 16.0311 | 2024 | 7.22 | 2024 | 0 | 0 |  | Com HVAC Boilers - Hot-Dry ¦ PG&E ¦ Hot-Dry | Com HVAC Boilers - Hot-Dry | 3.4333 | 1 | 0.89024 | CBSA 2014 | -4.2752 | 2012 | 0.2 | SWHC004-06
COM-HVAC-40.17 | Com ¦ Code Hot Water Boiler (84% eff.) - Hot-Dry ¦ PG&E ¦ Hot-Dry | Com ¦ Code Hot Water Boiler (84% eff.) - Hot-Dry | PG&E ¦ Hot-Dry | PG&E | All | Gas | Code HVAC Space Heating Boiler | Average Existing and Code |  | 2031 | 1 | Conventional | HVAC | Com - Office (Large) | Com | ROB and NEW | 0 | 1000 sqft2 of floor space | Cap-kBTUh | 20 | DEER:HVAC_Eff_HP | 0.52689 | 0.00015778 | 0.42438 | SWHC004-06 | 16.0311 | 2024 | 7.22 | 2024 | 0 | 0 |  | Com HVAC Boilers - Hot-Dry ¦ PG&E ¦ Hot-Dry | Com HVAC Boilers - Hot-Dry | 14.0309 | 1 | 0.89024 | CBSA 2014 | -1.9582 | 2012 | 0.2 | SWHC004-06
COM-HVAC-40.18 | Com ¦ Code Hot Water Boiler (84% eff.) - Hot-Dry ¦ PG&E ¦ Hot-Dry | Com ¦ Code Hot Water Boiler (84% eff.) - Hot-Dry | PG&E ¦ Hot-Dry | PG&E | All | Gas | Code HVAC Space Heating Boiler | Average Existing and Code |  | 2031 | 1 | Conventional | HVAC | Com - Office (Small) | Com | ROB and NEW | 0 | 1000 sqft2 of floor space | Cap-kBTUh | 20 | DEER:HVAC_Eff_HP | 0.52689 | 0.00015778 | 0.42438 | SWHC004-06 | 16.0311 | 2024 | 7.22 | 2024 | 0 | 0 |  | Com HVAC Boilers - Hot-Dry ¦ PG&E ¦ Hot-Dry | Com HVAC Boilers - Hot-Dry | 25.824 | 1 | 0.89024 | CBSA 2014 | -0.86429 | 2012 | 0.2 | SWHC004-06
COM-HVAC-40.19 | Com ¦ Code Hot Water Boiler (84% eff.) - Hot-Dry ¦ PG&E ¦ Hot-Dry | Com ¦ Code Hot Water Boiler (84% eff.) - Hot-Dry | PG&E ¦ Hot-Dry | PG&E | All | Gas | Code HVAC Space Heating Boiler | Average Existing and Code |  | 2031 | 1 | Conventional | HVAC | Com - Other | Com | ROB and NEW | 0 | 1000 sqft2 of floor space | Cap-kBTUh | 20 | DEER:HVAC_Eff_HP | 0.52689 | 0.00015778 | 0.42438 | SWHC004-06 | 16.0311 | 2024 | 7.22 | 2024 | 0 | 0 |  | Com HVAC Boilers - Hot-Dry ¦ PG&E ¦ Hot-Dry | Com HVAC Boilers - Hot-Dry | 0 | 1 | 0 | CBSA 2014 | -1.9806 | 2012 | 0.2 | SWHC004-06
COM-HVAC-40.20 | Com ¦ Code Hot Water Boiler (84% eff.) - Hot-Dry ¦ PG&E ¦ Hot-Dry | Com ¦ Code Hot Water Boiler (84% eff.) - Hot-Dry | PG&E ¦ Hot-Dry | PG&E | All | Gas | Code HVAC Space Heating Boiler | Average Existing and Code |  | 2031 | 1 | Conventional | HVAC | Com - Refrig. Warehouse | Com | ROB and NEW | 0 | 1000 sqft2 of floor space | Cap-kBTUh | 20 | DEER:HVAC_Eff_HP | 0.52689 | 0.00015778 | 0.42438 | SWHC004-06 | 16.0311 | 2024 | 7.22 | 2024 | 0 | 0 |  | Com HVAC Boilers - Hot-Dry ¦ PG&E ¦ Hot-Dry | Com HVAC Boilers - Hot-Dry | 0 | 1 | 0 | CBSA 2014 | -0.32803 | 2012 | 0.2 | SWHC004-06
COM-HVAC-40.21 | Com ¦ Code Hot Water Boiler (84% eff.) - Hot-Dry ¦ PG&E ¦ Hot-Dry | Com ¦ Code Hot Water Boiler (84% eff.) - Hot-Dry | PG&E ¦ Hot-Dry | PG&E | All | Gas | Code HVAC Space Heating Boiler | Average Existing and Code |  | 2031 | 1 | Conventional | HVAC | Com - Restaurant | Com | ROB and NEW | 0 | 1000 sqft2 of floor space | Cap-kBTUh | 20 | DEER:HVAC_Eff_HP | 0.52689 | 0.00015778 | 0.42438 | SWHC004-06 | 16.0311 | 2024 | 7.22 | 2024 | 0 | 0 |  | Com HVAC Boilers - Hot-Dry ¦ PG&E ¦ Hot-Dry | Com HVAC Boilers - Hot-Dry | 0 | 1 | 0 | CBSA 2014 | -0.32817 | 2012 | 0.2 | SWHC004-06
COM-HVAC-40.22 | Com ¦ Code Hot Water Boiler (84% eff.) - Hot-Dry ¦ PG&E ¦ Hot-Dry | Com ¦ Code Hot Water Boiler (84% eff.) - Hot-Dry | PG&E ¦ Hot-Dry | PG&E | All | Gas | Code HVAC Space Heating Boiler | Average Existing and Code |  | 2031 | 1 | Conventional | HVAC | Com - Retail | Com | ROB and NEW | 0 | 1000 sqft2 of floor space | Cap-kBTUh | 20 | DEER:HVAC_Eff_HP | 0.52689 | 0.00015778 | 0.42438 | SWHC004-06 | 16.0311 | 2024 | 7.22 | 2024 | 0 | 0 |  | Com HVAC Boilers - Hot-Dry ¦ PG&E ¦ Hot-Dry | Com HVAC Boilers - Hot-Dry | 3.813 | 1 | 0.89024 | CBSA 2014 | -2.282 | 2012 | 0.2 | SWHC004-06
COM-HVAC-40.23 | Com ¦ Code Hot Water Boiler (84% eff.) - Hot-Dry ¦ PG&E ¦ Hot-Dry | Com ¦ Code Hot Water Boiler (84% eff.) - Hot-Dry | PG&E ¦ Hot-Dry | PG&E | All | Gas | Code HVAC Space Heating Boiler | Average Existing and Code |  | 2031 | 1 | Conventional | HVAC | Com - School | Com | ROB and NEW | 0 | 1000 sqft2 of floor space | Cap-kBTUh | 20 | DEER:HVAC_Eff_HP | 0.52689 | 0.00015778 | 0.42438 | SWHC004-06 | 16.0311 | 2024 | 7.22 | 2024 | 0 | 0 |  | Com HVAC Boilers - Hot-Dry ¦ PG&E ¦ Hot-Dry | Com HVAC Boilers - Hot-Dry | 12.418 | 1 | 0.89024 | CBSA 2014 | -1.0563 | 2012 | 0.2 | SWHC004-06
COM-HVAC-40.24 | Com ¦ Code Hot Water Boiler (84% eff.) - Hot-Dry ¦ PG&E ¦ Hot-Dry | Com ¦ Code Hot Water Boiler (84% eff.) - Hot-Dry | PG&E ¦ Hot-Dry | PG&E | All | Gas | Code HVAC Space Heating Boiler | Average Existing and Code |  | 2031 | 1 | Conventional | HVAC | Com - Warehouse | Com | ROB and NEW | 0 | 1000 sqft2 of floor space | Cap-kBTUh | 20 | DEER:HVAC_Eff_HP | 0.52689 | 0.00015778 | 0.42438 | SWHC004-06 | 16.0311 | 2024 | 7.22 | 2024 | 0 | 0 |  | Com HVAC Boilers - Hot-Dry ¦ PG&E ¦ Hot-Dry | Com HVAC Boilers - Hot-Dry | 0 | 1 | 0 | CBSA 2014 | -1.9469 | 2012 | 0.2 | SWHC004-06
COM-HVAC-40.25 | Com ¦ Code Hot Water Boiler (84% eff.) - Cold ¦ PG&E ¦ Cold | Com ¦ Code Hot Water Boiler (84% eff.) - Cold | PG&E ¦ Cold | PG&E | All | Gas | Code HVAC Space Heating Boiler | Average Existing and Code |  | 2031 | 1 | Conventional | HVAC | Com - College | Com | ROB and NEW | 0 | 1000 sqft2 of floor space | Cap-kBTUh | 20 | DEER:HVAC_Eff_HP | 0.24756 | 8e-05 | 0.55056 | SWHC004-06 | 16.0311 | 2024 | 7.22 | 2024 | 0 | 0 |  | Com HVAC Boilers - Cold ¦ PG&E ¦ Cold | Com HVAC Boilers - Cold | 10.3878 | 1 | 0.89024 | CBSA 2014 | -1.8348 | 2012 | 0.2 | SWHC004-06
COM-HVAC-40.26 | Com ¦ Code Hot Water Boiler (84% eff.) - Cold ¦ PG&E ¦ Cold | Com ¦ Code Hot Water Boiler (84% eff.) - Cold | PG&E ¦ Cold | PG&E | All | Gas | Code HVAC Space Heating Boiler | Average Existing and Code |  | 2031 | 1 | Conventional | HVAC | Com - Grocery | Com | ROB and NEW | 0 | 1000 sqft2 of floor space | Cap-kBTUh | 20 | DEER:HVAC_Eff_HP | 0.24756 | 8e-05 | 0.55056 | SWHC004-06 | 16.0311 | 2024 | 7.22 | 2024 | 0 | 0 |  | Com HVAC Boilers - Cold ¦ PG&E ¦ Cold | Com HVAC Boilers - Cold | 0 | 1 | 0 | CBSA 2014 | -1.3067 | 2012 | 0.2 | SWHC004-06
COM-HVAC-40.27 | Com ¦ Code Hot Water Boiler (84% eff.) - Cold ¦ PG&E ¦ Cold | Com ¦ Code Hot Water Boiler (84% eff.) - Cold | PG&E ¦ Cold | PG&E | All | Gas | Code HVAC Space Heating Boiler | Average Existing and Code |  | 2031 | 1 | Conventional | HVAC | Com - Health | Com | ROB and NEW | 0 | 1000 sqft2 of floor space | Cap-kBTUh | 20 | DEER:HVAC_Eff_HP | 0.24756 | 8e-05 | 0.55056 | SWHC004-06 | 16.0311 | 2024 | 7.22 | 2024 | 0 | 0 |  | Com HVAC Boilers - Cold ¦ PG&E ¦ Cold | Com HVAC Boilers - Cold | 8.5975 | 1 | 0.89024 | CBSA 2014 | -1.5713 | 2012 | 0.2 | SWHC004-06
COM-HVAC-40.28 | Com ¦ Code Hot Water Boiler (84% eff.) - Cold ¦ PG&E ¦ Cold | Com ¦ Code Hot Water Boiler (84% eff.) - Cold | PG&E ¦ Cold | PG&E | All | Gas | Code HVAC Space Heating Boiler | Average Existing and Code |  | 2031 | 1 | Conventional | HVAC | Com - Lodging | Com | ROB and NEW | 0 | 1000 sqft2 of floor space | Cap-kBTUh | 20 | DEER:HVAC_Eff_HP | 0.24756 | 8e-05 | 0.55056 | SWHC004-06 | 16.0311 | 2024 | 7.22 | 2024 | 0 | 0 |  | Com HVAC Boilers - Cold ¦ PG&E ¦ Cold | Com HVAC Boilers - Cold | 3.4333 | 1 | 0.89024 | CBSA 2014 | -5.4776 | 2012 | 0.2 | SWHC004-06
COM-HVAC-40.29 | Com ¦ Code Hot Water Boiler (84% eff.) - Cold ¦ PG&E ¦ Cold | Com ¦ Code Hot Water Boiler (84% eff.) - Cold | PG&E ¦ Cold | PG&E | All | Gas | Code HVAC Space Heating Boiler | Average Existing and Code |  | 2031 | 1 | Conventional | HVAC | Com - Office (Large) | Com | ROB and NEW | 0 | 1000 sqft2 of floor space | Cap-kBTUh | 20 | DEER:HVAC_Eff_HP | 0.24756 | 8e-05 | 0.55056 | SWHC004-06 | 16.0311 | 2024 | 7.22 | 2024 | 0 | 0 |  | Com HVAC Boilers - Cold ¦ PG&E ¦ Cold | Com HVAC Boilers - Cold | 14.0309 | 1 | 0.89024 | CBSA 2014 | -2.497 | 2012 | 0.2 | SWHC004-06
COM-HVAC-40.30 | Com ¦ Code Hot Water Boiler (84% eff.) - Cold ¦ PG&E ¦ Cold | Com ¦ Code Hot Water Boiler (84% eff.) - Cold | PG&E ¦ Cold | PG&E | All | Gas | Code HVAC Space Heating Boiler | Average Existing and Code |  | 2031 | 1 | Conventional | HVAC | Com - Office (Small) | Com | ROB and NEW | 0 | 1000 sqft2 of floor space | Cap-kBTUh | 20 | DEER:HVAC_Eff_HP | 0.24756 | 8e-05 | 0.55056 | SWHC004-06 | 16.0311 | 2024 | 7.22 | 2024 | 0 | 0 |  | Com HVAC Boilers - Cold ¦ PG&E ¦ Cold | Com HVAC Boilers - Cold | 25.824 | 1 | 0.89024 | CBSA 2014 | -1.1013 | 2012 | 0.2 | SWHC004-06
COM-HVAC-40.31 | Com ¦ Code Hot Water Boiler (84% eff.) - Cold ¦ PG&E ¦ Cold | Com ¦ Code Hot Water Boiler (84% eff.) - Cold | PG&E ¦ Cold | PG&E | All | Gas | Code HVAC Space Heating Boiler | Average Existing and Code |  | 2031 | 1 | Conventional | HVAC | Com - Other | Com | ROB and NEW | 0 | 1000 sqft2 of floor space | Cap-kBTUh | 20 | DEER:HVAC_Eff_HP | 0.24756 | 8e-05 | 0.55056 | SWHC004-06 | 16.0311 | 2024 | 7.22 | 2024 | 0 | 0 |  | Com HVAC Boilers - Cold ¦ PG&E ¦ Cold | Com HVAC Boilers - Cold | 0 | 1 | 0 | CBSA 2014 | -2.5214 | 2012 | 0.2 | SWHC004-06
COM-HVAC-40.32 | Com ¦ Code Hot Water Boiler (84% eff.) - Cold ¦ PG&E ¦ Cold | Com ¦ Code Hot Water Boiler (84% eff.) - Cold | PG&E ¦ Cold | PG&E | All | Gas | Code HVAC Space Heating Boiler | Average Existing and Code |  | 2031 | 1 | Conventional | HVAC | Com - Refrig. Warehouse | Com | ROB and NEW | 0 | 1000 sqft2 of floor space | Cap-kBTUh | 20 | DEER:HVAC_Eff_HP | 0.24756 | 8e-05 | 0.55056 | SWHC004-06 | 16.0311 | 2024 | 7.22 | 2024 | 0 | 0 |  | Com HVAC Boilers - Cold ¦ PG&E ¦ Cold | Com HVAC Boilers - Cold | 0 | 1 | 0 | CBSA 2014 | -0.41778 | 2012 | 0.2 | SWHC004-06
COM-HVAC-40.33 | Com ¦ Code Hot Water Boiler (84% eff.) - Cold ¦ PG&E ¦ Cold | Com ¦ Code Hot Water Boiler (84% eff.) - Cold | PG&E ¦ Cold | PG&E | All | Gas | Code HVAC Space Heating Boiler | Average Existing and Code |  | 2031 | 1 | Conventional | HVAC | Com - Restaurant | Com | ROB and NEW | 0 | 1000 sqft2 of floor space | Cap-kBTUh | 20 | DEER:HVAC_Eff_HP | 0.24756 | 8e-05 | 0.55056 | SWHC004-06 | 16.0311 | 2024 | 7.22 | 2024 | 0 | 0 |  | Com HVAC Boilers - Cold ¦ PG&E ¦ Cold | Com HVAC Boilers - Cold | 0 | 1 | 0 | CBSA 2014 | -0.418 | 2012 | 0.2 | SWHC004-06
COM-HVAC-40.34 | Com ¦ Code Hot Water Boiler (84% eff.) - Cold ¦ PG&E ¦ Cold | Com ¦ Code Hot Water Boiler (84% eff.) - Cold | PG&E ¦ Cold | PG&E | All | Gas | Code HVAC Space Heating Boiler | Average Existing and Code |  | 2031 | 1 | Conventional | HVAC | Com - Retail | Com | ROB and NEW | 0 | 1000 sqft2 of floor space | Cap-kBTUh | 20 | DEER:HVAC_Eff_HP | 0.24756 | 8e-05 | 0.55056 | SWHC004-06 | 16.0311 | 2024 | 7.22 | 2024 | 0 | 0 |  | Com HVAC Boilers - Cold ¦ PG&E ¦ Cold | Com HVAC Boilers - Cold | 3.813 | 1 | 0.89024 | CBSA 2014 | -2.8073 | 2012 | 0.2 | SWHC004-06
COM-HVAC-40.35 | Com ¦ Code Hot Water Boiler (84% eff.) - Cold ¦ PG&E ¦ Cold | Com ¦ Code Hot Water Boiler (84% eff.) - Cold | PG&E ¦ Cold | PG&E | All | Gas | Code HVAC Space Heating Boiler | Average Existing and Code |  | 2031 | 1 | Conventional | HVAC | Com - School | Com | ROB and NEW | 0 | 1000 sqft2 of floor space | Cap-kBTUh | 20 | DEER:HVAC_Eff_HP | 0.24756 | 8e-05 | 0.55056 | SWHC004-06 | 16.0311 | 2024 | 7.22 | 2024 | 0 | 0 |  | Com HVAC Boilers - Cold ¦ PG&E ¦ Cold | Com HVAC Boilers - Cold | 12.418 | 1 | 0.89024 | CBSA 2014 | -1.2986 | 2012 | 0.2 | SWHC004-06
COM-HVAC-40.36 | Com ¦ Code Hot Water Boiler (84% eff.) - Cold ¦ PG&E ¦ Cold | Com ¦ Code Hot Water Boiler (84% eff.) - Cold | PG&E ¦ Cold | PG&E | All | Gas | Code HVAC Space Heating Boiler | Average Existing and Code |  | 2031 | 1 | Conventional | HVAC | Com - Warehouse | Com | ROB and NEW | 0 | 1000 sqft2 of floor space | Cap-kBTUh | 20 | DEER:HVAC_Eff_HP | 0.24756 | 8e-05 | 0.55056 | SWHC004-06 | 16.0311 | 2024 | 7.22 | 2024 | 0 | 0 |  | Com HVAC Boilers - Cold ¦ PG&E ¦ Cold | Com HVAC Boilers - Cold | 0 | 1 | 0 | CBSA 2014 | -2.3951 | 2012 | 0.2 | SWHC004-06
COM-HVAC-40.37 | Com ¦ Code Hot Water Boiler (84% eff.) - Marine ¦ SCG ¦ Marine | Com ¦ Code Hot Water Boiler (84% eff.) - Marine | SCG ¦ Marine | SCG | All | Gas | Code HVAC Space Heating Boiler | Average Existing and Code |  | 2031 | 1 | Conventional | HVAC | Com - College | Com | ROB and NEW | 0 | 1000 sqft2 of floor space | Cap-kBTUh | 20 | DEER:HVAC_Eff_HP | 0.80222 | 0.00012889 | 0.45024 | SWHC004-06 | 16.0311 | 2024 | 7.22 | 2024 | 0 | 0 |  | Com HVAC Boilers - Marine ¦ SCG ¦ Marine | Com HVAC Boilers - Marine | 9.9134 | 1 | 0.89024 | CBSA 2014 | -1.5458 | 2012 | 0.2 | SWHC004-06
COM-HVAC-40.38 | Com ¦ Code Hot Water Boiler (84% eff.) - Marine ¦ SCG ¦ Marine | Com ¦ Code Hot Water Boiler (84% eff.) - Marine | SCG ¦ Marine | SCG | All | Gas | Code HVAC Space Heating Boiler | Average Existing and Code |  | 2031 | 1 | Conventional | HVAC | Com - Grocery | Com | ROB and NEW | 0 | 1000 sqft2 of floor space | Cap-kBTUh | 20 | DEER:HVAC_Eff_HP | 0.80222 | 0.00012889 | 0.45024 | SWHC004-06 | 16.0311 | 2024 | 7.22 | 2024 | 0 | 0 |  | Com HVAC Boilers - Marine ¦ SCG ¦ Marine | Com HVAC Boilers - Marine | 0 | 1 | 0 | CBSA 2014 | -1.1024 | 2012 | 0.2 | SWHC004-06
COM-HVAC-40.39 | Com ¦ Code Hot Water Boiler (84% eff.) - Marine ¦ SCG ¦ Marine | Com ¦ Code Hot Water Boiler (84% eff.) - Marine | SCG ¦ Marine | SCG | All | Gas | Code HVAC Space Heating Boiler | Average Existing and Code |  | 2031 | 1 | Conventional | HVAC | Com - Health | Com | ROB and NEW | 0 | 1000 sqft2 of floor space | Cap-kBTUh | 20 | DEER:HVAC_Eff_HP | 0.80222 | 0.00012889 | 0.45024 | SWHC004-06 | 16.0311 | 2024 | 7.22 | 2024 | 0 | 0 |  | Com HVAC Boilers - Marine ¦ SCG ¦ Marine | Com HVAC Boilers - Marine | 8.3689 | 1 | 0.89024 | CBSA 2014 | -1.3242 | 2012 | 0.2 | SWHC004-06
COM-HVAC-40.40 | Com ¦ Code Hot Water Boiler (84% eff.) - Marine ¦ SCG ¦ Marine | Com ¦ Code Hot Water Boiler (84% eff.) - Marine | SCG ¦ Marine | SCG | All | Gas | Code HVAC Space Heating Boiler | Average Existing and Code |  | 2031 | 1 | Conventional | HVAC | Com - Lodging | Com | ROB and NEW | 0 | 1000 sqft2 of floor space | Cap-kBTUh | 20 | DEER:HVAC_Eff_HP | 0.80222 | 0.00012889 | 0.45024 | SWHC004-06 | 16.0311 | 2024 | 7.22 | 2024 | 0 | 0 |  | Com HVAC Boilers - Marine ¦ SCG ¦ Marine | Com HVAC Boilers - Marine | 3.4494 | 1 | 0.89024 | CBSA 2014 | -4.5742 | 2012 | 0.2 | SWHC004-06
COM-HVAC-40.41 | Com ¦ Code Hot Water Boiler (84% eff.) - Marine ¦ SCG ¦ Marine | Com ¦ Code Hot Water Boiler (84% eff.) - Marine | SCG ¦ Marine | SCG | All | Gas | Code HVAC Space Heating Boiler | Average Existing and Code |  | 2031 | 1 | Conventional | HVAC | Com - Office (Large) | Com | ROB and NEW | 0 | 1000 sqft2 of floor space | Cap-kBTUh | 20 | DEER:HVAC_Eff_HP | 0.80222 | 0.00012889 | 0.45024 | SWHC004-06 | 16.0311 | 2024 | 7.22 | 2024 | 0 | 0 |  | Com HVAC Boilers - Marine ¦ SCG ¦ Marine | Com HVAC Boilers - Marine | 12.9615 | 1 | 0.89024 | CBSA 2014 | -2.1017 | 2012 | 0.2 | SWHC004-06
COM-HVAC-40.42 | Com ¦ Code Hot Water Boiler (84% eff.) - Marine ¦ SCG ¦ Marine | Com ¦ Code Hot Water Boiler (84% eff.) - Marine | SCG ¦ Marine | SCG | All | Gas | Code HVAC Space Heating Boiler | Average Existing and Code |  | 2031 | 1 | Conventional | HVAC | Com - Office (Small) | Com | ROB and NEW | 0 | 1000 sqft2 of floor space | Cap-kBTUh | 20 | DEER:HVAC_Eff_HP | 0.80222 | 0.00012889 | 0.45024 | SWHC004-06 | 16.0311 | 2024 | 7.22 | 2024 | 0 | 0 |  | Com HVAC Boilers - Marine ¦ SCG ¦ Marine | Com HVAC Boilers - Marine | 26.3159 | 1 | 0.89024 | CBSA 2014 | -0.92812 | 2012 | 0.2 | SWHC004-06
COM-HVAC-40.43 | Com ¦ Code Hot Water Boiler (84% eff.) - Marine ¦ SCG ¦ Marine | Com ¦ Code Hot Water Boiler (84% eff.) - Marine | SCG ¦ Marine | SCG | All | Gas | Code HVAC Space Heating Boiler | Average Existing and Code |  | 2031 | 1 | Conventional | HVAC | Com - Other | Com | ROB and NEW | 0 | 1000 sqft2 of floor space | Cap-kBTUh | 20 | DEER:HVAC_Eff_HP | 0.80222 | 0.00012889 | 0.45024 | SWHC004-06 | 16.0311 | 2024 | 7.22 | 2024 | 0 | 0 |  | Com HVAC Boilers - Marine ¦ SCG ¦ Marine | Com HVAC Boilers - Marine | 0 | 1 | 0 | CBSA 2014 | -2.1282 | 2012 | 0.2 | SWHC004-06
COM-HVAC-40.44 | Com ¦ Code Hot Water Boiler (84% eff.) - Marine ¦ SCG ¦ Marine | Com ¦ Code Hot Water Boiler (84% eff.) - Marine | SCG ¦ Marine | SCG | All | Gas | Code HVAC Space Heating Boiler | Average Existing and Code |  | 2031 | 1 | Conventional | HVAC | Com - Refrig. Warehouse | Com | ROB and NEW | 0 | 1000 sqft2 of floor space | Cap-kBTUh | 20 | DEER:HVAC_Eff_HP | 0.80222 | 0.00012889 | 0.45024 | SWHC004-06 | 16.0311 | 2024 | 7.22 | 2024 | 0 | 0 |  | Com HVAC Boilers - Marine ¦ SCG ¦ Marine | Com HVAC Boilers - Marine | 0 | 1 | 0 | CBSA 2014 | -0.35237 | 2012 | 0.2 | SWHC004-06
COM-HVAC-40.45 | Com ¦ Code Hot Water Boiler (84% eff.) - Marine ¦ SCG ¦ Marine | Com ¦ Code Hot Water Boiler (84% eff.) - Marine | SCG ¦ Marine | SCG | All | Gas | Code HVAC Space Heating Boiler | Average Existing and Code |  | 2031 | 1 | Conventional | HVAC | Com - Restaurant | Com | ROB and NEW | 0 | 1000 sqft2 of floor space | Cap-kBTUh | 20 | DEER:HVAC_Eff_HP | 0.80222 | 0.00012889 | 0.45024 | SWHC004-06 | 16.0311 | 2024 | 7.22 | 2024 | 0 | 0 |  | Com HVAC Boilers - Marine ¦ SCG ¦ Marine | Com HVAC Boilers - Marine | 0 | 1 | 0 | CBSA 2014 | -0.3525 | 2012 | 0.2 | SWHC004-06
COM-HVAC-40.46 | Com ¦ Code Hot Water Boiler (84% eff.) - Marine ¦ SCG ¦ Marine | Com ¦ Code Hot Water Boiler (84% eff.) - Marine | SCG ¦ Marine | SCG | All | Gas | Code HVAC Space Heating Boiler | Average Existing and Code |  | 2031 | 1 | Conventional | HVAC | Com - Retail | Com | ROB and NEW | 0 | 1000 sqft2 of floor space | Cap-kBTUh | 20 | DEER:HVAC_Eff_HP | 0.80222 | 0.00012889 | 0.45024 | SWHC004-06 | 16.0311 | 2024 | 7.22 | 2024 | 0 | 0 |  | Com HVAC Boilers - Marine ¦ SCG ¦ Marine | Com HVAC Boilers - Marine | 2.9992 | 1 | 0.89024 | CBSA 2014 | -2.5065 | 2012 | 0.2 | SWHC004-06
COM-HVAC-40.47 | Com ¦ Code Hot Water Boiler (84% eff.) - Marine ¦ SCG ¦ Marine | Com ¦ Code Hot Water Boiler (84% eff.) - Marine | SCG ¦ Marine | SCG | All | Gas | Code HVAC Space Heating Boiler | Average Existing and Code |  | 2031 | 1 | Conventional | HVAC | Com - School | Com | ROB and NEW | 0 | 1000 sqft2 of floor space | Cap-kBTUh | 20 | DEER:HVAC_Eff_HP | 0.80222 | 0.00012889 | 0.45024 | SWHC004-06 | 16.0311 | 2024 | 7.22 | 2024 | 0 | 0 |  | Com HVAC Boilers - Marine ¦ SCG ¦ Marine | Com HVAC Boilers - Marine | 12.634 | 1 | 0.89024 | CBSA 2014 | -1.1608 | 2012 | 0.2 | SWHC004-06
COM-HVAC-40.48 | Com ¦ Code Hot Water Boiler (84% eff.) - Marine ¦ SCG ¦ Marine | Com ¦ Code Hot Water Boiler (84% eff.) - Marine | SCG ¦ Marine | SCG | All | Gas | Code HVAC Space Heating Boiler | Average Existing and Code |  | 2031 | 1 | Conventional | HVAC | Com - Warehouse | Com | ROB and NEW | 0 | 1000 sqft2 of floor space | Cap-kBTUh | 20 | DEER:HVAC_Eff_HP | 0.80222 | 0.00012889 | 0.45024 | SWHC004-06 | 16.0311 | 2024 | 7.22 | 2024 | 0 | 0 |  | Com HVAC Boilers - Marine ¦ SCG ¦ Marine | Com HVAC Boilers - Marine | 0 | 1 | 0 | CBSA 2014 | -2.1384 | 2012 | 0.2 | SWHC004-06
COM-HVAC-40.49 | Com ¦ Code Hot Water Boiler (84% eff.) - Hot-Dry ¦ SCG ¦ Hot-Dry | Com ¦ Code Hot Water Boiler (84% eff.) - Hot-Dry | SCG ¦ Hot-Dry | SCG | All | Gas | Code HVAC Space Heating Boiler | Average Existing and Code |  | 2031 | 1 | Conventional | HVAC | Com - College | Com | ROB and NEW | 0 | 1000 sqft2 of floor space | Cap-kBTUh | 20 | DEER:HVAC_Eff_HP | 0.682 | 0.00014222 | 0.41631 | SWHC004-06 | 16.0311 | 2024 | 7.22 | 2024 | 0 | 0 |  | Com HVAC Boilers - Hot-Dry ¦ SCG ¦ Hot-Dry | Com HVAC Boilers - Hot-Dry | 9.9134 | 1 | 0.89024 | CBSA 2014 | -1.4248 | 2012 | 0.2 | SWHC004-06
COM-HVAC-40.50 | Com ¦ Code Hot Water Boiler (84% eff.) - Hot-Dry ¦ SCG ¦ Hot-Dry | Com ¦ Code Hot Water Boiler (84% eff.) - Hot-Dry | SCG ¦ Hot-Dry | SCG | All | Gas | Code HVAC Space Heating Boiler | Average Existing and Code |  | 2031 | 1 | Conventional | HVAC | Com - Grocery | Com | ROB and NEW | 0 | 1000 sqft2 of floor space | Cap-kBTUh | 20 | DEER:HVAC_Eff_HP | 0.682 | 0.00014222 | 0.41631 | SWHC004-06 | 16.0311 | 2024 | 7.22 | 2024 | 0 | 0 |  | Com HVAC Boilers - Hot-Dry ¦ SCG ¦ Hot-Dry | Com HVAC Boilers - Hot-Dry | 0 | 1 | 0 | CBSA 2014 | -1.0159 | 2012 | 0.2 | SWHC004-06
COM-HVAC-40.51 | Com ¦ Code Hot Water Boiler (84% eff.) - Hot-Dry ¦ SCG ¦ Hot-Dry | Com ¦ Code Hot Water Boiler (84% eff.) - Hot-Dry | SCG ¦ Hot-Dry | SCG | All | Gas | Code HVAC Space Heating Boiler | Average Existing and Code |  | 2031 | 1 | Conventional | HVAC | Com - Health | Com | ROB and NEW | 0 | 1000 sqft2 of floor space | Cap-kBTUh | 20 | DEER:HVAC_Eff_HP | 0.682 | 0.00014222 | 0.41631 | SWHC004-06 | 16.0311 | 2024 | 7.22 | 2024 | 0 | 0 |  | Com HVAC Boilers - Hot-Dry ¦ SCG ¦ Hot-Dry | Com HVAC Boilers - Hot-Dry | 8.3689 | 1 | 0.89024 | CBSA 2014 | -1.2205 | 2012 | 0.2 | SWHC004-06
COM-HVAC-40.52 | Com ¦ Code Hot Water Boiler (84% eff.) - Hot-Dry ¦ SCG ¦ Hot-Dry | Com ¦ Code Hot Water Boiler (84% eff.) - Hot-Dry | SCG ¦ Hot-Dry | SCG | All | Gas | Code HVAC Space Heating Boiler | Average Existing and Code |  | 2031 | 1 | Conventional | HVAC | Com - Lodging | Com | ROB and NEW | 0 | 1000 sqft2 of floor space | Cap-kBTUh | 20 | DEER:HVAC_Eff_HP | 0.682 | 0.00014222 | 0.41631 | SWHC004-06 | 16.0311 | 2024 | 7.22 | 2024 | 0 | 0 |  | Com HVAC Boilers - Hot-Dry ¦ SCG ¦ Hot-Dry | Com HVAC Boilers - Hot-Dry | 3.4494 | 1 | 0.89024 | CBSA 2014 | -4.22 | 2012 | 0.2 | SWHC004-06
COM-HVAC-40.53 | Com ¦ Code Hot Water Boiler (84% eff.) - Hot-Dry ¦ SCG ¦ Hot-Dry | Com ¦ Code Hot Water Boiler (84% eff.) - Hot-Dry | SCG ¦ Hot-Dry | SCG | All | Gas | Code HVAC Space Heating Boiler | Average Existing and Code |  | 2031 | 1 | Conventional | HVAC | Com - Office (Large) | Com | ROB and NEW | 0 | 1000 sqft2 of floor space | Cap-kBTUh | 20 | DEER:HVAC_Eff_HP | 0.682 | 0.00014222 | 0.41631 | SWHC004-06 | 16.0311 | 2024 | 7.22 | 2024 | 0 | 0 |  | Com HVAC Boilers - Hot-Dry ¦ SCG ¦ Hot-Dry | Com HVAC Boilers - Hot-Dry | 12.9615 | 1 | 0.89024 | CBSA 2014 | -1.9374 | 2012 | 0.2 | SWHC004-06
COM-HVAC-40.54 | Com ¦ Code Hot Water Boiler (84% eff.) - Hot-Dry ¦ SCG ¦ Hot-Dry | Com ¦ Code Hot Water Boiler (84% eff.) - Hot-Dry | SCG ¦ Hot-Dry | SCG | All | Gas | Code HVAC Space Heating Boiler | Average Existing and Code |  | 2031 | 1 | Conventional | HVAC | Com - Office (Small) | Com | ROB and NEW | 0 | 1000 sqft2 of floor space | Cap-kBTUh | 20 | DEER:HVAC_Eff_HP | 0.682 | 0.00014222 | 0.41631 | SWHC004-06 | 16.0311 | 2024 | 7.22 | 2024 | 0 | 0 |  | Com HVAC Boilers - Hot-Dry ¦ SCG ¦ Hot-Dry | Com HVAC Boilers - Hot-Dry | 26.3159 | 1 | 0.89024 | CBSA 2014 | -0.85543 | 2012 | 0.2 | SWHC004-06
COM-HVAC-40.55 | Com ¦ Code Hot Water Boiler (84% eff.) - Hot-Dry ¦ SCG ¦ Hot-Dry | Com ¦ Code Hot Water Boiler (84% eff.) - Hot-Dry | SCG ¦ Hot-Dry | SCG | All | Gas | Code HVAC Space Heating Boiler | Average Existing and Code |  | 2031 | 1 | Conventional | HVAC | Com - Other | Com | ROB and NEW | 0 | 1000 sqft2 of floor space | Cap-kBTUh | 20 | DEER:HVAC_Eff_HP | 0.682 | 0.00014222 | 0.41631 | SWHC004-06 | 16.0311 | 2024 | 7.22 | 2024 | 0 | 0 |  | Com HVAC Boilers - Hot-Dry ¦ SCG ¦ Hot-Dry | Com HVAC Boilers - Hot-Dry | 0 | 1 | 0 | CBSA 2014 | -1.9612 | 2012 | 0.2 | SWHC004-06
COM-HVAC-40.56 | Com ¦ Code Hot Water Boiler (84% eff.) - Hot-Dry ¦ SCG ¦ Hot-Dry | Com ¦ Code Hot Water Boiler (84% eff.) - Hot-Dry | SCG ¦ Hot-Dry | SCG | All | Gas | Code HVAC Space Heating Boiler | Average Existing and Code |  | 2031 | 1 | Conventional | HVAC | Com - Refrig. Warehouse | Com | ROB and NEW | 0 | 1000 sqft2 of floor space | Cap-kBTUh | 20 | DEER:HVAC_Eff_HP | 0.682 | 0.00014222 | 0.41631 | SWHC004-06 | 16.0311 | 2024 | 7.22 | 2024 | 0 | 0 |  | Com HVAC Boilers - Hot-Dry ¦ SCG ¦ Hot-Dry | Com HVAC Boilers - Hot-Dry | 0 | 1 | 0 | CBSA 2014 | -0.32475 | 2012 | 0.2 | SWHC004-06
COM-HVAC-40.57 | Com ¦ Code Hot Water Boiler (84% eff.) - Hot-Dry ¦ SCG ¦ Hot-Dry | Com ¦ Code Hot Water Boiler (84% eff.) - Hot-Dry | SCG ¦ Hot-Dry | SCG | All | Gas | Code HVAC Space Heating Boiler | Average Existing and Code |  | 2031 | 1 | Conventional | HVAC | Com - Restaurant | Com | ROB and NEW | 0 | 1000 sqft2 of floor space | Cap-kBTUh | 20 | DEER:HVAC_Eff_HP | 0.682 | 0.00014222 | 0.41631 | SWHC004-06 | 16.0311 | 2024 | 7.22 | 2024 | 0 | 0 |  | Com HVAC Boilers - Hot-Dry ¦ SCG ¦ Hot-Dry | Com HVAC Boilers - Hot-Dry | 0 | 1 | 0 | CBSA 2014 | -0.32487 | 2012 | 0.2 | SWHC004-06
COM-HVAC-40.58 | Com ¦ Code Hot Water Boiler (84% eff.) - Hot-Dry ¦ SCG ¦ Hot-Dry | Com ¦ Code Hot Water Boiler (84% eff.) - Hot-Dry | SCG ¦ Hot-Dry | SCG | All | Gas | Code HVAC Space Heating Boiler | Average Existing and Code |  | 2031 | 1 | Conventional | HVAC | Com - Retail | Com | ROB and NEW | 0 | 1000 sqft2 of floor space | Cap-kBTUh | 20 | DEER:HVAC_Eff_HP | 0.682 | 0.00014222 | 0.41631 | SWHC004-06 | 16.0311 | 2024 | 7.22 | 2024 | 0 | 0 |  | Com HVAC Boilers - Hot-Dry ¦ SCG ¦ Hot-Dry | Com HVAC Boilers - Hot-Dry | 2.9992 | 1 | 0.89024 | CBSA 2014 | -2.2966 | 2012 | 0.2 | SWHC004-06
COM-HVAC-40.59 | Com ¦ Code Hot Water Boiler (84% eff.) - Hot-Dry ¦ SCG ¦ Hot-Dry | Com ¦ Code Hot Water Boiler (84% eff.) - Hot-Dry | SCG ¦ Hot-Dry | SCG | All | Gas | Code HVAC Space Heating Boiler | Average Existing and Code |  | 2031 | 1 | Conventional | HVAC | Com - School | Com | ROB and NEW | 0 | 1000 sqft2 of floor space | Cap-kBTUh | 20 | DEER:HVAC_Eff_HP | 0.682 | 0.00014222 | 0.41631 | SWHC004-06 | 16.0311 | 2024 | 7.22 | 2024 | 0 | 0 |  | Com HVAC Boilers - Hot-Dry ¦ SCG ¦ Hot-Dry | Com HVAC Boilers - Hot-Dry | 12.634 | 1 | 0.89024 | CBSA 2014 | -1.0635 | 2012 | 0.2 | SWHC004-06
COM-HVAC-40.60 | Com ¦ Code Hot Water Boiler (84% eff.) - Hot-Dry ¦ SCG ¦ Hot-Dry | Com ¦ Code Hot Water Boiler (84% eff.) - Hot-Dry | SCG ¦ Hot-Dry | SCG | All | Gas | Code HVAC Space Heating Boiler | Average Existing and Code |  | 2031 | 1 | Conventional | HVAC | Com - Warehouse | Com | ROB and NEW | 0 | 1000 sqft2 of floor space | Cap-kBTUh | 20 | DEER:HVAC_Eff_HP | 0.682 | 0.00014222 | 0.41631 | SWHC004-06 | 16.0311 | 2024 | 7.22 | 2024 | 0 | 0 |  | Com HVAC Boilers - Hot-Dry ¦ SCG ¦ Hot-Dry | Com HVAC Boilers - Hot-Dry | 0 | 1 | 0 | CBSA 2014 | -1.9594 | 2012 | 0.2 | SWHC004-06
COM-HVAC-40.61 | Com ¦ Code Hot Water Boiler (84% eff.) - Cold ¦ SCG ¦ Cold | Com ¦ Code Hot Water Boiler (84% eff.) - Cold | SCG ¦ Cold | SCG | All | Gas | Code HVAC Space Heating Boiler | Average Existing and Code |  | 2031 | 1 | Conventional | HVAC | Com - College | Com | ROB and NEW | 0 | 1000 sqft2 of floor space | Cap-kBTUh | 20 | DEER:HVAC_Eff_HP | 0.24756 | 8e-05 | 0.55056 | SWHC004-06 | 16.0311 | 2024 | 7.22 | 2024 | 0 | 0 |  | Com HVAC Boilers - Cold ¦ SCG ¦ Cold | Com HVAC Boilers - Cold | 9.9134 | 1 | 0.89024 | CBSA 2014 | -1.8348 | 2012 | 0.2 | SWHC004-06
COM-HVAC-40.62 | Com ¦ Code Hot Water Boiler (84% eff.) - Cold ¦ SCG ¦ Cold | Com ¦ Code Hot Water Boiler (84% eff.) - Cold | SCG ¦ Cold | SCG | All | Gas | Code HVAC Space Heating Boiler | Average Existing and Code |  | 2031 | 1 | Conventional | HVAC | Com - Grocery | Com | ROB and NEW | 0 | 1000 sqft2 of floor space | Cap-kBTUh | 20 | DEER:HVAC_Eff_HP | 0.24756 | 8e-05 | 0.55056 | SWHC004-06 | 16.0311 | 2024 | 7.22 | 2024 | 0 | 0 |  | Com HVAC Boilers - Cold ¦ SCG ¦ Cold | Com HVAC Boilers - Cold | 0 | 1 | 0 | CBSA 2014 | -1.3067 | 2012 | 0.2 | SWHC004-06
COM-HVAC-40.63 | Com ¦ Code Hot Water Boiler (84% eff.) - Cold ¦ SCG ¦ Cold | Com ¦ Code Hot Water Boiler (84% eff.) - Cold | SCG ¦ Cold | SCG | All | Gas | Code HVAC Space Heating Boiler | Average Existing and Code |  | 2031 | 1 | Conventional | HVAC | Com - Health | Com | ROB and NEW | 0 | 1000 sqft2 of floor space | Cap-kBTUh | 20 | DEER:HVAC_Eff_HP | 0.24756 | 8e-05 | 0.55056 | SWHC004-06 | 16.0311 | 2024 | 7.22 | 2024 | 0 | 0 |  | Com HVAC Boilers - Cold ¦ SCG ¦ Cold | Com HVAC Boilers - Cold | 8.3689 | 1 | 0.89024 | CBSA 2014 | -1.5713 | 2012 | 0.2 | SWHC004-06
COM-HVAC-40.64 | Com ¦ Code Hot Water Boiler (84% eff.) - Cold ¦ SCG ¦ Cold | Com ¦ Code Hot Water Boiler (84% eff.) - Cold | SCG ¦ Cold | SCG | All | Gas | Code HVAC Space Heating Boiler | Average Existing and Code |  | 2031 | 1 | Conventional | HVAC | Com - Lodging | Com | ROB and NEW | 0 | 1000 sqft2 of floor space | Cap-kBTUh | 20 | DEER:HVAC_Eff_HP | 0.24756 | 8e-05 | 0.55056 | SWHC004-06 | 16.0311 | 2024 | 7.22 | 2024 | 0 | 0 |  | Com HVAC Boilers - Cold ¦ SCG ¦ Cold | Com HVAC Boilers - Cold | 3.4494 | 1 | 0.89024 | CBSA 2014 | -5.4776 | 2012 | 0.2 | SWHC004-06
COM-HVAC-40.65 | Com ¦ Code Hot Water Boiler (84% eff.) - Cold ¦ SCG ¦ Cold | Com ¦ Code Hot Water Boiler (84% eff.) - Cold | SCG ¦ Cold | SCG | All | Gas | Code HVAC Space Heating Boiler | Average Existing and Code |  | 2031 | 1 | Conventional | HVAC | Com - Office (Large) | Com | ROB and NEW | 0 | 1000 sqft2 of floor space | Cap-kBTUh | 20 | DEER:HVAC_Eff_HP | 0.24756 | 8e-05 | 0.55056 | SWHC004-06 | 16.0311 | 2024 | 7.22 | 2024 | 0 | 0 |  | Com HVAC Boilers - Cold ¦ SCG ¦ Cold | Com HVAC Boilers - Cold | 12.9615 | 1 | 0.89024 | CBSA 2014 | -2.497 | 2012 | 0.2 | SWHC004-06
COM-HVAC-40.66 | Com ¦ Code Hot Water Boiler (84% eff.) - Cold ¦ SCG ¦ Cold | Com ¦ Code Hot Water Boiler (84% eff.) - Cold | SCG ¦ Cold | SCG | All | Gas | Code HVAC Space Heating Boiler | Average Existing and Code |  | 2031 | 1 | Conventional | HVAC | Com - Office (Small) | Com | ROB and NEW | 0 | 1000 sqft2 of floor space | Cap-kBTUh | 20 | DEER:HVAC_Eff_HP | 0.24756 | 8e-05 | 0.55056 | SWHC004-06 | 16.0311 | 2024 | 7.22 | 2024 | 0 | 0 |  | Com HVAC Boilers - Cold ¦ SCG ¦ Cold | Com HVAC Boilers - Cold | 26.3159 | 1 | 0.89024 | CBSA 2014 | -1.1013 | 2012 | 0.2 | SWHC004-06
COM-HVAC-40.67 | Com ¦ Code Hot Water Boiler (84% eff.) - Cold ¦ SCG ¦ Cold | Com ¦ Code Hot Water Boiler (84% eff.) - Cold | SCG ¦ Cold | SCG | All | Gas | Code HVAC Space Heating Boiler | Average Existing and Code |  | 2031 | 1 | Conventional | HVAC | Com - Other | Com | ROB and NEW | 0 | 1000 sqft2 of floor space | Cap-kBTUh | 20 | DEER:HVAC_Eff_HP | 0.24756 | 8e-05 | 0.55056 | SWHC004-06 | 16.0311 | 2024 | 7.22 | 2024 | 0 | 0 |  | Com HVAC Boilers - Cold ¦ SCG ¦ Cold | Com HVAC Boilers - Cold | 0 | 1 | 0 | CBSA 2014 | -2.5214 | 2012 | 0.2 | SWHC004-06
COM-HVAC-40.68 | Com ¦ Code Hot Water Boiler (84% eff.) - Cold ¦ SCG ¦ Cold | Com ¦ Code Hot Water Boiler (84% eff.) - Cold | SCG ¦ Cold | SCG | All | Gas | Code HVAC Space Heating Boiler | Average Existing and Code |  | 2031 | 1 | Conventional | HVAC | Com - Refrig. Warehouse | Com | ROB and NEW | 0 | 1000 sqft2 of floor space | Cap-kBTUh | 20 | DEER:HVAC_Eff_HP | 0.24756 | 8e-05 | 0.55056 | SWHC004-06 | 16.0311 | 2024 | 7.22 | 2024 | 0 | 0 |  | Com HVAC Boilers - Cold ¦ SCG ¦ Cold | Com HVAC Boilers - Cold | 0 | 1 | 0 | CBSA 2014 | -0.41778 | 2012 | 0.2 | SWHC004-06
COM-HVAC-40.69 | Com ¦ Code Hot Water Boiler (84% eff.) - Cold ¦ SCG ¦ Cold | Com ¦ Code Hot Water Boiler (84% eff.) - Cold | SCG ¦ Cold | SCG | All | Gas | Code HVAC Space Heating Boiler | Average Existing and Code |  | 2031 | 1 | Conventional | HVAC | Com - Restaurant | Com | ROB and NEW | 0 | 1000 sqft2 of floor space | Cap-kBTUh | 20 | DEER:HVAC_Eff_HP | 0.24756 | 8e-05 | 0.55056 | SWHC004-06 | 16.0311 | 2024 | 7.22 | 2024 | 0 | 0 |  | Com HVAC Boilers - Cold ¦ SCG ¦ Cold | Com HVAC Boilers - Cold | 0 | 1 | 0 | CBSA 2014 | -0.418 | 2012 | 0.2 | SWHC004-06
COM-HVAC-40.70 | Com ¦ Code Hot Water Boiler (84% eff.) - Cold ¦ SCG ¦ Cold | Com ¦ Code Hot Water Boiler (84% eff.) - Cold | SCG ¦ Cold | SCG | All | Gas | Code HVAC Space Heating Boiler | Average Existing and Code |  | 2031 | 1 | Conventional | HVAC | Com - Retail | Com | ROB and NEW | 0 | 1000 sqft2 of floor space | Cap-kBTUh | 20 | DEER:HVAC_Eff_HP | 0.24756 | 8e-05 | 0.55056 | SWHC004-06 | 16.0311 | 2024 | 7.22 | 2024 | 0 | 0 |  | Com HVAC Boilers - Cold ¦ SCG ¦ Cold | Com HVAC Boilers - Cold | 2.9992 | 1 | 0.89024 | CBSA 2014 | -2.8073 | 2012 | 0.2 | SWHC004-06
COM-HVAC-40.71 | Com ¦ Code Hot Water Boiler (84% eff.) - Cold ¦ SCG ¦ Cold | Com ¦ Code Hot Water Boiler (84% eff.) - Cold | SCG ¦ Cold | SCG | All | Gas | Code HVAC Space Heating Boiler | Average Existing and Code |  | 2031 | 1 | Conventional | HVAC | Com - School | Com | ROB and NEW | 0 | 1000 sqft2 of floor space | Cap-kBTUh | 20 | DEER:HVAC_Eff_HP | 0.24756 | 8e-05 | 0.55056 | SWHC004-06 | 16.0311 | 2024 | 7.22 | 2024 | 0 | 0 |  | Com HVAC Boilers - Cold ¦ SCG ¦ Cold | Com HVAC Boilers - Cold | 12.634 | 1 | 0.89024 | CBSA 2014 | -1.2986 | 2012 | 0.2 | SWHC004-06
COM-HVAC-40.72 | Com ¦ Code Hot Water Boiler (84% eff.) - Cold ¦ SCG ¦ Cold | Com ¦ Code Hot Water Boiler (84% eff.) - Cold | SCG ¦ Cold | SCG | All | Gas | Code HVAC Space Heating Boiler | Average Existing and Code |  | 2031 | 1 | Conventional | HVAC | Com - Warehouse | Com | ROB and NEW | 0 | 1000 sqft2 of floor space | Cap-kBTUh | 20 | DEER:HVAC_Eff_HP | 0.24756 | 8e-05 | 0.55056 | SWHC004-06 | 16.0311 | 2024 | 7.22 | 2024 | 0 | 0 |  | Com HVAC Boilers - Cold ¦ SCG ¦ Cold | Com HVAC Boilers - Cold | 0 | 1 | 0 | CBSA 2014 | -2.3951 | 2012 | 0.2 | SWHC004-06
COM-HVAC-40.73 | Com ¦ Code Hot Water Boiler (84% eff.) - Marine ¦ SDG&E ¦ Marine | Com ¦ Code Hot Water Boiler (84% eff.) - Marine | SDG&E ¦ Marine | SDG&E | All | Gas | Code HVAC Space Heating Boiler | Average Existing and Code |  | 2031 | 1 | Conventional | HVAC | Com - College | Com | ROB and NEW | 0 | 1000 sqft2 of floor space | Cap-kBTUh | 20 | DEER:HVAC_Eff_HP | 0.80222 | 0.00012889 | 0.45024 | SWHC004-06 | 16.0311 | 2024 | 7.22 | 2024 | 0 | 0 |  | Com HVAC Boilers - Marine ¦ SDG&E ¦ Marine | Com HVAC Boilers - Marine | 7.1283 | 1 | 0.89024 | CBSA 2014 | -1.5458 | 2012 | 0.2 | SWHC004-06
COM-HVAC-40.74 | Com ¦ Code Hot Water Boiler (84% eff.) - Marine ¦ SDG&E ¦ Marine | Com ¦ Code Hot Water Boiler (84% eff.) - Marine | SDG&E ¦ Marine | SDG&E | All | Gas | Code HVAC Space Heating Boiler | Average Existing and Code |  | 2031 | 1 | Conventional | HVAC | Com - Grocery | Com | ROB and NEW | 0 | 1000 sqft2 of floor space | Cap-kBTUh | 20 | DEER:HVAC_Eff_HP | 0.80222 | 0.00012889 | 0.45024 | SWHC004-06 | 16.0311 | 2024 | 7.22 | 2024 | 0 | 0 |  | Com HVAC Boilers - Marine ¦ SDG&E ¦ Marine | Com HVAC Boilers - Marine | 0 | 1 | 0 | CBSA 2014 | -1.1024 | 2012 | 0.2 | SWHC004-06
COM-HVAC-40.75 | Com ¦ Code Hot Water Boiler (84% eff.) - Marine ¦ SDG&E ¦ Marine | Com ¦ Code Hot Water Boiler (84% eff.) - Marine | SDG&E ¦ Marine | SDG&E | All | Gas | Code HVAC Space Heating Boiler | Average Existing and Code |  | 2031 | 1 | Conventional | HVAC | Com - Health | Com | ROB and NEW | 0 | 1000 sqft2 of floor space | Cap-kBTUh | 20 | DEER:HVAC_Eff_HP | 0.80222 | 0.00012889 | 0.45024 | SWHC004-06 | 16.0311 | 2024 | 7.22 | 2024 | 0 | 0 |  | Com HVAC Boilers - Marine ¦ SDG&E ¦ Marine | Com HVAC Boilers - Marine | 7.8081 | 1 | 0.89024 | CBSA 2014 | -1.3242 | 2012 | 0.2 | SWHC004-06
COM-HVAC-40.76 | Com ¦ Code Hot Water Boiler (84% eff.) - Marine ¦ SDG&E ¦ Marine | Com ¦ Code Hot Water Boiler (84% eff.) - Marine | SDG&E ¦ Marine | SDG&E | All | Gas | Code HVAC Space Heating Boiler | Average Existing and Code |  | 2031 | 1 | Conventional | HVAC | Com - Lodging | Com | ROB and NEW | 0 | 1000 sqft2 of floor space | Cap-kBTUh | 20 | DEER:HVAC_Eff_HP | 0.80222 | 0.00012889 | 0.45024 | SWHC004-06 | 16.0311 | 2024 | 7.22 | 2024 | 0 | 0 |  | Com HVAC Boilers - Marine ¦ SDG&E ¦ Marine | Com HVAC Boilers - Marine | 3.4791 | 1 | 0.89024 | CBSA 2014 | -4.5742 | 2012 | 0.2 | SWHC004-06
COM-HVAC-40.77 | Com ¦ Code Hot Water Boiler (84% eff.) - Marine ¦ SDG&E ¦ Marine | Com ¦ Code Hot Water Boiler (84% eff.) - Marine | SDG&E ¦ Marine | SDG&E | All | Gas | Code HVAC Space Heating Boiler | Average Existing and Code |  | 2031 | 1 | Conventional | HVAC | Com - Office (Large) | Com | ROB and NEW | 0 | 1000 sqft2 of floor space | Cap-kBTUh | 20 | DEER:HVAC_Eff_HP | 0.80222 | 0.00012889 | 0.45024 | SWHC004-06 | 16.0311 | 2024 | 7.22 | 2024 | 0 | 0 |  | Com HVAC Boilers - Marine ¦ SDG&E ¦ Marine | Com HVAC Boilers - Marine | 8.8573 | 1 | 0.89024 | CBSA 2014 | -2.1017 | 2012 | 0.2 | SWHC004-06
COM-HVAC-40.78 | Com ¦ Code Hot Water Boiler (84% eff.) - Marine ¦ SDG&E ¦ Marine | Com ¦ Code Hot Water Boiler (84% eff.) - Marine | SDG&E ¦ Marine | SDG&E | All | Gas | Code HVAC Space Heating Boiler | Average Existing and Code |  | 2031 | 1 | Conventional | HVAC | Com - Office (Small) | Com | ROB and NEW | 0 | 1000 sqft2 of floor space | Cap-kBTUh | 20 | DEER:HVAC_Eff_HP | 0.80222 | 0.00012889 | 0.45024 | SWHC004-06 | 16.0311 | 2024 | 7.22 | 2024 | 0 | 0 |  | Com HVAC Boilers - Marine ¦ SDG&E ¦ Marine | Com HVAC Boilers - Marine | 21.5364 | 1 | 0.89024 | CBSA 2014 | -0.92812 | 2012 | 0.2 | SWHC004-06
COM-HVAC-40.79 | Com ¦ Code Hot Water Boiler (84% eff.) - Marine ¦ SDG&E ¦ Marine | Com ¦ Code Hot Water Boiler (84% eff.) - Marine | SDG&E ¦ Marine | SDG&E | All | Gas | Code HVAC Space Heating Boiler | Average Existing and Code |  | 2031 | 1 | Conventional | HVAC | Com - Other | Com | ROB and NEW | 0 | 1000 sqft2 of floor space | Cap-kBTUh | 20 | DEER:HVAC_Eff_HP | 0.80222 | 0.00012889 | 0.45024 | SWHC004-06 | 16.0311 | 2024 | 7.22 | 2024 | 0 | 0 |  | Com HVAC Boilers - Marine ¦ SDG&E ¦ Marine | Com HVAC Boilers - Marine | 0 | 1 | 0 | CBSA 2014 | -2.1282 | 2012 | 0.2 | SWHC004-06
COM-HVAC-40.80 | Com ¦ Code Hot Water Boiler (84% eff.) - Marine ¦ SDG&E ¦ Marine | Com ¦ Code Hot Water Boiler (84% eff.) - Marine | SDG&E ¦ Marine | SDG&E | All | Gas | Code HVAC Space Heating Boiler | Average Existing and Code |  | 2031 | 1 | Conventional | HVAC | Com - Refrig. Warehouse | Com | ROB and NEW | 0 | 1000 sqft2 of floor space | Cap-kBTUh | 20 | DEER:HVAC_Eff_HP | 0.80222 | 0.00012889 | 0.45024 | SWHC004-06 | 16.0311 | 2024 | 7.22 | 2024 | 0 | 0 |  | Com HVAC Boilers - Marine ¦ SDG&E ¦ Marine | Com HVAC Boilers - Marine | 0 | 1 | 0 | CBSA 2014 | -0.35237 | 2012 | 0.2 | SWHC004-06
COM-HVAC-40.81 | Com ¦ Code Hot Water Boiler (84% eff.) - Marine ¦ SDG&E ¦ Marine | Com ¦ Code Hot Water Boiler (84% eff.) - Marine | SDG&E ¦ Marine | SDG&E | All | Gas | Code HVAC Space Heating Boiler | Average Existing and Code |  | 2031 | 1 | Conventional | HVAC | Com - Restaurant | Com | ROB and NEW | 0 | 1000 sqft2 of floor space | Cap-kBTUh | 20 | DEER:HVAC_Eff_HP | 0.80222 | 0.00012889 | 0.45024 | SWHC004-06 | 16.0311 | 2024 | 7.22 | 2024 | 0 | 0 |  | Com HVAC Boilers - Marine ¦ SDG&E ¦ Marine | Com HVAC Boilers - Marine | 0 | 1 | 0 | CBSA 2014 | -0.3525 | 2012 | 0.2 | SWHC004-06
COM-HVAC-40.82 | Com ¦ Code Hot Water Boiler (84% eff.) - Marine ¦ SDG&E ¦ Marine | Com ¦ Code Hot Water Boiler (84% eff.) - Marine | SDG&E ¦ Marine | SDG&E | All | Gas | Code HVAC Space Heating Boiler | Average Existing and Code |  | 2031 | 1 | Conventional | HVAC | Com - Retail | Com | ROB and NEW | 0 | 1000 sqft2 of floor space | Cap-kBTUh | 20 | DEER:HVAC_Eff_HP | 0.80222 | 0.00012889 | 0.45024 | SWHC004-06 | 16.0311 | 2024 | 7.22 | 2024 | 0 | 0 |  | Com HVAC Boilers - Marine ¦ SDG&E ¦ Marine | Com HVAC Boilers - Marine | 2.3901 | 1 | 0.89024 | CBSA 2014 | -2.5065 | 2012 | 0.2 | SWHC004-06
COM-HVAC-40.83 | Com ¦ Code Hot Water Boiler (84% eff.) - Marine ¦ SDG&E ¦ Marine | Com ¦ Code Hot Water Boiler (84% eff.) - Marine | SDG&E ¦ Marine | SDG&E | All | Gas | Code HVAC Space Heating Boiler | Average Existing and Code |  | 2031 | 1 | Conventional | HVAC | Com - School | Com | ROB and NEW | 0 | 1000 sqft2 of floor space | Cap-kBTUh | 20 | DEER:HVAC_Eff_HP | 0.80222 | 0.00012889 | 0.45024 | SWHC004-06 | 16.0311 | 2024 | 7.22 | 2024 | 0 | 0 |  | Com HVAC Boilers - Marine ¦ SDG&E ¦ Marine | Com HVAC Boilers - Marine | 10.6579 | 1 | 0.89024 | CBSA 2014 | -1.1608 | 2012 | 0.2 | SWHC004-06
COM-HVAC-40.84 | Com ¦ Code Hot Water Boiler (84% eff.) - Marine ¦ SDG&E ¦ Marine | Com ¦ Code Hot Water Boiler (84% eff.) - Marine | SDG&E ¦ Marine | SDG&E | All | Gas | Code HVAC Space Heating Boiler | Average Existing and Code |  | 2031 | 1 | Conventional | HVAC | Com - Warehouse | Com | ROB and NEW | 0 | 1000 sqft2 of floor space | Cap-kBTUh | 20 | DEER:HVAC_Eff_HP | 0.80222 | 0.00012889 | 0.45024 | SWHC004-06 | 16.0311 | 2024 | 7.22 | 2024 | 0 | 0 |  | Com HVAC Boilers - Marine ¦ SDG&E ¦ Marine | Com HVAC Boilers - Marine | 0 | 1 | 0 | CBSA 2014 | -2.1384 | 2012 | 0.2 | SWHC004-06
COM-HVAC-40.85 | Com ¦ Code Hot Water Boiler (84% eff.) - Hot-Dry ¦ SDG&E ¦ Hot-Dry | Com ¦ Code Hot Water Boiler (84% eff.) - Hot-Dry | SDG&E ¦ Hot-Dry | SDG&E | All | Gas | Code HVAC Space Heating Boiler | Average Existing and Code |  | 2031 | 1 | Conventional | HVAC | Com - College | Com | ROB and NEW | 0 | 1000 sqft2 of floor space | Cap-kBTUh | 20 | DEER:HVAC_Eff_HP | 1.0289 | 0.00014222 | 0.55076 | SWHC004-06 | 16.0311 | 2024 | 7.22 | 2024 | 0 | 0 |  | Com HVAC Boilers - Hot-Dry ¦ SDG&E ¦ Hot-Dry | Com HVAC Boilers - Hot-Dry | 7.1283 | 1 | 0.89024 | CBSA 2014 | -1.8944 | 2012 | 0.2 | SWHC004-06
COM-HVAC-40.86 | Com ¦ Code Hot Water Boiler (84% eff.) - Hot-Dry ¦ SDG&E ¦ Hot-Dry | Com ¦ Code Hot Water Boiler (84% eff.) - Hot-Dry | SDG&E ¦ Hot-Dry | SDG&E | All | Gas | Code HVAC Space Heating Boiler | Average Existing and Code |  | 2031 | 1 | Conventional | HVAC | Com - Grocery | Com | ROB and NEW | 0 | 1000 sqft2 of floor space | Cap-kBTUh | 20 | DEER:HVAC_Eff_HP | 1.0289 | 0.00014222 | 0.55076 | SWHC004-06 | 16.0311 | 2024 | 7.22 | 2024 | 0 | 0 |  | Com HVAC Boilers - Hot-Dry ¦ SDG&E ¦ Hot-Dry | Com HVAC Boilers - Hot-Dry | 0 | 1 | 0 | CBSA 2014 | -1.3512 | 2012 | 0.2 | SWHC004-06
COM-HVAC-40.87 | Com ¦ Code Hot Water Boiler (84% eff.) - Hot-Dry ¦ SDG&E ¦ Hot-Dry | Com ¦ Code Hot Water Boiler (84% eff.) - Hot-Dry | SDG&E ¦ Hot-Dry | SDG&E | All | Gas | Code HVAC Space Heating Boiler | Average Existing and Code |  | 2031 | 1 | Conventional | HVAC | Com - Health | Com | ROB and NEW | 0 | 1000 sqft2 of floor space | Cap-kBTUh | 20 | DEER:HVAC_Eff_HP | 1.0289 | 0.00014222 | 0.55076 | SWHC004-06 | 16.0311 | 2024 | 7.22 | 2024 | 0 | 0 |  | Com HVAC Boilers - Hot-Dry ¦ SDG&E ¦ Hot-Dry | Com HVAC Boilers - Hot-Dry | 7.8081 | 1 | 0.89024 | CBSA 2014 | -1.623 | 2012 | 0.2 | SWHC004-06
COM-HVAC-40.88 | Com ¦ Code Hot Water Boiler (84% eff.) - Hot-Dry ¦ SDG&E ¦ Hot-Dry | Com ¦ Code Hot Water Boiler (84% eff.) - Hot-Dry | SDG&E ¦ Hot-Dry | SDG&E | All | Gas | Code HVAC Space Heating Boiler | Average Existing and Code |  | 2031 | 1 | Conventional | HVAC | Com - Lodging | Com | ROB and NEW | 0 | 1000 sqft2 of floor space | Cap-kBTUh | 20 | DEER:HVAC_Eff_HP | 1.0289 | 0.00014222 | 0.55076 | SWHC004-06 | 16.0311 | 2024 | 7.22 | 2024 | 0 | 0 |  | Com HVAC Boilers - Hot-Dry ¦ SDG&E ¦ Hot-Dry | Com HVAC Boilers - Hot-Dry | 3.4791 | 1 | 0.89024 | CBSA 2014 | -5.6028 | 2012 | 0.2 | SWHC004-06
COM-HVAC-40.89 | Com ¦ Code Hot Water Boiler (84% eff.) - Hot-Dry ¦ SDG&E ¦ Hot-Dry | Com ¦ Code Hot Water Boiler (84% eff.) - Hot-Dry | SDG&E ¦ Hot-Dry | SDG&E | All | Gas | Code HVAC Space Heating Boiler | Average Existing and Code |  | 2031 | 1 | Conventional | HVAC | Com - Office (Large) | Com | ROB and NEW | 0 | 1000 sqft2 of floor space | Cap-kBTUh | 20 | DEER:HVAC_Eff_HP | 1.0289 | 0.00014222 | 0.55076 | SWHC004-06 | 16.0311 | 2024 | 7.22 | 2024 | 0 | 0 |  | Com HVAC Boilers - Hot-Dry ¦ SDG&E ¦ Hot-Dry | Com HVAC Boilers - Hot-Dry | 8.8573 | 1 | 0.89024 | CBSA 2014 | -2.5756 | 2012 | 0.2 | SWHC004-06
COM-HVAC-40.90 | Com ¦ Code Hot Water Boiler (84% eff.) - Hot-Dry ¦ SDG&E ¦ Hot-Dry | Com ¦ Code Hot Water Boiler (84% eff.) - Hot-Dry | SDG&E ¦ Hot-Dry | SDG&E | All | Gas | Code HVAC Space Heating Boiler | Average Existing and Code |  | 2031 | 1 | Conventional | HVAC | Com - Office (Small) | Com | ROB and NEW | 0 | 1000 sqft2 of floor space | Cap-kBTUh | 20 | DEER:HVAC_Eff_HP | 1.0289 | 0.00014222 | 0.55076 | SWHC004-06 | 16.0311 | 2024 | 7.22 | 2024 | 0 | 0 |  | Com HVAC Boilers - Hot-Dry ¦ SDG&E ¦ Hot-Dry | Com HVAC Boilers - Hot-Dry | 21.5364 | 1 | 0.89024 | CBSA 2014 | -1.1375 | 2012 | 0.2 | SWHC004-06
COM-HVAC-40.91 | Com ¦ Code Hot Water Boiler (84% eff.) - Hot-Dry ¦ SDG&E ¦ Hot-Dry | Com ¦ Code Hot Water Boiler (84% eff.) - Hot-Dry | SDG&E ¦ Hot-Dry | SDG&E | All | Gas | Code HVAC Space Heating Boiler | Average Existing and Code |  | 2031 | 1 | Conventional | HVAC | Com - Other | Com | ROB and NEW | 0 | 1000 sqft2 of floor space | Cap-kBTUh | 20 | DEER:HVAC_Eff_HP | 1.0289 | 0.00014222 | 0.55076 | SWHC004-06 | 16.0311 | 2024 | 7.22 | 2024 | 0 | 0 |  | Com HVAC Boilers - Hot-Dry ¦ SDG&E ¦ Hot-Dry | Com HVAC Boilers - Hot-Dry | 0 | 1 | 0 | CBSA 2014 | -2.6085 | 2012 | 0.2 | SWHC004-06
COM-HVAC-40.92 | Com ¦ Code Hot Water Boiler (84% eff.) - Hot-Dry ¦ SDG&E ¦ Hot-Dry | Com ¦ Code Hot Water Boiler (84% eff.) - Hot-Dry | SDG&E ¦ Hot-Dry | SDG&E | All | Gas | Code HVAC Space Heating Boiler | Average Existing and Code |  | 2031 | 1 | Conventional | HVAC | Com - Refrig. Warehouse | Com | ROB and NEW | 0 | 1000 sqft2 of floor space | Cap-kBTUh | 20 | DEER:HVAC_Eff_HP | 1.0289 | 0.00014222 | 0.55076 | SWHC004-06 | 16.0311 | 2024 | 7.22 | 2024 | 0 | 0 |  | Com HVAC Boilers - Hot-Dry ¦ SDG&E ¦ Hot-Dry | Com HVAC Boilers - Hot-Dry | 0 | 1 | 0 | CBSA 2014 | -0.43189 | 2012 | 0.2 | SWHC004-06
COM-HVAC-40.93 | Com ¦ Code Hot Water Boiler (84% eff.) - Hot-Dry ¦ SDG&E ¦ Hot-Dry | Com ¦ Code Hot Water Boiler (84% eff.) - Hot-Dry | SDG&E ¦ Hot-Dry | SDG&E | All | Gas | Code HVAC Space Heating Boiler | Average Existing and Code |  | 2031 | 1 | Conventional | HVAC | Com - Restaurant | Com | ROB and NEW | 0 | 1000 sqft2 of floor space | Cap-kBTUh | 20 | DEER:HVAC_Eff_HP | 1.0289 | 0.00014222 | 0.55076 | SWHC004-06 | 16.0311 | 2024 | 7.22 | 2024 | 0 | 0 |  | Com HVAC Boilers - Hot-Dry ¦ SDG&E ¦ Hot-Dry | Com HVAC Boilers - Hot-Dry | 0 | 1 | 0 | CBSA 2014 | -0.43203 | 2012 | 0.2 | SWHC004-06
COM-HVAC-40.94 | Com ¦ Code Hot Water Boiler (84% eff.) - Hot-Dry ¦ SDG&E ¦ Hot-Dry | Com ¦ Code Hot Water Boiler (84% eff.) - Hot-Dry | SDG&E ¦ Hot-Dry | SDG&E | All | Gas | Code HVAC Space Heating Boiler | Average Existing and Code |  | 2031 | 1 | Conventional | HVAC | Com - Retail | Com | ROB and NEW | 0 | 1000 sqft2 of floor space | Cap-kBTUh | 20 | DEER:HVAC_Eff_HP | 1.0289 | 0.00014222 | 0.55076 | SWHC004-06 | 16.0311 | 2024 | 7.22 | 2024 | 0 | 0 |  | Com HVAC Boilers - Hot-Dry ¦ SDG&E ¦ Hot-Dry | Com HVAC Boilers - Hot-Dry | 2.3901 | 1 | 0.89024 | CBSA 2014 | -3.0828 | 2012 | 0.2 | SWHC004-06
COM-HVAC-40.95 | Com ¦ Code Hot Water Boiler (84% eff.) - Hot-Dry ¦ SDG&E ¦ Hot-Dry | Com ¦ Code Hot Water Boiler (84% eff.) - Hot-Dry | SDG&E ¦ Hot-Dry | SDG&E | All | Gas | Code HVAC Space Heating Boiler | Average Existing and Code |  | 2031 | 1 | Conventional | HVAC | Com - School | Com | ROB and NEW | 0 | 1000 sqft2 of floor space | Cap-kBTUh | 20 | DEER:HVAC_Eff_HP | 1.0289 | 0.00014222 | 0.55076 | SWHC004-06 | 16.0311 | 2024 | 7.22 | 2024 | 0 | 0 |  | Com HVAC Boilers - Hot-Dry ¦ SDG&E ¦ Hot-Dry | Com HVAC Boilers - Hot-Dry | 10.6579 | 1 | 0.89024 | CBSA 2014 | -1.4277 | 2012 | 0.2 | SWHC004-06
COM-HVAC-40.96 | Com ¦ Code Hot Water Boiler (84% eff.) - Hot-Dry ¦ SDG&E ¦ Hot-Dry | Com ¦ Code Hot Water Boiler (84% eff.) - Hot-Dry | SDG&E ¦ Hot-Dry | SDG&E | All | Gas | Code HVAC Space Heating Boiler | Average Existing and Code |  | 2031 | 1 | Conventional | HVAC | Com - Warehouse | Com | ROB and NEW | 0 | 1000 sqft2 of floor space | Cap-kBTUh | 20 | DEER:HVAC_Eff_HP | 1.0289 | 0.00014222 | 0.55076 | SWHC004-06 | 16.0311 | 2024 | 7.22 | 2024 | 0 | 0 |  | Com HVAC Boilers - Hot-Dry ¦ SDG&E ¦ Hot-Dry | Com HVAC Boilers - Hot-Dry | 0 | 1 | 0 | CBSA 2014 | -2.6301 | 2012 | 0.2 | SWHC004-06
COM-HVAC-41.1 | Com ¦ Efficient Hot Water Boilers (94% eff.) - Marine ¦ PG&E ¦ Marine | Com ¦ Efficient Hot Water Boilers (94% eff.) - Marine | PG&E ¦ Marine | PG&E | All | Gas | Efficient HVAC Space Heating Boiler | Efficient | 2031 |  | 1 | Conventional | HVAC | Com - College | Com | ROB and NEW | 0 | 1000 sqft2 of floor space | Cap-kBTUh | 20 | DEER:HVAC_Eff_HP | 0 | 0 | 0 | SWHC004-06 | 22.0244 | 2024 | 7.4178 | 2024 | 0 | 0 |  | Com HVAC Boilers - Marine ¦ PG&E ¦ Marine | Com HVAC Boilers - Marine | 10.3878 | 1 | 0.10976 | CBSA 2014 | 0 | 2032 | 0.2 | SWHC004-06
COM-HVAC-41.2 | Com ¦ Efficient Hot Water Boilers (94% eff.) - Marine ¦ PG&E ¦ Marine | Com ¦ Efficient Hot Water Boilers (94% eff.) - Marine | PG&E ¦ Marine | PG&E | All | Gas | Efficient HVAC Space Heating Boiler | Efficient | 2031 |  | 1 | Conventional | HVAC | Com - Grocery | Com | ROB and NEW | 0 | 1000 sqft2 of floor space | Cap-kBTUh | 20 | DEER:HVAC_Eff_HP | 0 | 0 | 0 | SWHC004-06 | 22.0244 | 2024 | 7.4178 | 2024 | 0 | 0 |  | Com HVAC Boilers - Marine ¦ PG&E ¦ Marine | Com HVAC Boilers - Marine | 0 | 1 | 0 | CBSA 2014 | 0 | 2032 | 0.2 | SWHC004-06
COM-HVAC-41.3 | Com ¦ Efficient Hot Water Boilers (94% eff.) - Marine ¦ PG&E ¦ Marine | Com ¦ Efficient Hot Water Boilers (94% eff.) - Marine | PG&E ¦ Marine | PG&E | All | Gas | Efficient HVAC Space Heating Boiler | Efficient | 2031 |  | 1 | Conventional | HVAC | Com - Health | Com | ROB and NEW | 0 | 1000 sqft2 of floor space | Cap-kBTUh | 20 | DEER:HVAC_Eff_HP | 0 | 0 | 0 | SWHC004-06 | 22.0244 | 2024 | 7.4178 | 2024 | 0 | 0 |  | Com HVAC Boilers - Marine ¦ PG&E ¦ Marine | Com HVAC Boilers - Marine | 8.5975 | 1 | 0.10976 | CBSA 2014 | 0 | 2032 | 0.2 | SWHC004-06
COM-HVAC-41.4 | Com ¦ Efficient Hot Water Boilers (94% eff.) - Marine ¦ PG&E ¦ Marine | Com ¦ Efficient Hot Water Boilers (94% eff.) - Marine | PG&E ¦ Marine | PG&E | All | Gas | Efficient HVAC Space Heating Boiler | Efficient | 2031 |  | 1 | Conventional | HVAC | Com - Lodging | Com | ROB and NEW | 0 | 1000 sqft2 of floor space | Cap-kBTUh | 20 | DEER:HVAC_Eff_HP | 0 | 0 | 0 | SWHC004-06 | 22.0244 | 2024 | 7.4178 | 2024 | 0 | 0 |  | Com HVAC Boilers - Marine ¦ PG&E ¦ Marine | Com HVAC Boilers - Marine | 3.4333 | 1 | 0.10976 | CBSA 2014 | 0 | 2032 | 0.2 | SWHC004-06
COM-HVAC-41.5 | Com ¦ Efficient Hot Water Boilers (94% eff.) - Marine ¦ PG&E ¦ Marine | Com ¦ Efficient Hot Water Boilers (94% eff.) - Marine | PG&E ¦ Marine | PG&E | All | Gas | Efficient HVAC Space Heating Boiler | Efficient | 2031 |  | 1 | Conventional | HVAC | Com - Office (Large) | Com | ROB and NEW | 0 | 1000 sqft2 of floor space | Cap-kBTUh | 20 | DEER:HVAC_Eff_HP | 0 | 0 | 0 | SWHC004-06 | 22.0244 | 2024 | 7.4178 | 2024 | 0 | 0 |  | Com HVAC Boilers - Marine ¦ PG&E ¦ Marine | Com HVAC Boilers - Marine | 14.0309 | 1 | 0.10976 | CBSA 2014 | 0 | 2032 | 0.2 | SWHC004-06
COM-HVAC-41.6 | Com ¦ Efficient Hot Water Boilers (94% eff.) - Marine ¦ PG&E ¦ Marine | Com ¦ Efficient Hot Water Boilers (94% eff.) - Marine | PG&E ¦ Marine | PG&E | All | Gas | Efficient HVAC Space Heating Boiler | Efficient | 2031 |  | 1 | Conventional | HVAC | Com - Office (Small) | Com | ROB and NEW | 0 | 1000 sqft2 of floor space | Cap-kBTUh | 20 | DEER:HVAC_Eff_HP | 0 | 0 | 0 | SWHC004-06 | 22.0244 | 2024 | 7.4178 | 2024 | 0 | 0 |  | Com HVAC Boilers - Marine ¦ PG&E ¦ Marine | Com HVAC Boilers - Marine | 25.824 | 1 | 0.10976 | CBSA 2014 | 0 | 2032 | 0.2 | SWHC004-06
COM-HVAC-41.7 | Com ¦ Efficient Hot Water Boilers (94% eff.) - Marine ¦ PG&E ¦ Marine | Com ¦ Efficient Hot Water Boilers (94% eff.) - Marine | PG&E ¦ Marine | PG&E | All | Gas | Efficient HVAC Space Heating Boiler | Efficient | 2031 |  | 1 | Conventional | HVAC | Com - Other | Com | ROB and NEW | 0 | 1000 sqft2 of floor space | Cap-kBTUh | 20 | DEER:HVAC_Eff_HP | 0 | 0 | 0 | SWHC004-06 | 22.0244 | 2024 | 7.4178 | 2024 | 0 | 0 |  | Com HVAC Boilers - Marine ¦ PG&E ¦ Marine | Com HVAC Boilers - Marine | 0 | 1 | 0 | CBSA 2014 | 0 | 2032 | 0.2 | SWHC004-06
COM-HVAC-41.8 | Com ¦ Efficient Hot Water Boilers (94% eff.) - Marine ¦ PG&E ¦ Marine | Com ¦ Efficient Hot Water Boilers (94% eff.) - Marine | PG&E ¦ Marine | PG&E | All | Gas | Efficient HVAC Space Heating Boiler | Efficient | 2031 |  | 1 | Conventional | HVAC | Com - Refrig. Warehouse | Com | ROB and NEW | 0 | 1000 sqft2 of floor space | Cap-kBTUh | 20 | DEER:HVAC_Eff_HP | 0 | 0 | 0 | SWHC004-06 | 22.0244 | 2024 | 7.4178 | 2024 | 0 | 0 |  | Com HVAC Boilers - Marine ¦ PG&E ¦ Marine | Com HVAC Boilers - Marine | 0 | 1 | 0 | CBSA 2014 | 0 | 2032 | 0.2 | SWHC004-06
COM-HVAC-41.9 | Com ¦ Efficient Hot Water Boilers (94% eff.) - Marine ¦ PG&E ¦ Marine | Com ¦ Efficient Hot Water Boilers (94% eff.) - Marine | PG&E ¦ Marine | PG&E | All | Gas | Efficient HVAC Space Heating Boiler | Efficient | 2031 |  | 1 | Conventional | HVAC | Com - Restaurant | Com | ROB and NEW | 0 | 1000 sqft2 of floor space | Cap-kBTUh | 20 | DEER:HVAC_Eff_HP | 0 | 0 | 0 | SWHC004-06 | 22.0244 | 2024 | 7.4178 | 2024 | 0 | 0 |  | Com HVAC Boilers - Marine ¦ PG&E ¦ Marine | Com HVAC Boilers - Marine | 0 | 1 | 0 | CBSA 2014 | 0 | 2032 | 0.2 | SWHC004-06
COM-HVAC-41.10 | Com ¦ Efficient Hot Water Boilers (94% eff.) - Marine ¦ PG&E ¦ Marine | Com ¦ Efficient Hot Water Boilers (94% eff.) - Marine | PG&E ¦ Marine | PG&E | All | Gas | Efficient HVAC Space Heating Boiler | Efficient | 2031 |  | 1 | Conventional | HVAC | Com - Retail | Com | ROB and NEW | 0 | 1000 sqft2 of floor space | Cap-kBTUh | 20 | DEER:HVAC_Eff_HP | 0 | 0 | 0 | SWHC004-06 | 22.0244 | 2024 | 7.4178 | 2024 | 0 | 0 |  | Com HVAC Boilers - Marine ¦ PG&E ¦ Marine | Com HVAC Boilers - Marine | 3.813 | 1 | 0.10976 | CBSA 2014 | 0 | 2032 | 0.2 | SWHC004-06
COM-HVAC-41.11 | Com ¦ Efficient Hot Water Boilers (94% eff.) - Marine ¦ PG&E ¦ Marine | Com ¦ Efficient Hot Water Boilers (94% eff.) - Marine | PG&E ¦ Marine | PG&E | All | Gas | Efficient HVAC Space Heating Boiler | Efficient | 2031 |  | 1 | Conventional | HVAC | Com - School | Com | ROB and NEW | 0 | 1000 sqft2 of floor space | Cap-kBTUh | 20 | DEER:HVAC_Eff_HP | 0 | 0 | 0 | SWHC004-06 | 22.0244 | 2024 | 7.4178 | 2024 | 0 | 0 |  | Com HVAC Boilers - Marine ¦ PG&E ¦ Marine | Com HVAC Boilers - Marine | 12.418 | 1 | 0.10976 | CBSA 2014 | 0 | 2032 | 0.2 | SWHC004-06
COM-HVAC-41.12 | Com ¦ Efficient Hot Water Boilers (94% eff.) - Marine ¦ PG&E ¦ Marine | Com ¦ Efficient Hot Water Boilers (94% eff.) - Marine | PG&E ¦ Marine | PG&E | All | Gas | Efficient HVAC Space Heating Boiler | Efficient | 2031 |  | 1 | Conventional | HVAC | Com - Warehouse | Com | ROB and NEW | 0 | 1000 sqft2 of floor space | Cap-kBTUh | 20 | DEER:HVAC_Eff_HP | 0 | 0 | 0 | SWHC004-06 | 22.0244 | 2024 | 7.4178 | 2024 | 0 | 0 |  | Com HVAC Boilers - Marine ¦ PG&E ¦ Marine | Com HVAC Boilers - Marine | 0 | 1 | 0 | CBSA 2014 | 0 | 2032 | 0.2 | SWHC004-06
COM-HVAC-41.13 | Com ¦ Efficient Hot Water Boilers (94% eff.) - Hot-Dry ¦ PG&E ¦ Hot-Dry | Com ¦ Efficient Hot Water Boilers (94% eff.) - Hot-Dry | PG&E ¦ Hot-Dry | PG&E | All | Gas | Efficient HVAC Space Heating Boiler | Efficient | 2031 |  | 1 | Conventional | HVAC | Com - College | Com | ROB and NEW | 0 | 1000 sqft2 of floor space | Cap-kBTUh | 20 | DEER:HVAC_Eff_HP | 0 | 0 | 0 | SWHC004-06 | 22.0244 | 2024 | 7.4178 | 2024 | 0 | 0 |  | Com HVAC Boilers - Hot-Dry ¦ PG&E ¦ Hot-Dry | Com HVAC Boilers - Hot-Dry | 10.3878 | 1 | 0.10976 | CBSA 2014 | 0 | 2032 | 0.2 | SWHC004-06
COM-HVAC-41.14 | Com ¦ Efficient Hot Water Boilers (94% eff.) - Hot-Dry ¦ PG&E ¦ Hot-Dry | Com ¦ Efficient Hot Water Boilers (94% eff.) - Hot-Dry | PG&E ¦ Hot-Dry | PG&E | All | Gas | Efficient HVAC Space Heating Boiler | Efficient | 2031 |  | 1 | Conventional | HVAC | Com - Grocery | Com | ROB and NEW | 0 | 1000 sqft2 of floor space | Cap-kBTUh | 20 | DEER:HVAC_Eff_HP | 0 | 0 | 0 | SWHC004-06 | 22.0244 | 2024 | 7.4178 | 2024 | 0 | 0 |  | Com HVAC Boilers - Hot-Dry ¦ PG&E ¦ Hot-Dry | Com HVAC Boilers - Hot-Dry | 0 | 1 | 0 | CBSA 2014 | 0 | 2032 | 0.2 | SWHC004-06
COM-HVAC-41.15 | Com ¦ Efficient Hot Water Boilers (94% eff.) - Hot-Dry ¦ PG&E ¦ Hot-Dry | Com ¦ Efficient Hot Water Boilers (94% eff.) - Hot-Dry | PG&E ¦ Hot-Dry | PG&E | All | Gas | Efficient HVAC Space Heating Boiler | Efficient | 2031 |  | 1 | Conventional | HVAC | Com - Health | Com | ROB and NEW | 0 | 1000 sqft2 of floor space | Cap-kBTUh | 20 | DEER:HVAC_Eff_HP | 0 | 0 | 0 | SWHC004-06 | 22.0244 | 2024 | 7.4178 | 2024 | 0 | 0 |  | Com HVAC Boilers - Hot-Dry ¦ PG&E ¦ Hot-Dry | Com HVAC Boilers - Hot-Dry | 8.5975 | 1 | 0.10976 | CBSA 2014 | 0 | 2032 | 0.2 | SWHC004-06
COM-HVAC-41.16 | Com ¦ Efficient Hot Water Boilers (94% eff.) - Hot-Dry ¦ PG&E ¦ Hot-Dry | Com ¦ Efficient Hot Water Boilers (94% eff.) - Hot-Dry | PG&E ¦ Hot-Dry | PG&E | All | Gas | Efficient HVAC Space Heating Boiler | Efficient | 2031 |  | 1 | Conventional | HVAC | Com - Lodging | Com | ROB and NEW | 0 | 1000 sqft2 of floor space | Cap-kBTUh | 20 | DEER:HVAC_Eff_HP | 0 | 0 | 0 | SWHC004-06 | 22.0244 | 2024 | 7.4178 | 2024 | 0 | 0 |  | Com HVAC Boilers - Hot-Dry ¦ PG&E ¦ Hot-Dry | Com HVAC Boilers - Hot-Dry | 3.4333 | 1 | 0.10976 | CBSA 2014 | 0 | 2032 | 0.2 | SWHC004-06
COM-HVAC-41.17 | Com ¦ Efficient Hot Water Boilers (94% eff.) - Hot-Dry ¦ PG&E ¦ Hot-Dry | Com ¦ Efficient Hot Water Boilers (94% eff.) - Hot-Dry | PG&E ¦ Hot-Dry | PG&E | All | Gas | Efficient HVAC Space Heating Boiler | Efficient | 2031 |  | 1 | Conventional | HVAC | Com - Office (Large) | Com | ROB and NEW | 0 | 1000 sqft2 of floor space | Cap-kBTUh | 20 | DEER:HVAC_Eff_HP | 0 | 0 | 0 | SWHC004-06 | 22.0244 | 2024 | 7.4178 | 2024 | 0 | 0 |  | Com HVAC Boilers - Hot-Dry ¦ PG&E ¦ Hot-Dry | Com HVAC Boilers - Hot-Dry | 14.0309 | 1 | 0.10976 | CBSA 2014 | 0 | 2032 | 0.2 | SWHC004-06
COM-HVAC-41.18 | Com ¦ Efficient Hot Water Boilers (94% eff.) - Hot-Dry ¦ PG&E ¦ Hot-Dry | Com ¦ Efficient Hot Water Boilers (94% eff.) - Hot-Dry | PG&E ¦ Hot-Dry | PG&E | All | Gas | Efficient HVAC Space Heating Boiler | Efficient | 2031 |  | 1 | Conventional | HVAC | Com - Office (Small) | Com | ROB and NEW | 0 | 1000 sqft2 of floor space | Cap-kBTUh | 20 | DEER:HVAC_Eff_HP | 0 | 0 | 0 | SWHC004-06 | 22.0244 | 2024 | 7.4178 | 2024 | 0 | 0 |  | Com HVAC Boilers - Hot-Dry ¦ PG&E ¦ Hot-Dry | Com HVAC Boilers - Hot-Dry | 25.824 | 1 | 0.10976 | CBSA 2014 | 0 | 2032 | 0.2 | SWHC004-06
COM-HVAC-41.19 | Com ¦ Efficient Hot Water Boilers (94% eff.) - Hot-Dry ¦ PG&E ¦ Hot-Dry | Com ¦ Efficient Hot Water Boilers (94% eff.) - Hot-Dry | PG&E ¦ Hot-Dry | PG&E | All | Gas | Efficient HVAC Space Heating Boiler | Efficient | 2031 |  | 1 | Conventional | HVAC | Com - Other | Com | ROB and NEW | 0 | 1000 sqft2 of floor space | Cap-kBTUh | 20 | DEER:HVAC_Eff_HP | 0 | 0 | 0 | SWHC004-06 | 22.0244 | 2024 | 7.4178 | 2024 | 0 | 0 |  | Com HVAC Boilers - Hot-Dry ¦ PG&E ¦ Hot-Dry | Com HVAC Boilers - Hot-Dry | 0 | 1 | 0 | CBSA 2014 | 0 | 2032 | 0.2 | SWHC004-06
COM-HVAC-41.20 | Com ¦ Efficient Hot Water Boilers (94% eff.) - Hot-Dry ¦ PG&E ¦ Hot-Dry | Com ¦ Efficient Hot Water Boilers (94% eff.) - Hot-Dry | PG&E ¦ Hot-Dry | PG&E | All | Gas | Efficient HVAC Space Heating Boiler | Efficient | 2031 |  | 1 | Conventional | HVAC | Com - Refrig. Warehouse | Com | ROB and NEW | 0 | 1000 sqft2 of floor space | Cap-kBTUh | 20 | DEER:HVAC_Eff_HP | 0 | 0 | 0 | SWHC004-06 | 22.0244 | 2024 | 7.4178 | 2024 | 0 | 0 |  | Com HVAC Boilers - Hot-Dry ¦ PG&E ¦ Hot-Dry | Com HVAC Boilers - Hot-Dry | 0 | 1 | 0 | CBSA 2014 | 0 | 2032 | 0.2 | SWHC004-06
COM-HVAC-41.21 | Com ¦ Efficient Hot Water Boilers (94% eff.) - Hot-Dry ¦ PG&E ¦ Hot-Dry | Com ¦ Efficient Hot Water Boilers (94% eff.) - Hot-Dry | PG&E ¦ Hot-Dry | PG&E | All | Gas | Efficient HVAC Space Heating Boiler | Efficient | 2031 |  | 1 | Conventional | HVAC | Com - Restaurant | Com | ROB and NEW | 0 | 1000 sqft2 of floor space | Cap-kBTUh | 20 | DEER:HVAC_Eff_HP | 0 | 0 | 0 | SWHC004-06 | 22.0244 | 2024 | 7.4178 | 2024 | 0 | 0 |  | Com HVAC Boilers - Hot-Dry ¦ PG&E ¦ Hot-Dry | Com HVAC Boilers - Hot-Dry | 0 | 1 | 0 | CBSA 2014 | 0 | 2032 | 0.2 | SWHC004-06
COM-HVAC-41.22 | Com ¦ Efficient Hot Water Boilers (94% eff.) - Hot-Dry ¦ PG&E ¦ Hot-Dry | Com ¦ Efficient Hot Water Boilers (94% eff.) - Hot-Dry | PG&E ¦ Hot-Dry | PG&E | All | Gas | Efficient HVAC Space Heating Boiler | Efficient | 2031 |  | 1 | Conventional | HVAC | Com - Retail | Com | ROB and NEW | 0 | 1000 sqft2 of floor space | Cap-kBTUh | 20 | DEER:HVAC_Eff_HP | 0 | 0 | 0 | SWHC004-06 | 22.0244 | 2024 | 7.4178 | 2024 | 0 | 0 |  | Com HVAC Boilers - Hot-Dry ¦ PG&E ¦ Hot-Dry | Com HVAC Boilers - Hot-Dry | 3.813 | 1 | 0.10976 | CBSA 2014 | 0 | 2032 | 0.2 | SWHC004-06
COM-HVAC-41.23 | Com ¦ Efficient Hot Water Boilers (94% eff.) - Hot-Dry ¦ PG&E ¦ Hot-Dry | Com ¦ Efficient Hot Water Boilers (94% eff.) - Hot-Dry | PG&E ¦ Hot-Dry | PG&E | All | Gas | Efficient HVAC Space Heating Boiler | Efficient | 2031 |  | 1 | Conventional | HVAC | Com - School | Com | ROB and NEW | 0 | 1000 sqft2 of floor space | Cap-kBTUh | 20 | DEER:HVAC_Eff_HP | 0 | 0 | 0 | SWHC004-06 | 22.0244 | 2024 | 7.4178 | 2024 | 0 | 0 |  | Com HVAC Boilers - Hot-Dry ¦ PG&E ¦ Hot-Dry | Com HVAC Boilers - Hot-Dry | 12.418 | 1 | 0.10976 | CBSA 2014 | 0 | 2032 | 0.2 | SWHC004-06
COM-HVAC-41.24 | Com ¦ Efficient Hot Water Boilers (94% eff.) - Hot-Dry ¦ PG&E ¦ Hot-Dry | Com ¦ Efficient Hot Water Boilers (94% eff.) - Hot-Dry | PG&E ¦ Hot-Dry | PG&E | All | Gas | Efficient HVAC Space Heating Boiler | Efficient | 2031 |  | 1 | Conventional | HVAC | Com - Warehouse | Com | ROB and NEW | 0 | 1000 sqft2 of floor space | Cap-kBTUh | 20 | DEER:HVAC_Eff_HP | 0 | 0 | 0 | SWHC004-06 | 22.0244 | 2024 | 7.4178 | 2024 | 0 | 0 |  | Com HVAC Boilers - Hot-Dry ¦ PG&E ¦ Hot-Dry | Com HVAC Boilers - Hot-Dry | 0 | 1 | 0 | CBSA 2014 | 0 | 2032 | 0.2 | SWHC004-06
COM-HVAC-41.25 | Com ¦ Efficient Hot Water Boilers (94% eff.) - Cold ¦ PG&E ¦ Cold | Com ¦ Efficient Hot Water Boilers (94% eff.) - Cold | PG&E ¦ Cold | PG&E | All | Gas | Efficient HVAC Space Heating Boiler | Efficient | 2031 |  | 1 | Conventional | HVAC | Com - College | Com | ROB and NEW | 0 | 1000 sqft2 of floor space | Cap-kBTUh | 20 | DEER:HVAC_Eff_HP | 0 | 0 | 0 | SWHC004-06 | 22.0244 | 2024 | 7.4178 | 2024 | 0 | 0 |  | Com HVAC Boilers - Cold ¦ PG&E ¦ Cold | Com HVAC Boilers - Cold | 10.3878 | 1 | 0.10976 | CBSA 2014 | 0 | 2032 | 0.2 | SWHC004-06
COM-HVAC-41.26 | Com ¦ Efficient Hot Water Boilers (94% eff.) - Cold ¦ PG&E ¦ Cold | Com ¦ Efficient Hot Water Boilers (94% eff.) - Cold | PG&E ¦ Cold | PG&E | All | Gas | Efficient HVAC Space Heating Boiler | Efficient | 2031 |  | 1 | Conventional | HVAC | Com - Grocery | Com | ROB and NEW | 0 | 1000 sqft2 of floor space | Cap-kBTUh | 20 | DEER:HVAC_Eff_HP | 0 | 0 | 0 | SWHC004-06 | 22.0244 | 2024 | 7.4178 | 2024 | 0 | 0 |  | Com HVAC Boilers - Cold ¦ PG&E ¦ Cold | Com HVAC Boilers - Cold | 0 | 1 | 0 | CBSA 2014 | 0 | 2032 | 0.2 | SWHC004-06
COM-HVAC-41.27 | Com ¦ Efficient Hot Water Boilers (94% eff.) - Cold ¦ PG&E ¦ Cold | Com ¦ Efficient Hot Water Boilers (94% eff.) - Cold | PG&E ¦ Cold | PG&E | All | Gas | Efficient HVAC Space Heating Boiler | Efficient | 2031 |  | 1 | Conventional | HVAC | Com - Health | Com | ROB and NEW | 0 | 1000 sqft2 of floor space | Cap-kBTUh | 20 | DEER:HVAC_Eff_HP | 0 | 0 | 0 | SWHC004-06 | 22.0244 | 2024 | 7.4178 | 2024 | 0 | 0 |  | Com HVAC Boilers - Cold ¦ PG&E ¦ Cold | Com HVAC Boilers - Cold | 8.5975 | 1 | 0.10976 | CBSA 2014 | 0 | 2032 | 0.2 | SWHC004-06
COM-HVAC-41.28 | Com ¦ Efficient Hot Water Boilers (94% eff.) - Cold ¦ PG&E ¦ Cold | Com ¦ Efficient Hot Water Boilers (94% eff.) - Cold | PG&E ¦ Cold | PG&E | All | Gas | Efficient HVAC Space Heating Boiler | Efficient | 2031 |  | 1 | Conventional | HVAC | Com - Lodging | Com | ROB and NEW | 0 | 1000 sqft2 of floor space | Cap-kBTUh | 20 | DEER:HVAC_Eff_HP | 0 | 0 | 0 | SWHC004-06 | 22.0244 | 2024 | 7.4178 | 2024 | 0 | 0 |  | Com HVAC Boilers - Cold ¦ PG&E ¦ Cold | Com HVAC Boilers - Cold | 3.4333 | 1 | 0.10976 | CBSA 2014 | 0 | 2032 | 0.2 | SWHC004-06
COM-HVAC-41.29 | Com ¦ Efficient Hot Water Boilers (94% eff.) - Cold ¦ PG&E ¦ Cold | Com ¦ Efficient Hot Water Boilers (94% eff.) - Cold | PG&E ¦ Cold | PG&E | All | Gas | Efficient HVAC Space Heating Boiler | Efficient | 2031 |  | 1 | Conventional | HVAC | Com - Office (Large) | Com | ROB and NEW | 0 | 1000 sqft2 of floor space | Cap-kBTUh | 20 | DEER:HVAC_Eff_HP | 0 | 0 | 0 | SWHC004-06 | 22.0244 | 2024 | 7.4178 | 2024 | 0 | 0 |  | Com HVAC Boilers - Cold ¦ PG&E ¦ Cold | Com HVAC Boilers - Cold | 14.0309 | 1 | 0.10976 | CBSA 2014 | 0 | 2032 | 0.2 | SWHC004-06
COM-HVAC-41.30 | Com ¦ Efficient Hot Water Boilers (94% eff.) - Cold ¦ PG&E ¦ Cold | Com ¦ Efficient Hot Water Boilers (94% eff.) - Cold | PG&E ¦ Cold | PG&E | All | Gas | Efficient HVAC Space Heating Boiler | Efficient | 2031 |  | 1 | Conventional | HVAC | Com - Office (Small) | Com | ROB and NEW | 0 | 1000 sqft2 of floor space | Cap-kBTUh | 20 | DEER:HVAC_Eff_HP | 0 | 0 | 0 | SWHC004-06 | 22.0244 | 2024 | 7.4178 | 2024 | 0 | 0 |  | Com HVAC Boilers - Cold ¦ PG&E ¦ Cold | Com HVAC Boilers - Cold | 25.824 | 1 | 0.10976 | CBSA 2014 | 0 | 2032 | 0.2 | SWHC004-06
COM-HVAC-41.31 | Com ¦ Efficient Hot Water Boilers (94% eff.) - Cold ¦ PG&E ¦ Cold | Com ¦ Efficient Hot Water Boilers (94% eff.) - Cold | PG&E ¦ Cold | PG&E | All | Gas | Efficient HVAC Space Heating Boiler | Efficient | 2031 |  | 1 | Conventional | HVAC | Com - Other | Com | ROB and NEW | 0 | 1000 sqft2 of floor space | Cap-kBTUh | 20 | DEER:HVAC_Eff_HP | 0 | 0 | 0 | SWHC004-06 | 22.0244 | 2024 | 7.4178 | 2024 | 0 | 0 |  | Com HVAC Boilers - Cold ¦ PG&E ¦ Cold | Com HVAC Boilers - Cold | 0 | 1 | 0 | CBSA 2014 | 0 | 2032 | 0.2 | SWHC004-06
COM-HVAC-41.32 | Com ¦ Efficient Hot Water Boilers (94% eff.) - Cold ¦ PG&E ¦ Cold | Com ¦ Efficient Hot Water Boilers (94% eff.) - Cold | PG&E ¦ Cold | PG&E | All | Gas | Efficient HVAC Space Heating Boiler | Efficient | 2031 |  | 1 | Conventional | HVAC | Com - Refrig. Warehouse | Com | ROB and NEW | 0 | 1000 sqft2 of floor space | Cap-kBTUh | 20 | DEER:HVAC_Eff_HP | 0 | 0 | 0 | SWHC004-06 | 22.0244 | 2024 | 7.4178 | 2024 | 0 | 0 |  | Com HVAC Boilers - Cold ¦ PG&E ¦ Cold | Com HVAC Boilers - Cold | 0 | 1 | 0 | CBSA 2014 | 0 | 2032 | 0.2 | SWHC004-06
COM-HVAC-41.33 | Com ¦ Efficient Hot Water Boilers (94% eff.) - Cold ¦ PG&E ¦ Cold | Com ¦ Efficient Hot Water Boilers (94% eff.) - Cold | PG&E ¦ Cold | PG&E | All | Gas | Efficient HVAC Space Heating Boiler | Efficient | 2031 |  | 1 | Conventional | HVAC | Com - Restaurant | Com | ROB and NEW | 0 | 1000 sqft2 of floor space | Cap-kBTUh | 20 | DEER:HVAC_Eff_HP | 0 | 0 | 0 | SWHC004-06 | 22.0244 | 2024 | 7.4178 | 2024 | 0 | 0 |  | Com HVAC Boilers - Cold ¦ PG&E ¦ Cold | Com HVAC Boilers - Cold | 0 | 1 | 0 | CBSA 2014 | 0 | 2032 | 0.2 | SWHC004-06
COM-HVAC-41.34 | Com ¦ Efficient Hot Water Boilers (94% eff.) - Cold ¦ PG&E ¦ Cold | Com ¦ Efficient Hot Water Boilers (94% eff.) - Cold | PG&E ¦ Cold | PG&E | All | Gas | Efficient HVAC Space Heating Boiler | Efficient | 2031 |  | 1 | Conventional | HVAC | Com - Retail | Com | ROB and NEW | 0 | 1000 sqft2 of floor space | Cap-kBTUh | 20 | DEER:HVAC_Eff_HP | 0 | 0 | 0 | SWHC004-06 | 22.0244 | 2024 | 7.4178 | 2024 | 0 | 0 |  | Com HVAC Boilers - Cold ¦ PG&E ¦ Cold | Com HVAC Boilers - Cold | 3.813 | 1 | 0.10976 | CBSA 2014 | 0 | 2032 | 0.2 | SWHC004-06
COM-HVAC-41.35 | Com ¦ Efficient Hot Water Boilers (94% eff.) - Cold ¦ PG&E ¦ Cold | Com ¦ Efficient Hot Water Boilers (94% eff.) - Cold | PG&E ¦ Cold | PG&E | All | Gas | Efficient HVAC Space Heating Boiler | Efficient | 2031 |  | 1 | Conventional | HVAC | Com - School | Com | ROB and NEW | 0 | 1000 sqft2 of floor space | Cap-kBTUh | 20 | DEER:HVAC_Eff_HP | 0 | 0 | 0 | SWHC004-06 | 22.0244 | 2024 | 7.4178 | 2024 | 0 | 0 |  | Com HVAC Boilers - Cold ¦ PG&E ¦ Cold | Com HVAC Boilers - Cold | 12.418 | 1 | 0.10976 | CBSA 2014 | 0 | 2032 | 0.2 | SWHC004-06
COM-HVAC-41.36 | Com ¦ Efficient Hot Water Boilers (94% eff.) - Cold ¦ PG&E ¦ Cold | Com ¦ Efficient Hot Water Boilers (94% eff.) - Cold | PG&E ¦ Cold | PG&E | All | Gas | Efficient HVAC Space Heating Boiler | Efficient | 2031 |  | 1 | Conventional | HVAC | Com - Warehouse | Com | ROB and NEW | 0 | 1000 sqft2 of floor space | Cap-kBTUh | 20 | DEER:HVAC_Eff_HP | 0 | 0 | 0 | SWHC004-06 | 22.0244 | 2024 | 7.4178 | 2024 | 0 | 0 |  | Com HVAC Boilers - Cold ¦ PG&E ¦ Cold | Com HVAC Boilers - Cold | 0 | 1 | 0 | CBSA 2014 | 0 | 2032 | 0.2 | SWHC004-06
COM-HVAC-41.37 | Com ¦ Efficient Hot Water Boilers (94% eff.) - Marine ¦ SCG ¦ Marine | Com ¦ Efficient Hot Water Boilers (94% eff.) - Marine | SCG ¦ Marine | SCG | All | Gas | Efficient HVAC Space Heating Boiler | Efficient | 2031 |  | 1 | Conventional | HVAC | Com - College | Com | ROB and NEW | 0 | 1000 sqft2 of floor space | Cap-kBTUh | 20 | DEER:HVAC_Eff_HP | 0 | 0 | 0 | SWHC004-06 | 22.0244 | 2024 | 7.4178 | 2024 | 0 | 0 |  | Com HVAC Boilers - Marine ¦ SCG ¦ Marine | Com HVAC Boilers - Marine | 9.9134 | 1 | 0.10976 | CBSA 2014 | 0 | 2032 | 0.2 | SWHC004-06
COM-HVAC-41.38 | Com ¦ Efficient Hot Water Boilers (94% eff.) - Marine ¦ SCG ¦ Marine | Com ¦ Efficient Hot Water Boilers (94% eff.) - Marine | SCG ¦ Marine | SCG | All | Gas | Efficient HVAC Space Heating Boiler | Efficient | 2031 |  | 1 | Conventional | HVAC | Com - Grocery | Com | ROB and NEW | 0 | 1000 sqft2 of floor space | Cap-kBTUh | 20 | DEER:HVAC_Eff_HP | 0 | 0 | 0 | SWHC004-06 | 22.0244 | 2024 | 7.4178 | 2024 | 0 | 0 |  | Com HVAC Boilers - Marine ¦ SCG ¦ Marine | Com HVAC Boilers - Marine | 0 | 1 | 0 | CBSA 2014 | 0 | 2032 | 0.2 | SWHC004-06
COM-HVAC-41.39 | Com ¦ Efficient Hot Water Boilers (94% eff.) - Marine ¦ SCG ¦ Marine | Com ¦ Efficient Hot Water Boilers (94% eff.) - Marine | SCG ¦ Marine | SCG | All | Gas | Efficient HVAC Space Heating Boiler | Efficient | 2031 |  | 1 | Conventional | HVAC | Com - Health | Com | ROB and NEW | 0 | 1000 sqft2 of floor space | Cap-kBTUh | 20 | DEER:HVAC_Eff_HP | 0 | 0 | 0 | SWHC004-06 | 22.0244 | 2024 | 7.4178 | 2024 | 0 | 0 |  | Com HVAC Boilers - Marine ¦ SCG ¦ Marine | Com HVAC Boilers - Marine | 8.3689 | 1 | 0.10976 | CBSA 2014 | 0 | 2032 | 0.2 | SWHC004-06
COM-HVAC-41.40 | Com ¦ Efficient Hot Water Boilers (94% eff.) - Marine ¦ SCG ¦ Marine | Com ¦ Efficient Hot Water Boilers (94% eff.) - Marine | SCG ¦ Marine | SCG | All | Gas | Efficient HVAC Space Heating Boiler | Efficient | 2031 |  | 1 | Conventional | HVAC | Com - Lodging | Com | ROB and NEW | 0 | 1000 sqft2 of floor space | Cap-kBTUh | 20 | DEER:HVAC_Eff_HP | 0 | 0 | 0 | SWHC004-06 | 22.0244 | 2024 | 7.4178 | 2024 | 0 | 0 |  | Com HVAC Boilers - Marine ¦ SCG ¦ Marine | Com HVAC Boilers - Marine | 3.4494 | 1 | 0.10976 | CBSA 2014 | 0 | 2032 | 0.2 | SWHC004-06
COM-HVAC-41.41 | Com ¦ Efficient Hot Water Boilers (94% eff.) - Marine ¦ SCG ¦ Marine | Com ¦ Efficient Hot Water Boilers (94% eff.) - Marine | SCG ¦ Marine | SCG | All | Gas | Efficient HVAC Space Heating Boiler | Efficient | 2031 |  | 1 | Conventional | HVAC | Com - Office (Large) | Com | ROB and NEW | 0 | 1000 sqft2 of floor space | Cap-kBTUh | 20 | DEER:HVAC_Eff_HP | 0 | 0 | 0 | SWHC004-06 | 22.0244 | 2024 | 7.4178 | 2024 | 0 | 0 |  | Com HVAC Boilers - Marine ¦ SCG ¦ Marine | Com HVAC Boilers - Marine | 12.9615 | 1 | 0.10976 | CBSA 2014 | 0 | 2032 | 0.2 | SWHC004-06
COM-HVAC-41.42 | Com ¦ Efficient Hot Water Boilers (94% eff.) - Marine ¦ SCG ¦ Marine | Com ¦ Efficient Hot Water Boilers (94% eff.) - Marine | SCG ¦ Marine | SCG | All | Gas | Efficient HVAC Space Heating Boiler | Efficient | 2031 |  | 1 | Conventional | HVAC | Com - Office (Small) | Com | ROB and NEW | 0 | 1000 sqft2 of floor space | Cap-kBTUh | 20 | DEER:HVAC_Eff_HP | 0 | 0 | 0 | SWHC004-06 | 22.0244 | 2024 | 7.4178 | 2024 | 0 | 0 |  | Com HVAC Boilers - Marine ¦ SCG ¦ Marine | Com HVAC Boilers - Marine | 26.3159 | 1 | 0.10976 | CBSA 2014 | 0 | 2032 | 0.2 | SWHC004-06
COM-HVAC-41.43 | Com ¦ Efficient Hot Water Boilers (94% eff.) - Marine ¦ SCG ¦ Marine | Com ¦ Efficient Hot Water Boilers (94% eff.) - Marine | SCG ¦ Marine | SCG | All | Gas | Efficient HVAC Space Heating Boiler | Efficient | 2031 |  | 1 | Conventional | HVAC | Com - Other | Com | ROB and NEW | 0 | 1000 sqft2 of floor space | Cap-kBTUh | 20 | DEER:HVAC_Eff_HP | 0 | 0 | 0 | SWHC004-06 | 22.0244 | 2024 | 7.4178 | 2024 | 0 | 0 |  | Com HVAC Boilers - Marine ¦ SCG ¦ Marine | Com HVAC Boilers - Marine | 0 | 1 | 0 | CBSA 2014 | 0 | 2032 | 0.2 | SWHC004-06
COM-HVAC-41.44 | Com ¦ Efficient Hot Water Boilers (94% eff.) - Marine ¦ SCG ¦ Marine | Com ¦ Efficient Hot Water Boilers (94% eff.) - Marine | SCG ¦ Marine | SCG | All | Gas | Efficient HVAC Space Heating Boiler | Efficient | 2031 |  | 1 | Conventional | HVAC | Com - Refrig. Warehouse | Com | ROB and NEW | 0 | 1000 sqft2 of floor space | Cap-kBTUh | 20 | DEER:HVAC_Eff_HP | 0 | 0 | 0 | SWHC004-06 | 22.0244 | 2024 | 7.4178 | 2024 | 0 | 0 |  | Com HVAC Boilers - Marine ¦ SCG ¦ Marine | Com HVAC Boilers - Marine | 0 | 1 | 0 | CBSA 2014 | 0 | 2032 | 0.2 | SWHC004-06
COM-HVAC-41.45 | Com ¦ Efficient Hot Water Boilers (94% eff.) - Marine ¦ SCG ¦ Marine | Com ¦ Efficient Hot Water Boilers (94% eff.) - Marine | SCG ¦ Marine | SCG | All | Gas | Efficient HVAC Space Heating Boiler | Efficient | 2031 |  | 1 | Conventional | HVAC | Com - Restaurant | Com | ROB and NEW | 0 | 1000 sqft2 of floor space | Cap-kBTUh | 20 | DEER:HVAC_Eff_HP | 0 | 0 | 0 | SWHC004-06 | 22.0244 | 2024 | 7.4178 | 2024 | 0 | 0 |  | Com HVAC Boilers - Marine ¦ SCG ¦ Marine | Com HVAC Boilers - Marine | 0 | 1 | 0 | CBSA 2014 | 0 | 2032 | 0.2 | SWHC004-06
COM-HVAC-41.46 | Com ¦ Efficient Hot Water Boilers (94% eff.) - Marine ¦ SCG ¦ Marine | Com ¦ Efficient Hot Water Boilers (94% eff.) - Marine | SCG ¦ Marine | SCG | All | Gas | Efficient HVAC Space Heating Boiler | Efficient | 2031 |  | 1 | Conventional | HVAC | Com - Retail | Com | ROB and NEW | 0 | 1000 sqft2 of floor space | Cap-kBTUh | 20 | DEER:HVAC_Eff_HP | 0 | 0 | 0 | SWHC004-06 | 22.0244 | 2024 | 7.4178 | 2024 | 0 | 0 |  | Com HVAC Boilers - Marine ¦ SCG ¦ Marine | Com HVAC Boilers - Marine | 2.9992 | 1 | 0.10976 | CBSA 2014 | 0 | 2032 | 0.2 | SWHC004-06
COM-HVAC-41.47 | Com ¦ Efficient Hot Water Boilers (94% eff.) - Marine ¦ SCG ¦ Marine | Com ¦ Efficient Hot Water Boilers (94% eff.) - Marine | SCG ¦ Marine | SCG | All | Gas | Efficient HVAC Space Heating Boiler | Efficient | 2031 |  | 1 | Conventional | HVAC | Com - School | Com | ROB and NEW | 0 | 1000 sqft2 of floor space | Cap-kBTUh | 20 | DEER:HVAC_Eff_HP | 0 | 0 | 0 | SWHC004-06 | 22.0244 | 2024 | 7.4178 | 2024 | 0 | 0 |  | Com HVAC Boilers - Marine ¦ SCG ¦ Marine | Com HVAC Boilers - Marine | 12.634 | 1 | 0.10976 | CBSA 2014 | 0 | 2032 | 0.2 | SWHC004-06
COM-HVAC-41.48 | Com ¦ Efficient Hot Water Boilers (94% eff.) - Marine ¦ SCG ¦ Marine | Com ¦ Efficient Hot Water Boilers (94% eff.) - Marine | SCG ¦ Marine | SCG | All | Gas | Efficient HVAC Space Heating Boiler | Efficient | 2031 |  | 1 | Conventional | HVAC | Com - Warehouse | Com | ROB and NEW | 0 | 1000 sqft2 of floor space | Cap-kBTUh | 20 | DEER:HVAC_Eff_HP | 0 | 0 | 0 | SWHC004-06 | 22.0244 | 2024 | 7.4178 | 2024 | 0 | 0 |  | Com HVAC Boilers - Marine ¦ SCG ¦ Marine | Com HVAC Boilers - Marine | 0 | 1 | 0 | CBSA 2014 | 0 | 2032 | 0.2 | SWHC004-06
COM-HVAC-41.49 | Com ¦ Efficient Hot Water Boilers (94% eff.) - Hot-Dry ¦ SCG ¦ Hot-Dry | Com ¦ Efficient Hot Water Boilers (94% eff.) - Hot-Dry | SCG ¦ Hot-Dry | SCG | All | Gas | Efficient HVAC Space Heating Boiler | Efficient | 2031 |  | 1 | Conventional | HVAC | Com - College | Com | ROB and NEW | 0 | 1000 sqft2 of floor space | Cap-kBTUh | 20 | DEER:HVAC_Eff_HP | 0 | 0 | 0 | SWHC004-06 | 22.0244 | 2024 | 7.4178 | 2024 | 0 | 0 |  | Com HVAC Boilers - Hot-Dry ¦ SCG ¦ Hot-Dry | Com HVAC Boilers - Hot-Dry | 9.9134 | 1 | 0.10976 | CBSA 2014 | 0 | 2032 | 0.2 | SWHC004-06
COM-HVAC-41.50 | Com ¦ Efficient Hot Water Boilers (94% eff.) - Hot-Dry ¦ SCG ¦ Hot-Dry | Com ¦ Efficient Hot Water Boilers (94% eff.) - Hot-Dry | SCG ¦ Hot-Dry | SCG | All | Gas | Efficient HVAC Space Heating Boiler | Efficient | 2031 |  | 1 | Conventional | HVAC | Com - Grocery | Com | ROB and NEW | 0 | 1000 sqft2 of floor space | Cap-kBTUh | 20 | DEER:HVAC_Eff_HP | 0 | 0 | 0 | SWHC004-06 | 22.0244 | 2024 | 7.4178 | 2024 | 0 | 0 |  | Com HVAC Boilers - Hot-Dry ¦ SCG ¦ Hot-Dry | Com HVAC Boilers - Hot-Dry | 0 | 1 | 0 | CBSA 2014 | 0 | 2032 | 0.2 | SWHC004-06
COM-HVAC-41.51 | Com ¦ Efficient Hot Water Boilers (94% eff.) - Hot-Dry ¦ SCG ¦ Hot-Dry | Com ¦ Efficient Hot Water Boilers (94% eff.) - Hot-Dry | SCG ¦ Hot-Dry | SCG | All | Gas | Efficient HVAC Space Heating Boiler | Efficient | 2031 |  | 1 | Conventional | HVAC | Com - Health | Com | ROB and NEW | 0 | 1000 sqft2 of floor space | Cap-kBTUh | 20 | DEER:HVAC_Eff_HP | 0 | 0 | 0 | SWHC004-06 | 22.0244 | 2024 | 7.4178 | 2024 | 0 | 0 |  | Com HVAC Boilers - Hot-Dry ¦ SCG ¦ Hot-Dry | Com HVAC Boilers - Hot-Dry | 8.3689 | 1 | 0.10976 | CBSA 2014 | 0 | 2032 | 0.2 | SWHC004-06
COM-HVAC-41.52 | Com ¦ Efficient Hot Water Boilers (94% eff.) - Hot-Dry ¦ SCG ¦ Hot-Dry | Com ¦ Efficient Hot Water Boilers (94% eff.) - Hot-Dry | SCG ¦ Hot-Dry | SCG | All | Gas | Efficient HVAC Space Heating Boiler | Efficient | 2031 |  | 1 | Conventional | HVAC | Com - Lodging | Com | ROB and NEW | 0 | 1000 sqft2 of floor space | Cap-kBTUh | 20 | DEER:HVAC_Eff_HP | 0 | 0 | 0 | SWHC004-06 | 22.0244 | 2024 | 7.4178 | 2024 | 0 | 0 |  | Com HVAC Boilers - Hot-Dry ¦ SCG ¦ Hot-Dry | Com HVAC Boilers - Hot-Dry | 3.4494 | 1 | 0.10976 | CBSA 2014 | 0 | 2032 | 0.2 | SWHC004-06
COM-HVAC-41.53 | Com ¦ Efficient Hot Water Boilers (94% eff.) - Hot-Dry ¦ SCG ¦ Hot-Dry | Com ¦ Efficient Hot Water Boilers (94% eff.) - Hot-Dry | SCG ¦ Hot-Dry | SCG | All | Gas | Efficient HVAC Space Heating Boiler | Efficient | 2031 |  | 1 | Conventional | HVAC | Com - Office (Large) | Com | ROB and NEW | 0 | 1000 sqft2 of floor space | Cap-kBTUh | 20 | DEER:HVAC_Eff_HP | 0 | 0 | 0 | SWHC004-06 | 22.0244 | 2024 | 7.4178 | 2024 | 0 | 0 |  | Com HVAC Boilers - Hot-Dry ¦ SCG ¦ Hot-Dry | Com HVAC Boilers - Hot-Dry | 12.9615 | 1 | 0.10976 | CBSA 2014 | 0 | 2032 | 0.2 | SWHC004-06
COM-HVAC-41.54 | Com ¦ Efficient Hot Water Boilers (94% eff.) - Hot-Dry ¦ SCG ¦ Hot-Dry | Com ¦ Efficient Hot Water Boilers (94% eff.) - Hot-Dry | SCG ¦ Hot-Dry | SCG | All | Gas | Efficient HVAC Space Heating Boiler | Efficient | 2031 |  | 1 | Conventional | HVAC | Com - Office (Small) | Com | ROB and NEW | 0 | 1000 sqft2 of floor space | Cap-kBTUh | 20 | DEER:HVAC_Eff_HP | 0 | 0 | 0 | SWHC004-06 | 22.0244 | 2024 | 7.4178 | 2024 | 0 | 0 |  | Com HVAC Boilers - Hot-Dry ¦ SCG ¦ Hot-Dry | Com HVAC Boilers - Hot-Dry | 26.3159 | 1 | 0.10976 | CBSA 2014 | 0 | 2032 | 0.2 | SWHC004-06
COM-HVAC-41.55 | Com ¦ Efficient Hot Water Boilers (94% eff.) - Hot-Dry ¦ SCG ¦ Hot-Dry | Com ¦ Efficient Hot Water Boilers (94% eff.) - Hot-Dry | SCG ¦ Hot-Dry | SCG | All | Gas | Efficient HVAC Space Heating Boiler | Efficient | 2031 |  | 1 | Conventional | HVAC | Com - Other | Com | ROB and NEW | 0 | 1000 sqft2 of floor space | Cap-kBTUh | 20 | DEER:HVAC_Eff_HP | 0 | 0 | 0 | SWHC004-06 | 22.0244 | 2024 | 7.4178 | 2024 | 0 | 0 |  | Com HVAC Boilers - Hot-Dry ¦ SCG ¦ Hot-Dry | Com HVAC Boilers - Hot-Dry | 0 | 1 | 0 | CBSA 2014 | 0 | 2032 | 0.2 | SWHC004-06
COM-HVAC-41.56 | Com ¦ Efficient Hot Water Boilers (94% eff.) - Hot-Dry ¦ SCG ¦ Hot-Dry | Com ¦ Efficient Hot Water Boilers (94% eff.) - Hot-Dry | SCG ¦ Hot-Dry | SCG | All | Gas | Efficient HVAC Space Heating Boiler | Efficient | 2031 |  | 1 | Conventional | HVAC | Com - Refrig. Warehouse | Com | ROB and NEW | 0 | 1000 sqft2 of floor space | Cap-kBTUh | 20 | DEER:HVAC_Eff_HP | 0 | 0 | 0 | SWHC004-06 | 22.0244 | 2024 | 7.4178 | 2024 | 0 | 0 |  | Com HVAC Boilers - Hot-Dry ¦ SCG ¦ Hot-Dry | Com HVAC Boilers - Hot-Dry | 0 | 1 | 0 | CBSA 2014 | 0 | 2032 | 0.2 | SWHC004-06
COM-HVAC-41.57 | Com ¦ Efficient Hot Water Boilers (94% eff.) - Hot-Dry ¦ SCG ¦ Hot-Dry | Com ¦ Efficient Hot Water Boilers (94% eff.) - Hot-Dry | SCG ¦ Hot-Dry | SCG | All | Gas | Efficient HVAC Space Heating Boiler | Efficient | 2031 |  | 1 | Conventional | HVAC | Com - Restaurant | Com | ROB and NEW | 0 | 1000 sqft2 of floor space | Cap-kBTUh | 20 | DEER:HVAC_Eff_HP | 0 | 0 | 0 | SWHC004-06 | 22.0244 | 2024 | 7.4178 | 2024 | 0 | 0 |  | Com HVAC Boilers - Hot-Dry ¦ SCG ¦ Hot-Dry | Com HVAC Boilers - Hot-Dry | 0 | 1 | 0 | CBSA 2014 | 0 | 2032 | 0.2 | SWHC004-06
COM-HVAC-41.58 | Com ¦ Efficient Hot Water Boilers (94% eff.) - Hot-Dry ¦ SCG ¦ Hot-Dry | Com ¦ Efficient Hot Water Boilers (94% eff.) - Hot-Dry | SCG ¦ Hot-Dry | SCG | All | Gas | Efficient HVAC Space Heating Boiler | Efficient | 2031 |  | 1 | Conventional | HVAC | Com - Retail | Com | ROB and NEW | 0 | 1000 sqft2 of floor space | Cap-kBTUh | 20 | DEER:HVAC_Eff_HP | 0 | 0 | 0 | SWHC004-06 | 22.0244 | 2024 | 7.4178 | 2024 | 0 | 0 |  | Com HVAC Boilers - Hot-Dry ¦ SCG ¦ Hot-Dry | Com HVAC Boilers - Hot-Dry | 2.9992 | 1 | 0.10976 | CBSA 2014 | 0 | 2032 | 0.2 | SWHC004-06
COM-HVAC-41.59 | Com ¦ Efficient Hot Water Boilers (94% eff.) - Hot-Dry ¦ SCG ¦ Hot-Dry | Com ¦ Efficient Hot Water Boilers (94% eff.) - Hot-Dry | SCG ¦ Hot-Dry | SCG | All | Gas | Efficient HVAC Space Heating Boiler | Efficient | 2031 |  | 1 | Conventional | HVAC | Com - School | Com | ROB and NEW | 0 | 1000 sqft2 of floor space | Cap-kBTUh | 20 | DEER:HVAC_Eff_HP | 0 | 0 | 0 | SWHC004-06 | 22.0244 | 2024 | 7.4178 | 2024 | 0 | 0 |  | Com HVAC Boilers - Hot-Dry ¦ SCG ¦ Hot-Dry | Com HVAC Boilers - Hot-Dry | 12.634 | 1 | 0.10976 | CBSA 2014 | 0 | 2032 | 0.2 | SWHC004-06
COM-HVAC-41.60 | Com ¦ Efficient Hot Water Boilers (94% eff.) - Hot-Dry ¦ SCG ¦ Hot-Dry | Com ¦ Efficient Hot Water Boilers (94% eff.) - Hot-Dry | SCG ¦ Hot-Dry | SCG | All | Gas | Efficient HVAC Space Heating Boiler | Efficient | 2031 |  | 1 | Conventional | HVAC | Com - Warehouse | Com | ROB and NEW | 0 | 1000 sqft2 of floor space | Cap-kBTUh | 20 | DEER:HVAC_Eff_HP | 0 | 0 | 0 | SWHC004-06 | 22.0244 | 2024 | 7.4178 | 2024 | 0 | 0 |  | Com HVAC Boilers - Hot-Dry ¦ SCG ¦ Hot-Dry | Com HVAC Boilers - Hot-Dry | 0 | 1 | 0 | CBSA 2014 | 0 | 2032 | 0.2 | SWHC004-06
COM-HVAC-41.61 | Com ¦ Efficient Hot Water Boilers (94% eff.) - Cold ¦ SCG ¦ Cold | Com ¦ Efficient Hot Water Boilers (94% eff.) - Cold | SCG ¦ Cold | SCG | All | Gas | Efficient HVAC Space Heating Boiler | Efficient | 2031 |  | 1 | Conventional | HVAC | Com - College | Com | ROB and NEW | 0 | 1000 sqft2 of floor space | Cap-kBTUh | 20 | DEER:HVAC_Eff_HP | 0 | 0 | 0 | SWHC004-06 | 22.0244 | 2024 | 7.4178 | 2024 | 0 | 0 |  | Com HVAC Boilers - Cold ¦ SCG ¦ Cold | Com HVAC Boilers - Cold | 9.9134 | 1 | 0.10976 | CBSA 2014 | 0 | 2032 | 0.2 | SWHC004-06
COM-HVAC-41.62 | Com ¦ Efficient Hot Water Boilers (94% eff.) - Cold ¦ SCG ¦ Cold | Com ¦ Efficient Hot Water Boilers (94% eff.) - Cold | SCG ¦ Cold | SCG | All | Gas | Efficient HVAC Space Heating Boiler | Efficient | 2031 |  | 1 | Conventional | HVAC | Com - Grocery | Com | ROB and NEW | 0 | 1000 sqft2 of floor space | Cap-kBTUh | 20 | DEER:HVAC_Eff_HP | 0 | 0 | 0 | SWHC004-06 | 22.0244 | 2024 | 7.4178 | 2024 | 0 | 0 |  | Com HVAC Boilers - Cold ¦ SCG ¦ Cold | Com HVAC Boilers - Cold | 0 | 1 | 0 | CBSA 2014 | 0 | 2032 | 0.2 | SWHC004-06
COM-HVAC-41.63 | Com ¦ Efficient Hot Water Boilers (94% eff.) - Cold ¦ SCG ¦ Cold | Com ¦ Efficient Hot Water Boilers (94% eff.) - Cold | SCG ¦ Cold | SCG | All | Gas | Efficient HVAC Space Heating Boiler | Efficient | 2031 |  | 1 | Conventional | HVAC | Com - Health | Com | ROB and NEW | 0 | 1000 sqft2 of floor space | Cap-kBTUh | 20 | DEER:HVAC_Eff_HP | 0 | 0 | 0 | SWHC004-06 | 22.0244 | 2024 | 7.4178 | 2024 | 0 | 0 |  | Com HVAC Boilers - Cold ¦ SCG ¦ Cold | Com HVAC Boilers - Cold | 8.3689 | 1 | 0.10976 | CBSA 2014 | 0 | 2032 | 0.2 | SWHC004-06
COM-HVAC-41.64 | Com ¦ Efficient Hot Water Boilers (94% eff.) - Cold ¦ SCG ¦ Cold | Com ¦ Efficient Hot Water Boilers (94% eff.) - Cold | SCG ¦ Cold | SCG | All | Gas | Efficient HVAC Space Heating Boiler | Efficient | 2031 |  | 1 | Conventional | HVAC | Com - Lodging | Com | ROB and NEW | 0 | 1000 sqft2 of floor space | Cap-kBTUh | 20 | DEER:HVAC_Eff_HP | 0 | 0 | 0 | SWHC004-06 | 22.0244 | 2024 | 7.4178 | 2024 | 0 | 0 |  | Com HVAC Boilers - Cold ¦ SCG ¦ Cold | Com HVAC Boilers - Cold | 3.4494 | 1 | 0.10976 | CBSA 2014 | 0 | 2032 | 0.2 | SWHC004-06
COM-HVAC-41.65 | Com ¦ Efficient Hot Water Boilers (94% eff.) - Cold ¦ SCG ¦ Cold | Com ¦ Efficient Hot Water Boilers (94% eff.) - Cold | SCG ¦ Cold | SCG | All | Gas | Efficient HVAC Space Heating Boiler | Efficient | 2031 |  | 1 | Conventional | HVAC | Com - Office (Large) | Com | ROB and NEW | 0 | 1000 sqft2 of floor space | Cap-kBTUh | 20 | DEER:HVAC_Eff_HP | 0 | 0 | 0 | SWHC004-06 | 22.0244 | 2024 | 7.4178 | 2024 | 0 | 0 |  | Com HVAC Boilers - Cold ¦ SCG ¦ Cold | Com HVAC Boilers - Cold | 12.9615 | 1 | 0.10976 | CBSA 2014 | 0 | 2032 | 0.2 | SWHC004-06
COM-HVAC-41.66 | Com ¦ Efficient Hot Water Boilers (94% eff.) - Cold ¦ SCG ¦ Cold | Com ¦ Efficient Hot Water Boilers (94% eff.) - Cold | SCG ¦ Cold | SCG | All | Gas | Efficient HVAC Space Heating Boiler | Efficient | 2031 |  | 1 | Conventional | HVAC | Com - Office (Small) | Com | ROB and NEW | 0 | 1000 sqft2 of floor space | Cap-kBTUh | 20 | DEER:HVAC_Eff_HP | 0 | 0 | 0 | SWHC004-06 | 22.0244 | 2024 | 7.4178 | 2024 | 0 | 0 |  | Com HVAC Boilers - Cold ¦ SCG ¦ Cold | Com HVAC Boilers - Cold | 26.3159 | 1 | 0.10976 | CBSA 2014 | 0 | 2032 | 0.2 | SWHC004-06
COM-HVAC-41.67 | Com ¦ Efficient Hot Water Boilers (94% eff.) - Cold ¦ SCG ¦ Cold | Com ¦ Efficient Hot Water Boilers (94% eff.) - Cold | SCG ¦ Cold | SCG | All | Gas | Efficient HVAC Space Heating Boiler | Efficient | 2031 |  | 1 | Conventional | HVAC | Com - Other | Com | ROB and NEW | 0 | 1000 sqft2 of floor space | Cap-kBTUh | 20 | DEER:HVAC_Eff_HP | 0 | 0 | 0 | SWHC004-06 | 22.0244 | 2024 | 7.4178 | 2024 | 0 | 0 |  | Com HVAC Boilers - Cold ¦ SCG ¦ Cold | Com HVAC Boilers - Cold | 0 | 1 | 0 | CBSA 2014 | 0 | 2032 | 0.2 | SWHC004-06
COM-HVAC-41.68 | Com ¦ Efficient Hot Water Boilers (94% eff.) - Cold ¦ SCG ¦ Cold | Com ¦ Efficient Hot Water Boilers (94% eff.) - Cold | SCG ¦ Cold | SCG | All | Gas | Efficient HVAC Space Heating Boiler | Efficient | 2031 |  | 1 | Conventional | HVAC | Com - Refrig. Warehouse | Com | ROB and NEW | 0 | 1000 sqft2 of floor space | Cap-kBTUh | 20 | DEER:HVAC_Eff_HP | 0 | 0 | 0 | SWHC004-06 | 22.0244 | 2024 | 7.4178 | 2024 | 0 | 0 |  | Com HVAC Boilers - Cold ¦ SCG ¦ Cold | Com HVAC Boilers - Cold | 0 | 1 | 0 | CBSA 2014 | 0 | 2032 | 0.2 | SWHC004-06
COM-HVAC-41.69 | Com ¦ Efficient Hot Water Boilers (94% eff.) - Cold ¦ SCG ¦ Cold | Com ¦ Efficient Hot Water Boilers (94% eff.) - Cold | SCG ¦ Cold | SCG | All | Gas | Efficient HVAC Space Heating Boiler | Efficient | 2031 |  | 1 | Conventional | HVAC | Com - Restaurant | Com | ROB and NEW | 0 | 1000 sqft2 of floor space | Cap-kBTUh | 20 | DEER:HVAC_Eff_HP | 0 | 0 | 0 | SWHC004-06 | 22.0244 | 2024 | 7.4178 | 2024 | 0 | 0 |  | Com HVAC Boilers - Cold ¦ SCG ¦ Cold | Com HVAC Boilers - Cold | 0 | 1 | 0 | CBSA 2014 | 0 | 2032 | 0.2 | SWHC004-06
COM-HVAC-41.70 | Com ¦ Efficient Hot Water Boilers (94% eff.) - Cold ¦ SCG ¦ Cold | Com ¦ Efficient Hot Water Boilers (94% eff.) - Cold | SCG ¦ Cold | SCG | All | Gas | Efficient HVAC Space Heating Boiler | Efficient | 2031 |  | 1 | Conventional | HVAC | Com - Retail | Com | ROB and NEW | 0 | 1000 sqft2 of floor space | Cap-kBTUh | 20 | DEER:HVAC_Eff_HP | 0 | 0 | 0 | SWHC004-06 | 22.0244 | 2024 | 7.4178 | 2024 | 0 | 0 |  | Com HVAC Boilers - Cold ¦ SCG ¦ Cold | Com HVAC Boilers - Cold | 2.9992 | 1 | 0.10976 | CBSA 2014 | 0 | 2032 | 0.2 | SWHC004-06
COM-HVAC-41.71 | Com ¦ Efficient Hot Water Boilers (94% eff.) - Cold ¦ SCG ¦ Cold | Com ¦ Efficient Hot Water Boilers (94% eff.) - Cold | SCG ¦ Cold | SCG | All | Gas | Efficient HVAC Space Heating Boiler | Efficient | 2031 |  | 1 | Conventional | HVAC | Com - School | Com | ROB and NEW | 0 | 1000 sqft2 of floor space | Cap-kBTUh | 20 | DEER:HVAC_Eff_HP | 0 | 0 | 0 | SWHC004-06 | 22.0244 | 2024 | 7.4178 | 2024 | 0 | 0 |  | Com HVAC Boilers - Cold ¦ SCG ¦ Cold | Com HVAC Boilers - Cold | 12.634 | 1 | 0.10976 | CBSA 2014 | 0 | 2032 | 0.2 | SWHC004-06
COM-HVAC-41.72 | Com ¦ Efficient Hot Water Boilers (94% eff.) - Cold ¦ SCG ¦ Cold | Com ¦ Efficient Hot Water Boilers (94% eff.) - Cold | SCG ¦ Cold | SCG | All | Gas | Efficient HVAC Space Heating Boiler | Efficient | 2031 |  | 1 | Conventional | HVAC | Com - Warehouse | Com | ROB and NEW | 0 | 1000 sqft2 of floor space | Cap-kBTUh | 20 | DEER:HVAC_Eff_HP | 0 | 0 | 0 | SWHC004-06 | 22.0244 | 2024 | 7.4178 | 2024 | 0 | 0 |  | Com HVAC Boilers - Cold ¦ SCG ¦ Cold | Com HVAC Boilers - Cold | 0 | 1 | 0 | CBSA 2014 | 0 | 2032 | 0.2 | SWHC004-06
COM-HVAC-41.73 | Com ¦ Efficient Hot Water Boilers (94% eff.) - Marine ¦ SDG&E ¦ Marine | Com ¦ Efficient Hot Water Boilers (94% eff.) - Marine | SDG&E ¦ Marine | SDG&E | All | Gas | Efficient HVAC Space Heating Boiler | Efficient | 2031 |  | 1 | Conventional | HVAC | Com - College | Com | ROB and NEW | 0 | 1000 sqft2 of floor space | Cap-kBTUh | 20 | DEER:HVAC_Eff_HP | 0 | 0 | 0 | SWHC004-06 | 22.0244 | 2024 | 7.4178 | 2024 | 0 | 0 |  | Com HVAC Boilers - Marine ¦ SDG&E ¦ Marine | Com HVAC Boilers - Marine | 7.1283 | 1 | 0.10976 | CBSA 2014 | 0 | 2032 | 0.2 | SWHC004-06
COM-HVAC-41.74 | Com ¦ Efficient Hot Water Boilers (94% eff.) - Marine ¦ SDG&E ¦ Marine | Com ¦ Efficient Hot Water Boilers (94% eff.) - Marine | SDG&E ¦ Marine | SDG&E | All | Gas | Efficient HVAC Space Heating Boiler | Efficient | 2031 |  | 1 | Conventional | HVAC | Com - Grocery | Com | ROB and NEW | 0 | 1000 sqft2 of floor space | Cap-kBTUh | 20 | DEER:HVAC_Eff_HP | 0 | 0 | 0 | SWHC004-06 | 22.0244 | 2024 | 7.4178 | 2024 | 0 | 0 |  | Com HVAC Boilers - Marine ¦ SDG&E ¦ Marine | Com HVAC Boilers - Marine | 0 | 1 | 0 | CBSA 2014 | 0 | 2032 | 0.2 | SWHC004-06
COM-HVAC-41.75 | Com ¦ Efficient Hot Water Boilers (94% eff.) - Marine ¦ SDG&E ¦ Marine | Com ¦ Efficient Hot Water Boilers (94% eff.) - Marine | SDG&E ¦ Marine | SDG&E | All | Gas | Efficient HVAC Space Heating Boiler | Efficient | 2031 |  | 1 | Conventional | HVAC | Com - Health | Com | ROB and NEW | 0 | 1000 sqft2 of floor space | Cap-kBTUh | 20 | DEER:HVAC_Eff_HP | 0 | 0 | 0 | SWHC004-06 | 22.0244 | 2024 | 7.4178 | 2024 | 0 | 0 |  | Com HVAC Boilers - Marine ¦ SDG&E ¦ Marine | Com HVAC Boilers - Marine | 7.8081 | 1 | 0.10976 | CBSA 2014 | 0 | 2032 | 0.2 | SWHC004-06
COM-HVAC-41.76 | Com ¦ Efficient Hot Water Boilers (94% eff.) - Marine ¦ SDG&E ¦ Marine | Com ¦ Efficient Hot Water Boilers (94% eff.) - Marine | SDG&E ¦ Marine | SDG&E | All | Gas | Efficient HVAC Space Heating Boiler | Efficient | 2031 |  | 1 | Conventional | HVAC | Com - Lodging | Com | ROB and NEW | 0 | 1000 sqft2 of floor space | Cap-kBTUh | 20 | DEER:HVAC_Eff_HP | 0 | 0 | 0 | SWHC004-06 | 22.0244 | 2024 | 7.4178 | 2024 | 0 | 0 |  | Com HVAC Boilers - Marine ¦ SDG&E ¦ Marine | Com HVAC Boilers - Marine | 3.4791 | 1 | 0.10976 | CBSA 2014 | 0 | 2032 | 0.2 | SWHC004-06
COM-HVAC-41.77 | Com ¦ Efficient Hot Water Boilers (94% eff.) - Marine ¦ SDG&E ¦ Marine | Com ¦ Efficient Hot Water Boilers (94% eff.) - Marine | SDG&E ¦ Marine | SDG&E | All | Gas | Efficient HVAC Space Heating Boiler | Efficient | 2031 |  | 1 | Conventional | HVAC | Com - Office (Large) | Com | ROB and NEW | 0 | 1000 sqft2 of floor space | Cap-kBTUh | 20 | DEER:HVAC_Eff_HP | 0 | 0 | 0 | SWHC004-06 | 22.0244 | 2024 | 7.4178 | 2024 | 0 | 0 |  | Com HVAC Boilers - Marine ¦ SDG&E ¦ Marine | Com HVAC Boilers - Marine | 8.8573 | 1 | 0.10976 | CBSA 2014 | 0 | 2032 | 0.2 | SWHC004-06
COM-HVAC-41.78 | Com ¦ Efficient Hot Water Boilers (94% eff.) - Marine ¦ SDG&E ¦ Marine | Com ¦ Efficient Hot Water Boilers (94% eff.) - Marine | SDG&E ¦ Marine | SDG&E | All | Gas | Efficient HVAC Space Heating Boiler | Efficient | 2031 |  | 1 | Conventional | HVAC | Com - Office (Small) | Com | ROB and NEW | 0 | 1000 sqft2 of floor space | Cap-kBTUh | 20 | DEER:HVAC_Eff_HP | 0 | 0 | 0 | SWHC004-06 | 22.0244 | 2024 | 7.4178 | 2024 | 0 | 0 |  | Com HVAC Boilers - Marine ¦ SDG&E ¦ Marine | Com HVAC Boilers - Marine | 21.5364 | 1 | 0.10976 | CBSA 2014 | 0 | 2032 | 0.2 | SWHC004-06
COM-HVAC-41.79 | Com ¦ Efficient Hot Water Boilers (94% eff.) - Marine ¦ SDG&E ¦ Marine | Com ¦ Efficient Hot Water Boilers (94% eff.) - Marine | SDG&E ¦ Marine | SDG&E | All | Gas | Efficient HVAC Space Heating Boiler | Efficient | 2031 |  | 1 | Conventional | HVAC | Com - Other | Com | ROB and NEW | 0 | 1000 sqft2 of floor space | Cap-kBTUh | 20 | DEER:HVAC_Eff_HP | 0 | 0 | 0 | SWHC004-06 | 22.0244 | 2024 | 7.4178 | 2024 | 0 | 0 |  | Com HVAC Boilers - Marine ¦ SDG&E ¦ Marine | Com HVAC Boilers - Marine | 0 | 1 | 0 | CBSA 2014 | 0 | 2032 | 0.2 | SWHC004-06
COM-HVAC-41.80 | Com ¦ Efficient Hot Water Boilers (94% eff.) - Marine ¦ SDG&E ¦ Marine | Com ¦ Efficient Hot Water Boilers (94% eff.) - Marine | SDG&E ¦ Marine | SDG&E | All | Gas | Efficient HVAC Space Heating Boiler | Efficient | 2031 |  | 1 | Conventional | HVAC | Com - Refrig. Warehouse | Com | ROB and NEW | 0 | 1000 sqft2 of floor space | Cap-kBTUh | 20 | DEER:HVAC_Eff_HP | 0 | 0 | 0 | SWHC004-06 | 22.0244 | 2024 | 7.4178 | 2024 | 0 | 0 |  | Com HVAC Boilers - Marine ¦ SDG&E ¦ Marine | Com HVAC Boilers - Marine | 0 | 1 | 0 | CBSA 2014 | 0 | 2032 | 0.2 | SWHC004-06
COM-HVAC-41.81 | Com ¦ Efficient Hot Water Boilers (94% eff.) - Marine ¦ SDG&E ¦ Marine | Com ¦ Efficient Hot Water Boilers (94% eff.) - Marine | SDG&E ¦ Marine | SDG&E | All | Gas | Efficient HVAC Space Heating Boiler | Efficient | 2031 |  | 1 | Conventional | HVAC | Com - Restaurant | Com | ROB and NEW | 0 | 1000 sqft2 of floor space | Cap-kBTUh | 20 | DEER:HVAC_Eff_HP | 0 | 0 | 0 | SWHC004-06 | 22.0244 | 2024 | 7.4178 | 2024 | 0 | 0 |  | Com HVAC Boilers - Marine ¦ SDG&E ¦ Marine | Com HVAC Boilers - Marine | 0 | 1 | 0 | CBSA 2014 | 0 | 2032 | 0.2 | SWHC004-06
COM-HVAC-41.82 | Com ¦ Efficient Hot Water Boilers (94% eff.) - Marine ¦ SDG&E ¦ Marine | Com ¦ Efficient Hot Water Boilers (94% eff.) - Marine | SDG&E ¦ Marine | SDG&E | All | Gas | Efficient HVAC Space Heating Boiler | Efficient | 2031 |  | 1 | Conventional | HVAC | Com - Retail | Com | ROB and NEW | 0 | 1000 sqft2 of floor space | Cap-kBTUh | 20 | DEER:HVAC_Eff_HP | 0 | 0 | 0 | SWHC004-06 | 22.0244 | 2024 | 7.4178 | 2024 | 0 | 0 |  | Com HVAC Boilers - Marine ¦ SDG&E ¦ Marine | Com HVAC Boilers - Marine | 2.3901 | 1 | 0.10976 | CBSA 2014 | 0 | 2032 | 0.2 | SWHC004-06
COM-HVAC-41.83 | Com ¦ Efficient Hot Water Boilers (94% eff.) - Marine ¦ SDG&E ¦ Marine | Com ¦ Efficient Hot Water Boilers (94% eff.) - Marine | SDG&E ¦ Marine | SDG&E | All | Gas | Efficient HVAC Space Heating Boiler | Efficient | 2031 |  | 1 | Conventional | HVAC | Com - School | Com | ROB and NEW | 0 | 1000 sqft2 of floor space | Cap-kBTUh | 20 | DEER:HVAC_Eff_HP | 0 | 0 | 0 | SWHC004-06 | 22.0244 | 2024 | 7.4178 | 2024 | 0 | 0 |  | Com HVAC Boilers - Marine ¦ SDG&E ¦ Marine | Com HVAC Boilers - Marine | 10.6579 | 1 | 0.10976 | CBSA 2014 | 0 | 2032 | 0.2 | SWHC004-06
COM-HVAC-41.84 | Com ¦ Efficient Hot Water Boilers (94% eff.) - Marine ¦ SDG&E ¦ Marine | Com ¦ Efficient Hot Water Boilers (94% eff.) - Marine | SDG&E ¦ Marine | SDG&E | All | Gas | Efficient HVAC Space Heating Boiler | Efficient | 2031 |  | 1 | Conventional | HVAC | Com - Warehouse | Com | ROB and NEW | 0 | 1000 sqft2 of floor space | Cap-kBTUh | 20 | DEER:HVAC_Eff_HP | 0 | 0 | 0 | SWHC004-06 | 22.0244 | 2024 | 7.4178 | 2024 | 0 | 0 |  | Com HVAC Boilers - Marine ¦ SDG&E ¦ Marine | Com HVAC Boilers - Marine | 0 | 1 | 0 | CBSA 2014 | 0 | 2032 | 0.2 | SWHC004-06
COM-HVAC-41.85 | Com ¦ Efficient Hot Water Boilers (94% eff.) - Hot-Dry ¦ SDG&E ¦ Hot-Dry | Com ¦ Efficient Hot Water Boilers (94% eff.) - Hot-Dry | SDG&E ¦ Hot-Dry | SDG&E | All | Gas | Efficient HVAC Space Heating Boiler | Efficient | 2031 |  | 1 | Conventional | HVAC | Com - College | Com | ROB and NEW | 0 | 1000 sqft2 of floor space | Cap-kBTUh | 20 | DEER:HVAC_Eff_HP | 0 | 0 | 0 | SWHC004-06 | 22.0244 | 2024 | 7.4178 | 2024 | 0 | 0 |  | Com HVAC Boilers - Hot-Dry ¦ SDG&E ¦ Hot-Dry | Com HVAC Boilers - Hot-Dry | 7.1283 | 1 | 0.10976 | CBSA 2014 | 0 | 2032 | 0.2 | SWHC004-06
COM-HVAC-41.86 | Com ¦ Efficient Hot Water Boilers (94% eff.) - Hot-Dry ¦ SDG&E ¦ Hot-Dry | Com ¦ Efficient Hot Water Boilers (94% eff.) - Hot-Dry | SDG&E ¦ Hot-Dry | SDG&E | All | Gas | Efficient HVAC Space Heating Boiler | Efficient | 2031 |  | 1 | Conventional | HVAC | Com - Grocery | Com | ROB and NEW | 0 | 1000 sqft2 of floor space | Cap-kBTUh | 20 | DEER:HVAC_Eff_HP | 0 | 0 | 0 | SWHC004-06 | 22.0244 | 2024 | 7.4178 | 2024 | 0 | 0 |  | Com HVAC Boilers - Hot-Dry ¦ SDG&E ¦ Hot-Dry | Com HVAC Boilers - Hot-Dry | 0 | 1 | 0 | CBSA 2014 | 0 | 2032 | 0.2 | SWHC004-06
COM-HVAC-41.87 | Com ¦ Efficient Hot Water Boilers (94% eff.) - Hot-Dry ¦ SDG&E ¦ Hot-Dry | Com ¦ Efficient Hot Water Boilers (94% eff.) - Hot-Dry | SDG&E ¦ Hot-Dry | SDG&E | All | Gas | Efficient HVAC Space Heating Boiler | Efficient | 2031 |  | 1 | Conventional | HVAC | Com - Health | Com | ROB and NEW | 0 | 1000 sqft2 of floor space | Cap-kBTUh | 20 | DEER:HVAC_Eff_HP | 0 | 0 | 0 | SWHC004-06 | 22.0244 | 2024 | 7.4178 | 2024 | 0 | 0 |  | Com HVAC Boilers - Hot-Dry ¦ SDG&E ¦ Hot-Dry | Com HVAC Boilers - Hot-Dry | 7.8081 | 1 | 0.10976 | CBSA 2014 | 0 | 2032 | 0.2 | SWHC004-06
COM-HVAC-41.88 | Com ¦ Efficient Hot Water Boilers (94% eff.) - Hot-Dry ¦ SDG&E ¦ Hot-Dry | Com ¦ Efficient Hot Water Boilers (94% eff.) - Hot-Dry | SDG&E ¦ Hot-Dry | SDG&E | All | Gas | Efficient HVAC Space Heating Boiler | Efficient | 2031 |  | 1 | Conventional | HVAC | Com - Lodging | Com | ROB and NEW | 0 | 1000 sqft2 of floor space | Cap-kBTUh | 20 | DEER:HVAC_Eff_HP | 0 | 0 | 0 | SWHC004-06 | 22.0244 | 2024 | 7.4178 | 2024 | 0 | 0 |  | Com HVAC Boilers - Hot-Dry ¦ SDG&E ¦ Hot-Dry | Com HVAC Boilers - Hot-Dry | 3.4791 | 1 | 0.10976 | CBSA 2014 | 0 | 2032 | 0.2 | SWHC004-06
COM-HVAC-41.89 | Com ¦ Efficient Hot Water Boilers (94% eff.) - Hot-Dry ¦ SDG&E ¦ Hot-Dry | Com ¦ Efficient Hot Water Boilers (94% eff.) - Hot-Dry | SDG&E ¦ Hot-Dry | SDG&E | All | Gas | Efficient HVAC Space Heating Boiler | Efficient | 2031 |  | 1 | Conventional | HVAC | Com - Office (Large) | Com | ROB and NEW | 0 | 1000 sqft2 of floor space | Cap-kBTUh | 20 | DEER:HVAC_Eff_HP | 0 | 0 | 0 | SWHC004-06 | 22.0244 | 2024 | 7.4178 | 2024 | 0 | 0 |  | Com HVAC Boilers - Hot-Dry ¦ SDG&E ¦ Hot-Dry | Com HVAC Boilers - Hot-Dry | 8.8573 | 1 | 0.10976 | CBSA 2014 | 0 | 2032 | 0.2 | SWHC004-06
COM-HVAC-41.90 | Com ¦ Efficient Hot Water Boilers (94% eff.) - Hot-Dry ¦ SDG&E ¦ Hot-Dry | Com ¦ Efficient Hot Water Boilers (94% eff.) - Hot-Dry | SDG&E ¦ Hot-Dry | SDG&E | All | Gas | Efficient HVAC Space Heating Boiler | Efficient | 2031 |  | 1 | Conventional | HVAC | Com - Office (Small) | Com | ROB and NEW | 0 | 1000 sqft2 of floor space | Cap-kBTUh | 20 | DEER:HVAC_Eff_HP | 0 | 0 | 0 | SWHC004-06 | 22.0244 | 2024 | 7.4178 | 2024 | 0 | 0 |  | Com HVAC Boilers - Hot-Dry ¦ SDG&E ¦ Hot-Dry | Com HVAC Boilers - Hot-Dry | 21.5364 | 1 | 0.10976 | CBSA 2014 | 0 | 2032 | 0.2 | SWHC004-06
COM-HVAC-41.91 | Com ¦ Efficient Hot Water Boilers (94% eff.) - Hot-Dry ¦ SDG&E ¦ Hot-Dry | Com ¦ Efficient Hot Water Boilers (94% eff.) - Hot-Dry | SDG&E ¦ Hot-Dry | SDG&E | All | Gas | Efficient HVAC Space Heating Boiler | Efficient | 2031 |  | 1 | Conventional | HVAC | Com - Other | Com | ROB and NEW | 0 | 1000 sqft2 of floor space | Cap-kBTUh | 20 | DEER:HVAC_Eff_HP | 0 | 0 | 0 | SWHC004-06 | 22.0244 | 2024 | 7.4178 | 2024 | 0 | 0 |  | Com HVAC Boilers - Hot-Dry ¦ SDG&E ¦ Hot-Dry | Com HVAC Boilers - Hot-Dry | 0 | 1 | 0 | CBSA 2014 | 0 | 2032 | 0.2 | SWHC004-06
COM-HVAC-41.92 | Com ¦ Efficient Hot Water Boilers (94% eff.) - Hot-Dry ¦ SDG&E ¦ Hot-Dry | Com ¦ Efficient Hot Water Boilers (94% eff.) - Hot-Dry | SDG&E ¦ Hot-Dry | SDG&E | All | Gas | Efficient HVAC Space Heating Boiler | Efficient | 2031 |  | 1 | Conventional | HVAC | Com - Refrig. Warehouse | Com | ROB and NEW | 0 | 1000 sqft2 of floor space | Cap-kBTUh | 20 | DEER:HVAC_Eff_HP | 0 | 0 | 0 | SWHC004-06 | 22.0244 | 2024 | 7.4178 | 2024 | 0 | 0 |  | Com HVAC Boilers - Hot-Dry ¦ SDG&E ¦ Hot-Dry | Com HVAC Boilers - Hot-Dry | 0 | 1 | 0 | CBSA 2014 | 0 | 2032 | 0.2 | SWHC004-06
COM-HVAC-41.93 | Com ¦ Efficient Hot Water Boilers (94% eff.) - Hot-Dry ¦ SDG&E ¦ Hot-Dry | Com ¦ Efficient Hot Water Boilers (94% eff.) - Hot-Dry | SDG&E ¦ Hot-Dry | SDG&E | All | Gas | Efficient HVAC Space Heating Boiler | Efficient | 2031 |  | 1 | Conventional | HVAC | Com - Restaurant | Com | ROB and NEW | 0 | 1000 sqft2 of floor space | Cap-kBTUh | 20 | DEER:HVAC_Eff_HP | 0 | 0 | 0 | SWHC004-06 | 22.0244 | 2024 | 7.4178 | 2024 | 0 | 0 |  | Com HVAC Boilers - Hot-Dry ¦ SDG&E ¦ Hot-Dry | Com HVAC Boilers - Hot-Dry | 0 | 1 | 0 | CBSA 2014 | 0 | 2032 | 0.2 | SWHC004-06
COM-HVAC-41.94 | Com ¦ Efficient Hot Water Boilers (94% eff.) - Hot-Dry ¦ SDG&E ¦ Hot-Dry | Com ¦ Efficient Hot Water Boilers (94% eff.) - Hot-Dry | SDG&E ¦ Hot-Dry | SDG&E | All | Gas | Efficient HVAC Space Heating Boiler | Efficient | 2031 |  | 1 | Conventional | HVAC | Com - Retail | Com | ROB and NEW | 0 | 1000 sqft2 of floor space | Cap-kBTUh | 20 | DEER:HVAC_Eff_HP | 0 | 0 | 0 | SWHC004-06 | 22.0244 | 2024 | 7.4178 | 2024 | 0 | 0 |  | Com HVAC Boilers - Hot-Dry ¦ SDG&E ¦ Hot-Dry | Com HVAC Boilers - Hot-Dry | 2.3901 | 1 | 0.10976 | CBSA 2014 | 0 | 2032 | 0.2 | SWHC004-06
COM-HVAC-41.95 | Com ¦ Efficient Hot Water Boilers (94% eff.) - Hot-Dry ¦ SDG&E ¦ Hot-Dry | Com ¦ Efficient Hot Water Boilers (94% eff.) - Hot-Dry | SDG&E ¦ Hot-Dry | SDG&E | All | Gas | Efficient HVAC Space Heating Boiler | Efficient | 2031 |  | 1 | Conventional | HVAC | Com - School | Com | ROB and NEW | 0 | 1000 sqft2 of floor space | Cap-kBTUh | 20 | DEER:HVAC_Eff_HP | 0 | 0 | 0 | SWHC004-06 | 22.0244 | 2024 | 7.4178 | 2024 | 0 | 0 |  | Com HVAC Boilers - Hot-Dry ¦ SDG&E ¦ Hot-Dry | Com HVAC Boilers - Hot-Dry | 10.6579 | 1 | 0.10976 | CBSA 2014 | 0 | 2032 | 0.2 | SWHC004-06
COM-HVAC-41.96 | Com ¦ Efficient Hot Water Boilers (94% eff.) - Hot-Dry ¦ SDG&E ¦ Hot-Dry | Com ¦ Efficient Hot Water Boilers (94% eff.) - Hot-Dry | SDG&E ¦ Hot-Dry | SDG&E | All | Gas | Efficient HVAC Space Heating Boiler | Efficient | 2031 |  | 1 | Conventional | HVAC | Com - Warehouse | Com | ROB and NEW | 0 | 1000 sqft2 of floor space | Cap-kBTUh | 20 | DEER:HVAC_Eff_HP | 0 | 0 | 0 | SWHC004-06 | 22.0244 | 2024 | 7.4178 | 2024 | 0 | 0 |  | Com HVAC Boilers - Hot-Dry ¦ SDG&E ¦ Hot-Dry | Com HVAC Boilers - Hot-Dry | 0 | 1 | 0 | CBSA 2014 | 0 | 2032 | 0.2 | SWHC004-06
COM-HVAC-45.1 | Com ¦ No Heat Recovery or ERV - Marine ¦ PG&E ¦ Marine | Com ¦ No Heat Recovery or ERV - Marine | PG&E ¦ Marine | PG&E | All | Gas | Rooftop AC unit without heat recovery | Average Existing and Code |  |  | 0 | Conventional | HVAC | Com - Restaurant | Com | ROB and NEW | 0 | 1000 sqft2 of floor space | Each | 15 | None | 0 | 0 | 487 | 0 | 5900 | 2019 | 5700 | 2019 | 0 | 0 |  | Com HVAC Heat Recovery - Marine ¦ PG&E ¦ Marine | Com HVAC Heat Recovery - Marine | 0.17843 | 0.85 | 1 | Guidehouse 2021 Assumption | -365.8525 | 2012 | 0.6
COM-HVAC-45.2 | Com ¦ No Heat Recovery or ERV - Hot-Dry ¦ PG&E ¦ Hot-Dry | Com ¦ No Heat Recovery or ERV - Hot-Dry | PG&E ¦ Hot-Dry | PG&E | All | Gas | Rooftop AC unit without heat recovery | Average Existing and Code |  |  | 0 | Conventional | HVAC | Com - Restaurant | Com | ROB and NEW | 0 | 1000 sqft2 of floor space | Each | 15 | None | 0 | 0 | 557 | 0 | 5900 | 2019 | 5700 | 2019 | 0 | 0 |  | Com HVAC Heat Recovery - Hot-Dry ¦ PG&E ¦ Hot-Dry | Com HVAC Heat Recovery - Hot-Dry | 0.17843 | 0.85 | 1 | Guidehouse 2021 Assumption | -418.4391 | 2012 | 0.6
COM-HVAC-45.3 | Com ¦ No Heat Recovery or ERV - Cold ¦ PG&E ¦ Cold | Com ¦ No Heat Recovery or ERV - Cold | PG&E ¦ Cold | PG&E | All | Gas | Rooftop AC unit without heat recovery | Average Existing and Code |  |  | 0 | Conventional | HVAC | Com - Restaurant | Com | ROB and NEW | 0 | 1000 sqft2 of floor space | Each | 15 | None | 0 | 0 | 372 | 0 | 5900 | 2019 | 5700 | 2019 | 0 | 0 |  | Com HVAC Heat Recovery - Cold ¦ PG&E ¦ Cold | Com HVAC Heat Recovery - Cold | 0.17843 | 0.85 | 1 | Guidehouse 2021 Assumption | -279.4602 | 2012 | 0.6
COM-HVAC-45.4 | Com ¦ No Heat Recovery or ERV - Marine ¦ SCG ¦ Marine | Com ¦ No Heat Recovery or ERV - Marine | SCG ¦ Marine | SCG | All | Gas | Rooftop AC unit without heat recovery | Average Existing and Code |  |  | 0 | Conventional | HVAC | Com - Restaurant | Com | ROB and NEW | 0 | 1000 sqft2 of floor space | Each | 15 | None | 0 | 0 | 655 | 0 | 5900 | 2019 | 5700 | 2019 | 0 | 0 |  | Com HVAC Heat Recovery - Marine ¦ SCG ¦ Marine | Com HVAC Heat Recovery - Marine | 0.15867 | 0.85 | 1 | Guidehouse 2021 Assumption | -492.0603 | 2012 | 0.6
COM-HVAC-45.5 | Com ¦ No Heat Recovery or ERV - Hot-Dry ¦ SCG ¦ Hot-Dry | Com ¦ No Heat Recovery or ERV - Hot-Dry | SCG ¦ Hot-Dry | SCG | All | Gas | Rooftop AC unit without heat recovery | Average Existing and Code |  |  | 0 | Conventional | HVAC | Com - Restaurant | Com | ROB and NEW | 0 | 1000 sqft2 of floor space | Each | 15 | None | 0 | 0 | 656 | 0 | 5900 | 2019 | 5700 | 2019 | 0 | 0 |  | Com HVAC Heat Recovery - Hot-Dry ¦ SCG ¦ Hot-Dry | Com HVAC Heat Recovery - Hot-Dry | 0.15867 | 0.85 | 1 | Guidehouse 2021 Assumption | -492.8115 | 2012 | 0.6
COM-HVAC-45.6 | Com ¦ No Heat Recovery or ERV - Cold ¦ SCG ¦ Cold | Com ¦ No Heat Recovery or ERV - Cold | SCG ¦ Cold | SCG | All | Gas | Rooftop AC unit without heat recovery | Average Existing and Code |  |  | 0 | Conventional | HVAC | Com - Restaurant | Com | ROB and NEW | 0 | 1000 sqft2 of floor space | Each | 15 | None | 0 | 0 | 372 | 0 | 5900 | 2019 | 5700 | 2019 | 0 | 0 |  | Com HVAC Heat Recovery - Cold ¦ SCG ¦ Cold | Com HVAC Heat Recovery - Cold | 0.15867 | 0.85 | 1 | Guidehouse 2021 Assumption | -279.4602 | 2012 | 0.6
COM-HVAC-45.7 | Com ¦ No Heat Recovery or ERV - Marine ¦ SDG&E ¦ Marine | Com ¦ No Heat Recovery or ERV - Marine | SDG&E ¦ Marine | SDG&E | All | Gas | Rooftop AC unit without heat recovery | Average Existing and Code |  |  | 0 | Conventional | HVAC | Com - Restaurant | Com | ROB and NEW | 0 | 1000 sqft2 of floor space | Each | 15 | None | 0 | 0 | 655 | 0 | 5900 | 2019 | 5700 | 2019 | 0 | 0 |  | Com HVAC Heat Recovery - Marine ¦ SDG&E ¦ Marine | Com HVAC Heat Recovery - Marine | 0.13846 | 0.85 | 1 | Guidehouse 2021 Assumption | -492.0603 | 2012 | 0.6
COM-HVAC-45.8 | Com ¦ No Heat Recovery or ERV - Hot-Dry ¦ SDG&E ¦ Hot-Dry | Com ¦ No Heat Recovery or ERV - Hot-Dry | SDG&E ¦ Hot-Dry | SDG&E | All | Gas | Rooftop AC unit without heat recovery | Average Existing and Code |  |  | 0 | Conventional | HVAC | Com - Restaurant | Com | ROB and NEW | 0 | 1000 sqft2 of floor space | Each | 15 | None | 0 | 0 | 664 | 0 | 5900 | 2019 | 5700 | 2019 | 0 | 0 |  | Com HVAC Heat Recovery - Hot-Dry ¦ SDG&E ¦ Hot-Dry | Com HVAC Heat Recovery - Hot-Dry | 0.13846 | 0.85 | 1 | Guidehouse 2021 Assumption | -498.8214 | 2012 | 0.6
COM-HVAC-46.1 | Com ¦ HVAC Heat Recovery/Energy Recovery Ventilator (ERV) - Marine ¦ PG&E ¦ Marine | Com ¦ HVAC Heat Recovery/Energy Recovery Ventilator (ERV) - Marine | PG&E ¦ Marine | PG&E | All | Gas | Rooftop AC unit with heat recovery | Efficient |  |  | 0 | Conventional | HVAC | Com - Restaurant | Com | ROB and NEW | 0 | 1000 sqft2 of floor space | Each | 15 | None | 0 | 0 | 0 | 0 | 8900 | 2019 | 8200 | 2019 | 0 | 0 |  | Com HVAC Heat Recovery - Marine ¦ PG&E ¦ Marine | Com HVAC Heat Recovery - Marine | 0.17843 | 0.85 | 0 | Guidehouse 2021 Assumption | 0 | 2032 | 0.6
COM-HVAC-46.2 | Com ¦ HVAC Heat Recovery/Energy Recovery Ventilator (ERV) - Hot-Dry ¦ PG&E ¦ Hot-Dry | Com ¦ HVAC Heat Recovery/Energy Recovery Ventilator (ERV) - Hot-Dry | PG&E ¦ Hot-Dry | PG&E | All | Gas | Rooftop AC unit with heat recovery | Efficient |  |  | 0 | Conventional | HVAC | Com - Restaurant | Com | ROB and NEW | 0 | 1000 sqft2 of floor space | Each | 15 | None | 0 | 0 | 0 | 0 | 8900 | 2019 | 8200 | 2019 | 0 | 0 |  | Com HVAC Heat Recovery - Hot-Dry ¦ PG&E ¦ Hot-Dry | Com HVAC Heat Recovery - Hot-Dry | 0.17843 | 0.85 | 0 | Guidehouse 2021 Assumption | 0 | 2032 | 0.6
COM-HVAC-46.3 | Com ¦ HVAC Heat Recovery/Energy Recovery Ventilator (ERV) - Cold ¦ PG&E ¦ Cold | Com ¦ HVAC Heat Recovery/Energy Recovery Ventilator (ERV) - Cold | PG&E ¦ Cold | PG&E | All | Gas | Rooftop AC unit with heat recovery | Efficient |  |  | 0 | Conventional | HVAC | Com - Restaurant | Com | ROB and NEW | 0 | 1000 sqft2 of floor space | Each | 15 | None | 0 | 0 | 0 | 0 | 8900 | 2019 | 8200 | 2019 | 0 | 0 |  | Com HVAC Heat Recovery - Cold ¦ PG&E ¦ Cold | Com HVAC Heat Recovery - Cold | 0.17843 | 0.85 | 0 | Guidehouse 2021 Assumption | 0 | 2032 | 0.6
COM-HVAC-46.4 | Com ¦ HVAC Heat Recovery/Energy Recovery Ventilator (ERV) - Marine ¦ SCG ¦ Marine | Com ¦ HVAC Heat Recovery/Energy Recovery Ventilator (ERV) - Marine | SCG ¦ Marine | SCG | All | Gas | Rooftop AC unit with heat recovery | Efficient |  |  | 0 | Conventional | HVAC | Com - Restaurant | Com | ROB and NEW | 0 | 1000 sqft2 of floor space | Each | 15 | None | 0 | 0 | 0 | 0 | 8900 | 2019 | 8200 | 2019 | 0 | 0 |  | Com HVAC Heat Recovery - Marine ¦ SCG ¦ Marine | Com HVAC Heat Recovery - Marine | 0.15867 | 0.85 | 0 | Guidehouse 2021 Assumption | 0 | 2032 | 0.6
COM-HVAC-46.5 | Com ¦ HVAC Heat Recovery/Energy Recovery Ventilator (ERV) - Hot-Dry ¦ SCG ¦ Hot-Dry | Com ¦ HVAC Heat Recovery/Energy Recovery Ventilator (ERV) - Hot-Dry | SCG ¦ Hot-Dry | SCG | All | Gas | Rooftop AC unit with heat recovery | Efficient |  |  | 0 | Conventional | HVAC | Com - Restaurant | Com | ROB and NEW | 0 | 1000 sqft2 of floor space | Each | 15 | None | 0 | 0 | 0 | 0 | 8900 | 2019 | 8200 | 2019 | 0 | 0 |  | Com HVAC Heat Recovery - Hot-Dry ¦ SCG ¦ Hot-Dry | Com HVAC Heat Recovery - Hot-Dry | 0.15867 | 0.85 | 0 | Guidehouse 2021 Assumption | 0 | 2032 | 0.6
COM-HVAC-46.6 | Com ¦ HVAC Heat Recovery/Energy Recovery Ventilator (ERV) - Cold ¦ SCG ¦ Cold | Com ¦ HVAC Heat Recovery/Energy Recovery Ventilator (ERV) - Cold | SCG ¦ Cold | SCG | All | Gas | Rooftop AC unit with heat recovery | Efficient |  |  | 0 | Conventional | HVAC | Com - Restaurant | Com | ROB and NEW | 0 | 1000 sqft2 of floor space | Each | 15 | None | 0 | 0 | 0 | 0 | 8900 | 2019 | 8200 | 2019 | 0 | 0 |  | Com HVAC Heat Recovery - Cold ¦ SCG ¦ Cold | Com HVAC Heat Recovery - Cold | 0.15867 | 0.85 | 0 | Guidehouse 2021 Assumption | 0 | 2032 | 0.6
COM-HVAC-46.7 | Com ¦ HVAC Heat Recovery/Energy Recovery Ventilator (ERV) - Marine ¦ SDG&E ¦ Marine | Com ¦ HVAC Heat Recovery/Energy Recovery Ventilator (ERV) - Marine | SDG&E ¦ Marine | SDG&E | All | Gas | Rooftop AC unit with heat recovery | Efficient |  |  | 0 | Conventional | HVAC | Com - Restaurant | Com | ROB and NEW | 0 | 1000 sqft2 of floor space | Each | 15 | None | 0 | 0 | 0 | 0 | 8900 | 2019 | 8200 | 2019 | 0 | 0 |  | Com HVAC Heat Recovery - Marine ¦ SDG&E ¦ Marine | Com HVAC Heat Recovery - Marine | 0.13846 | 0.85 | 0 | Guidehouse 2021 Assumption | 0 | 2032 | 0.6
COM-HVAC-46.8 | Com ¦ HVAC Heat Recovery/Energy Recovery Ventilator (ERV) - Hot-Dry ¦ SDG&E ¦ Hot-Dry | Com ¦ HVAC Heat Recovery/Energy Recovery Ventilator (ERV) - Hot-Dry | SDG&E ¦ Hot-Dry | SDG&E | All | Gas | Rooftop AC unit with heat recovery | Efficient |  |  | 0 | Conventional | HVAC | Com - Restaurant | Com | ROB and NEW | 0 | 1000 sqft2 of floor space | Each | 15 | None | 0 | 0 | 0 | 0 | 8900 | 2019 | 8200 | 2019 | 0 | 0 |  | Com HVAC Heat Recovery - Hot-Dry ¦ SDG&E ¦ Hot-Dry | Com HVAC Heat Recovery - Hot-Dry | 0.13846 | 0.85 | 0 | Guidehouse 2021 Assumption | 0 | 2032 | 0.6
COM-HVAC-55.1 | Com ¦ No HVAC DCV - Marine ¦ PG&E ¦ Marine | Com ¦ No HVAC DCV - Marine | PG&E ¦ Marine | PG&E | All | Electric & Gas | No ADEC or CO2 sensor and ADEC only | Average Existing and Code |  |  | 0 | Conventional | HVAC | Com - College | Com | RET and NEW | 0 | 1000 sqft2 of floor space | Cap-Tons | 15 | DEER:HVAC_Split-Package_AC | 41.36 | 0.0078467 | 6.9 | SWHC006-03 | 57.865 | 2024 | 26.475 | 2024 | 0 | 0 | SWHC006-03 | Com HVAC DCV - Marine ¦ PG&E ¦ Marine | Com HVAC DCV - Marine | 2.1464 | 0.85 | 0.72918 | CSS-Itron 2012 | -25.8833 | 2012 | 0.6 | SWHC006-03
COM-HVAC-55.2 | Com ¦ No HVAC DCV - Marine ¦ PG&E ¦ Marine | Com ¦ No HVAC DCV - Marine | PG&E ¦ Marine | PG&E | All | Electric & Gas | No ADEC or CO2 sensor and ADEC only | Average Existing and Code |  |  | 0 | Conventional | HVAC | Com - Grocery | Com | RET and NEW | 0 | 1000 sqft2 of floor space | Cap-Tons | 15 | DEER:HVAC_Split-Package_AC | 0 | 0 | 0 | SWHC006-03 | 57.865 | 2024 | 26.475 | 2024 | 0 | 0 | SWHC006-03 | Com HVAC DCV - Marine ¦ PG&E ¦ Marine | Com HVAC DCV - Marine | 3.3612 | 0.85 | 0.72918 | CSS-Itron 2012 | 0 | 2012 | 0.6 | SWHC006-03
COM-HVAC-55.3 | Com ¦ No HVAC DCV - Marine ¦ PG&E ¦ Marine | Com ¦ No HVAC DCV - Marine | PG&E ¦ Marine | PG&E | All | Electric & Gas | No ADEC or CO2 sensor and ADEC only | Average Existing and Code |  |  | 0 | Conventional | HVAC | Com - Health | Com | RET and NEW | 0 | 1000 sqft2 of floor space | Cap-Tons | 15 | DEER:HVAC_Split-Package_AC | 0 | 0 | 0 | SWHC006-03 | 57.865 | 2024 | 26.475 | 2024 | 0 | 0 | SWHC006-03 | Com HVAC DCV - Marine ¦ PG&E ¦ Marine | Com HVAC DCV - Marine | 3.1695 | 0.85 | 0.72918 | CSS-Itron 2012 | 0 | 2012 | 0.6 | SWHC006-03
COM-HVAC-55.4 | Com ¦ No HVAC DCV - Marine ¦ PG&E ¦ Marine | Com ¦ No HVAC DCV - Marine | PG&E ¦ Marine | PG&E | All | Electric & Gas | No ADEC or CO2 sensor and ADEC only | Average Existing and Code |  |  | 0 | Conventional | HVAC | Com - Lodging | Com | RET and NEW | 0 | 1000 sqft2 of floor space | Cap-Tons | 15 | DEER:HVAC_Split-Package_AC | 0 | 0 | 0 | SWHC006-03 | 57.865 | 2024 | 26.475 | 2024 | 0 | 0 | SWHC006-03 | Com HVAC DCV - Marine ¦ PG&E ¦ Marine | Com HVAC DCV - Marine | 1.6895 | 0.85 | 0.72918 | CSS-Itron 2012 | 0 | 2012 | 0.6 | SWHC006-03
COM-HVAC-55.5 | Com ¦ No HVAC DCV - Marine ¦ PG&E ¦ Marine | Com ¦ No HVAC DCV - Marine | PG&E ¦ Marine | PG&E | All | Electric & Gas | No ADEC or CO2 sensor and ADEC only | Average Existing and Code |  |  | 0 | Conventional | HVAC | Com - Office (Large) | Com | RET and NEW | 0 | 1000 sqft2 of floor space | Cap-Tons | 15 | DEER:HVAC_Split-Package_AC | 0 | 0 | 0 | SWHC006-03 | 57.865 | 2024 | 26.475 | 2024 | 0 | 0 | SWHC006-03 | Com HVAC DCV - Marine ¦ PG&E ¦ Marine | Com HVAC DCV - Marine | 2.2507 | 0.85 | 0.72918 | CSS-Itron 2012 | 0 | 2012 | 0.6 | SWHC006-03
COM-HVAC-55.6 | Com ¦ No HVAC DCV - Marine ¦ PG&E ¦ Marine | Com ¦ No HVAC DCV - Marine | PG&E ¦ Marine | PG&E | All | Electric & Gas | No ADEC or CO2 sensor and ADEC only | Average Existing and Code |  |  | 0 | Conventional | HVAC | Com - Office (Small) | Com | RET and NEW | 0 | 1000 sqft2 of floor space | Cap-Tons | 15 | DEER:HVAC_Split-Package_AC | 18.96 | 0.0037133 | 2.7167 | SWHC006-03 | 57.865 | 2024 | 26.475 | 2024 | 0 | 0 | SWHC006-03 | Com HVAC DCV - Marine ¦ PG&E ¦ Marine | Com HVAC DCV - Marine | 2.6323 | 0.85 | 0.72918 | CSS-Itron 2012 | -6.2474 | 2012 | 0.6 | SWHC006-03
COM-HVAC-55.7 | Com ¦ No HVAC DCV - Marine ¦ PG&E ¦ Marine | Com ¦ No HVAC DCV - Marine | PG&E ¦ Marine | PG&E | All | Electric & Gas | No ADEC or CO2 sensor and ADEC only | Average Existing and Code |  |  | 0 | Conventional | HVAC | Com - Other | Com | RET and NEW | 0 | 1000 sqft2 of floor space | Cap-Tons | 15 | DEER:HVAC_Split-Package_AC | 110.0667 | 0.023767 | 17.3 | SWHC006-03 | 57.865 | 2024 | 26.475 | 2024 | 0 | 0 | SWHC006-03 | Com HVAC DCV - Marine ¦ PG&E ¦ Marine | Com HVAC DCV - Marine | 3.7267 | 0.85 | 0.72918 | CSS-Itron 2012 | -90.5232 | 2012 | 0.6 | SWHC006-03
COM-HVAC-55.8 | Com ¦ No HVAC DCV - Marine ¦ PG&E ¦ Marine | Com ¦ No HVAC DCV - Marine | PG&E ¦ Marine | PG&E | All | Electric & Gas | No ADEC or CO2 sensor and ADEC only | Average Existing and Code |  |  | 0 | Conventional | HVAC | Com - Refrig. Warehouse | Com | RET and NEW | 0 | 1000 sqft2 of floor space | Cap-Tons | 15 | DEER:HVAC_Split-Package_AC | 0 | 0 | 0 | SWHC006-03 | 57.865 | 2024 | 26.475 | 2024 | 0 | 0 | SWHC006-03 | Com HVAC DCV - Marine ¦ PG&E ¦ Marine | Com HVAC DCV - Marine | 0 | 0.85 | 0 | CSS-Itron 2012 | 0 | 2012 | 0.6 | SWHC006-03
COM-HVAC-55.9 | Com ¦ No HVAC DCV - Marine ¦ PG&E ¦ Marine | Com ¦ No HVAC DCV - Marine | PG&E ¦ Marine | PG&E | All | Electric & Gas | No ADEC or CO2 sensor and ADEC only | Average Existing and Code |  |  | 0 | Conventional | HVAC | Com - Restaurant | Com | RET and NEW | 0 | 1000 sqft2 of floor space | Cap-Tons | 15 | DEER:HVAC_Split-Package_AC | 41.4453 | 0.0030427 | 6.5587 | SWHC006-03 | 57.865 | 2024 | 26.475 | 2024 | 0 | 0 | SWHC006-03 | Com HVAC DCV - Marine ¦ PG&E ¦ Marine | Com HVAC DCV - Marine | 3.8035 | 0.85 | 0.72918 | CSS-Itron 2012 | -5.6637 | 2012 | 0.6 | SWHC006-03
COM-HVAC-55.10 | Com ¦ No HVAC DCV - Marine ¦ PG&E ¦ Marine | Com ¦ No HVAC DCV - Marine | PG&E ¦ Marine | PG&E | All | Electric & Gas | No ADEC or CO2 sensor and ADEC only | Average Existing and Code |  |  | 0 | Conventional | HVAC | Com - Retail | Com | RET and NEW | 0 | 1000 sqft2 of floor space | Cap-Tons | 15 | DEER:HVAC_Split-Package_AC | 18.1429 | 0.0076191 | 2.4579 | SWHC006-03 | 57.865 | 2024 | 26.475 | 2024 | 0 | 0 | SWHC006-03 | Com HVAC DCV - Marine ¦ PG&E ¦ Marine | Com HVAC DCV - Marine | 1.5852 | 0.85 | 0.72918 | CSS-Itron 2012 | -18.5188 | 2012 | 0.6 | SWHC006-03
COM-HVAC-55.11 | Com ¦ No HVAC DCV - Marine ¦ PG&E ¦ Marine | Com ¦ No HVAC DCV - Marine | PG&E ¦ Marine | PG&E | All | Electric & Gas | No ADEC or CO2 sensor and ADEC only | Average Existing and Code |  |  | 0 | Conventional | HVAC | Com - School | Com | RET and NEW | 0 | 1000 sqft2 of floor space | Cap-Tons | 15 | DEER:HVAC_Split-Package_AC | 27.3565 | 0.010008 | 4.3249 | SWHC006-03 | 57.865 | 2024 | 26.475 | 2024 | 0 | 0 | SWHC006-03 | Com HVAC DCV - Marine ¦ PG&E ¦ Marine | Com HVAC DCV - Marine | 2.4071 | 0.85 | 0.72918 | CSS-Itron 2012 | -14.3855 | 2012 | 0.6 | SWHC006-03
COM-HVAC-55.12 | Com ¦ No HVAC DCV - Marine ¦ PG&E ¦ Marine | Com ¦ No HVAC DCV - Marine | PG&E ¦ Marine | PG&E | All | Electric & Gas | No ADEC or CO2 sensor and ADEC only | Average Existing and Code |  |  | 0 | Conventional | HVAC | Com - Warehouse | Com | RET and NEW | 0 | 1000 sqft2 of floor space | Cap-Tons | 15 | DEER:HVAC_Split-Package_AC | 0 | 0 | 0 | SWHC006-03 | 57.865 | 2024 | 26.475 | 2024 | 0 | 0 | SWHC006-03 | Com HVAC DCV - Marine ¦ PG&E ¦ Marine | Com HVAC DCV - Marine | 0.49332 | 0.85 | 0.72918 | CSS-Itron 2012 | 0 | 2012 | 0.6 | SWHC006-03
COM-HVAC-55.13 | Com ¦ No HVAC DCV - Hot-Dry ¦ PG&E ¦ Hot-Dry | Com ¦ No HVAC DCV - Hot-Dry | PG&E ¦ Hot-Dry | PG&E | All | Electric & Gas | No ADEC or CO2 sensor and ADEC only | Average Existing and Code |  |  | 0 | Conventional | HVAC | Com - College | Com | RET and NEW | 0 | 1000 sqft2 of floor space | Cap-Tons | 15 | DEER:HVAC_Split-Package_AC | 74.6667 | 0.146 | 5.2667 | SWHC006-03 | 57.865 | 2024 | 26.475 | 2024 | 0 | 0 | SWHC006-03 | Com HVAC DCV - Hot-Dry ¦ PG&E ¦ Hot-Dry | Com HVAC DCV - Hot-Dry | 2.1464 | 0.85 | 0.72918 | CSS-Itron 2012 | -23.0101 | 2012 | 0.6 | SWHC006-03
COM-HVAC-55.14 | Com ¦ No HVAC DCV - Hot-Dry ¦ PG&E ¦ Hot-Dry | Com ¦ No HVAC DCV - Hot-Dry | PG&E ¦ Hot-Dry | PG&E | All | Electric & Gas | No ADEC or CO2 sensor and ADEC only | Average Existing and Code |  |  | 0 | Conventional | HVAC | Com - Grocery | Com | RET and NEW | 0 | 1000 sqft2 of floor space | Cap-Tons | 15 | DEER:HVAC_Split-Package_AC | 0 | 0 | 0 | SWHC006-03 | 57.865 | 2024 | 26.475 | 2024 | 0 | 0 | SWHC006-03 | Com HVAC DCV - Hot-Dry ¦ PG&E ¦ Hot-Dry | Com HVAC DCV - Hot-Dry | 3.3612 | 0.85 | 0.72918 | CSS-Itron 2012 | 0 | 2012 | 0.6 | SWHC006-03
COM-HVAC-55.15 | Com ¦ No HVAC DCV - Hot-Dry ¦ PG&E ¦ Hot-Dry | Com ¦ No HVAC DCV - Hot-Dry | PG&E ¦ Hot-Dry | PG&E | All | Electric & Gas | No ADEC or CO2 sensor and ADEC only | Average Existing and Code |  |  | 0 | Conventional | HVAC | Com - Health | Com | RET and NEW | 0 | 1000 sqft2 of floor space | Cap-Tons | 15 | DEER:HVAC_Split-Package_AC | 0 | 0 | 0 | SWHC006-03 | 57.865 | 2024 | 26.475 | 2024 | 0 | 0 | SWHC006-03 | Com HVAC DCV - Hot-Dry ¦ PG&E ¦ Hot-Dry | Com HVAC DCV - Hot-Dry | 3.1695 | 0.85 | 0.72918 | CSS-Itron 2012 | 0 | 2012 | 0.6 | SWHC006-03
COM-HVAC-55.16 | Com ¦ No HVAC DCV - Hot-Dry ¦ PG&E ¦ Hot-Dry | Com ¦ No HVAC DCV - Hot-Dry | PG&E ¦ Hot-Dry | PG&E | All | Electric & Gas | No ADEC or CO2 sensor and ADEC only | Average Existing and Code |  |  | 0 | Conventional | HVAC | Com - Lodging | Com | RET and NEW | 0 | 1000 sqft2 of floor space | Cap-Tons | 15 | DEER:HVAC_Split-Package_AC | 0 | 0 | 0 | SWHC006-03 | 57.865 | 2024 | 26.475 | 2024 | 0 | 0 | SWHC006-03 | Com HVAC DCV - Hot-Dry ¦ PG&E ¦ Hot-Dry | Com HVAC DCV - Hot-Dry | 1.6895 | 0.85 | 0.72918 | CSS-Itron 2012 | 0 | 2012 | 0.6 | SWHC006-03
COM-HVAC-55.17 | Com ¦ No HVAC DCV - Hot-Dry ¦ PG&E ¦ Hot-Dry | Com ¦ No HVAC DCV - Hot-Dry | PG&E ¦ Hot-Dry | PG&E | All | Electric & Gas | No ADEC or CO2 sensor and ADEC only | Average Existing and Code |  |  | 0 | Conventional | HVAC | Com - Office (Large) | Com | RET and NEW | 0 | 1000 sqft2 of floor space | Cap-Tons | 15 | DEER:HVAC_Split-Package_AC | 0 | 0 | 0 | SWHC006-03 | 57.865 | 2024 | 26.475 | 2024 | 0 | 0 | SWHC006-03 | Com HVAC DCV - Hot-Dry ¦ PG&E ¦ Hot-Dry | Com HVAC DCV - Hot-Dry | 2.2507 | 0.85 | 0.72918 | CSS-Itron 2012 | 0 | 2012 | 0.6 | SWHC006-03
COM-HVAC-55.18 | Com ¦ No HVAC DCV - Hot-Dry ¦ PG&E ¦ Hot-Dry | Com ¦ No HVAC DCV - Hot-Dry | PG&E ¦ Hot-Dry | PG&E | All | Electric & Gas | No ADEC or CO2 sensor and ADEC only | Average Existing and Code |  |  | 0 | Conventional | HVAC | Com - Office (Small) | Com | RET and NEW | 0 | 1000 sqft2 of floor space | Cap-Tons | 15 | DEER:HVAC_Split-Package_AC | 40.6667 | 0.046833 | 2.52 | SWHC006-03 | 57.865 | 2024 | 26.475 | 2024 | 0 | 0 | SWHC006-03 | Com HVAC DCV - Hot-Dry ¦ PG&E ¦ Hot-Dry | Com HVAC DCV - Hot-Dry | 2.6323 | 0.85 | 0.72918 | CSS-Itron 2012 | -6.8533 | 2012 | 0.6 | SWHC006-03
COM-HVAC-55.19 | Com ¦ No HVAC DCV - Hot-Dry ¦ PG&E ¦ Hot-Dry | Com ¦ No HVAC DCV - Hot-Dry | PG&E ¦ Hot-Dry | PG&E | All | Electric & Gas | No ADEC or CO2 sensor and ADEC only | Average Existing and Code |  |  | 0 | Conventional | HVAC | Com - Other | Com | RET and NEW | 0 | 1000 sqft2 of floor space | Cap-Tons | 15 | DEER:HVAC_Split-Package_AC | 166.5333 | 0.215 | 11.6 | SWHC006-03 | 57.865 | 2024 | 26.475 | 2024 | 0 | 0 | SWHC006-03 | Com HVAC DCV - Hot-Dry ¦ PG&E ¦ Hot-Dry | Com HVAC DCV - Hot-Dry | 3.7267 | 0.85 | 0.72918 | CSS-Itron 2012 | -70.9374 | 2012 | 0.6 | SWHC006-03
COM-HVAC-55.20 | Com ¦ No HVAC DCV - Hot-Dry ¦ PG&E ¦ Hot-Dry | Com ¦ No HVAC DCV - Hot-Dry | PG&E ¦ Hot-Dry | PG&E | All | Electric & Gas | No ADEC or CO2 sensor and ADEC only | Average Existing and Code |  |  | 0 | Conventional | HVAC | Com - Refrig. Warehouse | Com | RET and NEW | 0 | 1000 sqft2 of floor space | Cap-Tons | 15 | DEER:HVAC_Split-Package_AC | 0 | 0 | 0 | SWHC006-03 | 57.865 | 2024 | 26.475 | 2024 | 0 | 0 | SWHC006-03 | Com HVAC DCV - Hot-Dry ¦ PG&E ¦ Hot-Dry | Com HVAC DCV - Hot-Dry | 0 | 0.85 | 0 | CSS-Itron 2012 | 0 | 2012 | 0.6 | SWHC006-03
COM-HVAC-55.21 | Com ¦ No HVAC DCV - Hot-Dry ¦ PG&E ¦ Hot-Dry | Com ¦ No HVAC DCV - Hot-Dry | PG&E ¦ Hot-Dry | PG&E | All | Electric & Gas | No ADEC or CO2 sensor and ADEC only | Average Existing and Code |  |  | 0 | Conventional | HVAC | Com - Restaurant | Com | RET and NEW | 0 | 1000 sqft2 of floor space | Cap-Tons | 15 | DEER:HVAC_Split-Package_AC | 74.7675 | 0.1113 | 6.6835 | SWHC006-03 | 57.865 | 2024 | 26.475 | 2024 | 0 | 0 | SWHC006-03 | Com HVAC DCV - Hot-Dry ¦ PG&E ¦ Hot-Dry | Com HVAC DCV - Hot-Dry | 3.8035 | 0.85 | 0.72918 | CSS-Itron 2012 | -6.3496 | 2012 | 0.6 | SWHC006-03
COM-HVAC-55.22 | Com ¦ No HVAC DCV - Hot-Dry ¦ PG&E ¦ Hot-Dry | Com ¦ No HVAC DCV - Hot-Dry | PG&E ¦ Hot-Dry | PG&E | All | Electric & Gas | No ADEC or CO2 sensor and ADEC only | Average Existing and Code |  |  | 0 | Conventional | HVAC | Com - Retail | Com | RET and NEW | 0 | 1000 sqft2 of floor space | Cap-Tons | 15 | DEER:HVAC_Split-Package_AC | 44.2314 | 0.080786 | 2.4044 | SWHC006-03 | 57.865 | 2024 | 26.475 | 2024 | 0 | 0 | SWHC006-03 | Com HVAC DCV - Hot-Dry ¦ PG&E ¦ Hot-Dry | Com HVAC DCV - Hot-Dry | 1.5852 | 0.85 | 0.72918 | CSS-Itron 2012 | -27.4198 | 2012 | 0.6 | SWHC006-03
COM-HVAC-55.23 | Com ¦ No HVAC DCV - Hot-Dry ¦ PG&E ¦ Hot-Dry | Com ¦ No HVAC DCV - Hot-Dry | PG&E ¦ Hot-Dry | PG&E | All | Electric & Gas | No ADEC or CO2 sensor and ADEC only | Average Existing and Code |  |  | 0 | Conventional | HVAC | Com - School | Com | RET and NEW | 0 | 1000 sqft2 of floor space | Cap-Tons | 15 | DEER:HVAC_Split-Package_AC | 39.8803 | -0.0019491 | 3.7528 | SWHC006-03 | 57.865 | 2024 | 26.475 | 2024 | 0 | 0 | SWHC006-03 | Com HVAC DCV - Hot-Dry ¦ PG&E ¦ Hot-Dry | Com HVAC DCV - Hot-Dry | 2.4071 | 0.85 | 0.72918 | CSS-Itron 2012 | -15.1402 | 2012 | 0.6 | SWHC006-03
COM-HVAC-55.24 | Com ¦ No HVAC DCV - Hot-Dry ¦ PG&E ¦ Hot-Dry | Com ¦ No HVAC DCV - Hot-Dry | PG&E ¦ Hot-Dry | PG&E | All | Electric & Gas | No ADEC or CO2 sensor and ADEC only | Average Existing and Code |  |  | 0 | Conventional | HVAC | Com - Warehouse | Com | RET and NEW | 0 | 1000 sqft2 of floor space | Cap-Tons | 15 | DEER:HVAC_Split-Package_AC | 0 | 0 | 0 | SWHC006-03 | 57.865 | 2024 | 26.475 | 2024 | 0 | 0 | SWHC006-03 | Com HVAC DCV - Hot-Dry ¦ PG&E ¦ Hot-Dry | Com HVAC DCV - Hot-Dry | 0.49332 | 0.85 | 0.72918 | CSS-Itron 2012 | 0 | 2012 | 0.6 | SWHC006-03
COM-HVAC-55.25 | Com ¦ No HVAC DCV - Cold ¦ PG&E ¦ Cold | Com ¦ No HVAC DCV - Cold | PG&E ¦ Cold | PG&E | All | Electric & Gas | No ADEC or CO2 sensor and ADEC only | Average Existing and Code |  |  | 0 | Conventional | HVAC | Com - College | Com | RET and NEW | 0 | 1000 sqft2 of floor space | Cap-Tons | 15 | DEER:HVAC_Split-Package_AC | 125.9333 | 5.3533e-05 | 14.8667 | SWHC006-03 | 57.865 | 2024 | 26.475 | 2024 | 0 | 0 | SWHC006-03 | Com HVAC DCV - Cold ¦ PG&E ¦ Cold | Com HVAC DCV - Cold | 2.1464 | 0.85 | 0.72918 | CSS-Itron 2012 | -58.5477 | 2012 | 0.6 | SWHC006-03
COM-HVAC-55.26 | Com ¦ No HVAC DCV - Cold ¦ PG&E ¦ Cold | Com ¦ No HVAC DCV - Cold | PG&E ¦ Cold | PG&E | All | Electric & Gas | No ADEC or CO2 sensor and ADEC only | Average Existing and Code |  |  | 0 | Conventional | HVAC | Com - Grocery | Com | RET and NEW | 0 | 1000 sqft2 of floor space | Cap-Tons | 15 | DEER:HVAC_Split-Package_AC | 0 | 0 | 0 | SWHC006-03 | 57.865 | 2024 | 26.475 | 2024 | 0 | 0 | SWHC006-03 | Com HVAC DCV - Cold ¦ PG&E ¦ Cold | Com HVAC DCV - Cold | 3.3612 | 0.85 | 0.72918 | CSS-Itron 2012 | 0 | 2012 | 0.6 | SWHC006-03
COM-HVAC-55.27 | Com ¦ No HVAC DCV - Cold ¦ PG&E ¦ Cold | Com ¦ No HVAC DCV - Cold | PG&E ¦ Cold | PG&E | All | Electric & Gas | No ADEC or CO2 sensor and ADEC only | Average Existing and Code |  |  | 0 | Conventional | HVAC | Com - Health | Com | RET and NEW | 0 | 1000 sqft2 of floor space | Cap-Tons | 15 | DEER:HVAC_Split-Package_AC | 0 | 0 | 0 | SWHC006-03 | 57.865 | 2024 | 26.475 | 2024 | 0 | 0 | SWHC006-03 | Com HVAC DCV - Cold ¦ PG&E ¦ Cold | Com HVAC DCV - Cold | 3.1695 | 0.85 | 0.72918 | CSS-Itron 2012 | 0 | 2012 | 0.6 | SWHC006-03
COM-HVAC-55.28 | Com ¦ No HVAC DCV - Cold ¦ PG&E ¦ Cold | Com ¦ No HVAC DCV - Cold | PG&E ¦ Cold | PG&E | All | Electric & Gas | No ADEC or CO2 sensor and ADEC only | Average Existing and Code |  |  | 0 | Conventional | HVAC | Com - Lodging | Com | RET and NEW | 0 | 1000 sqft2 of floor space | Cap-Tons | 15 | DEER:HVAC_Split-Package_AC | 0 | 0 | 0 | SWHC006-03 | 57.865 | 2024 | 26.475 | 2024 | 0 | 0 | SWHC006-03 | Com HVAC DCV - Cold ¦ PG&E ¦ Cold | Com HVAC DCV - Cold | 1.6895 | 0.85 | 0.72918 | CSS-Itron 2012 | 0 | 2012 | 0.6 | SWHC006-03
COM-HVAC-55.29 | Com ¦ No HVAC DCV - Cold ¦ PG&E ¦ Cold | Com ¦ No HVAC DCV - Cold | PG&E ¦ Cold | PG&E | All | Electric & Gas | No ADEC or CO2 sensor and ADEC only | Average Existing and Code |  |  | 0 | Conventional | HVAC | Com - Office (Large) | Com | RET and NEW | 0 | 1000 sqft2 of floor space | Cap-Tons | 15 | DEER:HVAC_Split-Package_AC | 0 | 0 | 0 | SWHC006-03 | 57.865 | 2024 | 26.475 | 2024 | 0 | 0 | SWHC006-03 | Com HVAC DCV - Cold ¦ PG&E ¦ Cold | Com HVAC DCV - Cold | 2.2507 | 0.85 | 0.72918 | CSS-Itron 2012 | 0 | 2012 | 0.6 | SWHC006-03
COM-HVAC-55.30 | Com ¦ No HVAC DCV - Cold ¦ PG&E ¦ Cold | Com ¦ No HVAC DCV - Cold | PG&E ¦ Cold | PG&E | All | Electric & Gas | No ADEC or CO2 sensor and ADEC only | Average Existing and Code |  |  | 0 | Conventional | HVAC | Com - Office (Small) | Com | RET and NEW | 0 | 1000 sqft2 of floor space | Cap-Tons | 15 | DEER:HVAC_Split-Package_AC | 69.16 | -0.00070867 | 8.7 | SWHC006-03 | 57.865 | 2024 | 26.475 | 2024 | 0 | 0 | SWHC006-03 | Com HVAC DCV - Cold ¦ PG&E ¦ Cold | Com HVAC DCV - Cold | 2.6323 | 0.85 | 0.72918 | CSS-Itron 2012 | -20.394 | 2012 | 0.6 | SWHC006-03
COM-HVAC-55.31 | Com ¦ No HVAC DCV - Cold ¦ PG&E ¦ Cold | Com ¦ No HVAC DCV - Cold | PG&E ¦ Cold | PG&E | All | Electric & Gas | No ADEC or CO2 sensor and ADEC only | Average Existing and Code |  |  | 0 | Conventional | HVAC | Com - Other | Com | RET and NEW | 0 | 1000 sqft2 of floor space | Cap-Tons | 15 | DEER:HVAC_Split-Package_AC | 324.008 | 0.021767 | 38.3333 | SWHC006-03 | 57.865 | 2024 | 26.475 | 2024 | 0 | 0 | SWHC006-03 | Com HVAC DCV - Cold ¦ PG&E ¦ Cold | Com HVAC DCV - Cold | 3.7267 | 0.85 | 0.72918 | CSS-Itron 2012 | -209.4287 | 2012 | 0.6 | SWHC006-03
COM-HVAC-55.32 | Com ¦ No HVAC DCV - Cold ¦ PG&E ¦ Cold | Com ¦ No HVAC DCV - Cold | PG&E ¦ Cold | PG&E | All | Electric & Gas | No ADEC or CO2 sensor and ADEC only | Average Existing and Code |  |  | 0 | Conventional | HVAC | Com - Refrig. Warehouse | Com | RET and NEW | 0 | 1000 sqft2 of floor space | Cap-Tons | 15 | DEER:HVAC_Split-Package_AC | 0 | 0 | 0 | SWHC006-03 | 57.865 | 2024 | 26.475 | 2024 | 0 | 0 | SWHC006-03 | Com HVAC DCV - Cold ¦ PG&E ¦ Cold | Com HVAC DCV - Cold | 0 | 0.85 | 0 | CSS-Itron 2012 | 0 | 2012 | 0.6 | SWHC006-03
COM-HVAC-55.33 | Com ¦ No HVAC DCV - Cold ¦ PG&E ¦ Cold | Com ¦ No HVAC DCV - Cold | PG&E ¦ Cold | PG&E | All | Electric & Gas | No ADEC or CO2 sensor and ADEC only | Average Existing and Code |  |  | 0 | Conventional | HVAC | Com - Restaurant | Com | RET and NEW | 0 | 1000 sqft2 of floor space | Cap-Tons | 15 | DEER:HVAC_Split-Package_AC | 176.0351 | -0.020925 | 23.0835 | SWHC006-03 | 57.865 | 2024 | 26.475 | 2024 | 0 | 0 | SWHC006-03 | Com HVAC DCV - Cold ¦ PG&E ¦ Cold | Com HVAC DCV - Cold | 3.8035 | 0.85 | 0.72918 | CSS-Itron 2012 | -20.4695 | 2012 | 0.6 | SWHC006-03
COM-HVAC-55.34 | Com ¦ No HVAC DCV - Cold ¦ PG&E ¦ Cold | Com ¦ No HVAC DCV - Cold | PG&E ¦ Cold | PG&E | All | Electric & Gas | No ADEC or CO2 sensor and ADEC only | Average Existing and Code |  |  | 0 | Conventional | HVAC | Com - Retail | Com | RET and NEW | 0 | 1000 sqft2 of floor space | Cap-Tons | 15 | DEER:HVAC_Split-Package_AC | 90.265 | -0.008265 | 10.3111 | SWHC006-03 | 57.865 | 2024 | 26.475 | 2024 | 0 | 0 | SWHC006-03 | Com HVAC DCV - Cold ¦ PG&E ¦ Cold | Com HVAC DCV - Cold | 1.5852 | 0.85 | 0.72918 | CSS-Itron 2012 | -82.66 | 2012 | 0.6 | SWHC006-03
COM-HVAC-55.35 | Com ¦ No HVAC DCV - Cold ¦ PG&E ¦ Cold | Com ¦ No HVAC DCV - Cold | PG&E ¦ Cold | PG&E | All | Electric & Gas | No ADEC or CO2 sensor and ADEC only | Average Existing and Code |  |  | 0 | Conventional | HVAC | Com - School | Com | RET and NEW | 0 | 1000 sqft2 of floor space | Cap-Tons | 15 | DEER:HVAC_Split-Package_AC | 83.6688 | 5.1241e-05 | 10.0184 | SWHC006-03 | 57.865 | 2024 | 26.475 | 2024 | 0 | 0 | SWHC006-03 | Com HVAC DCV - Cold ¦ PG&E ¦ Cold | Com HVAC DCV - Cold | 2.4071 | 0.85 | 0.72918 | CSS-Itron 2012 | -36.6653 | 2012 | 0.6 | SWHC006-03
COM-HVAC-55.36 | Com ¦ No HVAC DCV - Cold ¦ PG&E ¦ Cold | Com ¦ No HVAC DCV - Cold | PG&E ¦ Cold | PG&E | All | Electric & Gas | No ADEC or CO2 sensor and ADEC only | Average Existing and Code |  |  | 0 | Conventional | HVAC | Com - Warehouse | Com | RET and NEW | 0 | 1000 sqft2 of floor space | Cap-Tons | 15 | DEER:HVAC_Split-Package_AC | 0 | 0 | 0 | SWHC006-03 | 57.865 | 2024 | 26.475 | 2024 | 0 | 0 | SWHC006-03 | Com HVAC DCV - Cold ¦ PG&E ¦ Cold | Com HVAC DCV - Cold | 0.49332 | 0.85 | 0.72918 | CSS-Itron 2012 | 0 | 2012 | 0.6 | SWHC006-03
COM-HVAC-55.37 | Com ¦ No HVAC DCV - Marine ¦ SCE ¦ Marine | Com ¦ No HVAC DCV - Marine | SCE ¦ Marine | SCE | All | Electric & Gas | No ADEC or CO2 sensor and ADEC only | Average Existing and Code |  |  | 0 | Conventional | HVAC | Com - College | Com | RET and NEW | 0 | 1000 sqft2 of floor space | Cap-Tons | 15 | DEER:HVAC_Split-Package_AC | 24.8333 | 0.030467 | 2.2033 | SWHC006-03 | 57.865 | 2024 | 26.475 | 2024 | 0 | 0 | SWHC006-03 | Com HVAC DCV - Marine ¦ SCE ¦ Marine | Com HVAC DCV - Marine | 2.3954 | 0.85 | 0.72918 | CSS-Itron 2012 | -9.1429 | 2012 | 0.6 | SWHC006-03
COM-HVAC-55.38 | Com ¦ No HVAC DCV - Marine ¦ SCE ¦ Marine | Com ¦ No HVAC DCV - Marine | SCE ¦ Marine | SCE | All | Electric & Gas | No ADEC or CO2 sensor and ADEC only | Average Existing and Code |  |  | 0 | Conventional | HVAC | Com - Grocery | Com | RET and NEW | 0 | 1000 sqft2 of floor space | Cap-Tons | 15 | DEER:HVAC_Split-Package_AC | 0 | 0 | 0 | SWHC006-03 | 57.865 | 2024 | 26.475 | 2024 | 0 | 0 | SWHC006-03 | Com HVAC DCV - Marine ¦ SCE ¦ Marine | Com HVAC DCV - Marine | 3.9989 | 0.85 | 0.72918 | CSS-Itron 2012 | 0 | 2012 | 0.6 | SWHC006-03
COM-HVAC-55.39 | Com ¦ No HVAC DCV - Marine ¦ SCE ¦ Marine | Com ¦ No HVAC DCV - Marine | SCE ¦ Marine | SCE | All | Electric & Gas | No ADEC or CO2 sensor and ADEC only | Average Existing and Code |  |  | 0 | Conventional | HVAC | Com - Health | Com | RET and NEW | 0 | 1000 sqft2 of floor space | Cap-Tons | 15 | DEER:HVAC_Split-Package_AC | 0 | 0 | 0 | SWHC006-03 | 57.865 | 2024 | 26.475 | 2024 | 0 | 0 | SWHC006-03 | Com HVAC DCV - Marine ¦ SCE ¦ Marine | Com HVAC DCV - Marine | 3.3971 | 0.85 | 0.72918 | CSS-Itron 2012 | 0 | 2012 | 0.6 | SWHC006-03
COM-HVAC-55.40 | Com ¦ No HVAC DCV - Marine ¦ SCE ¦ Marine | Com ¦ No HVAC DCV - Marine | SCE ¦ Marine | SCE | All | Electric & Gas | No ADEC or CO2 sensor and ADEC only | Average Existing and Code |  |  | 0 | Conventional | HVAC | Com - Lodging | Com | RET and NEW | 0 | 1000 sqft2 of floor space | Cap-Tons | 15 | DEER:HVAC_Split-Package_AC | 0 | 0 | 0 | SWHC006-03 | 57.865 | 2024 | 26.475 | 2024 | 0 | 0 | SWHC006-03 | Com HVAC DCV - Marine ¦ SCE ¦ Marine | Com HVAC DCV - Marine | 1.9076 | 0.85 | 0.72918 | CSS-Itron 2012 | 0 | 2012 | 0.6 | SWHC006-03
COM-HVAC-55.41 | Com ¦ No HVAC DCV - Marine ¦ SCE ¦ Marine | Com ¦ No HVAC DCV - Marine | SCE ¦ Marine | SCE | All | Electric & Gas | No ADEC or CO2 sensor and ADEC only | Average Existing and Code |  |  | 0 | Conventional | HVAC | Com - Office (Large) | Com | RET and NEW | 0 | 1000 sqft2 of floor space | Cap-Tons | 15 | DEER:HVAC_Split-Package_AC | 0 | 0 | 0 | SWHC006-03 | 57.865 | 2024 | 26.475 | 2024 | 0 | 0 | SWHC006-03 | Com HVAC DCV - Marine ¦ SCE ¦ Marine | Com HVAC DCV - Marine | 2.5288 | 0.85 | 0.72918 | CSS-Itron 2012 | 0 | 2012 | 0.6 | SWHC006-03
COM-HVAC-55.42 | Com ¦ No HVAC DCV - Marine ¦ SCE ¦ Marine | Com ¦ No HVAC DCV - Marine | SCE ¦ Marine | SCE | All | Electric & Gas | No ADEC or CO2 sensor and ADEC only | Average Existing and Code |  |  | 0 | Conventional | HVAC | Com - Office (Small) | Com | RET and NEW | 0 | 1000 sqft2 of floor space | Cap-Tons | 15 | DEER:HVAC_Split-Package_AC | 19.6 | 0.0156 | 0.85667 | SWHC006-03 | 57.865 | 2024 | 26.475 | 2024 | 0 | 0 | SWHC006-03 | Com HVAC DCV - Marine ¦ SCE ¦ Marine | Com HVAC DCV - Marine | 2.8691 | 0.85 | 0.72918 | CSS-Itron 2012 | -2.5945 | 2012 | 0.6 | SWHC006-03
COM-HVAC-55.43 | Com ¦ No HVAC DCV - Marine ¦ SCE ¦ Marine | Com ¦ No HVAC DCV - Marine | SCE ¦ Marine | SCE | All | Electric & Gas | No ADEC or CO2 sensor and ADEC only | Average Existing and Code |  |  | 0 | Conventional | HVAC | Com - Other | Com | RET and NEW | 0 | 1000 sqft2 of floor space | Cap-Tons | 15 | DEER:HVAC_Split-Package_AC | 59.4 | 0.062967 | 5.7667 | SWHC006-03 | 57.865 | 2024 | 26.475 | 2024 | 0 | 0 | SWHC006-03 | Com HVAC DCV - Marine ¦ SCE ¦ Marine | Com HVAC DCV - Marine | 4.1095 | 0.85 | 0.72918 | CSS-Itron 2012 | -32.6823 | 2012 | 0.6 | SWHC006-03
COM-HVAC-55.44 | Com ¦ No HVAC DCV - Marine ¦ SCE ¦ Marine | Com ¦ No HVAC DCV - Marine | SCE ¦ Marine | SCE | All | Electric & Gas | No ADEC or CO2 sensor and ADEC only | Average Existing and Code |  |  | 0 | Conventional | HVAC | Com - Refrig. Warehouse | Com | RET and NEW | 0 | 1000 sqft2 of floor space | Cap-Tons | 15 | DEER:HVAC_Split-Package_AC | 0 | 0 | 0 | SWHC006-03 | 57.865 | 2024 | 26.475 | 2024 | 0 | 0 | SWHC006-03 | Com HVAC DCV - Marine ¦ SCE ¦ Marine | Com HVAC DCV - Marine | 0 | 0.85 | 0 | CSS-Itron 2012 | 0 | 2012 | 0.6 | SWHC006-03
COM-HVAC-55.45 | Com ¦ No HVAC DCV - Marine ¦ SCE ¦ Marine | Com ¦ No HVAC DCV - Marine | SCE ¦ Marine | SCE | All | Electric & Gas | No ADEC or CO2 sensor and ADEC only | Average Existing and Code |  |  | 0 | Conventional | HVAC | Com - Restaurant | Com | RET and NEW | 0 | 1000 sqft2 of floor space | Cap-Tons | 15 | DEER:HVAC_Split-Package_AC | 15.0304 | 0.029958 | 1.7135 | SWHC006-03 | 57.865 | 2024 | 26.475 | 2024 | 0 | 0 | SWHC006-03 | Com HVAC DCV - Marine ¦ SCE ¦ Marine | Com HVAC DCV - Marine | 4.1867 | 0.85 | 0.72918 | CSS-Itron 2012 | -1.5544 | 2012 | 0.6 | SWHC006-03
COM-HVAC-55.46 | Com ¦ No HVAC DCV - Marine ¦ SCE ¦ Marine | Com ¦ No HVAC DCV - Marine | SCE ¦ Marine | SCE | All | Electric & Gas | No ADEC or CO2 sensor and ADEC only | Average Existing and Code |  |  | 0 | Conventional | HVAC | Com - Retail | Com | RET and NEW | 0 | 1000 sqft2 of floor space | Cap-Tons | 15 | DEER:HVAC_Split-Package_AC | 35.1653 | 0.031173 | 0.67443 | SWHC006-03 | 57.865 | 2024 | 26.475 | 2024 | 0 | 0 | SWHC006-03 | Com HVAC DCV - Marine ¦ SCE ¦ Marine | Com HVAC DCV - Marine | 1.7713 | 0.85 | 0.72918 | CSS-Itron 2012 | -15.6866 | 2012 | 0.6 | SWHC006-03
COM-HVAC-55.47 | Com ¦ No HVAC DCV - Marine ¦ SCE ¦ Marine | Com ¦ No HVAC DCV - Marine | SCE ¦ Marine | SCE | All | Electric & Gas | No ADEC or CO2 sensor and ADEC only | Average Existing and Code |  |  | 0 | Conventional | HVAC | Com - School | Com | RET and NEW | 0 | 1000 sqft2 of floor space | Cap-Tons | 15 | DEER:HVAC_Split-Package_AC | 16.9633 | 0.021514 | 1.3113 | SWHC006-03 | 57.865 | 2024 | 26.475 | 2024 | 0 | 0 | SWHC006-03 | Com HVAC DCV - Marine ¦ SCE ¦ Marine | Com HVAC DCV - Marine | 2.8844 | 0.85 | 0.72918 | CSS-Itron 2012 | -5.7888 | 2012 | 0.6 | SWHC006-03
COM-HVAC-55.48 | Com ¦ No HVAC DCV - Marine ¦ SCE ¦ Marine | Com ¦ No HVAC DCV - Marine | SCE ¦ Marine | SCE | All | Electric & Gas | No ADEC or CO2 sensor and ADEC only | Average Existing and Code |  |  | 0 | Conventional | HVAC | Com - Warehouse | Com | RET and NEW | 0 | 1000 sqft2 of floor space | Cap-Tons | 15 | DEER:HVAC_Split-Package_AC | 0 | 0 | 0 | SWHC006-03 | 57.865 | 2024 | 26.475 | 2024 | 0 | 0 | SWHC006-03 | Com HVAC DCV - Marine ¦ SCE ¦ Marine | Com HVAC DCV - Marine | 0.5425 | 0.85 | 0.72918 | CSS-Itron 2012 | 0 | 2012 | 0.6 | SWHC006-03
COM-HVAC-55.49 | Com ¦ No HVAC DCV - Hot-Dry ¦ SCE ¦ Hot-Dry | Com ¦ No HVAC DCV - Hot-Dry | SCE ¦ Hot-Dry | SCE | All | Electric & Gas | No ADEC or CO2 sensor and ADEC only | Average Existing and Code |  |  | 0 | Conventional | HVAC | Com - College | Com | RET and NEW | 0 | 1000 sqft2 of floor space | Cap-Tons | 15 | DEER:HVAC_Split-Package_AC | 36.5667 | 0.029633 | 1.8633 | SWHC006-03 | 57.865 | 2024 | 26.475 | 2024 | 0 | 0 | SWHC006-03 | Com HVAC DCV - Hot-Dry ¦ SCE ¦ Hot-Dry | Com HVAC DCV - Hot-Dry | 2.3954 | 0.85 | 0.72918 | CSS-Itron 2012 | -8.9072 | 2012 | 0.6 | SWHC006-03
COM-HVAC-55.50 | Com ¦ No HVAC DCV - Hot-Dry ¦ SCE ¦ Hot-Dry | Com ¦ No HVAC DCV - Hot-Dry | SCE ¦ Hot-Dry | SCE | All | Electric & Gas | No ADEC or CO2 sensor and ADEC only | Average Existing and Code |  |  | 0 | Conventional | HVAC | Com - Grocery | Com | RET and NEW | 0 | 1000 sqft2 of floor space | Cap-Tons | 15 | DEER:HVAC_Split-Package_AC | 0 | 0 | 0 | SWHC006-03 | 57.865 | 2024 | 26.475 | 2024 | 0 | 0 | SWHC006-03 | Com HVAC DCV - Hot-Dry ¦ SCE ¦ Hot-Dry | Com HVAC DCV - Hot-Dry | 3.9989 | 0.85 | 0.72918 | CSS-Itron 2012 | 0 | 2012 | 0.6 | SWHC006-03
COM-HVAC-55.51 | Com ¦ No HVAC DCV - Hot-Dry ¦ SCE ¦ Hot-Dry | Com ¦ No HVAC DCV - Hot-Dry | SCE ¦ Hot-Dry | SCE | All | Electric & Gas | No ADEC or CO2 sensor and ADEC only | Average Existing and Code |  |  | 0 | Conventional | HVAC | Com - Health | Com | RET and NEW | 0 | 1000 sqft2 of floor space | Cap-Tons | 15 | DEER:HVAC_Split-Package_AC | 0 | 0 | 0 | SWHC006-03 | 57.865 | 2024 | 26.475 | 2024 | 0 | 0 | SWHC006-03 | Com HVAC DCV - Hot-Dry ¦ SCE ¦ Hot-Dry | Com HVAC DCV - Hot-Dry | 3.3971 | 0.85 | 0.72918 | CSS-Itron 2012 | 0 | 2012 | 0.6 | SWHC006-03
COM-HVAC-55.52 | Com ¦ No HVAC DCV - Hot-Dry ¦ SCE ¦ Hot-Dry | Com ¦ No HVAC DCV - Hot-Dry | SCE ¦ Hot-Dry | SCE | All | Electric & Gas | No ADEC or CO2 sensor and ADEC only | Average Existing and Code |  |  | 0 | Conventional | HVAC | Com - Lodging | Com | RET and NEW | 0 | 1000 sqft2 of floor space | Cap-Tons | 15 | DEER:HVAC_Split-Package_AC | 0 | 0 | 0 | SWHC006-03 | 57.865 | 2024 | 26.475 | 2024 | 0 | 0 | SWHC006-03 | Com HVAC DCV - Hot-Dry ¦ SCE ¦ Hot-Dry | Com HVAC DCV - Hot-Dry | 1.9076 | 0.85 | 0.72918 | CSS-Itron 2012 | 0 | 2012 | 0.6 | SWHC006-03
COM-HVAC-55.53 | Com ¦ No HVAC DCV - Hot-Dry ¦ SCE ¦ Hot-Dry | Com ¦ No HVAC DCV - Hot-Dry | SCE ¦ Hot-Dry | SCE | All | Electric & Gas | No ADEC or CO2 sensor and ADEC only | Average Existing and Code |  |  | 0 | Conventional | HVAC | Com - Office (Large) | Com | RET and NEW | 0 | 1000 sqft2 of floor space | Cap-Tons | 15 | DEER:HVAC_Split-Package_AC | 0 | 0 | 0 | SWHC006-03 | 57.865 | 2024 | 26.475 | 2024 | 0 | 0 | SWHC006-03 | Com HVAC DCV - Hot-Dry ¦ SCE ¦ Hot-Dry | Com HVAC DCV - Hot-Dry | 2.5288 | 0.85 | 0.72918 | CSS-Itron 2012 | 0 | 2012 | 0.6 | SWHC006-03
COM-HVAC-55.54 | Com ¦ No HVAC DCV - Hot-Dry ¦ SCE ¦ Hot-Dry | Com ¦ No HVAC DCV - Hot-Dry | SCE ¦ Hot-Dry | SCE | All | Electric & Gas | No ADEC or CO2 sensor and ADEC only | Average Existing and Code |  |  | 0 | Conventional | HVAC | Com - Office (Small) | Com | RET and NEW | 0 | 1000 sqft2 of floor space | Cap-Tons | 15 | DEER:HVAC_Split-Package_AC | 20.7667 | 0.014333 | 0.81333 | SWHC006-03 | 57.865 | 2024 | 26.475 | 2024 | 0 | 0 | SWHC006-03 | Com HVAC DCV - Hot-Dry ¦ SCE ¦ Hot-Dry | Com HVAC DCV - Hot-Dry | 2.8691 | 0.85 | 0.72918 | CSS-Itron 2012 | -2.5622 | 2012 | 0.6 | SWHC006-03
COM-HVAC-55.55 | Com ¦ No HVAC DCV - Hot-Dry ¦ SCE ¦ Hot-Dry | Com ¦ No HVAC DCV - Hot-Dry | SCE ¦ Hot-Dry | SCE | All | Electric & Gas | No ADEC or CO2 sensor and ADEC only | Average Existing and Code |  |  | 0 | Conventional | HVAC | Com - Other | Com | RET and NEW | 0 | 1000 sqft2 of floor space | Cap-Tons | 15 | DEER:HVAC_Split-Package_AC | 80.9333 | 0.054667 | 3.5333 | SWHC006-03 | 57.865 | 2024 | 26.475 | 2024 | 0 | 0 | SWHC006-03 | Com HVAC DCV - Hot-Dry ¦ SCE ¦ Hot-Dry | Com HVAC DCV - Hot-Dry | 4.1095 | 0.85 | 0.72918 | CSS-Itron 2012 | -24.943 | 2012 | 0.6 | SWHC006-03
COM-HVAC-55.56 | Com ¦ No HVAC DCV - Hot-Dry ¦ SCE ¦ Hot-Dry | Com ¦ No HVAC DCV - Hot-Dry | SCE ¦ Hot-Dry | SCE | All | Electric & Gas | No ADEC or CO2 sensor and ADEC only | Average Existing and Code |  |  | 0 | Conventional | HVAC | Com - Refrig. Warehouse | Com | RET and NEW | 0 | 1000 sqft2 of floor space | Cap-Tons | 15 | DEER:HVAC_Split-Package_AC | 0 | 0 | 0 | SWHC006-03 | 57.865 | 2024 | 26.475 | 2024 | 0 | 0 | SWHC006-03 | Com HVAC DCV - Hot-Dry ¦ SCE ¦ Hot-Dry | Com HVAC DCV - Hot-Dry | 0 | 0.85 | 0 | CSS-Itron 2012 | 0 | 2012 | 0.6 | SWHC006-03
COM-HVAC-55.57 | Com ¦ No HVAC DCV - Hot-Dry ¦ SCE ¦ Hot-Dry | Com ¦ No HVAC DCV - Hot-Dry | SCE ¦ Hot-Dry | SCE | All | Electric & Gas | No ADEC or CO2 sensor and ADEC only | Average Existing and Code |  |  | 0 | Conventional | HVAC | Com - Restaurant | Com | RET and NEW | 0 | 1000 sqft2 of floor space | Cap-Tons | 15 | DEER:HVAC_Split-Package_AC | 15.2492 | 0.023333 | 1.5151 | SWHC006-03 | 57.865 | 2024 | 26.475 | 2024 | 0 | 0 | SWHC006-03 | Com HVAC DCV - Hot-Dry ¦ SCE ¦ Hot-Dry | Com HVAC DCV - Hot-Dry | 4.1867 | 0.85 | 0.72918 | CSS-Itron 2012 | -1.4092 | 2012 | 0.6 | SWHC006-03
COM-HVAC-55.58 | Com ¦ No HVAC DCV - Hot-Dry ¦ SCE ¦ Hot-Dry | Com ¦ No HVAC DCV - Hot-Dry | SCE ¦ Hot-Dry | SCE | All | Electric & Gas | No ADEC or CO2 sensor and ADEC only | Average Existing and Code |  |  | 0 | Conventional | HVAC | Com - Retail | Com | RET and NEW | 0 | 1000 sqft2 of floor space | Cap-Tons | 15 | DEER:HVAC_Split-Package_AC | 20.673 | 0.026484 | 0.61841 | SWHC006-03 | 57.865 | 2024 | 26.475 | 2024 | 0 | 0 | SWHC006-03 | Com HVAC DCV - Hot-Dry ¦ SCE ¦ Hot-Dry | Com HVAC DCV - Hot-Dry | 1.7713 | 0.85 | 0.72918 | CSS-Itron 2012 | -10.3184 | 2012 | 0.6 | SWHC006-03
COM-HVAC-55.59 | Com ¦ No HVAC DCV - Hot-Dry ¦ SCE ¦ Hot-Dry | Com ¦ No HVAC DCV - Hot-Dry | SCE ¦ Hot-Dry | SCE | All | Electric & Gas | No ADEC or CO2 sensor and ADEC only | Average Existing and Code |  |  | 0 | Conventional | HVAC | Com - School | Com | RET and NEW | 0 | 1000 sqft2 of floor space | Cap-Tons | 15 | DEER:HVAC_Split-Package_AC | 17.2802 | 0.022797 | 1.185 | SWHC006-03 | 57.865 | 2024 | 26.475 | 2024 | 0 | 0 | SWHC006-03 | Com HVAC DCV - Hot-Dry ¦ SCE ¦ Hot-Dry | Com HVAC DCV - Hot-Dry | 2.8844 | 0.85 | 0.72918 | CSS-Itron 2012 | -5.5525 | 2012 | 0.6 | SWHC006-03
COM-HVAC-55.60 | Com ¦ No HVAC DCV - Hot-Dry ¦ SCE ¦ Hot-Dry | Com ¦ No HVAC DCV - Hot-Dry | SCE ¦ Hot-Dry | SCE | All | Electric & Gas | No ADEC or CO2 sensor and ADEC only | Average Existing and Code |  |  | 0 | Conventional | HVAC | Com - Warehouse | Com | RET and NEW | 0 | 1000 sqft2 of floor space | Cap-Tons | 15 | DEER:HVAC_Split-Package_AC | 0 | 0 | 0 | SWHC006-03 | 57.865 | 2024 | 26.475 | 2024 | 0 | 0 | SWHC006-03 | Com HVAC DCV - Hot-Dry ¦ SCE ¦ Hot-Dry | Com HVAC DCV - Hot-Dry | 0.5425 | 0.85 | 0.72918 | CSS-Itron 2012 | 0 | 2012 | 0.6 | SWHC006-03
COM-HVAC-55.61 | Com ¦ No HVAC DCV - Cold ¦ SCE ¦ Cold | Com ¦ No HVAC DCV - Cold | SCE ¦ Cold | SCE | All | Electric & Gas | No ADEC or CO2 sensor and ADEC only | Average Existing and Code |  |  | 0 | Conventional | HVAC | Com - College | Com | RET and NEW | 0 | 1000 sqft2 of floor space | Cap-Tons | 15 | DEER:HVAC_Split-Package_AC | 125.9333 | 5.3533e-05 | 14.8667 | SWHC006-03 | 57.865 | 2024 | 26.475 | 2024 | 0 | 0 | SWHC006-03 | Com HVAC DCV - Cold ¦ SCE ¦ Cold | Com HVAC DCV - Cold | 2.3954 | 0.85 | 0.72918 | CSS-Itron 2012 | -58.5477 | 2012 | 0.6 | SWHC006-03
COM-HVAC-55.62 | Com ¦ No HVAC DCV - Cold ¦ SCE ¦ Cold | Com ¦ No HVAC DCV - Cold | SCE ¦ Cold | SCE | All | Electric & Gas | No ADEC or CO2 sensor and ADEC only | Average Existing and Code |  |  | 0 | Conventional | HVAC | Com - Grocery | Com | RET and NEW | 0 | 1000 sqft2 of floor space | Cap-Tons | 15 | DEER:HVAC_Split-Package_AC | 0 | 0 | 0 | SWHC006-03 | 57.865 | 2024 | 26.475 | 2024 | 0 | 0 | SWHC006-03 | Com HVAC DCV - Cold ¦ SCE ¦ Cold | Com HVAC DCV - Cold | 3.9989 | 0.85 | 0.72918 | CSS-Itron 2012 | 0 | 2012 | 0.6 | SWHC006-03
COM-HVAC-55.63 | Com ¦ No HVAC DCV - Cold ¦ SCE ¦ Cold | Com ¦ No HVAC DCV - Cold | SCE ¦ Cold | SCE | All | Electric & Gas | No ADEC or CO2 sensor and ADEC only | Average Existing and Code |  |  | 0 | Conventional | HVAC | Com - Health | Com | RET and NEW | 0 | 1000 sqft2 of floor space | Cap-Tons | 15 | DEER:HVAC_Split-Package_AC | 0 | 0 | 0 | SWHC006-03 | 57.865 | 2024 | 26.475 | 2024 | 0 | 0 | SWHC006-03 | Com HVAC DCV - Cold ¦ SCE ¦ Cold | Com HVAC DCV - Cold | 3.3971 | 0.85 | 0.72918 | CSS-Itron 2012 | 0 | 2012 | 0.6 | SWHC006-03
COM-HVAC-55.64 | Com ¦ No HVAC DCV - Cold ¦ SCE ¦ Cold | Com ¦ No HVAC DCV - Cold | SCE ¦ Cold | SCE | All | Electric & Gas | No ADEC or CO2 sensor and ADEC only | Average Existing and Code |  |  | 0 | Conventional | HVAC | Com - Lodging | Com | RET and NEW | 0 | 1000 sqft2 of floor space | Cap-Tons | 15 | DEER:HVAC_Split-Package_AC | 0 | 0 | 0 | SWHC006-03 | 57.865 | 2024 | 26.475 | 2024 | 0 | 0 | SWHC006-03 | Com HVAC DCV - Cold ¦ SCE ¦ Cold | Com HVAC DCV - Cold | 1.9076 | 0.85 | 0.72918 | CSS-Itron 2012 | 0 | 2012 | 0.6 | SWHC006-03
COM-HVAC-55.65 | Com ¦ No HVAC DCV - Cold ¦ SCE ¦ Cold | Com ¦ No HVAC DCV - Cold | SCE ¦ Cold | SCE | All | Electric & Gas | No ADEC or CO2 sensor and ADEC only | Average Existing and Code |  |  | 0 | Conventional | HVAC | Com - Office (Large) | Com | RET and NEW | 0 | 1000 sqft2 of floor space | Cap-Tons | 15 | DEER:HVAC_Split-Package_AC | 0 | 0 | 0 | SWHC006-03 | 57.865 | 2024 | 26.475 | 2024 | 0 | 0 | SWHC006-03 | Com HVAC DCV - Cold ¦ SCE ¦ Cold | Com HVAC DCV - Cold | 2.5288 | 0.85 | 0.72918 | CSS-Itron 2012 | 0 | 2012 | 0.6 | SWHC006-03
COM-HVAC-55.66 | Com ¦ No HVAC DCV - Cold ¦ SCE ¦ Cold | Com ¦ No HVAC DCV - Cold | SCE ¦ Cold | SCE | All | Electric & Gas | No ADEC or CO2 sensor and ADEC only | Average Existing and Code |  |  | 0 | Conventional | HVAC | Com - Office (Small) | Com | RET and NEW | 0 | 1000 sqft2 of floor space | Cap-Tons | 15 | DEER:HVAC_Split-Package_AC | 69.16 | -0.00070867 | 8.7 | SWHC006-03 | 57.865 | 2024 | 26.475 | 2024 | 0 | 0 | SWHC006-03 | Com HVAC DCV - Cold ¦ SCE ¦ Cold | Com HVAC DCV - Cold | 2.8691 | 0.85 | 0.72918 | CSS-Itron 2012 | -20.394 | 2012 | 0.6 | SWHC006-03
COM-HVAC-55.67 | Com ¦ No HVAC DCV - Cold ¦ SCE ¦ Cold | Com ¦ No HVAC DCV - Cold | SCE ¦ Cold | SCE | All | Electric & Gas | No ADEC or CO2 sensor and ADEC only | Average Existing and Code |  |  | 0 | Conventional | HVAC | Com - Other | Com | RET and NEW | 0 | 1000 sqft2 of floor space | Cap-Tons | 15 | DEER:HVAC_Split-Package_AC | 324.008 | 0.021767 | 38.3333 | SWHC006-03 | 57.865 | 2024 | 26.475 | 2024 | 0 | 0 | SWHC006-03 | Com HVAC DCV - Cold ¦ SCE ¦ Cold | Com HVAC DCV - Cold | 4.1095 | 0.85 | 0.72918 | CSS-Itron 2012 | -209.4287 | 2012 | 0.6 | SWHC006-03
COM-HVAC-55.68 | Com ¦ No HVAC DCV - Cold ¦ SCE ¦ Cold | Com ¦ No HVAC DCV - Cold | SCE ¦ Cold | SCE | All | Electric & Gas | No ADEC or CO2 sensor and ADEC only | Average Existing and Code |  |  | 0 | Conventional | HVAC | Com - Refrig. Warehouse | Com | RET and NEW | 0 | 1000 sqft2 of floor space | Cap-Tons | 15 | DEER:HVAC_Split-Package_AC | 0 | 0 | 0 | SWHC006-03 | 57.865 | 2024 | 26.475 | 2024 | 0 | 0 | SWHC006-03 | Com HVAC DCV - Cold ¦ SCE ¦ Cold | Com HVAC DCV - Cold | 0 | 0.85 | 0 | CSS-Itron 2012 | 0 | 2012 | 0.6 | SWHC006-03
COM-HVAC-55.69 | Com ¦ No HVAC DCV - Cold ¦ SCE ¦ Cold | Com ¦ No HVAC DCV - Cold | SCE ¦ Cold | SCE | All | Electric & Gas | No ADEC or CO2 sensor and ADEC only | Average Existing and Code |  |  | 0 | Conventional | HVAC | Com - Restaurant | Com | RET and NEW | 0 | 1000 sqft2 of floor space | Cap-Tons | 15 | DEER:HVAC_Split-Package_AC | 176.0351 | -0.020925 | 23.0835 | SWHC006-03 | 57.865 | 2024 | 26.475 | 2024 | 0 | 0 | SWHC006-03 | Com HVAC DCV - Cold ¦ SCE ¦ Cold | Com HVAC DCV - Cold | 4.1867 | 0.85 | 0.72918 | CSS-Itron 2012 | -20.4695 | 2012 | 0.6 | SWHC006-03
COM-HVAC-55.70 | Com ¦ No HVAC DCV - Cold ¦ SCE ¦ Cold | Com ¦ No HVAC DCV - Cold | SCE ¦ Cold | SCE | All | Electric & Gas | No ADEC or CO2 sensor and ADEC only | Average Existing and Code |  |  | 0 | Conventional | HVAC | Com - Retail | Com | RET and NEW | 0 | 1000 sqft2 of floor space | Cap-Tons | 15 | DEER:HVAC_Split-Package_AC | 90.265 | -0.008265 | 10.3111 | SWHC006-03 | 57.865 | 2024 | 26.475 | 2024 | 0 | 0 | SWHC006-03 | Com HVAC DCV - Cold ¦ SCE ¦ Cold | Com HVAC DCV - Cold | 1.7713 | 0.85 | 0.72918 | CSS-Itron 2012 | -82.66 | 2012 | 0.6 | SWHC006-03
COM-HVAC-55.71 | Com ¦ No HVAC DCV - Cold ¦ SCE ¦ Cold | Com ¦ No HVAC DCV - Cold | SCE ¦ Cold | SCE | All | Electric & Gas | No ADEC or CO2 sensor and ADEC only | Average Existing and Code |  |  | 0 | Conventional | HVAC | Com - School | Com | RET and NEW | 0 | 1000 sqft2 of floor space | Cap-Tons | 15 | DEER:HVAC_Split-Package_AC | 83.6688 | 5.1241e-05 | 10.0184 | SWHC006-03 | 57.865 | 2024 | 26.475 | 2024 | 0 | 0 | SWHC006-03 | Com HVAC DCV - Cold ¦ SCE ¦ Cold | Com HVAC DCV - Cold | 2.8844 | 0.85 | 0.72918 | CSS-Itron 2012 | -36.6653 | 2012 | 0.6 | SWHC006-03
COM-HVAC-55.72 | Com ¦ No HVAC DCV - Cold ¦ SCE ¦ Cold | Com ¦ No HVAC DCV - Cold | SCE ¦ Cold | SCE | All | Electric & Gas | No ADEC or CO2 sensor and ADEC only | Average Existing and Code |  |  | 0 | Conventional | HVAC | Com - Warehouse | Com | RET and NEW | 0 | 1000 sqft2 of floor space | Cap-Tons | 15 | DEER:HVAC_Split-Package_AC | 0 | 0 | 0 | SWHC006-03 | 57.865 | 2024 | 26.475 | 2024 | 0 | 0 | SWHC006-03 | Com HVAC DCV - Cold ¦ SCE ¦ Cold | Com HVAC DCV - Cold | 0.5425 | 0.85 | 0.72918 | CSS-Itron 2012 | 0 | 2012 | 0.6 | SWHC006-03
COM-HVAC-55.73 | Com ¦ No HVAC DCV - Marine ¦ SCG ¦ Marine | Com ¦ No HVAC DCV - Marine | SCG ¦ Marine | SCG | All | Electric & Gas | No ADEC or CO2 sensor and ADEC only | Average Existing and Code |  |  | 0 | Conventional | HVAC | Com - College | Com | RET and NEW | 0 | 1000 sqft2 of floor space | Cap-Tons | 15 | DEER:HVAC_Split-Package_AC | 24.8333 | 0.030467 | 2.2033 | SWHC006-03 | 57.865 | 2024 | 26.475 | 2024 | 0 | 0 | SWHC006-03 | Com HVAC DCV - Marine ¦ SCG ¦ Marine | Com HVAC DCV - Marine | 2.3954 | 0.85 | 0.72918 | CSS-Itron 2012 | -9.1429 | 2012 | 0.6 | SWHC006-03
COM-HVAC-55.74 | Com ¦ No HVAC DCV - Marine ¦ SCG ¦ Marine | Com ¦ No HVAC DCV - Marine | SCG ¦ Marine | SCG | All | Electric & Gas | No ADEC or CO2 sensor and ADEC only | Average Existing and Code |  |  | 0 | Conventional | HVAC | Com - Grocery | Com | RET and NEW | 0 | 1000 sqft2 of floor space | Cap-Tons | 15 | DEER:HVAC_Split-Package_AC | 0 | 0 | 0 | SWHC006-03 | 57.865 | 2024 | 26.475 | 2024 | 0 | 0 | SWHC006-03 | Com HVAC DCV - Marine ¦ SCG ¦ Marine | Com HVAC DCV - Marine | 3.9989 | 0.85 | 0.72918 | CSS-Itron 2012 | 0 | 2012 | 0.6 | SWHC006-03
COM-HVAC-55.75 | Com ¦ No HVAC DCV - Marine ¦ SCG ¦ Marine | Com ¦ No HVAC DCV - Marine | SCG ¦ Marine | SCG | All | Electric & Gas | No ADEC or CO2 sensor and ADEC only | Average Existing and Code |  |  | 0 | Conventional | HVAC | Com - Health | Com | RET and NEW | 0 | 1000 sqft2 of floor space | Cap-Tons | 15 | DEER:HVAC_Split-Package_AC | 0 | 0 | 0 | SWHC006-03 | 57.865 | 2024 | 26.475 | 2024 | 0 | 0 | SWHC006-03 | Com HVAC DCV - Marine ¦ SCG ¦ Marine | Com HVAC DCV - Marine | 3.3971 | 0.85 | 0.72918 | CSS-Itron 2012 | 0 | 2012 | 0.6 | SWHC006-03
COM-HVAC-55.76 | Com ¦ No HVAC DCV - Marine ¦ SCG ¦ Marine | Com ¦ No HVAC DCV - Marine | SCG ¦ Marine | SCG | All | Electric & Gas | No ADEC or CO2 sensor and ADEC only | Average Existing and Code |  |  | 0 | Conventional | HVAC | Com - Lodging | Com | RET and NEW | 0 | 1000 sqft2 of floor space | Cap-Tons | 15 | DEER:HVAC_Split-Package_AC | 0 | 0 | 0 | SWHC006-03 | 57.865 | 2024 | 26.475 | 2024 | 0 | 0 | SWHC006-03 | Com HVAC DCV - Marine ¦ SCG ¦ Marine | Com HVAC DCV - Marine | 1.9076 | 0.85 | 0.72918 | CSS-Itron 2012 | 0 | 2012 | 0.6 | SWHC006-03
COM-HVAC-55.77 | Com ¦ No HVAC DCV - Marine ¦ SCG ¦ Marine | Com ¦ No HVAC DCV - Marine | SCG ¦ Marine | SCG | All | Electric & Gas | No ADEC or CO2 sensor and ADEC only | Average Existing and Code |  |  | 0 | Conventional | HVAC | Com - Office (Large) | Com | RET and NEW | 0 | 1000 sqft2 of floor space | Cap-Tons | 15 | DEER:HVAC_Split-Package_AC | 0 | 0 | 0 | SWHC006-03 | 57.865 | 2024 | 26.475 | 2024 | 0 | 0 | SWHC006-03 | Com HVAC DCV - Marine ¦ SCG ¦ Marine | Com HVAC DCV - Marine | 2.5288 | 0.85 | 0.72918 | CSS-Itron 2012 | 0 | 2012 | 0.6 | SWHC006-03
COM-HVAC-55.78 | Com ¦ No HVAC DCV - Marine ¦ SCG ¦ Marine | Com ¦ No HVAC DCV - Marine | SCG ¦ Marine | SCG | All | Electric & Gas | No ADEC or CO2 sensor and ADEC only | Average Existing and Code |  |  | 0 | Conventional | HVAC | Com - Office (Small) | Com | RET and NEW | 0 | 1000 sqft2 of floor space | Cap-Tons | 15 | DEER:HVAC_Split-Package_AC | 19.6 | 0.0156 | 0.85667 | SWHC006-03 | 57.865 | 2024 | 26.475 | 2024 | 0 | 0 | SWHC006-03 | Com HVAC DCV - Marine ¦ SCG ¦ Marine | Com HVAC DCV - Marine | 2.8691 | 0.85 | 0.72918 | CSS-Itron 2012 | -2.5945 | 2012 | 0.6 | SWHC006-03
COM-HVAC-55.79 | Com ¦ No HVAC DCV - Marine ¦ SCG ¦ Marine | Com ¦ No HVAC DCV - Marine | SCG ¦ Marine | SCG | All | Electric & Gas | No ADEC or CO2 sensor and ADEC only | Average Existing and Code |  |  | 0 | Conventional | HVAC | Com - Other | Com | RET and NEW | 0 | 1000 sqft2 of floor space | Cap-Tons | 15 | DEER:HVAC_Split-Package_AC | 59.4 | 0.062967 | 5.7667 | SWHC006-03 | 57.865 | 2024 | 26.475 | 2024 | 0 | 0 | SWHC006-03 | Com HVAC DCV - Marine ¦ SCG ¦ Marine | Com HVAC DCV - Marine | 4.1095 | 0.85 | 0.72918 | CSS-Itron 2012 | -32.6823 | 2012 | 0.6 | SWHC006-03
COM-HVAC-55.80 | Com ¦ No HVAC DCV - Marine ¦ SCG ¦ Marine | Com ¦ No HVAC DCV - Marine | SCG ¦ Marine | SCG | All | Electric & Gas | No ADEC or CO2 sensor and ADEC only | Average Existing and Code |  |  | 0 | Conventional | HVAC | Com - Refrig. Warehouse | Com | RET and NEW | 0 | 1000 sqft2 of floor space | Cap-Tons | 15 | DEER:HVAC_Split-Package_AC | 0 | 0 | 0 | SWHC006-03 | 57.865 | 2024 | 26.475 | 2024 | 0 | 0 | SWHC006-03 | Com HVAC DCV - Marine ¦ SCG ¦ Marine | Com HVAC DCV - Marine | 0 | 0.85 | 0 | CSS-Itron 2012 | 0 | 2012 | 0.6 | SWHC006-03
COM-HVAC-55.81 | Com ¦ No HVAC DCV - Marine ¦ SCG ¦ Marine | Com ¦ No HVAC DCV - Marine | SCG ¦ Marine | SCG | All | Electric & Gas | No ADEC or CO2 sensor and ADEC only | Average Existing and Code |  |  | 0 | Conventional | HVAC | Com - Restaurant | Com | RET and NEW | 0 | 1000 sqft2 of floor space | Cap-Tons | 15 | DEER:HVAC_Split-Package_AC | 15.0304 | 0.029958 | 1.7135 | SWHC006-03 | 57.865 | 2024 | 26.475 | 2024 | 0 | 0 | SWHC006-03 | Com HVAC DCV - Marine ¦ SCG ¦ Marine | Com HVAC DCV - Marine | 4.1867 | 0.85 | 0.72918 | CSS-Itron 2012 | -1.5544 | 2012 | 0.6 | SWHC006-03
COM-HVAC-55.82 | Com ¦ No HVAC DCV - Marine ¦ SCG ¦ Marine | Com ¦ No HVAC DCV - Marine | SCG ¦ Marine | SCG | All | Electric & Gas | No ADEC or CO2 sensor and ADEC only | Average Existing and Code |  |  | 0 | Conventional | HVAC | Com - Retail | Com | RET and NEW | 0 | 1000 sqft2 of floor space | Cap-Tons | 15 | DEER:HVAC_Split-Package_AC | 35.1653 | 0.031173 | 0.67443 | SWHC006-03 | 57.865 | 2024 | 26.475 | 2024 | 0 | 0 | SWHC006-03 | Com HVAC DCV - Marine ¦ SCG ¦ Marine | Com HVAC DCV - Marine | 1.7713 | 0.85 | 0.72918 | CSS-Itron 2012 | -15.6866 | 2012 | 0.6 | SWHC006-03
COM-HVAC-55.83 | Com ¦ No HVAC DCV - Marine ¦ SCG ¦ Marine | Com ¦ No HVAC DCV - Marine | SCG ¦ Marine | SCG | All | Electric & Gas | No ADEC or CO2 sensor and ADEC only | Average Existing and Code |  |  | 0 | Conventional | HVAC | Com - School | Com | RET and NEW | 0 | 1000 sqft2 of floor space | Cap-Tons | 15 | DEER:HVAC_Split-Package_AC | 16.9633 | 0.021514 | 1.3113 | SWHC006-03 | 57.865 | 2024 | 26.475 | 2024 | 0 | 0 | SWHC006-03 | Com HVAC DCV - Marine ¦ SCG ¦ Marine | Com HVAC DCV - Marine | 2.8844 | 0.85 | 0.72918 | CSS-Itron 2012 | -5.7888 | 2012 | 0.6 | SWHC006-03
COM-HVAC-55.84 | Com ¦ No HVAC DCV - Marine ¦ SCG ¦ Marine | Com ¦ No HVAC DCV - Marine | SCG ¦ Marine | SCG | All | Electric & Gas | No ADEC or CO2 sensor and ADEC only | Average Existing and Code |  |  | 0 | Conventional | HVAC | Com - Warehouse | Com | RET and NEW | 0 | 1000 sqft2 of floor space | Cap-Tons | 15 | DEER:HVAC_Split-Package_AC | 0 | 0 | 0 | SWHC006-03 | 57.865 | 2024 | 26.475 | 2024 | 0 | 0 | SWHC006-03 | Com HVAC DCV - Marine ¦ SCG ¦ Marine | Com HVAC DCV - Marine | 0.5425 | 0.85 | 0.72918 | CSS-Itron 2012 | 0 | 2012 | 0.6 | SWHC006-03
COM-HVAC-55.85 | Com ¦ No HVAC DCV - Hot-Dry ¦ SCG ¦ Hot-Dry | Com ¦ No HVAC DCV - Hot-Dry | SCG ¦ Hot-Dry | SCG | All | Electric & Gas | No ADEC or CO2 sensor and ADEC only | Average Existing and Code |  |  | 0 | Conventional | HVAC | Com - College | Com | RET and NEW | 0 | 1000 sqft2 of floor space | Cap-Tons | 15 | DEER:HVAC_Split-Package_AC | 36.5667 | 0.029633 | 1.8633 | SWHC006-03 | 57.865 | 2024 | 26.475 | 2024 | 0 | 0 | SWHC006-03 | Com HVAC DCV - Hot-Dry ¦ SCG ¦ Hot-Dry | Com HVAC DCV - Hot-Dry | 2.3954 | 0.85 | 0.72918 | CSS-Itron 2012 | -8.9072 | 2012 | 0.6 | SWHC006-03
COM-HVAC-55.86 | Com ¦ No HVAC DCV - Hot-Dry ¦ SCG ¦ Hot-Dry | Com ¦ No HVAC DCV - Hot-Dry | SCG ¦ Hot-Dry | SCG | All | Electric & Gas | No ADEC or CO2 sensor and ADEC only | Average Existing and Code |  |  | 0 | Conventional | HVAC | Com - Grocery | Com | RET and NEW | 0 | 1000 sqft2 of floor space | Cap-Tons | 15 | DEER:HVAC_Split-Package_AC | 0 | 0 | 0 | SWHC006-03 | 57.865 | 2024 | 26.475 | 2024 | 0 | 0 | SWHC006-03 | Com HVAC DCV - Hot-Dry ¦ SCG ¦ Hot-Dry | Com HVAC DCV - Hot-Dry | 3.9989 | 0.85 | 0.72918 | CSS-Itron 2012 | 0 | 2012 | 0.6 | SWHC006-03
COM-HVAC-55.87 | Com ¦ No HVAC DCV - Hot-Dry ¦ SCG ¦ Hot-Dry | Com ¦ No HVAC DCV - Hot-Dry | SCG ¦ Hot-Dry | SCG | All | Electric & Gas | No ADEC or CO2 sensor and ADEC only | Average Existing and Code |  |  | 0 | Conventional | HVAC | Com - Health | Com | RET and NEW | 0 | 1000 sqft2 of floor space | Cap-Tons | 15 | DEER:HVAC_Split-Package_AC | 0 | 0 | 0 | SWHC006-03 | 57.865 | 2024 | 26.475 | 2024 | 0 | 0 | SWHC006-03 | Com HVAC DCV - Hot-Dry ¦ SCG ¦ Hot-Dry | Com HVAC DCV - Hot-Dry | 3.3971 | 0.85 | 0.72918 | CSS-Itron 2012 | 0 | 2012 | 0.6 | SWHC006-03
COM-HVAC-55.88 | Com ¦ No HVAC DCV - Hot-Dry ¦ SCG ¦ Hot-Dry | Com ¦ No HVAC DCV - Hot-Dry | SCG ¦ Hot-Dry | SCG | All | Electric & Gas | No ADEC or CO2 sensor and ADEC only | Average Existing and Code |  |  | 0 | Conventional | HVAC | Com - Lodging | Com | RET and NEW | 0 | 1000 sqft2 of floor space | Cap-Tons | 15 | DEER:HVAC_Split-Package_AC | 0 | 0 | 0 | SWHC006-03 | 57.865 | 2024 | 26.475 | 2024 | 0 | 0 | SWHC006-03 | Com HVAC DCV - Hot-Dry ¦ SCG ¦ Hot-Dry | Com HVAC DCV - Hot-Dry | 1.9076 | 0.85 | 0.72918 | CSS-Itron 2012 | 0 | 2012 | 0.6 | SWHC006-03
COM-HVAC-55.89 | Com ¦ No HVAC DCV - Hot-Dry ¦ SCG ¦ Hot-Dry | Com ¦ No HVAC DCV - Hot-Dry | SCG ¦ Hot-Dry | SCG | All | Electric & Gas | No ADEC or CO2 sensor and ADEC only | Average Existing and Code |  |  | 0 | Conventional | HVAC | Com - Office (Large) | Com | RET and NEW | 0 | 1000 sqft2 of floor space | Cap-Tons | 15 | DEER:HVAC_Split-Package_AC | 0 | 0 | 0 | SWHC006-03 | 57.865 | 2024 | 26.475 | 2024 | 0 | 0 | SWHC006-03 | Com HVAC DCV - Hot-Dry ¦ SCG ¦ Hot-Dry | Com HVAC DCV - Hot-Dry | 2.5288 | 0.85 | 0.72918 | CSS-Itron 2012 | 0 | 2012 | 0.6 | SWHC006-03
COM-HVAC-55.90 | Com ¦ No HVAC DCV - Hot-Dry ¦ SCG ¦ Hot-Dry | Com ¦ No HVAC DCV - Hot-Dry | SCG ¦ Hot-Dry | SCG | All | Electric & Gas | No ADEC or CO2 sensor and ADEC only | Average Existing and Code |  |  | 0 | Conventional | HVAC | Com - Office (Small) | Com | RET and NEW | 0 | 1000 sqft2 of floor space | Cap-Tons | 15 | DEER:HVAC_Split-Package_AC | 20.7667 | 0.014333 | 0.81333 | SWHC006-03 | 57.865 | 2024 | 26.475 | 2024 | 0 | 0 | SWHC006-03 | Com HVAC DCV - Hot-Dry ¦ SCG ¦ Hot-Dry | Com HVAC DCV - Hot-Dry | 2.8691 | 0.85 | 0.72918 | CSS-Itron 2012 | -2.5622 | 2012 | 0.6 | SWHC006-03
COM-HVAC-55.91 | Com ¦ No HVAC DCV - Hot-Dry ¦ SCG ¦ Hot-Dry | Com ¦ No HVAC DCV - Hot-Dry | SCG ¦ Hot-Dry | SCG | All | Electric & Gas | No ADEC or CO2 sensor and ADEC only | Average Existing and Code |  |  | 0 | Conventional | HVAC | Com - Other | Com | RET and NEW | 0 | 1000 sqft2 of floor space | Cap-Tons | 15 | DEER:HVAC_Split-Package_AC | 80.9333 | 0.054667 | 3.5333 | SWHC006-03 | 57.865 | 2024 | 26.475 | 2024 | 0 | 0 | SWHC006-03 | Com HVAC DCV - Hot-Dry ¦ SCG ¦ Hot-Dry | Com HVAC DCV - Hot-Dry | 4.1095 | 0.85 | 0.72918 | CSS-Itron 2012 | -24.943 | 2012 | 0.6 | SWHC006-03
COM-HVAC-55.92 | Com ¦ No HVAC DCV - Hot-Dry ¦ SCG ¦ Hot-Dry | Com ¦ No HVAC DCV - Hot-Dry | SCG ¦ Hot-Dry | SCG | All | Electric & Gas | No ADEC or CO2 sensor and ADEC only | Average Existing and Code |  |  | 0 | Conventional | HVAC | Com - Refrig. Warehouse | Com | RET and NEW | 0 | 1000 sqft2 of floor space | Cap-Tons | 15 | DEER:HVAC_Split-Package_AC | 0 | 0 | 0 | SWHC006-03 | 57.865 | 2024 | 26.475 | 2024 | 0 | 0 | SWHC006-03 | Com HVAC DCV - Hot-Dry ¦ SCG ¦ Hot-Dry | Com HVAC DCV - Hot-Dry | 0 | 0.85 | 0 | CSS-Itron 2012 | 0 | 2012 | 0.6 | SWHC006-03
COM-HVAC-55.93 | Com ¦ No HVAC DCV - Hot-Dry ¦ SCG ¦ Hot-Dry | Com ¦ No HVAC DCV - Hot-Dry | SCG ¦ Hot-Dry | SCG | All | Electric & Gas | No ADEC or CO2 sensor and ADEC only | Average Existing and Code |  |  | 0 | Conventional | HVAC | Com - Restaurant | Com | RET and NEW | 0 | 1000 sqft2 of floor space | Cap-Tons | 15 | DEER:HVAC_Split-Package_AC | 15.2492 | 0.023333 | 1.5151 | SWHC006-03 | 57.865 | 2024 | 26.475 | 2024 | 0 | 0 | SWHC006-03 | Com HVAC DCV - Hot-Dry ¦ SCG ¦ Hot-Dry | Com HVAC DCV - Hot-Dry | 4.1867 | 0.85 | 0.72918 | CSS-Itron 2012 | -1.4092 | 2012 | 0.6 | SWHC006-03
COM-HVAC-55.94 | Com ¦ No HVAC DCV - Hot-Dry ¦ SCG ¦ Hot-Dry | Com ¦ No HVAC DCV - Hot-Dry | SCG ¦ Hot-Dry | SCG | All | Electric & Gas | No ADEC or CO2 sensor and ADEC only | Average Existing and Code |  |  | 0 | Conventional | HVAC | Com - Retail | Com | RET and NEW | 0 | 1000 sqft2 of floor space | Cap-Tons | 15 | DEER:HVAC_Split-Package_AC | 20.673 | 0.026484 | 0.61841 | SWHC006-03 | 57.865 | 2024 | 26.475 | 2024 | 0 | 0 | SWHC006-03 | Com HVAC DCV - Hot-Dry ¦ SCG ¦ Hot-Dry | Com HVAC DCV - Hot-Dry | 1.7713 | 0.85 | 0.72918 | CSS-Itron 2012 | -10.3184 | 2012 | 0.6 | SWHC006-03
COM-HVAC-55.95 | Com ¦ No HVAC DCV - Hot-Dry ¦ SCG ¦ Hot-Dry | Com ¦ No HVAC DCV - Hot-Dry | SCG ¦ Hot-Dry | SCG | All | Electric & Gas | No ADEC or CO2 sensor and ADEC only | Average Existing and Code |  |  | 0 | Conventional | HVAC | Com - School | Com | RET and NEW | 0 | 1000 sqft2 of floor space | Cap-Tons | 15 | DEER:HVAC_Split-Package_AC | 17.2802 | 0.022797 | 1.185 | SWHC006-03 | 57.865 | 2024 | 26.475 | 2024 | 0 | 0 | SWHC006-03 | Com HVAC DCV - Hot-Dry ¦ SCG ¦ Hot-Dry | Com HVAC DCV - Hot-Dry | 2.8844 | 0.85 | 0.72918 | CSS-Itron 2012 | -5.5525 | 2012 | 0.6 | SWHC006-03
COM-HVAC-55.96 | Com ¦ No HVAC DCV - Hot-Dry ¦ SCG ¦ Hot-Dry | Com ¦ No HVAC DCV - Hot-Dry | SCG ¦ Hot-Dry | SCG | All | Electric & Gas | No ADEC or CO2 sensor and ADEC only | Average Existing and Code |  |  | 0 | Conventional | HVAC | Com - Warehouse | Com | RET and NEW | 0 | 1000 sqft2 of floor space | Cap-Tons | 15 | DEER:HVAC_Split-Package_AC | 0 | 0 | 0 | SWHC006-03 | 57.865 | 2024 | 26.475 | 2024 | 0 | 0 | SWHC006-03 | Com HVAC DCV - Hot-Dry ¦ SCG ¦ Hot-Dry | Com HVAC DCV - Hot-Dry | 0.5425 | 0.85 | 0.72918 | CSS-Itron 2012 | 0 | 2012 | 0.6 | SWHC006-03
COM-HVAC-55.97 | Com ¦ No HVAC DCV - Cold ¦ SCG ¦ Cold | Com ¦ No HVAC DCV - Cold | SCG ¦ Cold | SCG | All | Electric & Gas | No ADEC or CO2 sensor and ADEC only | Average Existing and Code |  |  | 0 | Conventional | HVAC | Com - College | Com | RET and NEW | 0 | 1000 sqft2 of floor space | Cap-Tons | 15 | DEER:HVAC_Split-Package_AC | 125.9333 | 5.3533e-05 | 14.8667 | SWHC006-03 | 57.865 | 2024 | 26.475 | 2024 | 0 | 0 | SWHC006-03 | Com HVAC DCV - Cold ¦ SCG ¦ Cold | Com HVAC DCV - Cold | 2.3954 | 0.85 | 0.72918 | CSS-Itron 2012 | -58.5477 | 2012 | 0.6 | SWHC006-03
COM-HVAC-55.98 | Com ¦ No HVAC DCV - Cold ¦ SCG ¦ Cold | Com ¦ No HVAC DCV - Cold | SCG ¦ Cold | SCG | All | Electric & Gas | No ADEC or CO2 sensor and ADEC only | Average Existing and Code |  |  | 0 | Conventional | HVAC | Com - Grocery | Com | RET and NEW | 0 | 1000 sqft2 of floor space | Cap-Tons | 15 | DEER:HVAC_Split-Package_AC | 0 | 0 | 0 | SWHC006-03 | 57.865 | 2024 | 26.475 | 2024 | 0 | 0 | SWHC006-03 | Com HVAC DCV - Cold ¦ SCG ¦ Cold | Com HVAC DCV - Cold | 3.9989 | 0.85 | 0.72918 | CSS-Itron 2012 | 0 | 2012 | 0.6 | SWHC006-03
COM-HVAC-55.99 | Com ¦ No HVAC DCV - Cold ¦ SCG ¦ Cold | Com ¦ No HVAC DCV - Cold | SCG ¦ Cold | SCG | All | Electric & Gas | No ADEC or CO2 sensor and ADEC only | Average Existing and Code |  |  | 0 | Conventional | HVAC | Com - Health | Com | RET and NEW | 0 | 1000 sqft2 of floor space | Cap-Tons | 15 | DEER:HVAC_Split-Package_AC | 0 | 0 | 0 | SWHC006-03 | 57.865 | 2024 | 26.475 | 2024 | 0 | 0 | SWHC006-03 | Com HVAC DCV - Cold ¦ SCG ¦ Cold | Com HVAC DCV - Cold | 3.3971 | 0.85 | 0.72918 | CSS-Itron 2012 | 0 | 2012 | 0.6 | SWHC006-03
COM-HVAC-55.100 | Com ¦ No HVAC DCV - Cold ¦ SCG ¦ Cold | Com ¦ No HVAC DCV - Cold | SCG ¦ Cold | SCG | All | Electric & Gas | No ADEC or CO2 sensor and ADEC only | Average Existing and Code |  |  | 0 | Conventional | HVAC | Com - Lodging | Com | RET and NEW | 0 | 1000 sqft2 of floor space | Cap-Tons | 15 | DEER:HVAC_Split-Package_AC | 0 | 0 | 0 | SWHC006-03 | 57.865 | 2024 | 26.475 | 2024 | 0 | 0 | SWHC006-03 | Com HVAC DCV - Cold ¦ SCG ¦ Cold | Com HVAC DCV - Cold | 1.9076 | 0.85 | 0.72918 | CSS-Itron 2012 | 0 | 2012 | 0.6 | SWHC006-03
COM-HVAC-55.101 | Com ¦ No HVAC DCV - Cold ¦ SCG ¦ Cold | Com ¦ No HVAC DCV - Cold | SCG ¦ Cold | SCG | All | Electric & Gas | No ADEC or CO2 sensor and ADEC only | Average Existing and Code |  |  | 0 | Conventional | HVAC | Com - Office (Large) | Com | RET and NEW | 0 | 1000 sqft2 of floor space | Cap-Tons | 15 | DEER:HVAC_Split-Package_AC | 0 | 0 | 0 | SWHC006-03 | 57.865 | 2024 | 26.475 | 2024 | 0 | 0 | SWHC006-03 | Com HVAC DCV - Cold ¦ SCG ¦ Cold | Com HVAC DCV - Cold | 2.5288 | 0.85 | 0.72918 | CSS-Itron 2012 | 0 | 2012 | 0.6 | SWHC006-03
COM-HVAC-55.102 | Com ¦ No HVAC DCV - Cold ¦ SCG ¦ Cold | Com ¦ No HVAC DCV - Cold | SCG ¦ Cold | SCG | All | Electric & Gas | No ADEC or CO2 sensor and ADEC only | Average Existing and Code |  |  | 0 | Conventional | HVAC | Com - Office (Small) | Com | RET and NEW | 0 | 1000 sqft2 of floor space | Cap-Tons | 15 | DEER:HVAC_Split-Package_AC | 69.16 | -0.00070867 | 8.7 | SWHC006-03 | 57.865 | 2024 | 26.475 | 2024 | 0 | 0 | SWHC006-03 | Com HVAC DCV - Cold ¦ SCG ¦ Cold | Com HVAC DCV - Cold | 2.8691 | 0.85 | 0.72918 | CSS-Itron 2012 | -20.394 | 2012 | 0.6 | SWHC006-03
COM-HVAC-55.103 | Com ¦ No HVAC DCV - Cold ¦ SCG ¦ Cold | Com ¦ No HVAC DCV - Cold | SCG ¦ Cold | SCG | All | Electric & Gas | No ADEC or CO2 sensor and ADEC only | Average Existing and Code |  |  | 0 | Conventional | HVAC | Com - Other | Com | RET and NEW | 0 | 1000 sqft2 of floor space | Cap-Tons | 15 | DEER:HVAC_Split-Package_AC | 324.008 | 0.021767 | 38.3333 | SWHC006-03 | 57.865 | 2024 | 26.475 | 2024 | 0 | 0 | SWHC006-03 | Com HVAC DCV - Cold ¦ SCG ¦ Cold | Com HVAC DCV - Cold | 4.1095 | 0.85 | 0.72918 | CSS-Itron 2012 | -209.4287 | 2012 | 0.6 | SWHC006-03
COM-HVAC-55.104 | Com ¦ No HVAC DCV - Cold ¦ SCG ¦ Cold | Com ¦ No HVAC DCV - Cold | SCG ¦ Cold | SCG | All | Electric & Gas | No ADEC or CO2 sensor and ADEC only | Average Existing and Code |  |  | 0 | Conventional | HVAC | Com - Refrig. Warehouse | Com | RET and NEW | 0 | 1000 sqft2 of floor space | Cap-Tons | 15 | DEER:HVAC_Split-Package_AC | 0 | 0 | 0 | SWHC006-03 | 57.865 | 2024 | 26.475 | 2024 | 0 | 0 | SWHC006-03 | Com HVAC DCV - Cold ¦ SCG ¦ Cold | Com HVAC DCV - Cold | 0 | 0.85 | 0 | CSS-Itron 2012 | 0 | 2012 | 0.6 | SWHC006-03
COM-HVAC-55.105 | Com ¦ No HVAC DCV - Cold ¦ SCG ¦ Cold | Com ¦ No HVAC DCV - Cold | SCG ¦ Cold | SCG | All | Electric & Gas | No ADEC or CO2 sensor and ADEC only | Average Existing and Code |  |  | 0 | Conventional | HVAC | Com - Restaurant | Com | RET and NEW | 0 | 1000 sqft2 of floor space | Cap-Tons | 15 | DEER:HVAC_Split-Package_AC | 176.0351 | -0.020925 | 23.0835 | SWHC006-03 | 57.865 | 2024 | 26.475 | 2024 | 0 | 0 | SWHC006-03 | Com HVAC DCV - Cold ¦ SCG ¦ Cold | Com HVAC DCV - Cold | 4.1867 | 0.85 | 0.72918 | CSS-Itron 2012 | -20.4695 | 2012 | 0.6 | SWHC006-03
COM-HVAC-55.106 | Com ¦ No HVAC DCV - Cold ¦ SCG ¦ Cold | Com ¦ No HVAC DCV - Cold | SCG ¦ Cold | SCG | All | Electric & Gas | No ADEC or CO2 sensor and ADEC only | Average Existing and Code |  |  | 0 | Conventional | HVAC | Com - Retail | Com | RET and NEW | 0 | 1000 sqft2 of floor space | Cap-Tons | 15 | DEER:HVAC_Split-Package_AC | 90.265 | -0.008265 | 10.3111 | SWHC006-03 | 57.865 | 2024 | 26.475 | 2024 | 0 | 0 | SWHC006-03 | Com HVAC DCV - Cold ¦ SCG ¦ Cold | Com HVAC DCV - Cold | 1.7713 | 0.85 | 0.72918 | CSS-Itron 2012 | -82.66 | 2012 | 0.6 | SWHC006-03
COM-HVAC-55.107 | Com ¦ No HVAC DCV - Cold ¦ SCG ¦ Cold | Com ¦ No HVAC DCV - Cold | SCG ¦ Cold | SCG | All | Electric & Gas | No ADEC or CO2 sensor and ADEC only | Average Existing and Code |  |  | 0 | Conventional | HVAC | Com - School | Com | RET and NEW | 0 | 1000 sqft2 of floor space | Cap-Tons | 15 | DEER:HVAC_Split-Package_AC | 83.6688 | 5.1241e-05 | 10.0184 | SWHC006-03 | 57.865 | 2024 | 26.475 | 2024 | 0 | 0 | SWHC006-03 | Com HVAC DCV - Cold ¦ SCG ¦ Cold | Com HVAC DCV - Cold | 2.8844 | 0.85 | 0.72918 | CSS-Itron 2012 | -36.6653 | 2012 | 0.6 | SWHC006-03
COM-HVAC-55.108 | Com ¦ No HVAC DCV - Cold ¦ SCG ¦ Cold | Com ¦ No HVAC DCV - Cold | SCG ¦ Cold | SCG | All | Electric & Gas | No ADEC or CO2 sensor and ADEC only | Average Existing and Code |  |  | 0 | Conventional | HVAC | Com - Warehouse | Com | RET and NEW | 0 | 1000 sqft2 of floor space | Cap-Tons | 15 | DEER:HVAC_Split-Package_AC | 0 | 0 | 0 | SWHC006-03 | 57.865 | 2024 | 26.475 | 2024 | 0 | 0 | SWHC006-03 | Com HVAC DCV - Cold ¦ SCG ¦ Cold | Com HVAC DCV - Cold | 0.5425 | 0.85 | 0.72918 | CSS-Itron 2012 | 0 | 2012 | 0.6 | SWHC006-03
COM-HVAC-55.109 | Com ¦ No HVAC DCV - Marine ¦ SDG&E ¦ Marine | Com ¦ No HVAC DCV - Marine | SDG&E ¦ Marine | SDG&E | All | Electric & Gas | No ADEC or CO2 sensor and ADEC only | Average Existing and Code |  |  | 0 | Conventional | HVAC | Com - College | Com | RET and NEW | 0 | 1000 sqft2 of floor space | Cap-Tons | 15 | DEER:HVAC_Split-Package_AC | 24.8333 | 0.030467 | 2.2033 | SWHC006-03 | 57.865 | 2024 | 26.475 | 2024 | 0 | 0 | SWHC006-03 | Com HVAC DCV - Marine ¦ SDG&E ¦ Marine | Com HVAC DCV - Marine | 2.3473 | 0.85 | 0.72918 | CSS-Itron 2012 | -9.1429 | 2012 | 0.6 | SWHC006-03
COM-HVAC-55.110 | Com ¦ No HVAC DCV - Marine ¦ SDG&E ¦ Marine | Com ¦ No HVAC DCV - Marine | SDG&E ¦ Marine | SDG&E | All | Electric & Gas | No ADEC or CO2 sensor and ADEC only | Average Existing and Code |  |  | 0 | Conventional | HVAC | Com - Grocery | Com | RET and NEW | 0 | 1000 sqft2 of floor space | Cap-Tons | 15 | DEER:HVAC_Split-Package_AC | 0 | 0 | 0 | SWHC006-03 | 57.865 | 2024 | 26.475 | 2024 | 0 | 0 | SWHC006-03 | Com HVAC DCV - Marine ¦ SDG&E ¦ Marine | Com HVAC DCV - Marine | 4.0657 | 0.85 | 0.72918 | CSS-Itron 2012 | 0 | 2012 | 0.6 | SWHC006-03
COM-HVAC-55.111 | Com ¦ No HVAC DCV - Marine ¦ SDG&E ¦ Marine | Com ¦ No HVAC DCV - Marine | SDG&E ¦ Marine | SDG&E | All | Electric & Gas | No ADEC or CO2 sensor and ADEC only | Average Existing and Code |  |  | 0 | Conventional | HVAC | Com - Health | Com | RET and NEW | 0 | 1000 sqft2 of floor space | Cap-Tons | 15 | DEER:HVAC_Split-Package_AC | 0 | 0 | 0 | SWHC006-03 | 57.865 | 2024 | 26.475 | 2024 | 0 | 0 | SWHC006-03 | Com HVAC DCV - Marine ¦ SDG&E ¦ Marine | Com HVAC DCV - Marine | 3.3781 | 0.85 | 0.72918 | CSS-Itron 2012 | 0 | 2012 | 0.6 | SWHC006-03
COM-HVAC-55.112 | Com ¦ No HVAC DCV - Marine ¦ SDG&E ¦ Marine | Com ¦ No HVAC DCV - Marine | SDG&E ¦ Marine | SDG&E | All | Electric & Gas | No ADEC or CO2 sensor and ADEC only | Average Existing and Code |  |  | 0 | Conventional | HVAC | Com - Lodging | Com | RET and NEW | 0 | 1000 sqft2 of floor space | Cap-Tons | 15 | DEER:HVAC_Split-Package_AC | 0 | 0 | 0 | SWHC006-03 | 57.865 | 2024 | 26.475 | 2024 | 0 | 0 | SWHC006-03 | Com HVAC DCV - Marine ¦ SDG&E ¦ Marine | Com HVAC DCV - Marine | 1.8901 | 0.85 | 0.72918 | CSS-Itron 2012 | 0 | 2012 | 0.6 | SWHC006-03
COM-HVAC-55.113 | Com ¦ No HVAC DCV - Marine ¦ SDG&E ¦ Marine | Com ¦ No HVAC DCV - Marine | SDG&E ¦ Marine | SDG&E | All | Electric & Gas | No ADEC or CO2 sensor and ADEC only | Average Existing and Code |  |  | 0 | Conventional | HVAC | Com - Office (Large) | Com | RET and NEW | 0 | 1000 sqft2 of floor space | Cap-Tons | 15 | DEER:HVAC_Split-Package_AC | 0 | 0 | 0 | SWHC006-03 | 57.865 | 2024 | 26.475 | 2024 | 0 | 0 | SWHC006-03 | Com HVAC DCV - Marine ¦ SDG&E ¦ Marine | Com HVAC DCV - Marine | 2.4677 | 0.85 | 0.72918 | CSS-Itron 2012 | 0 | 2012 | 0.6 | SWHC006-03
COM-HVAC-55.114 | Com ¦ No HVAC DCV - Marine ¦ SDG&E ¦ Marine | Com ¦ No HVAC DCV - Marine | SDG&E ¦ Marine | SDG&E | All | Electric & Gas | No ADEC or CO2 sensor and ADEC only | Average Existing and Code |  |  | 0 | Conventional | HVAC | Com - Office (Small) | Com | RET and NEW | 0 | 1000 sqft2 of floor space | Cap-Tons | 15 | DEER:HVAC_Split-Package_AC | 19.6 | 0.0156 | 0.85667 | SWHC006-03 | 57.865 | 2024 | 26.475 | 2024 | 0 | 0 | SWHC006-03 | Com HVAC DCV - Marine ¦ SDG&E ¦ Marine | Com HVAC DCV - Marine | 2.9963 | 0.85 | 0.72918 | CSS-Itron 2012 | -2.5945 | 2012 | 0.6 | SWHC006-03
COM-HVAC-55.115 | Com ¦ No HVAC DCV - Marine ¦ SDG&E ¦ Marine | Com ¦ No HVAC DCV - Marine | SDG&E ¦ Marine | SDG&E | All | Electric & Gas | No ADEC or CO2 sensor and ADEC only | Average Existing and Code |  |  | 0 | Conventional | HVAC | Com - Other | Com | RET and NEW | 0 | 1000 sqft2 of floor space | Cap-Tons | 15 | DEER:HVAC_Split-Package_AC | 59.4 | 0.062967 | 5.7667 | SWHC006-03 | 57.865 | 2024 | 26.475 | 2024 | 0 | 0 | SWHC006-03 | Com HVAC DCV - Marine ¦ SDG&E ¦ Marine | Com HVAC DCV - Marine | 4.0392 | 0.85 | 0.72918 | CSS-Itron 2012 | -32.6823 | 2012 | 0.6 | SWHC006-03
COM-HVAC-55.116 | Com ¦ No HVAC DCV - Marine ¦ SDG&E ¦ Marine | Com ¦ No HVAC DCV - Marine | SDG&E ¦ Marine | SDG&E | All | Electric & Gas | No ADEC or CO2 sensor and ADEC only | Average Existing and Code |  |  | 0 | Conventional | HVAC | Com - Refrig. Warehouse | Com | RET and NEW | 0 | 1000 sqft2 of floor space | Cap-Tons | 15 | DEER:HVAC_Split-Package_AC | 0 | 0 | 0 | SWHC006-03 | 57.865 | 2024 | 26.475 | 2024 | 0 | 0 | SWHC006-03 | Com HVAC DCV - Marine ¦ SDG&E ¦ Marine | Com HVAC DCV - Marine | 0 | 0.85 | 0 | CSS-Itron 2012 | 0 | 2012 | 0.6 | SWHC006-03
COM-HVAC-55.117 | Com ¦ No HVAC DCV - Marine ¦ SDG&E ¦ Marine | Com ¦ No HVAC DCV - Marine | SDG&E ¦ Marine | SDG&E | All | Electric & Gas | No ADEC or CO2 sensor and ADEC only | Average Existing and Code |  |  | 0 | Conventional | HVAC | Com - Restaurant | Com | RET and NEW | 0 | 1000 sqft2 of floor space | Cap-Tons | 15 | DEER:HVAC_Split-Package_AC | 15.0304 | 0.029958 | 1.7135 | SWHC006-03 | 57.865 | 2024 | 26.475 | 2024 | 0 | 0 | SWHC006-03 | Com HVAC DCV - Marine ¦ SDG&E ¦ Marine | Com HVAC DCV - Marine | 4.3736 | 0.85 | 0.72918 | CSS-Itron 2012 | -1.5544 | 2012 | 0.6 | SWHC006-03
COM-HVAC-55.118 | Com ¦ No HVAC DCV - Marine ¦ SDG&E ¦ Marine | Com ¦ No HVAC DCV - Marine | SDG&E ¦ Marine | SDG&E | All | Electric & Gas | No ADEC or CO2 sensor and ADEC only | Average Existing and Code |  |  | 0 | Conventional | HVAC | Com - Retail | Com | RET and NEW | 0 | 1000 sqft2 of floor space | Cap-Tons | 15 | DEER:HVAC_Split-Package_AC | 35.1653 | 0.031173 | 0.67443 | SWHC006-03 | 57.865 | 2024 | 26.475 | 2024 | 0 | 0 | SWHC006-03 | Com HVAC DCV - Marine ¦ SDG&E ¦ Marine | Com HVAC DCV - Marine | 1.773 | 0.85 | 0.72918 | CSS-Itron 2012 | -15.6866 | 2012 | 0.6 | SWHC006-03
COM-HVAC-55.119 | Com ¦ No HVAC DCV - Marine ¦ SDG&E ¦ Marine | Com ¦ No HVAC DCV - Marine | SDG&E ¦ Marine | SDG&E | All | Electric & Gas | No ADEC or CO2 sensor and ADEC only | Average Existing and Code |  |  | 0 | Conventional | HVAC | Com - School | Com | RET and NEW | 0 | 1000 sqft2 of floor space | Cap-Tons | 15 | DEER:HVAC_Split-Package_AC | 16.9633 | 0.021514 | 1.3113 | SWHC006-03 | 57.865 | 2024 | 26.475 | 2024 | 0 | 0 | SWHC006-03 | Com HVAC DCV - Marine ¦ SDG&E ¦ Marine | Com HVAC DCV - Marine | 2.9815 | 0.85 | 0.72918 | CSS-Itron 2012 | -5.7888 | 2012 | 0.6 | SWHC006-03
COM-HVAC-55.120 | Com ¦ No HVAC DCV - Marine ¦ SDG&E ¦ Marine | Com ¦ No HVAC DCV - Marine | SDG&E ¦ Marine | SDG&E | All | Electric & Gas | No ADEC or CO2 sensor and ADEC only | Average Existing and Code |  |  | 0 | Conventional | HVAC | Com - Warehouse | Com | RET and NEW | 0 | 1000 sqft2 of floor space | Cap-Tons | 15 | DEER:HVAC_Split-Package_AC | 0 | 0 | 0 | SWHC006-03 | 57.865 | 2024 | 26.475 | 2024 | 0 | 0 | SWHC006-03 | Com HVAC DCV - Marine ¦ SDG&E ¦ Marine | Com HVAC DCV - Marine | 0.54372 | 0.85 | 0.72918 | CSS-Itron 2012 | 0 | 2012 | 0.6 | SWHC006-03
COM-HVAC-55.121 | Com ¦ No HVAC DCV - Hot-Dry ¦ SDG&E ¦ Hot-Dry | Com ¦ No HVAC DCV - Hot-Dry | SDG&E ¦ Hot-Dry | SDG&E | All | Electric & Gas | No ADEC or CO2 sensor and ADEC only | Average Existing and Code |  |  | 0 | Conventional | HVAC | Com - College | Com | RET and NEW | 0 | 1000 sqft2 of floor space | Cap-Tons | 15 | DEER:HVAC_Split-Package_AC | 10.76 | 0.020867 | 2.21 | SWHC006-03 | 57.865 | 2024 | 26.475 | 2024 | 0 | 0 | SWHC006-03 | Com HVAC DCV - Hot-Dry ¦ SDG&E ¦ Hot-Dry | Com HVAC DCV - Hot-Dry | 2.3473 | 0.85 | 0.72918 | CSS-Itron 2012 | -8.1024 | 2012 | 0.6 | SWHC006-03
COM-HVAC-55.122 | Com ¦ No HVAC DCV - Hot-Dry ¦ SDG&E ¦ Hot-Dry | Com ¦ No HVAC DCV - Hot-Dry | SDG&E ¦ Hot-Dry | SDG&E | All | Electric & Gas | No ADEC or CO2 sensor and ADEC only | Average Existing and Code |  |  | 0 | Conventional | HVAC | Com - Grocery | Com | RET and NEW | 0 | 1000 sqft2 of floor space | Cap-Tons | 15 | DEER:HVAC_Split-Package_AC | 0 | 0 | 0 | SWHC006-03 | 57.865 | 2024 | 26.475 | 2024 | 0 | 0 | SWHC006-03 | Com HVAC DCV - Hot-Dry ¦ SDG&E ¦ Hot-Dry | Com HVAC DCV - Hot-Dry | 4.0657 | 0.85 | 0.72918 | CSS-Itron 2012 | 0 | 2012 | 0.6 | SWHC006-03
COM-HVAC-55.123 | Com ¦ No HVAC DCV - Hot-Dry ¦ SDG&E ¦ Hot-Dry | Com ¦ No HVAC DCV - Hot-Dry | SDG&E ¦ Hot-Dry | SDG&E | All | Electric & Gas | No ADEC or CO2 sensor and ADEC only | Average Existing and Code |  |  | 0 | Conventional | HVAC | Com - Health | Com | RET and NEW | 0 | 1000 sqft2 of floor space | Cap-Tons | 15 | DEER:HVAC_Split-Package_AC | 0 | 0 | 0 | SWHC006-03 | 57.865 | 2024 | 26.475 | 2024 | 0 | 0 | SWHC006-03 | Com HVAC DCV - Hot-Dry ¦ SDG&E ¦ Hot-Dry | Com HVAC DCV - Hot-Dry | 3.3781 | 0.85 | 0.72918 | CSS-Itron 2012 | 0 | 2012 | 0.6 | SWHC006-03
COM-HVAC-55.124 | Com ¦ No HVAC DCV - Hot-Dry ¦ SDG&E ¦ Hot-Dry | Com ¦ No HVAC DCV - Hot-Dry | SDG&E ¦ Hot-Dry | SDG&E | All | Electric & Gas | No ADEC or CO2 sensor and ADEC only | Average Existing and Code |  |  | 0 | Conventional | HVAC | Com - Lodging | Com | RET and NEW | 0 | 1000 sqft2 of floor space | Cap-Tons | 15 | DEER:HVAC_Split-Package_AC | 0 | 0 | 0 | SWHC006-03 | 57.865 | 2024 | 26.475 | 2024 | 0 | 0 | SWHC006-03 | Com HVAC DCV - Hot-Dry ¦ SDG&E ¦ Hot-Dry | Com HVAC DCV - Hot-Dry | 1.8901 | 0.85 | 0.72918 | CSS-Itron 2012 | 0 | 2012 | 0.6 | SWHC006-03
COM-HVAC-55.125 | Com ¦ No HVAC DCV - Hot-Dry ¦ SDG&E ¦ Hot-Dry | Com ¦ No HVAC DCV - Hot-Dry | SDG&E ¦ Hot-Dry | SDG&E | All | Electric & Gas | No ADEC or CO2 sensor and ADEC only | Average Existing and Code |  |  | 0 | Conventional | HVAC | Com - Office (Large) | Com | RET and NEW | 0 | 1000 sqft2 of floor space | Cap-Tons | 15 | DEER:HVAC_Split-Package_AC | 0 | 0 | 0 | SWHC006-03 | 57.865 | 2024 | 26.475 | 2024 | 0 | 0 | SWHC006-03 | Com HVAC DCV - Hot-Dry ¦ SDG&E ¦ Hot-Dry | Com HVAC DCV - Hot-Dry | 2.4677 | 0.85 | 0.72918 | CSS-Itron 2012 | 0 | 2012 | 0.6 | SWHC006-03
COM-HVAC-55.126 | Com ¦ No HVAC DCV - Hot-Dry ¦ SDG&E ¦ Hot-Dry | Com ¦ No HVAC DCV - Hot-Dry | SDG&E ¦ Hot-Dry | SDG&E | All | Electric & Gas | No ADEC or CO2 sensor and ADEC only | Average Existing and Code |  |  | 0 | Conventional | HVAC | Com - Office (Small) | Com | RET and NEW | 0 | 1000 sqft2 of floor space | Cap-Tons | 15 | DEER:HVAC_Split-Package_AC | 4.3533 | 0.0109 | 0.75667 | SWHC006-03 | 57.865 | 2024 | 26.475 | 2024 | 0 | 0 | SWHC006-03 | Com HVAC DCV - Hot-Dry ¦ SDG&E ¦ Hot-Dry | Com HVAC DCV - Hot-Dry | 2.9963 | 0.85 | 0.72918 | CSS-Itron 2012 | -1.6975 | 2012 | 0.6 | SWHC006-03
COM-HVAC-55.127 | Com ¦ No HVAC DCV - Hot-Dry ¦ SDG&E ¦ Hot-Dry | Com ¦ No HVAC DCV - Hot-Dry | SDG&E ¦ Hot-Dry | SDG&E | All | Electric & Gas | No ADEC or CO2 sensor and ADEC only | Average Existing and Code |  |  | 0 | Conventional | HVAC | Com - Other | Com | RET and NEW | 0 | 1000 sqft2 of floor space | Cap-Tons | 15 | DEER:HVAC_Split-Package_AC | 28.8 | 0.0369 | 5.4667 | SWHC006-03 | 57.865 | 2024 | 26.475 | 2024 | 0 | 0 | SWHC006-03 | Com HVAC DCV - Hot-Dry ¦ SDG&E ¦ Hot-Dry | Com HVAC DCV - Hot-Dry | 4.0392 | 0.85 | 0.72918 | CSS-Itron 2012 | -27.9443 | 2012 | 0.6 | SWHC006-03
COM-HVAC-55.128 | Com ¦ No HVAC DCV - Hot-Dry ¦ SDG&E ¦ Hot-Dry | Com ¦ No HVAC DCV - Hot-Dry | SDG&E ¦ Hot-Dry | SDG&E | All | Electric & Gas | No ADEC or CO2 sensor and ADEC only | Average Existing and Code |  |  | 0 | Conventional | HVAC | Com - Refrig. Warehouse | Com | RET and NEW | 0 | 1000 sqft2 of floor space | Cap-Tons | 15 | DEER:HVAC_Split-Package_AC | 0 | 0 | 0 | SWHC006-03 | 57.865 | 2024 | 26.475 | 2024 | 0 | 0 | SWHC006-03 | Com HVAC DCV - Hot-Dry ¦ SDG&E ¦ Hot-Dry | Com HVAC DCV - Hot-Dry | 0 | 0.85 | 0 | CSS-Itron 2012 | 0 | 2012 | 0.6 | SWHC006-03
COM-HVAC-55.129 | Com ¦ No HVAC DCV - Hot-Dry ¦ SDG&E ¦ Hot-Dry | Com ¦ No HVAC DCV - Hot-Dry | SDG&E ¦ Hot-Dry | SDG&E | All | Electric & Gas | No ADEC or CO2 sensor and ADEC only | Average Existing and Code |  |  | 0 | Conventional | HVAC | Com - Restaurant | Com | RET and NEW | 0 | 1000 sqft2 of floor space | Cap-Tons | 15 | DEER:HVAC_Split-Package_AC | -9.7261 | 0.019442 | 1.165 | SWHC006-03 | 57.865 | 2024 | 26.475 | 2024 | 0 | 0 | SWHC006-03 | Com HVAC DCV - Hot-Dry ¦ SDG&E ¦ Hot-Dry | Com HVAC DCV - Hot-Dry | 4.3736 | 0.85 | 0.72918 | CSS-Itron 2012 | -0.70233 | 2012 | 0.6 | SWHC006-03
COM-HVAC-55.130 | Com ¦ No HVAC DCV - Hot-Dry ¦ SDG&E ¦ Hot-Dry | Com ¦ No HVAC DCV - Hot-Dry | SDG&E ¦ Hot-Dry | SDG&E | All | Electric & Gas | No ADEC or CO2 sensor and ADEC only | Average Existing and Code |  |  | 0 | Conventional | HVAC | Com - Retail | Com | RET and NEW | 0 | 1000 sqft2 of floor space | Cap-Tons | 15 | DEER:HVAC_Split-Package_AC | 11.7645 | 0.02582 | 0.46022 | SWHC006-03 | 57.865 | 2024 | 26.475 | 2024 | 0 | 0 | SWHC006-03 | Com HVAC DCV - Hot-Dry ¦ SDG&E ¦ Hot-Dry | Com HVAC DCV - Hot-Dry | 1.773 | 0.85 | 0.72918 | CSS-Itron 2012 | -6.4071 | 2012 | 0.6 | SWHC006-03
COM-HVAC-55.131 | Com ¦ No HVAC DCV - Hot-Dry ¦ SDG&E ¦ Hot-Dry | Com ¦ No HVAC DCV - Hot-Dry | SDG&E ¦ Hot-Dry | SDG&E | All | Electric & Gas | No ADEC or CO2 sensor and ADEC only | Average Existing and Code |  |  | 0 | Conventional | HVAC | Com - School | Com | RET and NEW | 0 | 1000 sqft2 of floor space | Cap-Tons | 15 | DEER:HVAC_Split-Package_AC | 8.4961 | 0.014796 | 1.2465 | SWHC006-03 | 57.865 | 2024 | 26.475 | 2024 | 0 | 0 | SWHC006-03 | Com HVAC DCV - Hot-Dry ¦ SDG&E ¦ Hot-Dry | Com HVAC DCV - Hot-Dry | 2.9815 | 0.85 | 0.72918 | CSS-Itron 2012 | -4.2468 | 2012 | 0.6 | SWHC006-03
COM-HVAC-55.132 | Com ¦ No HVAC DCV - Hot-Dry ¦ SDG&E ¦ Hot-Dry | Com ¦ No HVAC DCV - Hot-Dry | SDG&E ¦ Hot-Dry | SDG&E | All | Electric & Gas | No ADEC or CO2 sensor and ADEC only | Average Existing and Code |  |  | 0 | Conventional | HVAC | Com - Warehouse | Com | RET and NEW | 0 | 1000 sqft2 of floor space | Cap-Tons | 15 | DEER:HVAC_Split-Package_AC | 0 | 0 | 0 | SWHC006-03 | 57.865 | 2024 | 26.475 | 2024 | 0 | 0 | SWHC006-03 | Com HVAC DCV - Hot-Dry ¦ SDG&E ¦ Hot-Dry | Com HVAC DCV - Hot-Dry | 0.54372 | 0.85 | 0.72918 | CSS-Itron 2012 | 0 | 2012 | 0.6 | SWHC006-03
COM-HVAC-56.1 | Com ¦ Demand Controlled Ventilation (HVAC) - Marine ¦ PG&E ¦ Marine | Com ¦ Demand Controlled Ventilation (HVAC) - Marine | PG&E ¦ Marine | PG&E | All | Electric & Gas | Add DCV, ADEC and CO2 Sensor | Efficient |  |  | 0 | Conventional | HVAC | Com - College | Com | RET and NEW | 0 | 1000 sqft2 of floor space | Cap-Tons | 15 | DEER:HVAC_Split-Package_AC | 0 | 0 | 0 | SWHC006-03 | 57.865 | 2024 | 26.475 | 2024 | 0 | 0 | SWHC006-03 | Com HVAC DCV - Marine ¦ PG&E ¦ Marine | Com HVAC DCV - Marine | 2.1464 | 0.85 | 0.27082 | CSS-Itron 2012 | 0 | 2032 | 0.6 | SWHC006-03
COM-HVAC-56.2 | Com ¦ Demand Controlled Ventilation (HVAC) - Marine ¦ PG&E ¦ Marine | Com ¦ Demand Controlled Ventilation (HVAC) - Marine | PG&E ¦ Marine | PG&E | All | Electric & Gas | Add DCV, ADEC and CO2 Sensor | Efficient |  |  | 0 | Conventional | HVAC | Com - Grocery | Com | RET and NEW | 0 | 1000 sqft2 of floor space | Cap-Tons | 15 | DEER:HVAC_Split-Package_AC | 0 | 0 | 0 | SWHC006-03 | 57.865 | 2024 | 26.475 | 2024 | 0 | 0 | SWHC006-03 | Com HVAC DCV - Marine ¦ PG&E ¦ Marine | Com HVAC DCV - Marine | 3.3612 | 0.85 | 0.27082 | CSS-Itron 2012 | 0 | 2032 | 0.6 | SWHC006-03
COM-HVAC-56.3 | Com ¦ Demand Controlled Ventilation (HVAC) - Marine ¦ PG&E ¦ Marine | Com ¦ Demand Controlled Ventilation (HVAC) - Marine | PG&E ¦ Marine | PG&E | All | Electric & Gas | Add DCV, ADEC and CO2 Sensor | Efficient |  |  | 0 | Conventional | HVAC | Com - Health | Com | RET and NEW | 0 | 1000 sqft2 of floor space | Cap-Tons | 15 | DEER:HVAC_Split-Package_AC | 0 | 0 | 0 | SWHC006-03 | 57.865 | 2024 | 26.475 | 2024 | 0 | 0 | SWHC006-03 | Com HVAC DCV - Marine ¦ PG&E ¦ Marine | Com HVAC DCV - Marine | 3.1695 | 0.85 | 0.27082 | CSS-Itron 2012 | 0 | 2032 | 0.6 | SWHC006-03
COM-HVAC-56.4 | Com ¦ Demand Controlled Ventilation (HVAC) - Marine ¦ PG&E ¦ Marine | Com ¦ Demand Controlled Ventilation (HVAC) - Marine | PG&E ¦ Marine | PG&E | All | Electric & Gas | Add DCV, ADEC and CO2 Sensor | Efficient |  |  | 0 | Conventional | HVAC | Com - Lodging | Com | RET and NEW | 0 | 1000 sqft2 of floor space | Cap-Tons | 15 | DEER:HVAC_Split-Package_AC | 0 | 0 | 0 | SWHC006-03 | 57.865 | 2024 | 26.475 | 2024 | 0 | 0 | SWHC006-03 | Com HVAC DCV - Marine ¦ PG&E ¦ Marine | Com HVAC DCV - Marine | 1.6895 | 0.85 | 0.27082 | CSS-Itron 2012 | 0 | 2032 | 0.6 | SWHC006-03
COM-HVAC-56.5 | Com ¦ Demand Controlled Ventilation (HVAC) - Marine ¦ PG&E ¦ Marine | Com ¦ Demand Controlled Ventilation (HVAC) - Marine | PG&E ¦ Marine | PG&E | All | Electric & Gas | Add DCV, ADEC and CO2 Sensor | Efficient |  |  | 0 | Conventional | HVAC | Com - Office (Large) | Com | RET and NEW | 0 | 1000 sqft2 of floor space | Cap-Tons | 15 | DEER:HVAC_Split-Package_AC | 0 | 0 | 0 | SWHC006-03 | 57.865 | 2024 | 26.475 | 2024 | 0 | 0 | SWHC006-03 | Com HVAC DCV - Marine ¦ PG&E ¦ Marine | Com HVAC DCV - Marine | 2.2507 | 0.85 | 0.27082 | CSS-Itron 2012 | 0 | 2032 | 0.6 | SWHC006-03
COM-HVAC-56.6 | Com ¦ Demand Controlled Ventilation (HVAC) - Marine ¦ PG&E ¦ Marine | Com ¦ Demand Controlled Ventilation (HVAC) - Marine | PG&E ¦ Marine | PG&E | All | Electric & Gas | Add DCV, ADEC and CO2 Sensor | Efficient |  |  | 0 | Conventional | HVAC | Com - Office (Small) | Com | RET and NEW | 0 | 1000 sqft2 of floor space | Cap-Tons | 15 | DEER:HVAC_Split-Package_AC | 0 | 0 | 0 | SWHC006-03 | 57.865 | 2024 | 26.475 | 2024 | 0 | 0 | SWHC006-03 | Com HVAC DCV - Marine ¦ PG&E ¦ Marine | Com HVAC DCV - Marine | 2.6323 | 0.85 | 0.27082 | CSS-Itron 2012 | 0 | 2032 | 0.6 | SWHC006-03
COM-HVAC-56.7 | Com ¦ Demand Controlled Ventilation (HVAC) - Marine ¦ PG&E ¦ Marine | Com ¦ Demand Controlled Ventilation (HVAC) - Marine | PG&E ¦ Marine | PG&E | All | Electric & Gas | Add DCV, ADEC and CO2 Sensor | Efficient |  |  | 0 | Conventional | HVAC | Com - Other | Com | RET and NEW | 0 | 1000 sqft2 of floor space | Cap-Tons | 15 | DEER:HVAC_Split-Package_AC | 0 | 0 | 0 | SWHC006-03 | 57.865 | 2024 | 26.475 | 2024 | 0 | 0 | SWHC006-03 | Com HVAC DCV - Marine ¦ PG&E ¦ Marine | Com HVAC DCV - Marine | 3.7267 | 0.85 | 0.27082 | CSS-Itron 2012 | 0 | 2032 | 0.6 | SWHC006-03
COM-HVAC-56.8 | Com ¦ Demand Controlled Ventilation (HVAC) - Marine ¦ PG&E ¦ Marine | Com ¦ Demand Controlled Ventilation (HVAC) - Marine | PG&E ¦ Marine | PG&E | All | Electric & Gas | Add DCV, ADEC and CO2 Sensor | Efficient |  |  | 0 | Conventional | HVAC | Com - Refrig. Warehouse | Com | RET and NEW | 0 | 1000 sqft2 of floor space | Cap-Tons | 15 | DEER:HVAC_Split-Package_AC | 0 | 0 | 0 | SWHC006-03 | 57.865 | 2024 | 26.475 | 2024 | 0 | 0 | SWHC006-03 | Com HVAC DCV - Marine ¦ PG&E ¦ Marine | Com HVAC DCV - Marine | 0 | 0.85 | 0 | CSS-Itron 2012 | 0 | 2032 | 0.6 | SWHC006-03
COM-HVAC-56.9 | Com ¦ Demand Controlled Ventilation (HVAC) - Marine ¦ PG&E ¦ Marine | Com ¦ Demand Controlled Ventilation (HVAC) - Marine | PG&E ¦ Marine | PG&E | All | Electric & Gas | Add DCV, ADEC and CO2 Sensor | Efficient |  |  | 0 | Conventional | HVAC | Com - Restaurant | Com | RET and NEW | 0 | 1000 sqft2 of floor space | Cap-Tons | 15 | DEER:HVAC_Split-Package_AC | 0 | 0 | 0 | SWHC006-03 | 57.865 | 2024 | 26.475 | 2024 | 0 | 0 | SWHC006-03 | Com HVAC DCV - Marine ¦ PG&E ¦ Marine | Com HVAC DCV - Marine | 3.8035 | 0.85 | 0.27082 | CSS-Itron 2012 | 0 | 2032 | 0.6 | SWHC006-03
COM-HVAC-56.10 | Com ¦ Demand Controlled Ventilation (HVAC) - Marine ¦ PG&E ¦ Marine | Com ¦ Demand Controlled Ventilation (HVAC) - Marine | PG&E ¦ Marine | PG&E | All | Electric & Gas | Add DCV, ADEC and CO2 Sensor | Efficient |  |  | 0 | Conventional | HVAC | Com - Retail | Com | RET and NEW | 0 | 1000 sqft2 of floor space | Cap-Tons | 15 | DEER:HVAC_Split-Package_AC | 0 | 0 | 0 | SWHC006-03 | 57.865 | 2024 | 26.475 | 2024 | 0 | 0 | SWHC006-03 | Com HVAC DCV - Marine ¦ PG&E ¦ Marine | Com HVAC DCV - Marine | 1.5852 | 0.85 | 0.27082 | CSS-Itron 2012 | 0 | 2032 | 0.6 | SWHC006-03
COM-HVAC-56.11 | Com ¦ Demand Controlled Ventilation (HVAC) - Marine ¦ PG&E ¦ Marine | Com ¦ Demand Controlled Ventilation (HVAC) - Marine | PG&E ¦ Marine | PG&E | All | Electric & Gas | Add DCV, ADEC and CO2 Sensor | Efficient |  |  | 0 | Conventional | HVAC | Com - School | Com | RET and NEW | 0 | 1000 sqft2 of floor space | Cap-Tons | 15 | DEER:HVAC_Split-Package_AC | 0 | 0 | 0 | SWHC006-03 | 57.865 | 2024 | 26.475 | 2024 | 0 | 0 | SWHC006-03 | Com HVAC DCV - Marine ¦ PG&E ¦ Marine | Com HVAC DCV - Marine | 2.4071 | 0.85 | 0.27082 | CSS-Itron 2012 | 0 | 2032 | 0.6 | SWHC006-03
COM-HVAC-56.12 | Com ¦ Demand Controlled Ventilation (HVAC) - Marine ¦ PG&E ¦ Marine | Com ¦ Demand Controlled Ventilation (HVAC) - Marine | PG&E ¦ Marine | PG&E | All | Electric & Gas | Add DCV, ADEC and CO2 Sensor | Efficient |  |  | 0 | Conventional | HVAC | Com - Warehouse | Com | RET and NEW | 0 | 1000 sqft2 of floor space | Cap-Tons | 15 | DEER:HVAC_Split-Package_AC | 0 | 0 | 0 | SWHC006-03 | 57.865 | 2024 | 26.475 | 2024 | 0 | 0 | SWHC006-03 | Com HVAC DCV - Marine ¦ PG&E ¦ Marine | Com HVAC DCV - Marine | 0.49332 | 0.85 | 0.27082 | CSS-Itron 2012 | 0 | 2032 | 0.6 | SWHC006-03
COM-HVAC-56.13 | Com ¦ Demand Controlled Ventilation (HVAC) - Hot-Dry ¦ PG&E ¦ Hot-Dry | Com ¦ Demand Controlled Ventilation (HVAC) - Hot-Dry | PG&E ¦ Hot-Dry | PG&E | All | Electric & Gas | Add DCV, ADEC and CO2 Sensor | Efficient |  |  | 0 | Conventional | HVAC | Com - College | Com | RET and NEW | 0 | 1000 sqft2 of floor space | Cap-Tons | 15 | DEER:HVAC_Split-Package_AC | 0 | 0 | 0 | SWHC006-03 | 57.865 | 2024 | 26.475 | 2024 | 0 | 0 | SWHC006-03 | Com HVAC DCV - Hot-Dry ¦ PG&E ¦ Hot-Dry | Com HVAC DCV - Hot-Dry | 2.1464 | 0.85 | 0.27082 | CSS-Itron 2012 | 0 | 2032 | 0.6 | SWHC006-03
COM-HVAC-56.14 | Com ¦ Demand Controlled Ventilation (HVAC) - Hot-Dry ¦ PG&E ¦ Hot-Dry | Com ¦ Demand Controlled Ventilation (HVAC) - Hot-Dry | PG&E ¦ Hot-Dry | PG&E | All | Electric & Gas | Add DCV, ADEC and CO2 Sensor | Efficient |  |  | 0 | Conventional | HVAC | Com - Grocery | Com | RET and NEW | 0 | 1000 sqft2 of floor space | Cap-Tons | 15 | DEER:HVAC_Split-Package_AC | 0 | 0 | 0 | SWHC006-03 | 57.865 | 2024 | 26.475 | 2024 | 0 | 0 | SWHC006-03 | Com HVAC DCV - Hot-Dry ¦ PG&E ¦ Hot-Dry | Com HVAC DCV - Hot-Dry | 3.3612 | 0.85 | 0.27082 | CSS-Itron 2012 | 0 | 2032 | 0.6 | SWHC006-03
COM-HVAC-56.15 | Com ¦ Demand Controlled Ventilation (HVAC) - Hot-Dry ¦ PG&E ¦ Hot-Dry | Com ¦ Demand Controlled Ventilation (HVAC) - Hot-Dry | PG&E ¦ Hot-Dry | PG&E | All | Electric & Gas | Add DCV, ADEC and CO2 Sensor | Efficient |  |  | 0 | Conventional | HVAC | Com - Health | Com | RET and NEW | 0 | 1000 sqft2 of floor space | Cap-Tons | 15 | DEER:HVAC_Split-Package_AC | 0 | 0 | 0 | SWHC006-03 | 57.865 | 2024 | 26.475 | 2024 | 0 | 0 | SWHC006-03 | Com HVAC DCV - Hot-Dry ¦ PG&E ¦ Hot-Dry | Com HVAC DCV - Hot-Dry | 3.1695 | 0.85 | 0.27082 | CSS-Itron 2012 | 0 | 2032 | 0.6 | SWHC006-03
COM-HVAC-56.16 | Com ¦ Demand Controlled Ventilation (HVAC) - Hot-Dry ¦ PG&E ¦ Hot-Dry | Com ¦ Demand Controlled Ventilation (HVAC) - Hot-Dry | PG&E ¦ Hot-Dry | PG&E | All | Electric & Gas | Add DCV, ADEC and CO2 Sensor | Efficient |  |  | 0 | Conventional | HVAC | Com - Lodging | Com | RET and NEW | 0 | 1000 sqft2 of floor space | Cap-Tons | 15 | DEER:HVAC_Split-Package_AC | 0 | 0 | 0 | SWHC006-03 | 57.865 | 2024 | 26.475 | 2024 | 0 | 0 | SWHC006-03 | Com HVAC DCV - Hot-Dry ¦ PG&E ¦ Hot-Dry | Com HVAC DCV - Hot-Dry | 1.6895 | 0.85 | 0.27082 | CSS-Itron 2012 | 0 | 2032 | 0.6 | SWHC006-03
COM-HVAC-56.17 | Com ¦ Demand Controlled Ventilation (HVAC) - Hot-Dry ¦ PG&E ¦ Hot-Dry | Com ¦ Demand Controlled Ventilation (HVAC) - Hot-Dry | PG&E ¦ Hot-Dry | PG&E | All | Electric & Gas | Add DCV, ADEC and CO2 Sensor | Efficient |  |  | 0 | Conventional | HVAC | Com - Office (Large) | Com | RET and NEW | 0 | 1000 sqft2 of floor space | Cap-Tons | 15 | DEER:HVAC_Split-Package_AC | 0 | 0 | 0 | SWHC006-03 | 57.865 | 2024 | 26.475 | 2024 | 0 | 0 | SWHC006-03 | Com HVAC DCV - Hot-Dry ¦ PG&E ¦ Hot-Dry | Com HVAC DCV - Hot-Dry | 2.2507 | 0.85 | 0.27082 | CSS-Itron 2012 | 0 | 2032 | 0.6 | SWHC006-03
COM-HVAC-56.18 | Com ¦ Demand Controlled Ventilation (HVAC) - Hot-Dry ¦ PG&E ¦ Hot-Dry | Com ¦ Demand Controlled Ventilation (HVAC) - Hot-Dry | PG&E ¦ Hot-Dry | PG&E | All | Electric & Gas | Add DCV, ADEC and CO2 Sensor | Efficient |  |  | 0 | Conventional | HVAC | Com - Office (Small) | Com | RET and NEW | 0 | 1000 sqft2 of floor space | Cap-Tons | 15 | DEER:HVAC_Split-Package_AC | 0 | 0 | 0 | SWHC006-03 | 57.865 | 2024 | 26.475 | 2024 | 0 | 0 | SWHC006-03 | Com HVAC DCV - Hot-Dry ¦ PG&E ¦ Hot-Dry | Com HVAC DCV - Hot-Dry | 2.6323 | 0.85 | 0.27082 | CSS-Itron 2012 | 0 | 2032 | 0.6 | SWHC006-03
COM-HVAC-56.19 | Com ¦ Demand Controlled Ventilation (HVAC) - Hot-Dry ¦ PG&E ¦ Hot-Dry | Com ¦ Demand Controlled Ventilation (HVAC) - Hot-Dry | PG&E ¦ Hot-Dry | PG&E | All | Electric & Gas | Add DCV, ADEC and CO2 Sensor | Efficient |  |  | 0 | Conventional | HVAC | Com - Other | Com | RET and NEW | 0 | 1000 sqft2 of floor space | Cap-Tons | 15 | DEER:HVAC_Split-Package_AC | 0 | 0 | 0 | SWHC006-03 | 57.865 | 2024 | 26.475 | 2024 | 0 | 0 | SWHC006-03 | Com HVAC DCV - Hot-Dry ¦ PG&E ¦ Hot-Dry | Com HVAC DCV - Hot-Dry | 3.7267 | 0.85 | 0.27082 | CSS-Itron 2012 | 0 | 2032 | 0.6 | SWHC006-03
COM-HVAC-56.20 | Com ¦ Demand Controlled Ventilation (HVAC) - Hot-Dry ¦ PG&E ¦ Hot-Dry | Com ¦ Demand Controlled Ventilation (HVAC) - Hot-Dry | PG&E ¦ Hot-Dry | PG&E | All | Electric & Gas | Add DCV, ADEC and CO2 Sensor | Efficient |  |  | 0 | Conventional | HVAC | Com - Refrig. Warehouse | Com | RET and NEW | 0 | 1000 sqft2 of floor space | Cap-Tons | 15 | DEER:HVAC_Split-Package_AC | 0 | 0 | 0 | SWHC006-03 | 57.865 | 2024 | 26.475 | 2024 | 0 | 0 | SWHC006-03 | Com HVAC DCV - Hot-Dry ¦ PG&E ¦ Hot-Dry | Com HVAC DCV - Hot-Dry | 0 | 0.85 | 0 | CSS-Itron 2012 | 0 | 2032 | 0.6 | SWHC006-03
COM-HVAC-56.21 | Com ¦ Demand Controlled Ventilation (HVAC) - Hot-Dry ¦ PG&E ¦ Hot-Dry | Com ¦ Demand Controlled Ventilation (HVAC) - Hot-Dry | PG&E ¦ Hot-Dry | PG&E | All | Electric & Gas | Add DCV, ADEC and CO2 Sensor | Efficient |  |  | 0 | Conventional | HVAC | Com - Restaurant | Com | RET and NEW | 0 | 1000 sqft2 of floor space | Cap-Tons | 15 | DEER:HVAC_Split-Package_AC | 0 | 0 | 0 | SWHC006-03 | 57.865 | 2024 | 26.475 | 2024 | 0 | 0 | SWHC006-03 | Com HVAC DCV - Hot-Dry ¦ PG&E ¦ Hot-Dry | Com HVAC DCV - Hot-Dry | 3.8035 | 0.85 | 0.27082 | CSS-Itron 2012 | 0 | 2032 | 0.6 | SWHC006-03
COM-HVAC-56.22 | Com ¦ Demand Controlled Ventilation (HVAC) - Hot-Dry ¦ PG&E ¦ Hot-Dry | Com ¦ Demand Controlled Ventilation (HVAC) - Hot-Dry | PG&E ¦ Hot-Dry | PG&E | All | Electric & Gas | Add DCV, ADEC and CO2 Sensor | Efficient |  |  | 0 | Conventional | HVAC | Com - Retail | Com | RET and NEW | 0 | 1000 sqft2 of floor space | Cap-Tons | 15 | DEER:HVAC_Split-Package_AC | 0 | 0 | 0 | SWHC006-03 | 57.865 | 2024 | 26.475 | 2024 | 0 | 0 | SWHC006-03 | Com HVAC DCV - Hot-Dry ¦ PG&E ¦ Hot-Dry | Com HVAC DCV - Hot-Dry | 1.5852 | 0.85 | 0.27082 | CSS-Itron 2012 | 0 | 2032 | 0.6 | SWHC006-03
COM-HVAC-56.23 | Com ¦ Demand Controlled Ventilation (HVAC) - Hot-Dry ¦ PG&E ¦ Hot-Dry | Com ¦ Demand Controlled Ventilation (HVAC) - Hot-Dry | PG&E ¦ Hot-Dry | PG&E | All | Electric & Gas | Add DCV, ADEC and CO2 Sensor | Efficient |  |  | 0 | Conventional | HVAC | Com - School | Com | RET and NEW | 0 | 1000 sqft2 of floor space | Cap-Tons | 15 | DEER:HVAC_Split-Package_AC | 0 | 0 | 0 | SWHC006-03 | 57.865 | 2024 | 26.475 | 2024 | 0 | 0 | SWHC006-03 | Com HVAC DCV - Hot-Dry ¦ PG&E ¦ Hot-Dry | Com HVAC DCV - Hot-Dry | 2.4071 | 0.85 | 0.27082 | CSS-Itron 2012 | 0 | 2032 | 0.6 | SWHC006-03
COM-HVAC-56.24 | Com ¦ Demand Controlled Ventilation (HVAC) - Hot-Dry ¦ PG&E ¦ Hot-Dry | Com ¦ Demand Controlled Ventilation (HVAC) - Hot-Dry | PG&E ¦ Hot-Dry | PG&E | All | Electric & Gas | Add DCV, ADEC and CO2 Sensor | Efficient |  |  | 0 | Conventional | HVAC | Com - Warehouse | Com | RET and NEW | 0 | 1000 sqft2 of floor space | Cap-Tons | 15 | DEER:HVAC_Split-Package_AC | 0 | 0 | 0 | SWHC006-03 | 57.865 | 2024 | 26.475 | 2024 | 0 | 0 | SWHC006-03 | Com HVAC DCV - Hot-Dry ¦ PG&E ¦ Hot-Dry | Com HVAC DCV - Hot-Dry | 0.49332 | 0.85 | 0.27082 | CSS-Itron 2012 | 0 | 2032 | 0.6 | SWHC006-03
COM-HVAC-56.25 | Com ¦ Demand Controlled Ventilation (HVAC) - Cold ¦ PG&E ¦ Cold | Com ¦ Demand Controlled Ventilation (HVAC) - Cold | PG&E ¦ Cold | PG&E | All | Electric & Gas | Add DCV, ADEC and CO2 Sensor | Efficient |  |  | 0 | Conventional | HVAC | Com - College | Com | RET and NEW | 0 | 1000 sqft2 of floor space | Cap-Tons | 15 | DEER:HVAC_Split-Package_AC | 0 | 0 | 0 | SWHC006-03 | 57.865 | 2024 | 26.475 | 2024 | 0 | 0 | SWHC006-03 | Com HVAC DCV - Cold ¦ PG&E ¦ Cold | Com HVAC DCV - Cold | 2.1464 | 0.85 | 0.27082 | CSS-Itron 2012 | 0 | 2032 | 0.6 | SWHC006-03
COM-HVAC-56.26 | Com ¦ Demand Controlled Ventilation (HVAC) - Cold ¦ PG&E ¦ Cold | Com ¦ Demand Controlled Ventilation (HVAC) - Cold | PG&E ¦ Cold | PG&E | All | Electric & Gas | Add DCV, ADEC and CO2 Sensor | Efficient |  |  | 0 | Conventional | HVAC | Com - Grocery | Com | RET and NEW | 0 | 1000 sqft2 of floor space | Cap-Tons | 15 | DEER:HVAC_Split-Package_AC | 0 | 0 | 0 | SWHC006-03 | 57.865 | 2024 | 26.475 | 2024 | 0 | 0 | SWHC006-03 | Com HVAC DCV - Cold ¦ PG&E ¦ Cold | Com HVAC DCV - Cold | 3.3612 | 0.85 | 0.27082 | CSS-Itron 2012 | 0 | 2032 | 0.6 | SWHC006-03
COM-HVAC-56.27 | Com ¦ Demand Controlled Ventilation (HVAC) - Cold ¦ PG&E ¦ Cold | Com ¦ Demand Controlled Ventilation (HVAC) - Cold | PG&E ¦ Cold | PG&E | All | Electric & Gas | Add DCV, ADEC and CO2 Sensor | Efficient |  |  | 0 | Conventional | HVAC | Com - Health | Com | RET and NEW | 0 | 1000 sqft2 of floor space | Cap-Tons | 15 | DEER:HVAC_Split-Package_AC | 0 | 0 | 0 | SWHC006-03 | 57.865 | 2024 | 26.475 | 2024 | 0 | 0 | SWHC006-03 | Com HVAC DCV - Cold ¦ PG&E ¦ Cold | Com HVAC DCV - Cold | 3.1695 | 0.85 | 0.27082 | CSS-Itron 2012 | 0 | 2032 | 0.6 | SWHC006-03
COM-HVAC-56.28 | Com ¦ Demand Controlled Ventilation (HVAC) - Cold ¦ PG&E ¦ Cold | Com ¦ Demand Controlled Ventilation (HVAC) - Cold | PG&E ¦ Cold | PG&E | All | Electric & Gas | Add DCV, ADEC and CO2 Sensor | Efficient |  |  | 0 | Conventional | HVAC | Com - Lodging | Com | RET and NEW | 0 | 1000 sqft2 of floor space | Cap-Tons | 15 | DEER:HVAC_Split-Package_AC | 0 | 0 | 0 | SWHC006-03 | 57.865 | 2024 | 26.475 | 2024 | 0 | 0 | SWHC006-03 | Com HVAC DCV - Cold ¦ PG&E ¦ Cold | Com HVAC DCV - Cold | 1.6895 | 0.85 | 0.27082 | CSS-Itron 2012 | 0 | 2032 | 0.6 | SWHC006-03
COM-HVAC-56.29 | Com ¦ Demand Controlled Ventilation (HVAC) - Cold ¦ PG&E ¦ Cold | Com ¦ Demand Controlled Ventilation (HVAC) - Cold | PG&E ¦ Cold | PG&E | All | Electric & Gas | Add DCV, ADEC and CO2 Sensor | Efficient |  |  | 0 | Conventional | HVAC | Com - Office (Large) | Com | RET and NEW | 0 | 1000 sqft2 of floor space | Cap-Tons | 15 | DEER:HVAC_Split-Package_AC | 0 | 0 | 0 | SWHC006-03 | 57.865 | 2024 | 26.475 | 2024 | 0 | 0 | SWHC006-03 | Com HVAC DCV - Cold ¦ PG&E ¦ Cold | Com HVAC DCV - Cold | 2.2507 | 0.85 | 0.27082 | CSS-Itron 2012 | 0 | 2032 | 0.6 | SWHC006-03
COM-HVAC-56.30 | Com ¦ Demand Controlled Ventilation (HVAC) - Cold ¦ PG&E ¦ Cold | Com ¦ Demand Controlled Ventilation (HVAC) - Cold | PG&E ¦ Cold | PG&E | All | Electric & Gas | Add DCV, ADEC and CO2 Sensor | Efficient |  |  | 0 | Conventional | HVAC | Com - Office (Small) | Com | RET and NEW | 0 | 1000 sqft2 of floor space | Cap-Tons | 15 | DEER:HVAC_Split-Package_AC | 0 | 0 | 0 | SWHC006-03 | 57.865 | 2024 | 26.475 | 2024 | 0 | 0 | SWHC006-03 | Com HVAC DCV - Cold ¦ PG&E ¦ Cold | Com HVAC DCV - Cold | 2.6323 | 0.85 | 0.27082 | CSS-Itron 2012 | 0 | 2032 | 0.6 | SWHC006-03
COM-HVAC-56.31 | Com ¦ Demand Controlled Ventilation (HVAC) - Cold ¦ PG&E ¦ Cold | Com ¦ Demand Controlled Ventilation (HVAC) - Cold | PG&E ¦ Cold | PG&E | All | Electric & Gas | Add DCV, ADEC and CO2 Sensor | Efficient |  |  | 0 | Conventional | HVAC | Com - Other | Com | RET and NEW | 0 | 1000 sqft2 of floor space | Cap-Tons | 15 | DEER:HVAC_Split-Package_AC | 0 | 0 | 0 | SWHC006-03 | 57.865 | 2024 | 26.475 | 2024 | 0 | 0 | SWHC006-03 | Com HVAC DCV - Cold ¦ PG&E ¦ Cold | Com HVAC DCV - Cold | 3.7267 | 0.85 | 0.27082 | CSS-Itron 2012 | 0 | 2032 | 0.6 | SWHC006-03
COM-HVAC-56.32 | Com ¦ Demand Controlled Ventilation (HVAC) - Cold ¦ PG&E ¦ Cold | Com ¦ Demand Controlled Ventilation (HVAC) - Cold | PG&E ¦ Cold | PG&E | All | Electric & Gas | Add DCV, ADEC and CO2 Sensor | Efficient |  |  | 0 | Conventional | HVAC | Com - Refrig. Warehouse | Com | RET and NEW | 0 | 1000 sqft2 of floor space | Cap-Tons | 15 | DEER:HVAC_Split-Package_AC | 0 | 0 | 0 | SWHC006-03 | 57.865 | 2024 | 26.475 | 2024 | 0 | 0 | SWHC006-03 | Com HVAC DCV - Cold ¦ PG&E ¦ Cold | Com HVAC DCV - Cold | 0 | 0.85 | 0 | CSS-Itron 2012 | 0 | 2032 | 0.6 | SWHC006-03
COM-HVAC-56.33 | Com ¦ Demand Controlled Ventilation (HVAC) - Cold ¦ PG&E ¦ Cold | Com ¦ Demand Controlled Ventilation (HVAC) - Cold | PG&E ¦ Cold | PG&E | All | Electric & Gas | Add DCV, ADEC and CO2 Sensor | Efficient |  |  | 0 | Conventional | HVAC | Com - Restaurant | Com | RET and NEW | 0 | 1000 sqft2 of floor space | Cap-Tons | 15 | DEER:HVAC_Split-Package_AC | 0 | 0 | 0 | SWHC006-03 | 57.865 | 2024 | 26.475 | 2024 | 0 | 0 | SWHC006-03 | Com HVAC DCV - Cold ¦ PG&E ¦ Cold | Com HVAC DCV - Cold | 3.8035 | 0.85 | 0.27082 | CSS-Itron 2012 | 0 | 2032 | 0.6 | SWHC006-03
COM-HVAC-56.34 | Com ¦ Demand Controlled Ventilation (HVAC) - Cold ¦ PG&E ¦ Cold | Com ¦ Demand Controlled Ventilation (HVAC) - Cold | PG&E ¦ Cold | PG&E | All | Electric & Gas | Add DCV, ADEC and CO2 Sensor | Efficient |  |  | 0 | Conventional | HVAC | Com - Retail | Com | RET and NEW | 0 | 1000 sqft2 of floor space | Cap-Tons | 15 | DEER:HVAC_Split-Package_AC | 0 | 0 | 0 | SWHC006-03 | 57.865 | 2024 | 26.475 | 2024 | 0 | 0 | SWHC006-03 | Com HVAC DCV - Cold ¦ PG&E ¦ Cold | Com HVAC DCV - Cold | 1.5852 | 0.85 | 0.27082 | CSS-Itron 2012 | 0 | 2032 | 0.6 | SWHC006-03
COM-HVAC-56.35 | Com ¦ Demand Controlled Ventilation (HVAC) - Cold ¦ PG&E ¦ Cold | Com ¦ Demand Controlled Ventilation (HVAC) - Cold | PG&E ¦ Cold | PG&E | All | Electric & Gas | Add DCV, ADEC and CO2 Sensor | Efficient |  |  | 0 | Conventional | HVAC | Com - School | Com | RET and NEW | 0 | 1000 sqft2 of floor space | Cap-Tons | 15 | DEER:HVAC_Split-Package_AC | 0 | 0 | 0 | SWHC006-03 | 57.865 | 2024 | 26.475 | 2024 | 0 | 0 | SWHC006-03 | Com HVAC DCV - Cold ¦ PG&E ¦ Cold | Com HVAC DCV - Cold | 2.4071 | 0.85 | 0.27082 | CSS-Itron 2012 | 0 | 2032 | 0.6 | SWHC006-03
COM-HVAC-56.36 | Com ¦ Demand Controlled Ventilation (HVAC) - Cold ¦ PG&E ¦ Cold | Com ¦ Demand Controlled Ventilation (HVAC) - Cold | PG&E ¦ Cold | PG&E | All | Electric & Gas | Add DCV, ADEC and CO2 Sensor | Efficient |  |  | 0 | Conventional | HVAC | Com - Warehouse | Com | RET and NEW | 0 | 1000 sqft2 of floor space | Cap-Tons | 15 | DEER:HVAC_Split-Package_AC | 0 | 0 | 0 | SWHC006-03 | 57.865 | 2024 | 26.475 | 2024 | 0 | 0 | SWHC006-03 | Com HVAC DCV - Cold ¦ PG&E ¦ Cold | Com HVAC DCV - Cold | 0.49332 | 0.85 | 0.27082 | CSS-Itron 2012 | 0 | 2032 | 0.6 | SWHC006-03
COM-HVAC-56.37 | Com ¦ Demand Controlled Ventilation (HVAC) - Marine ¦ SCE ¦ Marine | Com ¦ Demand Controlled Ventilation (HVAC) - Marine | SCE ¦ Marine | SCE | All | Electric & Gas | Add DCV, ADEC and CO2 Sensor | Efficient |  |  | 0 | Conventional | HVAC | Com - College | Com | RET and NEW | 0 | 1000 sqft2 of floor space | Cap-Tons | 15 | DEER:HVAC_Split-Package_AC | 0 | 0 | 0 | SWHC006-03 | 57.865 | 2024 | 26.475 | 2024 | 0 | 0 | SWHC006-03 | Com HVAC DCV - Marine ¦ SCE ¦ Marine | Com HVAC DCV - Marine | 2.3954 | 0.85 | 0.27082 | CSS-Itron 2012 | 0 | 2032 | 0.6 | SWHC006-03
COM-HVAC-56.38 | Com ¦ Demand Controlled Ventilation (HVAC) - Marine ¦ SCE ¦ Marine | Com ¦ Demand Controlled Ventilation (HVAC) - Marine | SCE ¦ Marine | SCE | All | Electric & Gas | Add DCV, ADEC and CO2 Sensor | Efficient |  |  | 0 | Conventional | HVAC | Com - Grocery | Com | RET and NEW | 0 | 1000 sqft2 of floor space | Cap-Tons | 15 | DEER:HVAC_Split-Package_AC | 0 | 0 | 0 | SWHC006-03 | 57.865 | 2024 | 26.475 | 2024 | 0 | 0 | SWHC006-03 | Com HVAC DCV - Marine ¦ SCE ¦ Marine | Com HVAC DCV - Marine | 3.9989 | 0.85 | 0.27082 | CSS-Itron 2012 | 0 | 2032 | 0.6 | SWHC006-03
COM-HVAC-56.39 | Com ¦ Demand Controlled Ventilation (HVAC) - Marine ¦ SCE ¦ Marine | Com ¦ Demand Controlled Ventilation (HVAC) - Marine | SCE ¦ Marine | SCE | All | Electric & Gas | Add DCV, ADEC and CO2 Sensor | Efficient |  |  | 0 | Conventional | HVAC | Com - Health | Com | RET and NEW | 0 | 1000 sqft2 of floor space | Cap-Tons | 15 | DEER:HVAC_Split-Package_AC | 0 | 0 | 0 | SWHC006-03 | 57.865 | 2024 | 26.475 | 2024 | 0 | 0 | SWHC006-03 | Com HVAC DCV - Marine ¦ SCE ¦ Marine | Com HVAC DCV - Marine | 3.3971 | 0.85 | 0.27082 | CSS-Itron 2012 | 0 | 2032 | 0.6 | SWHC006-03
COM-HVAC-56.40 | Com ¦ Demand Controlled Ventilation (HVAC) - Marine ¦ SCE ¦ Marine | Com ¦ Demand Controlled Ventilation (HVAC) - Marine | SCE ¦ Marine | SCE | All | Electric & Gas | Add DCV, ADEC and CO2 Sensor | Efficient |  |  | 0 | Conventional | HVAC | Com - Lodging | Com | RET and NEW | 0 | 1000 sqft2 of floor space | Cap-Tons | 15 | DEER:HVAC_Split-Package_AC | 0 | 0 | 0 | SWHC006-03 | 57.865 | 2024 | 26.475 | 2024 | 0 | 0 | SWHC006-03 | Com HVAC DCV - Marine ¦ SCE ¦ Marine | Com HVAC DCV - Marine | 1.9076 | 0.85 | 0.27082 | CSS-Itron 2012 | 0 | 2032 | 0.6 | SWHC006-03
COM-HVAC-56.41 | Com ¦ Demand Controlled Ventilation (HVAC) - Marine ¦ SCE ¦ Marine | Com ¦ Demand Controlled Ventilation (HVAC) - Marine | SCE ¦ Marine | SCE | All | Electric & Gas | Add DCV, ADEC and CO2 Sensor | Efficient |  |  | 0 | Conventional | HVAC | Com - Office (Large) | Com | RET and NEW | 0 | 1000 sqft2 of floor space | Cap-Tons | 15 | DEER:HVAC_Split-Package_AC | 0 | 0 | 0 | SWHC006-03 | 57.865 | 2024 | 26.475 | 2024 | 0 | 0 | SWHC006-03 | Com HVAC DCV - Marine ¦ SCE ¦ Marine | Com HVAC DCV - Marine | 2.5288 | 0.85 | 0.27082 | CSS-Itron 2012 | 0 | 2032 | 0.6 | SWHC006-03
COM-HVAC-56.42 | Com ¦ Demand Controlled Ventilation (HVAC) - Marine ¦ SCE ¦ Marine | Com ¦ Demand Controlled Ventilation (HVAC) - Marine | SCE ¦ Marine | SCE | All | Electric & Gas | Add DCV, ADEC and CO2 Sensor | Efficient |  |  | 0 | Conventional | HVAC | Com - Office (Small) | Com | RET and NEW | 0 | 1000 sqft2 of floor space | Cap-Tons | 15 | DEER:HVAC_Split-Package_AC | 0 | 0 | 0 | SWHC006-03 | 57.865 | 2024 | 26.475 | 2024 | 0 | 0 | SWHC006-03 | Com HVAC DCV - Marine ¦ SCE ¦ Marine | Com HVAC DCV - Marine | 2.8691 | 0.85 | 0.27082 | CSS-Itron 2012 | 0 | 2032 | 0.6 | SWHC006-03
COM-HVAC-56.43 | Com ¦ Demand Controlled Ventilation (HVAC) - Marine ¦ SCE ¦ Marine | Com ¦ Demand Controlled Ventilation (HVAC) - Marine | SCE ¦ Marine | SCE | All | Electric & Gas | Add DCV, ADEC and CO2 Sensor | Efficient |  |  | 0 | Conventional | HVAC | Com - Other | Com | RET and NEW | 0 | 1000 sqft2 of floor space | Cap-Tons | 15 | DEER:HVAC_Split-Package_AC | 0 | 0 | 0 | SWHC006-03 | 57.865 | 2024 | 26.475 | 2024 | 0 | 0 | SWHC006-03 | Com HVAC DCV - Marine ¦ SCE ¦ Marine | Com HVAC DCV - Marine | 4.1095 | 0.85 | 0.27082 | CSS-Itron 2012 | 0 | 2032 | 0.6 | SWHC006-03
COM-HVAC-56.44 | Com ¦ Demand Controlled Ventilation (HVAC) - Marine ¦ SCE ¦ Marine | Com ¦ Demand Controlled Ventilation (HVAC) - Marine | SCE ¦ Marine | SCE | All | Electric & Gas | Add DCV, ADEC and CO2 Sensor | Efficient |  |  | 0 | Conventional | HVAC | Com - Refrig. Warehouse | Com | RET and NEW | 0 | 1000 sqft2 of floor space | Cap-Tons | 15 | DEER:HVAC_Split-Package_AC | 0 | 0 | 0 | SWHC006-03 | 57.865 | 2024 | 26.475 | 2024 | 0 | 0 | SWHC006-03 | Com HVAC DCV - Marine ¦ SCE ¦ Marine | Com HVAC DCV - Marine | 0 | 0.85 | 0 | CSS-Itron 2012 | 0 | 2032 | 0.6 | SWHC006-03
COM-HVAC-56.45 | Com ¦ Demand Controlled Ventilation (HVAC) - Marine ¦ SCE ¦ Marine | Com ¦ Demand Controlled Ventilation (HVAC) - Marine | SCE ¦ Marine | SCE | All | Electric & Gas | Add DCV, ADEC and CO2 Sensor | Efficient |  |  | 0 | Conventional | HVAC | Com - Restaurant | Com | RET and NEW | 0 | 1000 sqft2 of floor space | Cap-Tons | 15 | DEER:HVAC_Split-Package_AC | 0 | 0 | 0 | SWHC006-03 | 57.865 | 2024 | 26.475 | 2024 | 0 | 0 | SWHC006-03 | Com HVAC DCV - Marine ¦ SCE ¦ Marine | Com HVAC DCV - Marine | 4.1867 | 0.85 | 0.27082 | CSS-Itron 2012 | 0 | 2032 | 0.6 | SWHC006-03
COM-HVAC-56.46 | Com ¦ Demand Controlled Ventilation (HVAC) - Marine ¦ SCE ¦ Marine | Com ¦ Demand Controlled Ventilation (HVAC) - Marine | SCE ¦ Marine | SCE | All | Electric & Gas | Add DCV, ADEC and CO2 Sensor | Efficient |  |  | 0 | Conventional | HVAC | Com - Retail | Com | RET and NEW | 0 | 1000 sqft2 of floor space | Cap-Tons | 15 | DEER:HVAC_Split-Package_AC | 0 | 0 | 0 | SWHC006-03 | 57.865 | 2024 | 26.475 | 2024 | 0 | 0 | SWHC006-03 | Com HVAC DCV - Marine ¦ SCE ¦ Marine | Com HVAC DCV - Marine | 1.7713 | 0.85 | 0.27082 | CSS-Itron 2012 | 0 | 2032 | 0.6 | SWHC006-03
COM-HVAC-56.47 | Com ¦ Demand Controlled Ventilation (HVAC) - Marine ¦ SCE ¦ Marine | Com ¦ Demand Controlled Ventilation (HVAC) - Marine | SCE ¦ Marine | SCE | All | Electric & Gas | Add DCV, ADEC and CO2 Sensor | Efficient |  |  | 0 | Conventional | HVAC | Com - School | Com | RET and NEW | 0 | 1000 sqft2 of floor space | Cap-Tons | 15 | DEER:HVAC_Split-Package_AC | 0 | 0 | 0 | SWHC006-03 | 57.865 | 2024 | 26.475 | 2024 | 0 | 0 | SWHC006-03 | Com HVAC DCV - Marine ¦ SCE ¦ Marine | Com HVAC DCV - Marine | 2.8844 | 0.85 | 0.27082 | CSS-Itron 2012 | 0 | 2032 | 0.6 | SWHC006-03
COM-HVAC-56.48 | Com ¦ Demand Controlled Ventilation (HVAC) - Marine ¦ SCE ¦ Marine | Com ¦ Demand Controlled Ventilation (HVAC) - Marine | SCE ¦ Marine | SCE | All | Electric & Gas | Add DCV, ADEC and CO2 Sensor | Efficient |  |  | 0 | Conventional | HVAC | Com - Warehouse | Com | RET and NEW | 0 | 1000 sqft2 of floor space | Cap-Tons | 15 | DEER:HVAC_Split-Package_AC | 0 | 0 | 0 | SWHC006-03 | 57.865 | 2024 | 26.475 | 2024 | 0 | 0 | SWHC006-03 | Com HVAC DCV - Marine ¦ SCE ¦ Marine | Com HVAC DCV - Marine | 0.5425 | 0.85 | 0.27082 | CSS-Itron 2012 | 0 | 2032 | 0.6 | SWHC006-03
COM-HVAC-56.49 | Com ¦ Demand Controlled Ventilation (HVAC) - Hot-Dry ¦ SCE ¦ Hot-Dry | Com ¦ Demand Controlled Ventilation (HVAC) - Hot-Dry | SCE ¦ Hot-Dry | SCE | All | Electric & Gas | Add DCV, ADEC and CO2 Sensor | Efficient |  |  | 0 | Conventional | HVAC | Com - College | Com | RET and NEW | 0 | 1000 sqft2 of floor space | Cap-Tons | 15 | DEER:HVAC_Split-Package_AC | 0 | 0 | 0 | SWHC006-03 | 57.865 | 2024 | 26.475 | 2024 | 0 | 0 | SWHC006-03 | Com HVAC DCV - Hot-Dry ¦ SCE ¦ Hot-Dry | Com HVAC DCV - Hot-Dry | 2.3954 | 0.85 | 0.27082 | CSS-Itron 2012 | 0 | 2032 | 0.6 | SWHC006-03
COM-HVAC-56.50 | Com ¦ Demand Controlled Ventilation (HVAC) - Hot-Dry ¦ SCE ¦ Hot-Dry | Com ¦ Demand Controlled Ventilation (HVAC) - Hot-Dry | SCE ¦ Hot-Dry | SCE | All | Electric & Gas | Add DCV, ADEC and CO2 Sensor | Efficient |  |  | 0 | Conventional | HVAC | Com - Grocery | Com | RET and NEW | 0 | 1000 sqft2 of floor space | Cap-Tons | 15 | DEER:HVAC_Split-Package_AC | 0 | 0 | 0 | SWHC006-03 | 57.865 | 2024 | 26.475 | 2024 | 0 | 0 | SWHC006-03 | Com HVAC DCV - Hot-Dry ¦ SCE ¦ Hot-Dry | Com HVAC DCV - Hot-Dry | 3.9989 | 0.85 | 0.27082 | CSS-Itron 2012 | 0 | 2032 | 0.6 | SWHC006-03
COM-HVAC-56.51 | Com ¦ Demand Controlled Ventilation (HVAC) - Hot-Dry ¦ SCE ¦ Hot-Dry | Com ¦ Demand Controlled Ventilation (HVAC) - Hot-Dry | SCE ¦ Hot-Dry | SCE | All | Electric & Gas | Add DCV, ADEC and CO2 Sensor | Efficient |  |  | 0 | Conventional | HVAC | Com - Health | Com | RET and NEW | 0 | 1000 sqft2 of floor space | Cap-Tons | 15 | DEER:HVAC_Split-Package_AC | 0 | 0 | 0 | SWHC006-03 | 57.865 | 2024 | 26.475 | 2024 | 0 | 0 | SWHC006-03 | Com HVAC DCV - Hot-Dry ¦ SCE ¦ Hot-Dry | Com HVAC DCV - Hot-Dry | 3.3971 | 0.85 | 0.27082 | CSS-Itron 2012 | 0 | 2032 | 0.6 | SWHC006-03
COM-HVAC-56.52 | Com ¦ Demand Controlled Ventilation (HVAC) - Hot-Dry ¦ SCE ¦ Hot-Dry | Com ¦ Demand Controlled Ventilation (HVAC) - Hot-Dry | SCE ¦ Hot-Dry | SCE | All | Electric & Gas | Add DCV, ADEC and CO2 Sensor | Efficient |  |  | 0 | Conventional | HVAC | Com - Lodging | Com | RET and NEW | 0 | 1000 sqft2 of floor space | Cap-Tons | 15 | DEER:HVAC_Split-Package_AC | 0 | 0 | 0 | SWHC006-03 | 57.865 | 2024 | 26.475 | 2024 | 0 | 0 | SWHC006-03 | Com HVAC DCV - Hot-Dry ¦ SCE ¦ Hot-Dry | Com HVAC DCV - Hot-Dry | 1.9076 | 0.85 | 0.27082 | CSS-Itron 2012 | 0 | 2032 | 0.6 | SWHC006-03
COM-HVAC-56.53 | Com ¦ Demand Controlled Ventilation (HVAC) - Hot-Dry ¦ SCE ¦ Hot-Dry | Com ¦ Demand Controlled Ventilation (HVAC) - Hot-Dry | SCE ¦ Hot-Dry | SCE | All | Electric & Gas | Add DCV, ADEC and CO2 Sensor | Efficient |  |  | 0 | Conventional | HVAC | Com - Office (Large) | Com | RET and NEW | 0 | 1000 sqft2 of floor space | Cap-Tons | 15 | DEER:HVAC_Split-Package_AC | 0 | 0 | 0 | SWHC006-03 | 57.865 | 2024 | 26.475 | 2024 | 0 | 0 | SWHC006-03 | Com HVAC DCV - Hot-Dry ¦ SCE ¦ Hot-Dry | Com HVAC DCV - Hot-Dry | 2.5288 | 0.85 | 0.27082 | CSS-Itron 2012 | 0 | 2032 | 0.6 | SWHC006-03
COM-HVAC-56.54 | Com ¦ Demand Controlled Ventilation (HVAC) - Hot-Dry ¦ SCE ¦ Hot-Dry | Com ¦ Demand Controlled Ventilation (HVAC) - Hot-Dry | SCE ¦ Hot-Dry | SCE | All | Electric & Gas | Add DCV, ADEC and CO2 Sensor | Efficient |  |  | 0 | Conventional | HVAC | Com - Office (Small) | Com | RET and NEW | 0 | 1000 sqft2 of floor space | Cap-Tons | 15 | DEER:HVAC_Split-Package_AC | 0 | 0 | 0 | SWHC006-03 | 57.865 | 2024 | 26.475 | 2024 | 0 | 0 | SWHC006-03 | Com HVAC DCV - Hot-Dry ¦ SCE ¦ Hot-Dry | Com HVAC DCV - Hot-Dry | 2.8691 | 0.85 | 0.27082 | CSS-Itron 2012 | 0 | 2032 | 0.6 | SWHC006-03
COM-HVAC-56.55 | Com ¦ Demand Controlled Ventilation (HVAC) - Hot-Dry ¦ SCE ¦ Hot-Dry | Com ¦ Demand Controlled Ventilation (HVAC) - Hot-Dry | SCE ¦ Hot-Dry | SCE | All | Electric & Gas | Add DCV, ADEC and CO2 Sensor | Efficient |  |  | 0 | Conventional | HVAC | Com - Other | Com | RET and NEW | 0 | 1000 sqft2 of floor space | Cap-Tons | 15 | DEER:HVAC_Split-Package_AC | 0 | 0 | 0 | SWHC006-03 | 57.865 | 2024 | 26.475 | 2024 | 0 | 0 | SWHC006-03 | Com HVAC DCV - Hot-Dry ¦ SCE ¦ Hot-Dry | Com HVAC DCV - Hot-Dry | 4.1095 | 0.85 | 0.27082 | CSS-Itron 2012 | 0 | 2032 | 0.6 | SWHC006-03
COM-HVAC-56.56 | Com ¦ Demand Controlled Ventilation (HVAC) - Hot-Dry ¦ SCE ¦ Hot-Dry | Com ¦ Demand Controlled Ventilation (HVAC) - Hot-Dry | SCE ¦ Hot-Dry | SCE | All | Electric & Gas | Add DCV, ADEC and CO2 Sensor | Efficient |  |  | 0 | Conventional | HVAC | Com - Refrig. Warehouse | Com | RET and NEW | 0 | 1000 sqft2 of floor space | Cap-Tons | 15 | DEER:HVAC_Split-Package_AC | 0 | 0 | 0 | SWHC006-03 | 57.865 | 2024 | 26.475 | 2024 | 0 | 0 | SWHC006-03 | Com HVAC DCV - Hot-Dry ¦ SCE ¦ Hot-Dry | Com HVAC DCV - Hot-Dry | 0 | 0.85 | 0 | CSS-Itron 2012 | 0 | 2032 | 0.6 | SWHC006-03
COM-HVAC-56.57 | Com ¦ Demand Controlled Ventilation (HVAC) - Hot-Dry ¦ SCE ¦ Hot-Dry | Com ¦ Demand Controlled Ventilation (HVAC) - Hot-Dry | SCE ¦ Hot-Dry | SCE | All | Electric & Gas | Add DCV, ADEC and CO2 Sensor | Efficient |  |  | 0 | Conventional | HVAC | Com - Restaurant | Com | RET and NEW | 0 | 1000 sqft2 of floor space | Cap-Tons | 15 | DEER:HVAC_Split-Package_AC | 0 | 0 | 0 | SWHC006-03 | 57.865 | 2024 | 26.475 | 2024 | 0 | 0 | SWHC006-03 | Com HVAC DCV - Hot-Dry ¦ SCE ¦ Hot-Dry | Com HVAC DCV - Hot-Dry | 4.1867 | 0.85 | 0.27082 | CSS-Itron 2012 | 0 | 2032 | 0.6 | SWHC006-03
COM-HVAC-56.58 | Com ¦ Demand Controlled Ventilation (HVAC) - Hot-Dry ¦ SCE ¦ Hot-Dry | Com ¦ Demand Controlled Ventilation (HVAC) - Hot-Dry | SCE ¦ Hot-Dry | SCE | All | Electric & Gas | Add DCV, ADEC and CO2 Sensor | Efficient |  |  | 0 | Conventional | HVAC | Com - Retail | Com | RET and NEW | 0 | 1000 sqft2 of floor space | Cap-Tons | 15 | DEER:HVAC_Split-Package_AC | 0 | 0 | 0 | SWHC006-03 | 57.865 | 2024 | 26.475 | 2024 | 0 | 0 | SWHC006-03 | Com HVAC DCV - Hot-Dry ¦ SCE ¦ Hot-Dry | Com HVAC DCV - Hot-Dry | 1.7713 | 0.85 | 0.27082 | CSS-Itron 2012 | 0 | 2032 | 0.6 | SWHC006-03
COM-HVAC-56.59 | Com ¦ Demand Controlled Ventilation (HVAC) - Hot-Dry ¦ SCE ¦ Hot-Dry | Com ¦ Demand Controlled Ventilation (HVAC) - Hot-Dry | SCE ¦ Hot-Dry | SCE | All | Electric & Gas | Add DCV, ADEC and CO2 Sensor | Efficient |  |  | 0 | Conventional | HVAC | Com - School | Com | RET and NEW | 0 | 1000 sqft2 of floor space | Cap-Tons | 15 | DEER:HVAC_Split-Package_AC | 0 | 0 | 0 | SWHC006-03 | 57.865 | 2024 | 26.475 | 2024 | 0 | 0 | SWHC006-03 | Com HVAC DCV - Hot-Dry ¦ SCE ¦ Hot-Dry | Com HVAC DCV - Hot-Dry | 2.8844 | 0.85 | 0.27082 | CSS-Itron 2012 | 0 | 2032 | 0.6 | SWHC006-03
COM-HVAC-56.60 | Com ¦ Demand Controlled Ventilation (HVAC) - Hot-Dry ¦ SCE ¦ Hot-Dry | Com ¦ Demand Controlled Ventilation (HVAC) - Hot-Dry | SCE ¦ Hot-Dry | SCE | All | Electric & Gas | Add DCV, ADEC and CO2 Sensor | Efficient |  |  | 0 | Conventional | HVAC | Com - Warehouse | Com | RET and NEW | 0 | 1000 sqft2 of floor space | Cap-Tons | 15 | DEER:HVAC_Split-Package_AC | 0 | 0 | 0 | SWHC006-03 | 57.865 | 2024 | 26.475 | 2024 | 0 | 0 | SWHC006-03 | Com HVAC DCV - Hot-Dry ¦ SCE ¦ Hot-Dry | Com HVAC DCV - Hot-Dry | 0.5425 | 0.85 | 0.27082 | CSS-Itron 2012 | 0 | 2032 | 0.6 | SWHC006-03
COM-HVAC-56.61 | Com ¦ Demand Controlled Ventilation (HVAC) - Cold ¦ SCE ¦ Cold | Com ¦ Demand Controlled Ventilation (HVAC) - Cold | SCE ¦ Cold | SCE | All | Electric & Gas | Add DCV, ADEC and CO2 Sensor | Efficient |  |  | 0 | Conventional | HVAC | Com - College | Com | RET and NEW | 0 | 1000 sqft2 of floor space | Cap-Tons | 15 | DEER:HVAC_Split-Package_AC | 0 | 0 | 0 | SWHC006-03 | 57.865 | 2024 | 26.475 | 2024 | 0 | 0 | SWHC006-03 | Com HVAC DCV - Cold ¦ SCE ¦ Cold | Com HVAC DCV - Cold | 2.3954 | 0.85 | 0.27082 | CSS-Itron 2012 | 0 | 2032 | 0.6 | SWHC006-03
COM-HVAC-56.62 | Com ¦ Demand Controlled Ventilation (HVAC) - Cold ¦ SCE ¦ Cold | Com ¦ Demand Controlled Ventilation (HVAC) - Cold | SCE ¦ Cold | SCE | All | Electric & Gas | Add DCV, ADEC and CO2 Sensor | Efficient |  |  | 0 | Conventional | HVAC | Com - Grocery | Com | RET and NEW | 0 | 1000 sqft2 of floor space | Cap-Tons | 15 | DEER:HVAC_Split-Package_AC | 0 | 0 | 0 | SWHC006-03 | 57.865 | 2024 | 26.475 | 2024 | 0 | 0 | SWHC006-03 | Com HVAC DCV - Cold ¦ SCE ¦ Cold | Com HVAC DCV - Cold | 3.9989 | 0.85 | 0.27082 | CSS-Itron 2012 | 0 | 2032 | 0.6 | SWHC006-03
COM-HVAC-56.63 | Com ¦ Demand Controlled Ventilation (HVAC) - Cold ¦ SCE ¦ Cold | Com ¦ Demand Controlled Ventilation (HVAC) - Cold | SCE ¦ Cold | SCE | All | Electric & Gas | Add DCV, ADEC and CO2 Sensor | Efficient |  |  | 0 | Conventional | HVAC | Com - Health | Com | RET and NEW | 0 | 1000 sqft2 of floor space | Cap-Tons | 15 | DEER:HVAC_Split-Package_AC | 0 | 0 | 0 | SWHC006-03 | 57.865 | 2024 | 26.475 | 2024 | 0 | 0 | SWHC006-03 | Com HVAC DCV - Cold ¦ SCE ¦ Cold | Com HVAC DCV - Cold | 3.3971 | 0.85 | 0.27082 | CSS-Itron 2012 | 0 | 2032 | 0.6 | SWHC006-03
COM-HVAC-56.64 | Com ¦ Demand Controlled Ventilation (HVAC) - Cold ¦ SCE ¦ Cold | Com ¦ Demand Controlled Ventilation (HVAC) - Cold | SCE ¦ Cold | SCE | All | Electric & Gas | Add DCV, ADEC and CO2 Sensor | Efficient |  |  | 0 | Conventional | HVAC | Com - Lodging | Com | RET and NEW | 0 | 1000 sqft2 of floor space | Cap-Tons | 15 | DEER:HVAC_Split-Package_AC | 0 | 0 | 0 | SWHC006-03 | 57.865 | 2024 | 26.475 | 2024 | 0 | 0 | SWHC006-03 | Com HVAC DCV - Cold ¦ SCE ¦ Cold | Com HVAC DCV - Cold | 1.9076 | 0.85 | 0.27082 | CSS-Itron 2012 | 0 | 2032 | 0.6 | SWHC006-03
COM-HVAC-56.65 | Com ¦ Demand Controlled Ventilation (HVAC) - Cold ¦ SCE ¦ Cold | Com ¦ Demand Controlled Ventilation (HVAC) - Cold | SCE ¦ Cold | SCE | All | Electric & Gas | Add DCV, ADEC and CO2 Sensor | Efficient |  |  | 0 | Conventional | HVAC | Com - Office (Large) | Com | RET and NEW | 0 | 1000 sqft2 of floor space | Cap-Tons | 15 | DEER:HVAC_Split-Package_AC | 0 | 0 | 0 | SWHC006-03 | 57.865 | 2024 | 26.475 | 2024 | 0 | 0 | SWHC006-03 | Com HVAC DCV - Cold ¦ SCE ¦ Cold | Com HVAC DCV - Cold | 2.5288 | 0.85 | 0.27082 | CSS-Itron 2012 | 0 | 2032 | 0.6 | SWHC006-03
COM-HVAC-56.66 | Com ¦ Demand Controlled Ventilation (HVAC) - Cold ¦ SCE ¦ Cold | Com ¦ Demand Controlled Ventilation (HVAC) - Cold | SCE ¦ Cold | SCE | All | Electric & Gas | Add DCV, ADEC and CO2 Sensor | Efficient |  |  | 0 | Conventional | HVAC | Com - Office (Small) | Com | RET and NEW | 0 | 1000 sqft2 of floor space | Cap-Tons | 15 | DEER:HVAC_Split-Package_AC | 0 | 0 | 0 | SWHC006-03 | 57.865 | 2024 | 26.475 | 2024 | 0 | 0 | SWHC006-03 | Com HVAC DCV - Cold ¦ SCE ¦ Cold | Com HVAC DCV - Cold | 2.8691 | 0.85 | 0.27082 | CSS-Itron 2012 | 0 | 2032 | 0.6 | SWHC006-03
COM-HVAC-56.67 | Com ¦ Demand Controlled Ventilation (HVAC) - Cold ¦ SCE ¦ Cold | Com ¦ Demand Controlled Ventilation (HVAC) - Cold | SCE ¦ Cold | SCE | All | Electric & Gas | Add DCV, ADEC and CO2 Sensor | Efficient |  |  | 0 | Conventional | HVAC | Com - Other | Com | RET and NEW | 0 | 1000 sqft2 of floor space | Cap-Tons | 15 | DEER:HVAC_Split-Package_AC | 0 | 0 | 0 | SWHC006-03 | 57.865 | 2024 | 26.475 | 2024 | 0 | 0 | SWHC006-03 | Com HVAC DCV - Cold ¦ SCE ¦ Cold | Com HVAC DCV - Cold | 4.1095 | 0.85 | 0.27082 | CSS-Itron 2012 | 0 | 2032 | 0.6 | SWHC006-03
COM-HVAC-56.68 | Com ¦ Demand Controlled Ventilation (HVAC) - Cold ¦ SCE ¦ Cold | Com ¦ Demand Controlled Ventilation (HVAC) - Cold | SCE ¦ Cold | SCE | All | Electric & Gas | Add DCV, ADEC and CO2 Sensor | Efficient |  |  | 0 | Conventional | HVAC | Com - Refrig. Warehouse | Com | RET and NEW | 0 | 1000 sqft2 of floor space | Cap-Tons | 15 | DEER:HVAC_Split-Package_AC | 0 | 0 | 0 | SWHC006-03 | 57.865 | 2024 | 26.475 | 2024 | 0 | 0 | SWHC006-03 | Com HVAC DCV - Cold ¦ SCE ¦ Cold | Com HVAC DCV - Cold | 0 | 0.85 | 0 | CSS-Itron 2012 | 0 | 2032 | 0.6 | SWHC006-03
COM-HVAC-56.69 | Com ¦ Demand Controlled Ventilation (HVAC) - Cold ¦ SCE ¦ Cold | Com ¦ Demand Controlled Ventilation (HVAC) - Cold | SCE ¦ Cold | SCE | All | Electric & Gas | Add DCV, ADEC and CO2 Sensor | Efficient |  |  | 0 | Conventional | HVAC | Com - Restaurant | Com | RET and NEW | 0 | 1000 sqft2 of floor space | Cap-Tons | 15 | DEER:HVAC_Split-Package_AC | 0 | 0 | 0 | SWHC006-03 | 57.865 | 2024 | 26.475 | 2024 | 0 | 0 | SWHC006-03 | Com HVAC DCV - Cold ¦ SCE ¦ Cold | Com HVAC DCV - Cold | 4.1867 | 0.85 | 0.27082 | CSS-Itron 2012 | 0 | 2032 | 0.6 | SWHC006-03
COM-HVAC-56.70 | Com ¦ Demand Controlled Ventilation (HVAC) - Cold ¦ SCE ¦ Cold | Com ¦ Demand Controlled Ventilation (HVAC) - Cold | SCE ¦ Cold | SCE | All | Electric & Gas | Add DCV, ADEC and CO2 Sensor | Efficient |  |  | 0 | Conventional | HVAC | Com - Retail | Com | RET and NEW | 0 | 1000 sqft2 of floor space | Cap-Tons | 15 | DEER:HVAC_Split-Package_AC | 0 | 0 | 0 | SWHC006-03 | 57.865 | 2024 | 26.475 | 2024 | 0 | 0 | SWHC006-03 | Com HVAC DCV - Cold ¦ SCE ¦ Cold | Com HVAC DCV - Cold | 1.7713 | 0.85 | 0.27082 | CSS-Itron 2012 | 0 | 2032 | 0.6 | SWHC006-03
COM-HVAC-56.71 | Com ¦ Demand Controlled Ventilation (HVAC) - Cold ¦ SCE ¦ Cold | Com ¦ Demand Controlled Ventilation (HVAC) - Cold | SCE ¦ Cold | SCE | All | Electric & Gas | Add DCV, ADEC and CO2 Sensor | Efficient |  |  | 0 | Conventional | HVAC | Com - School | Com | RET and NEW | 0 | 1000 sqft2 of floor space | Cap-Tons | 15 | DEER:HVAC_Split-Package_AC | 0 | 0 | 0 | SWHC006-03 | 57.865 | 2024 | 26.475 | 2024 | 0 | 0 | SWHC006-03 | Com HVAC DCV - Cold ¦ SCE ¦ Cold | Com HVAC DCV - Cold | 2.8844 | 0.85 | 0.27082 | CSS-Itron 2012 | 0 | 2032 | 0.6 | SWHC006-03
COM-HVAC-56.72 | Com ¦ Demand Controlled Ventilation (HVAC) - Cold ¦ SCE ¦ Cold | Com ¦ Demand Controlled Ventilation (HVAC) - Cold | SCE ¦ Cold | SCE | All | Electric & Gas | Add DCV, ADEC and CO2 Sensor | Efficient |  |  | 0 | Conventional | HVAC | Com - Warehouse | Com | RET and NEW | 0 | 1000 sqft2 of floor space | Cap-Tons | 15 | DEER:HVAC_Split-Package_AC | 0 | 0 | 0 | SWHC006-03 | 57.865 | 2024 | 26.475 | 2024 | 0 | 0 | SWHC006-03 | Com HVAC DCV - Cold ¦ SCE ¦ Cold | Com HVAC DCV - Cold | 0.5425 | 0.85 | 0.27082 | CSS-Itron 2012 | 0 | 2032 | 0.6 | SWHC006-03
COM-HVAC-56.73 | Com ¦ Demand Controlled Ventilation (HVAC) - Marine ¦ SCG ¦ Marine | Com ¦ Demand Controlled Ventilation (HVAC) - Marine | SCG ¦ Marine | SCG | All | Electric & Gas | Add DCV, ADEC and CO2 Sensor | Efficient |  |  | 0 | Conventional | HVAC | Com - College | Com | RET and NEW | 0 | 1000 sqft2 of floor space | Cap-Tons | 15 | DEER:HVAC_Split-Package_AC | 0 | 0 | 0 | SWHC006-03 | 57.865 | 2024 | 26.475 | 2024 | 0 | 0 | SWHC006-03 | Com HVAC DCV - Marine ¦ SCG ¦ Marine | Com HVAC DCV - Marine | 2.3954 | 0.85 | 0.27082 | CSS-Itron 2012 | 0 | 2032 | 0.6 | SWHC006-03
COM-HVAC-56.74 | Com ¦ Demand Controlled Ventilation (HVAC) - Marine ¦ SCG ¦ Marine | Com ¦ Demand Controlled Ventilation (HVAC) - Marine | SCG ¦ Marine | SCG | All | Electric & Gas | Add DCV, ADEC and CO2 Sensor | Efficient |  |  | 0 | Conventional | HVAC | Com - Grocery | Com | RET and NEW | 0 | 1000 sqft2 of floor space | Cap-Tons | 15 | DEER:HVAC_Split-Package_AC | 0 | 0 | 0 | SWHC006-03 | 57.865 | 2024 | 26.475 | 2024 | 0 | 0 | SWHC006-03 | Com HVAC DCV - Marine ¦ SCG ¦ Marine | Com HVAC DCV - Marine | 3.9989 | 0.85 | 0.27082 | CSS-Itron 2012 | 0 | 2032 | 0.6 | SWHC006-03
COM-HVAC-56.75 | Com ¦ Demand Controlled Ventilation (HVAC) - Marine ¦ SCG ¦ Marine | Com ¦ Demand Controlled Ventilation (HVAC) - Marine | SCG ¦ Marine | SCG | All | Electric & Gas | Add DCV, ADEC and CO2 Sensor | Efficient |  |  | 0 | Conventional | HVAC | Com - Health | Com | RET and NEW | 0 | 1000 sqft2 of floor space | Cap-Tons | 15 | DEER:HVAC_Split-Package_AC | 0 | 0 | 0 | SWHC006-03 | 57.865 | 2024 | 26.475 | 2024 | 0 | 0 | SWHC006-03 | Com HVAC DCV - Marine ¦ SCG ¦ Marine | Com HVAC DCV - Marine | 3.3971 | 0.85 | 0.27082 | CSS-Itron 2012 | 0 | 2032 | 0.6 | SWHC006-03
COM-HVAC-56.76 | Com ¦ Demand Controlled Ventilation (HVAC) - Marine ¦ SCG ¦ Marine | Com ¦ Demand Controlled Ventilation (HVAC) - Marine | SCG ¦ Marine | SCG | All | Electric & Gas | Add DCV, ADEC and CO2 Sensor | Efficient |  |  | 0 | Conventional | HVAC | Com - Lodging | Com | RET and NEW | 0 | 1000 sqft2 of floor space | Cap-Tons | 15 | DEER:HVAC_Split-Package_AC | 0 | 0 | 0 | SWHC006-03 | 57.865 | 2024 | 26.475 | 2024 | 0 | 0 | SWHC006-03 | Com HVAC DCV - Marine ¦ SCG ¦ Marine | Com HVAC DCV - Marine | 1.9076 | 0.85 | 0.27082 | CSS-Itron 2012 | 0 | 2032 | 0.6 | SWHC006-03
COM-HVAC-56.77 | Com ¦ Demand Controlled Ventilation (HVAC) - Marine ¦ SCG ¦ Marine | Com ¦ Demand Controlled Ventilation (HVAC) - Marine | SCG ¦ Marine | SCG | All | Electric & Gas | Add DCV, ADEC and CO2 Sensor | Efficient |  |  | 0 | Conventional | HVAC | Com - Office (Large) | Com | RET and NEW | 0 | 1000 sqft2 of floor space | Cap-Tons | 15 | DEER:HVAC_Split-Package_AC | 0 | 0 | 0 | SWHC006-03 | 57.865 | 2024 | 26.475 | 2024 | 0 | 0 | SWHC006-03 | Com HVAC DCV - Marine ¦ SCG ¦ Marine | Com HVAC DCV - Marine | 2.5288 | 0.85 | 0.27082 | CSS-Itron 2012 | 0 | 2032 | 0.6 | SWHC006-03
COM-HVAC-56.78 | Com ¦ Demand Controlled Ventilation (HVAC) - Marine ¦ SCG ¦ Marine | Com ¦ Demand Controlled Ventilation (HVAC) - Marine | SCG ¦ Marine | SCG | All | Electric & Gas | Add DCV, ADEC and CO2 Sensor | Efficient |  |  | 0 | Conventional | HVAC | Com - Office (Small) | Com | RET and NEW | 0 | 1000 sqft2 of floor space | Cap-Tons | 15 | DEER:HVAC_Split-Package_AC | 0 | 0 | 0 | SWHC006-03 | 57.865 | 2024 | 26.475 | 2024 | 0 | 0 | SWHC006-03 | Com HVAC DCV - Marine ¦ SCG ¦ Marine | Com HVAC DCV - Marine | 2.8691 | 0.85 | 0.27082 | CSS-Itron 2012 | 0 | 2032 | 0.6 | SWHC006-03
COM-HVAC-56.79 | Com ¦ Demand Controlled Ventilation (HVAC) - Marine ¦ SCG ¦ Marine | Com ¦ Demand Controlled Ventilation (HVAC) - Marine | SCG ¦ Marine | SCG | All | Electric & Gas | Add DCV, ADEC and CO2 Sensor | Efficient |  |  | 0 | Conventional | HVAC | Com - Other | Com | RET and NEW | 0 | 1000 sqft2 of floor space | Cap-Tons | 15 | DEER:HVAC_Split-Package_AC | 0 | 0 | 0 | SWHC006-03 | 57.865 | 2024 | 26.475 | 2024 | 0 | 0 | SWHC006-03 | Com HVAC DCV - Marine ¦ SCG ¦ Marine | Com HVAC DCV - Marine | 4.1095 | 0.85 | 0.27082 | CSS-Itron 2012 | 0 | 2032 | 0.6 | SWHC006-03
COM-HVAC-56.80 | Com ¦ Demand Controlled Ventilation (HVAC) - Marine ¦ SCG ¦ Marine | Com ¦ Demand Controlled Ventilation (HVAC) - Marine | SCG ¦ Marine | SCG | All | Electric & Gas | Add DCV, ADEC and CO2 Sensor | Efficient |  |  | 0 | Conventional | HVAC | Com - Refrig. Warehouse | Com | RET and NEW | 0 | 1000 sqft2 of floor space | Cap-Tons | 15 | DEER:HVAC_Split-Package_AC | 0 | 0 | 0 | SWHC006-03 | 57.865 | 2024 | 26.475 | 2024 | 0 | 0 | SWHC006-03 | Com HVAC DCV - Marine ¦ SCG ¦ Marine | Com HVAC DCV - Marine | 0 | 0.85 | 0 | CSS-Itron 2012 | 0 | 2032 | 0.6 | SWHC006-03
COM-HVAC-56.81 | Com ¦ Demand Controlled Ventilation (HVAC) - Marine ¦ SCG ¦ Marine | Com ¦ Demand Controlled Ventilation (HVAC) - Marine | SCG ¦ Marine | SCG | All | Electric & Gas | Add DCV, ADEC and CO2 Sensor | Efficient |  |  | 0 | Conventional | HVAC | Com - Restaurant | Com | RET and NEW | 0 | 1000 sqft2 of floor space | Cap-Tons | 15 | DEER:HVAC_Split-Package_AC | 0 | 0 | 0 | SWHC006-03 | 57.865 | 2024 | 26.475 | 2024 | 0 | 0 | SWHC006-03 | Com HVAC DCV - Marine ¦ SCG ¦ Marine | Com HVAC DCV - Marine | 4.1867 | 0.85 | 0.27082 | CSS-Itron 2012 | 0 | 2032 | 0.6 | SWHC006-03
COM-HVAC-56.82 | Com ¦ Demand Controlled Ventilation (HVAC) - Marine ¦ SCG ¦ Marine | Com ¦ Demand Controlled Ventilation (HVAC) - Marine | SCG ¦ Marine | SCG | All | Electric & Gas | Add DCV, ADEC and CO2 Sensor | Efficient |  |  | 0 | Conventional | HVAC | Com - Retail | Com | RET and NEW | 0 | 1000 sqft2 of floor space | Cap-Tons | 15 | DEER:HVAC_Split-Package_AC | 0 | 0 | 0 | SWHC006-03 | 57.865 | 2024 | 26.475 | 2024 | 0 | 0 | SWHC006-03 | Com HVAC DCV - Marine ¦ SCG ¦ Marine | Com HVAC DCV - Marine | 1.7713 | 0.85 | 0.27082 | CSS-Itron 2012 | 0 | 2032 | 0.6 | SWHC006-03
COM-HVAC-56.83 | Com ¦ Demand Controlled Ventilation (HVAC) - Marine ¦ SCG ¦ Marine | Com ¦ Demand Controlled Ventilation (HVAC) - Marine | SCG ¦ Marine | SCG | All | Electric & Gas | Add DCV, ADEC and CO2 Sensor | Efficient |  |  | 0 | Conventional | HVAC | Com - School | Com | RET and NEW | 0 | 1000 sqft2 of floor space | Cap-Tons | 15 | DEER:HVAC_Split-Package_AC | 0 | 0 | 0 | SWHC006-03 | 57.865 | 2024 | 26.475 | 2024 | 0 | 0 | SWHC006-03 | Com HVAC DCV - Marine ¦ SCG ¦ Marine | Com HVAC DCV - Marine | 2.8844 | 0.85 | 0.27082 | CSS-Itron 2012 | 0 | 2032 | 0.6 | SWHC006-03
COM-HVAC-56.84 | Com ¦ Demand Controlled Ventilation (HVAC) - Marine ¦ SCG ¦ Marine | Com ¦ Demand Controlled Ventilation (HVAC) - Marine | SCG ¦ Marine | SCG | All | Electric & Gas | Add DCV, ADEC and CO2 Sensor | Efficient |  |  | 0 | Conventional | HVAC | Com - Warehouse | Com | RET and NEW | 0 | 1000 sqft2 of floor space | Cap-Tons | 15 | DEER:HVAC_Split-Package_AC | 0 | 0 | 0 | SWHC006-03 | 57.865 | 2024 | 26.475 | 2024 | 0 | 0 | SWHC006-03 | Com HVAC DCV - Marine ¦ SCG ¦ Marine | Com HVAC DCV - Marine | 0.5425 | 0.85 | 0.27082 | CSS-Itron 2012 | 0 | 2032 | 0.6 | SWHC006-03
COM-HVAC-56.85 | Com ¦ Demand Controlled Ventilation (HVAC) - Hot-Dry ¦ SCG ¦ Hot-Dry | Com ¦ Demand Controlled Ventilation (HVAC) - Hot-Dry | SCG ¦ Hot-Dry | SCG | All | Electric & Gas | Add DCV, ADEC and CO2 Sensor | Efficient |  |  | 0 | Conventional | HVAC | Com - College | Com | RET and NEW | 0 | 1000 sqft2 of floor space | Cap-Tons | 15 | DEER:HVAC_Split-Package_AC | 0 | 0 | 0 | SWHC006-03 | 57.865 | 2024 | 26.475 | 2024 | 0 | 0 | SWHC006-03 | Com HVAC DCV - Hot-Dry ¦ SCG ¦ Hot-Dry | Com HVAC DCV - Hot-Dry | 2.3954 | 0.85 | 0.27082 | CSS-Itron 2012 | 0 | 2032 | 0.6 | SWHC006-03
COM-HVAC-56.86 | Com ¦ Demand Controlled Ventilation (HVAC) - Hot-Dry ¦ SCG ¦ Hot-Dry | Com ¦ Demand Controlled Ventilation (HVAC) - Hot-Dry | SCG ¦ Hot-Dry | SCG | All | Electric & Gas | Add DCV, ADEC and CO2 Sensor | Efficient |  |  | 0 | Conventional | HVAC | Com - Grocery | Com | RET and NEW | 0 | 1000 sqft2 of floor space | Cap-Tons | 15 | DEER:HVAC_Split-Package_AC | 0 | 0 | 0 | SWHC006-03 | 57.865 | 2024 | 26.475 | 2024 | 0 | 0 | SWHC006-03 | Com HVAC DCV - Hot-Dry ¦ SCG ¦ Hot-Dry | Com HVAC DCV - Hot-Dry | 3.9989 | 0.85 | 0.27082 | CSS-Itron 2012 | 0 | 2032 | 0.6 | SWHC006-03
COM-HVAC-56.87 | Com ¦ Demand Controlled Ventilation (HVAC) - Hot-Dry ¦ SCG ¦ Hot-Dry | Com ¦ Demand Controlled Ventilation (HVAC) - Hot-Dry | SCG ¦ Hot-Dry | SCG | All | Electric & Gas | Add DCV, ADEC and CO2 Sensor | Efficient |  |  | 0 | Conventional | HVAC | Com - Health | Com | RET and NEW | 0 | 1000 sqft2 of floor space | Cap-Tons | 15 | DEER:HVAC_Split-Package_AC | 0 | 0 | 0 | SWHC006-03 | 57.865 | 2024 | 26.475 | 2024 | 0 | 0 | SWHC006-03 | Com HVAC DCV - Hot-Dry ¦ SCG ¦ Hot-Dry | Com HVAC DCV - Hot-Dry | 3.3971 | 0.85 | 0.27082 | CSS-Itron 2012 | 0 | 2032 | 0.6 | SWHC006-03
COM-HVAC-56.88 | Com ¦ Demand Controlled Ventilation (HVAC) - Hot-Dry ¦ SCG ¦ Hot-Dry | Com ¦ Demand Controlled Ventilation (HVAC) - Hot-Dry | SCG ¦ Hot-Dry | SCG | All | Electric & Gas | Add DCV, ADEC and CO2 Sensor | Efficient |  |  | 0 | Conventional | HVAC | Com - Lodging | Com | RET and NEW | 0 | 1000 sqft2 of floor space | Cap-Tons | 15 | DEER:HVAC_Split-Package_AC | 0 | 0 | 0 | SWHC006-03 | 57.865 | 2024 | 26.475 | 2024 | 0 | 0 | SWHC006-03 | Com HVAC DCV - Hot-Dry ¦ SCG ¦ Hot-Dry | Com HVAC DCV - Hot-Dry | 1.9076 | 0.85 | 0.27082 | CSS-Itron 2012 | 0 | 2032 | 0.6 | SWHC006-03
COM-HVAC-56.89 | Com ¦ Demand Controlled Ventilation (HVAC) - Hot-Dry ¦ SCG ¦ Hot-Dry | Com ¦ Demand Controlled Ventilation (HVAC) - Hot-Dry | SCG ¦ Hot-Dry | SCG | All | Electric & Gas | Add DCV, ADEC and CO2 Sensor | Efficient |  |  | 0 | Conventional | HVAC | Com - Office (Large) | Com | RET and NEW | 0 | 1000 sqft2 of floor space | Cap-Tons | 15 | DEER:HVAC_Split-Package_AC | 0 | 0 | 0 | SWHC006-03 | 57.865 | 2024 | 26.475 | 2024 | 0 | 0 | SWHC006-03 | Com HVAC DCV - Hot-Dry ¦ SCG ¦ Hot-Dry | Com HVAC DCV - Hot-Dry | 2.5288 | 0.85 | 0.27082 | CSS-Itron 2012 | 0 | 2032 | 0.6 | SWHC006-03
COM-HVAC-56.90 | Com ¦ Demand Controlled Ventilation (HVAC) - Hot-Dry ¦ SCG ¦ Hot-Dry | Com ¦ Demand Controlled Ventilation (HVAC) - Hot-Dry | SCG ¦ Hot-Dry | SCG | All | Electric & Gas | Add DCV, ADEC and CO2 Sensor | Efficient |  |  | 0 | Conventional | HVAC | Com - Office (Small) | Com | RET and NEW | 0 | 1000 sqft2 of floor space | Cap-Tons | 15 | DEER:HVAC_Split-Package_AC | 0 | 0 | 0 | SWHC006-03 | 57.865 | 2024 | 26.475 | 2024 | 0 | 0 | SWHC006-03 | Com HVAC DCV - Hot-Dry ¦ SCG ¦ Hot-Dry | Com HVAC DCV - Hot-Dry | 2.8691 | 0.85 | 0.27082 | CSS-Itron 2012 | 0 | 2032 | 0.6 | SWHC006-03
COM-HVAC-56.91 | Com ¦ Demand Controlled Ventilation (HVAC) - Hot-Dry ¦ SCG ¦ Hot-Dry | Com ¦ Demand Controlled Ventilation (HVAC) - Hot-Dry | SCG ¦ Hot-Dry | SCG | All | Electric & Gas | Add DCV, ADEC and CO2 Sensor | Efficient |  |  | 0 | Conventional | HVAC | Com - Other | Com | RET and NEW | 0 | 1000 sqft2 of floor space | Cap-Tons | 15 | DEER:HVAC_Split-Package_AC | 0 | 0 | 0 | SWHC006-03 | 57.865 | 2024 | 26.475 | 2024 | 0 | 0 | SWHC006-03 | Com HVAC DCV - Hot-Dry ¦ SCG ¦ Hot-Dry | Com HVAC DCV - Hot-Dry | 4.1095 | 0.85 | 0.27082 | CSS-Itron 2012 | 0 | 2032 | 0.6 | SWHC006-03
COM-HVAC-56.92 | Com ¦ Demand Controlled Ventilation (HVAC) - Hot-Dry ¦ SCG ¦ Hot-Dry | Com ¦ Demand Controlled Ventilation (HVAC) - Hot-Dry | SCG ¦ Hot-Dry | SCG | All | Electric & Gas | Add DCV, ADEC and CO2 Sensor | Efficient |  |  | 0 | Conventional | HVAC | Com - Refrig. Warehouse | Com | RET and NEW | 0 | 1000 sqft2 of floor space | Cap-Tons | 15 | DEER:HVAC_Split-Package_AC | 0 | 0 | 0 | SWHC006-03 | 57.865 | 2024 | 26.475 | 2024 | 0 | 0 | SWHC006-03 | Com HVAC DCV - Hot-Dry ¦ SCG ¦ Hot-Dry | Com HVAC DCV - Hot-Dry | 0 | 0.85 | 0 | CSS-Itron 2012 | 0 | 2032 | 0.6 | SWHC006-03
COM-HVAC-56.93 | Com ¦ Demand Controlled Ventilation (HVAC) - Hot-Dry ¦ SCG ¦ Hot-Dry | Com ¦ Demand Controlled Ventilation (HVAC) - Hot-Dry | SCG ¦ Hot-Dry | SCG | All | Electric & Gas | Add DCV, ADEC and CO2 Sensor | Efficient |  |  | 0 | Conventional | HVAC | Com - Restaurant | Com | RET and NEW | 0 | 1000 sqft2 of floor space | Cap-Tons | 15 | DEER:HVAC_Split-Package_AC | 0 | 0 | 0 | SWHC006-03 | 57.865 | 2024 | 26.475 | 2024 | 0 | 0 | SWHC006-03 | Com HVAC DCV - Hot-Dry ¦ SCG ¦ Hot-Dry | Com HVAC DCV - Hot-Dry | 4.1867 | 0.85 | 0.27082 | CSS-Itron 2012 | 0 | 2032 | 0.6 | SWHC006-03
COM-HVAC-56.94 | Com ¦ Demand Controlled Ventilation (HVAC) - Hot-Dry ¦ SCG ¦ Hot-Dry | Com ¦ Demand Controlled Ventilation (HVAC) - Hot-Dry | SCG ¦ Hot-Dry | SCG | All | Electric & Gas | Add DCV, ADEC and CO2 Sensor | Efficient |  |  | 0 | Conventional | HVAC | Com - Retail | Com | RET and NEW | 0 | 1000 sqft2 of floor space | Cap-Tons | 15 | DEER:HVAC_Split-Package_AC | 0 | 0 | 0 | SWHC006-03 | 57.865 | 2024 | 26.475 | 2024 | 0 | 0 | SWHC006-03 | Com HVAC DCV - Hot-Dry ¦ SCG ¦ Hot-Dry | Com HVAC DCV - Hot-Dry | 1.7713 | 0.85 | 0.27082 | CSS-Itron 2012 | 0 | 2032 | 0.6 | SWHC006-03
COM-HVAC-56.95 | Com ¦ Demand Controlled Ventilation (HVAC) - Hot-Dry ¦ SCG ¦ Hot-Dry | Com ¦ Demand Controlled Ventilation (HVAC) - Hot-Dry | SCG ¦ Hot-Dry | SCG | All | Electric & Gas | Add DCV, ADEC and CO2 Sensor | Efficient |  |  | 0 | Conventional | HVAC | Com - School | Com | RET and NEW | 0 | 1000 sqft2 of floor space | Cap-Tons | 15 | DEER:HVAC_Split-Package_AC | 0 | 0 | 0 | SWHC006-03 | 57.865 | 2024 | 26.475 | 2024 | 0 | 0 | SWHC006-03 | Com HVAC DCV - Hot-Dry ¦ SCG ¦ Hot-Dry | Com HVAC DCV - Hot-Dry | 2.8844 | 0.85 | 0.27082 | CSS-Itron 2012 | 0 | 2032 | 0.6 | SWHC006-03
COM-HVAC-56.96 | Com ¦ Demand Controlled Ventilation (HVAC) - Hot-Dry ¦ SCG ¦ Hot-Dry | Com ¦ Demand Controlled Ventilation (HVAC) - Hot-Dry | SCG ¦ Hot-Dry | SCG | All | Electric & Gas | Add DCV, ADEC and CO2 Sensor | Efficient |  |  | 0 | Conventional | HVAC | Com - Warehouse | Com | RET and NEW | 0 | 1000 sqft2 of floor space | Cap-Tons | 15 | DEER:HVAC_Split-Package_AC | 0 | 0 | 0 | SWHC006-03 | 57.865 | 2024 | 26.475 | 2024 | 0 | 0 | SWHC006-03 | Com HVAC DCV - Hot-Dry ¦ SCG ¦ Hot-Dry | Com HVAC DCV - Hot-Dry | 0.5425 | 0.85 | 0.27082 | CSS-Itron 2012 | 0 | 2032 | 0.6 | SWHC006-03
COM-HVAC-56.97 | Com ¦ Demand Controlled Ventilation (HVAC) - Cold ¦ SCG ¦ Cold | Com ¦ Demand Controlled Ventilation (HVAC) - Cold | SCG ¦ Cold | SCG | All | Electric & Gas | Add DCV, ADEC and CO2 Sensor | Efficient |  |  | 0 | Conventional | HVAC | Com - College | Com | RET and NEW | 0 | 1000 sqft2 of floor space | Cap-Tons | 15 | DEER:HVAC_Split-Package_AC | 0 | 0 | 0 | SWHC006-03 | 57.865 | 2024 | 26.475 | 2024 | 0 | 0 | SWHC006-03 | Com HVAC DCV - Cold ¦ SCG ¦ Cold | Com HVAC DCV - Cold | 2.3954 | 0.85 | 0.27082 | CSS-Itron 2012 | 0 | 2032 | 0.6 | SWHC006-03
COM-HVAC-56.98 | Com ¦ Demand Controlled Ventilation (HVAC) - Cold ¦ SCG ¦ Cold | Com ¦ Demand Controlled Ventilation (HVAC) - Cold | SCG ¦ Cold | SCG | All | Electric & Gas | Add DCV, ADEC and CO2 Sensor | Efficient |  |  | 0 | Conventional | HVAC | Com - Grocery | Com | RET and NEW | 0 | 1000 sqft2 of floor space | Cap-Tons | 15 | DEER:HVAC_Split-Package_AC | 0 | 0 | 0 | SWHC006-03 | 57.865 | 2024 | 26.475 | 2024 | 0 | 0 | SWHC006-03 | Com HVAC DCV - Cold ¦ SCG ¦ Cold | Com HVAC DCV - Cold | 3.9989 | 0.85 | 0.27082 | CSS-Itron 2012 | 0 | 2032 | 0.6 | SWHC006-03
COM-HVAC-56.99 | Com ¦ Demand Controlled Ventilation (HVAC) - Cold ¦ SCG ¦ Cold | Com ¦ Demand Controlled Ventilation (HVAC) - Cold | SCG ¦ Cold | SCG | All | Electric & Gas | Add DCV, ADEC and CO2 Sensor | Efficient |  |  | 0 | Conventional | HVAC | Com - Health | Com | RET and NEW | 0 | 1000 sqft2 of floor space | Cap-Tons | 15 | DEER:HVAC_Split-Package_AC | 0 | 0 | 0 | SWHC006-03 | 57.865 | 2024 | 26.475 | 2024 | 0 | 0 | SWHC006-03 | Com HVAC DCV - Cold ¦ SCG ¦ Cold | Com HVAC DCV - Cold | 3.3971 | 0.85 | 0.27082 | CSS-Itron 2012 | 0 | 2032 | 0.6 | SWHC006-03
COM-HVAC-56.100 | Com ¦ Demand Controlled Ventilation (HVAC) - Cold ¦ SCG ¦ Cold | Com ¦ Demand Controlled Ventilation (HVAC) - Cold | SCG ¦ Cold | SCG | All | Electric & Gas | Add DCV, ADEC and CO2 Sensor | Efficient |  |  | 0 | Conventional | HVAC | Com - Lodging | Com | RET and NEW | 0 | 1000 sqft2 of floor space | Cap-Tons | 15 | DEER:HVAC_Split-Package_AC | 0 | 0 | 0 | SWHC006-03 | 57.865 | 2024 | 26.475 | 2024 | 0 | 0 | SWHC006-03 | Com HVAC DCV - Cold ¦ SCG ¦ Cold | Com HVAC DCV - Cold | 1.9076 | 0.85 | 0.27082 | CSS-Itron 2012 | 0 | 2032 | 0.6 | SWHC006-03
COM-HVAC-56.101 | Com ¦ Demand Controlled Ventilation (HVAC) - Cold ¦ SCG ¦ Cold | Com ¦ Demand Controlled Ventilation (HVAC) - Cold | SCG ¦ Cold | SCG | All | Electric & Gas | Add DCV, ADEC and CO2 Sensor | Efficient |  |  | 0 | Conventional | HVAC | Com - Office (Large) | Com | RET and NEW | 0 | 1000 sqft2 of floor space | Cap-Tons | 15 | DEER:HVAC_Split-Package_AC | 0 | 0 | 0 | SWHC006-03 | 57.865 | 2024 | 26.475 | 2024 | 0 | 0 | SWHC006-03 | Com HVAC DCV - Cold ¦ SCG ¦ Cold | Com HVAC DCV - Cold | 2.5288 | 0.85 | 0.27082 | CSS-Itron 2012 | 0 | 2032 | 0.6 | SWHC006-03
COM-HVAC-56.102 | Com ¦ Demand Controlled Ventilation (HVAC) - Cold ¦ SCG ¦ Cold | Com ¦ Demand Controlled Ventilation (HVAC) - Cold | SCG ¦ Cold | SCG | All | Electric & Gas | Add DCV, ADEC and CO2 Sensor | Efficient |  |  | 0 | Conventional | HVAC | Com - Office (Small) | Com | RET and NEW | 0 | 1000 sqft2 of floor space | Cap-Tons | 15 | DEER:HVAC_Split-Package_AC | 0 | 0 | 0 | SWHC006-03 | 57.865 | 2024 | 26.475 | 2024 | 0 | 0 | SWHC006-03 | Com HVAC DCV - Cold ¦ SCG ¦ Cold | Com HVAC DCV - Cold | 2.8691 | 0.85 | 0.27082 | CSS-Itron 2012 | 0 | 2032 | 0.6 | SWHC006-03
COM-HVAC-56.103 | Com ¦ Demand Controlled Ventilation (HVAC) - Cold ¦ SCG ¦ Cold | Com ¦ Demand Controlled Ventilation (HVAC) - Cold | SCG ¦ Cold | SCG | All | Electric & Gas | Add DCV, ADEC and CO2 Sensor | Efficient |  |  | 0 | Conventional | HVAC | Com - Other | Com | RET and NEW | 0 | 1000 sqft2 of floor space | Cap-Tons | 15 | DEER:HVAC_Split-Package_AC | 0 | 0 | 0 | SWHC006-03 | 57.865 | 2024 | 26.475 | 2024 | 0 | 0 | SWHC006-03 | Com HVAC DCV - Cold ¦ SCG ¦ Cold | Com HVAC DCV - Cold | 4.1095 | 0.85 | 0.27082 | CSS-Itron 2012 | 0 | 2032 | 0.6 | SWHC006-03
COM-HVAC-56.104 | Com ¦ Demand Controlled Ventilation (HVAC) - Cold ¦ SCG ¦ Cold | Com ¦ Demand Controlled Ventilation (HVAC) - Cold | SCG ¦ Cold | SCG | All | Electric & Gas | Add DCV, ADEC and CO2 Sensor | Efficient |  |  | 0 | Conventional | HVAC | Com - Refrig. Warehouse | Com | RET and NEW | 0 | 1000 sqft2 of floor space | Cap-Tons | 15 | DEER:HVAC_Split-Package_AC | 0 | 0 | 0 | SWHC006-03 | 57.865 | 2024 | 26.475 | 2024 | 0 | 0 | SWHC006-03 | Com HVAC DCV - Cold ¦ SCG ¦ Cold | Com HVAC DCV - Cold | 0 | 0.85 | 0 | CSS-Itron 2012 | 0 | 2032 | 0.6 | SWHC006-03
COM-HVAC-56.105 | Com ¦ Demand Controlled Ventilation (HVAC) - Cold ¦ SCG ¦ Cold | Com ¦ Demand Controlled Ventilation (HVAC) - Cold | SCG ¦ Cold | SCG | All | Electric & Gas | Add DCV, ADEC and CO2 Sensor | Efficient |  |  | 0 | Conventional | HVAC | Com - Restaurant | Com | RET and NEW | 0 | 1000 sqft2 of floor space | Cap-Tons | 15 | DEER:HVAC_Split-Package_AC | 0 | 0 | 0 | SWHC006-03 | 57.865 | 2024 | 26.475 | 2024 | 0 | 0 | SWHC006-03 | Com HVAC DCV - Cold ¦ SCG ¦ Cold | Com HVAC DCV - Cold | 4.1867 | 0.85 | 0.27082 | CSS-Itron 2012 | 0 | 2032 | 0.6 | SWHC006-03
COM-HVAC-56.106 | Com ¦ Demand Controlled Ventilation (HVAC) - Cold ¦ SCG ¦ Cold | Com ¦ Demand Controlled Ventilation (HVAC) - Cold | SCG ¦ Cold | SCG | All | Electric & Gas | Add DCV, ADEC and CO2 Sensor | Efficient |  |  | 0 | Conventional | HVAC | Com - Retail | Com | RET and NEW | 0 | 1000 sqft2 of floor space | Cap-Tons | 15 | DEER:HVAC_Split-Package_AC | 0 | 0 | 0 | SWHC006-03 | 57.865 | 2024 | 26.475 | 2024 | 0 | 0 | SWHC006-03 | Com HVAC DCV - Cold ¦ SCG ¦ Cold | Com HVAC DCV - Cold | 1.7713 | 0.85 | 0.27082 | CSS-Itron 2012 | 0 | 2032 | 0.6 | SWHC006-03
COM-HVAC-56.107 | Com ¦ Demand Controlled Ventilation (HVAC) - Cold ¦ SCG ¦ Cold | Com ¦ Demand Controlled Ventilation (HVAC) - Cold | SCG ¦ Cold | SCG | All | Electric & Gas | Add DCV, ADEC and CO2 Sensor | Efficient |  |  | 0 | Conventional | HVAC | Com - School | Com | RET and NEW | 0 | 1000 sqft2 of floor space | Cap-Tons | 15 | DEER:HVAC_Split-Package_AC | 0 | 0 | 0 | SWHC006-03 | 57.865 | 2024 | 26.475 | 2024 | 0 | 0 | SWHC006-03 | Com HVAC DCV - Cold ¦ SCG ¦ Cold | Com HVAC DCV - Cold | 2.8844 | 0.85 | 0.27082 | CSS-Itron 2012 | 0 | 2032 | 0.6 | SWHC006-03
COM-HVAC-56.108 | Com ¦ Demand Controlled Ventilation (HVAC) - Cold ¦ SCG ¦ Cold | Com ¦ Demand Controlled Ventilation (HVAC) - Cold | SCG ¦ Cold | SCG | All | Electric & Gas | Add DCV, ADEC and CO2 Sensor | Efficient |  |  | 0 | Conventional | HVAC | Com - Warehouse | Com | RET and NEW | 0 | 1000 sqft2 of floor space | Cap-Tons | 15 | DEER:HVAC_Split-Package_AC | 0 | 0 | 0 | SWHC006-03 | 57.865 | 2024 | 26.475 | 2024 | 0 | 0 | SWHC006-03 | Com HVAC DCV - Cold ¦ SCG ¦ Cold | Com HVAC DCV - Cold | 0.5425 | 0.85 | 0.27082 | CSS-Itron 2012 | 0 | 2032 | 0.6 | SWHC006-03
COM-HVAC-56.109 | Com ¦ Demand Controlled Ventilation (HVAC) - Marine ¦ SDG&E ¦ Marine | Com ¦ Demand Controlled Ventilation (HVAC) - Marine | SDG&E ¦ Marine | SDG&E | All | Electric & Gas | Add DCV, ADEC and CO2 Sensor | Efficient |  |  | 0 | Conventional | HVAC | Com - College | Com | RET and NEW | 0 | 1000 sqft2 of floor space | Cap-Tons | 15 | DEER:HVAC_Split-Package_AC | 0 | 0 | 0 | SWHC006-03 | 57.865 | 2024 | 26.475 | 2024 | 0 | 0 | SWHC006-03 | Com HVAC DCV - Marine ¦ SDG&E ¦ Marine | Com HVAC DCV - Marine | 2.3473 | 0.85 | 0.27082 | CSS-Itron 2012 | 0 | 2032 | 0.6 | SWHC006-03
COM-HVAC-56.110 | Com ¦ Demand Controlled Ventilation (HVAC) - Marine ¦ SDG&E ¦ Marine | Com ¦ Demand Controlled Ventilation (HVAC) - Marine | SDG&E ¦ Marine | SDG&E | All | Electric & Gas | Add DCV, ADEC and CO2 Sensor | Efficient |  |  | 0 | Conventional | HVAC | Com - Grocery | Com | RET and NEW | 0 | 1000 sqft2 of floor space | Cap-Tons | 15 | DEER:HVAC_Split-Package_AC | 0 | 0 | 0 | SWHC006-03 | 57.865 | 2024 | 26.475 | 2024 | 0 | 0 | SWHC006-03 | Com HVAC DCV - Marine ¦ SDG&E ¦ Marine | Com HVAC DCV - Marine | 4.0657 | 0.85 | 0.27082 | CSS-Itron 2012 | 0 | 2032 | 0.6 | SWHC006-03
COM-HVAC-56.111 | Com ¦ Demand Controlled Ventilation (HVAC) - Marine ¦ SDG&E ¦ Marine | Com ¦ Demand Controlled Ventilation (HVAC) - Marine | SDG&E ¦ Marine | SDG&E | All | Electric & Gas | Add DCV, ADEC and CO2 Sensor | Efficient |  |  | 0 | Conventional | HVAC | Com - Health | Com | RET and NEW | 0 | 1000 sqft2 of floor space | Cap-Tons | 15 | DEER:HVAC_Split-Package_AC | 0 | 0 | 0 | SWHC006-03 | 57.865 | 2024 | 26.475 | 2024 | 0 | 0 | SWHC006-03 | Com HVAC DCV - Marine ¦ SDG&E ¦ Marine | Com HVAC DCV - Marine | 3.3781 | 0.85 | 0.27082 | CSS-Itron 2012 | 0 | 2032 | 0.6 | SWHC006-03
COM-HVAC-56.112 | Com ¦ Demand Controlled Ventilation (HVAC) - Marine ¦ SDG&E ¦ Marine | Com ¦ Demand Controlled Ventilation (HVAC) - Marine | SDG&E ¦ Marine | SDG&E | All | Electric & Gas | Add DCV, ADEC and CO2 Sensor | Efficient |  |  | 0 | Conventional | HVAC | Com - Lodging | Com | RET and NEW | 0 | 1000 sqft2 of floor space | Cap-Tons | 15 | DEER:HVAC_Split-Package_AC | 0 | 0 | 0 | SWHC006-03 | 57.865 | 2024 | 26.475 | 2024 | 0 | 0 | SWHC006-03 | Com HVAC DCV - Marine ¦ SDG&E ¦ Marine | Com HVAC DCV - Marine | 1.8901 | 0.85 | 0.27082 | CSS-Itron 2012 | 0 | 2032 | 0.6 | SWHC006-03
COM-HVAC-56.113 | Com ¦ Demand Controlled Ventilation (HVAC) - Marine ¦ SDG&E ¦ Marine | Com ¦ Demand Controlled Ventilation (HVAC) - Marine | SDG&E ¦ Marine | SDG&E | All | Electric & Gas | Add DCV, ADEC and CO2 Sensor | Efficient |  |  | 0 | Conventional | HVAC | Com - Office (Large) | Com | RET and NEW | 0 | 1000 sqft2 of floor space | Cap-Tons | 15 | DEER:HVAC_Split-Package_AC | 0 | 0 | 0 | SWHC006-03 | 57.865 | 2024 | 26.475 | 2024 | 0 | 0 | SWHC006-03 | Com HVAC DCV - Marine ¦ SDG&E ¦ Marine | Com HVAC DCV - Marine | 2.4677 | 0.85 | 0.27082 | CSS-Itron 2012 | 0 | 2032 | 0.6 | SWHC006-03
COM-HVAC-56.114 | Com ¦ Demand Controlled Ventilation (HVAC) - Marine ¦ SDG&E ¦ Marine | Com ¦ Demand Controlled Ventilation (HVAC) - Marine | SDG&E ¦ Marine | SDG&E | All | Electric & Gas | Add DCV, ADEC and CO2 Sensor | Efficient |  |  | 0 | Conventional | HVAC | Com - Office (Small) | Com | RET and NEW | 0 | 1000 sqft2 of floor space | Cap-Tons | 15 | DEER:HVAC_Split-Package_AC | 0 | 0 | 0 | SWHC006-03 | 57.865 | 2024 | 26.475 | 2024 | 0 | 0 | SWHC006-03 | Com HVAC DCV - Marine ¦ SDG&E ¦ Marine | Com HVAC DCV - Marine | 2.9963 | 0.85 | 0.27082 | CSS-Itron 2012 | 0 | 2032 | 0.6 | SWHC006-03
COM-HVAC-56.115 | Com ¦ Demand Controlled Ventilation (HVAC) - Marine ¦ SDG&E ¦ Marine | Com ¦ Demand Controlled Ventilation (HVAC) - Marine | SDG&E ¦ Marine | SDG&E | All | Electric & Gas | Add DCV, ADEC and CO2 Sensor | Efficient |  |  | 0 | Conventional | HVAC | Com - Other | Com | RET and NEW | 0 | 1000 sqft2 of floor space | Cap-Tons | 15 | DEER:HVAC_Split-Package_AC | 0 | 0 | 0 | SWHC006-03 | 57.865 | 2024 | 26.475 | 2024 | 0 | 0 | SWHC006-03 | Com HVAC DCV - Marine ¦ SDG&E ¦ Marine | Com HVAC DCV - Marine | 4.0392 | 0.85 | 0.27082 | CSS-Itron 2012 | 0 | 2032 | 0.6 | SWHC006-03
COM-HVAC-56.116 | Com ¦ Demand Controlled Ventilation (HVAC) - Marine ¦ SDG&E ¦ Marine | Com ¦ Demand Controlled Ventilation (HVAC) - Marine | SDG&E ¦ Marine | SDG&E | All | Electric & Gas | Add DCV, ADEC and CO2 Sensor | Efficient |  |  | 0 | Conventional | HVAC | Com - Refrig. Warehouse | Com | RET and NEW | 0 | 1000 sqft2 of floor space | Cap-Tons | 15 | DEER:HVAC_Split-Package_AC | 0 | 0 | 0 | SWHC006-03 | 57.865 | 2024 | 26.475 | 2024 | 0 | 0 | SWHC006-03 | Com HVAC DCV - Marine ¦ SDG&E ¦ Marine | Com HVAC DCV - Marine | 0 | 0.85 | 0 | CSS-Itron 2012 | 0 | 2032 | 0.6 | SWHC006-03
COM-HVAC-56.117 | Com ¦ Demand Controlled Ventilation (HVAC) - Marine ¦ SDG&E ¦ Marine | Com ¦ Demand Controlled Ventilation (HVAC) - Marine | SDG&E ¦ Marine | SDG&E | All | Electric & Gas | Add DCV, ADEC and CO2 Sensor | Efficient |  |  | 0 | Conventional | HVAC | Com - Restaurant | Com | RET and NEW | 0 | 1000 sqft2 of floor space | Cap-Tons | 15 | DEER:HVAC_Split-Package_AC | 0 | 0 | 0 | SWHC006-03 | 57.865 | 2024 | 26.475 | 2024 | 0 | 0 | SWHC006-03 | Com HVAC DCV - Marine ¦ SDG&E ¦ Marine | Com HVAC DCV - Marine | 4.3736 | 0.85 | 0.27082 | CSS-Itron 2012 | 0 | 2032 | 0.6 | SWHC006-03
COM-HVAC-56.118 | Com ¦ Demand Controlled Ventilation (HVAC) - Marine ¦ SDG&E ¦ Marine | Com ¦ Demand Controlled Ventilation (HVAC) - Marine | SDG&E ¦ Marine | SDG&E | All | Electric & Gas | Add DCV, ADEC and CO2 Sensor | Efficient |  |  | 0 | Conventional | HVAC | Com - Retail | Com | RET and NEW | 0 | 1000 sqft2 of floor space | Cap-Tons | 15 | DEER:HVAC_Split-Package_AC | 0 | 0 | 0 | SWHC006-03 | 57.865 | 2024 | 26.475 | 2024 | 0 | 0 | SWHC006-03 | Com HVAC DCV - Marine ¦ SDG&E ¦ Marine | Com HVAC DCV - Marine | 1.773 | 0.85 | 0.27082 | CSS-Itron 2012 | 0 | 2032 | 0.6 | SWHC006-03
COM-HVAC-56.119 | Com ¦ Demand Controlled Ventilation (HVAC) - Marine ¦ SDG&E ¦ Marine | Com ¦ Demand Controlled Ventilation (HVAC) - Marine | SDG&E ¦ Marine | SDG&E | All | Electric & Gas | Add DCV, ADEC and CO2 Sensor | Efficient |  |  | 0 | Conventional | HVAC | Com - School | Com | RET and NEW | 0 | 1000 sqft2 of floor space | Cap-Tons | 15 | DEER:HVAC_Split-Package_AC | 0 | 0 | 0 | SWHC006-03 | 57.865 | 2024 | 26.475 | 2024 | 0 | 0 | SWHC006-03 | Com HVAC DCV - Marine ¦ SDG&E ¦ Marine | Com HVAC DCV - Marine | 2.9815 | 0.85 | 0.27082 | CSS-Itron 2012 | 0 | 2032 | 0.6 | SWHC006-03
COM-HVAC-56.120 | Com ¦ Demand Controlled Ventilation (HVAC) - Marine ¦ SDG&E ¦ Marine | Com ¦ Demand Controlled Ventilation (HVAC) - Marine | SDG&E ¦ Marine | SDG&E | All | Electric & Gas | Add DCV, ADEC and CO2 Sensor | Efficient |  |  | 0 | Conventional | HVAC | Com - Warehouse | Com | RET and NEW | 0 | 1000 sqft2 of floor space | Cap-Tons | 15 | DEER:HVAC_Split-Package_AC | 0 | 0 | 0 | SWHC006-03 | 57.865 | 2024 | 26.475 | 2024 | 0 | 0 | SWHC006-03 | Com HVAC DCV - Marine ¦ SDG&E ¦ Marine | Com HVAC DCV - Marine | 0.54372 | 0.85 | 0.27082 | CSS-Itron 2012 | 0 | 2032 | 0.6 | SWHC006-03
COM-HVAC-56.121 | Com ¦ Demand Controlled Ventilation (HVAC) - Hot-Dry ¦ SDG&E ¦ Hot-Dry | Com ¦ Demand Controlled Ventilation (HVAC) - Hot-Dry | SDG&E ¦ Hot-Dry | SDG&E | All | Electric & Gas | Add DCV, ADEC and CO2 Sensor | Efficient |  |  | 0 | Conventional | HVAC | Com - College | Com | RET and NEW | 0 | 1000 sqft2 of floor space | Cap-Tons | 15 | DEER:HVAC_Split-Package_AC | 0 | 0 | 0 | SWHC006-03 | 57.865 | 2024 | 26.475 | 2024 | 0 | 0 | SWHC006-03 | Com HVAC DCV - Hot-Dry ¦ SDG&E ¦ Hot-Dry | Com HVAC DCV - Hot-Dry | 2.3473 | 0.85 | 0.27082 | CSS-Itron 2012 | 0 | 2032 | 0.6 | SWHC006-03
COM-HVAC-56.122 | Com ¦ Demand Controlled Ventilation (HVAC) - Hot-Dry ¦ SDG&E ¦ Hot-Dry | Com ¦ Demand Controlled Ventilation (HVAC) - Hot-Dry | SDG&E ¦ Hot-Dry | SDG&E | All | Electric & Gas | Add DCV, ADEC and CO2 Sensor | Efficient |  |  | 0 | Conventional | HVAC | Com - Grocery | Com | RET and NEW | 0 | 1000 sqft2 of floor space | Cap-Tons | 15 | DEER:HVAC_Split-Package_AC | 0 | 0 | 0 | SWHC006-03 | 57.865 | 2024 | 26.475 | 2024 | 0 | 0 | SWHC006-03 | Com HVAC DCV - Hot-Dry ¦ SDG&E ¦ Hot-Dry | Com HVAC DCV - Hot-Dry | 4.0657 | 0.85 | 0.27082 | CSS-Itron 2012 | 0 | 2032 | 0.6 | SWHC006-03
COM-HVAC-56.123 | Com ¦ Demand Controlled Ventilation (HVAC) - Hot-Dry ¦ SDG&E ¦ Hot-Dry | Com ¦ Demand Controlled Ventilation (HVAC) - Hot-Dry | SDG&E ¦ Hot-Dry | SDG&E | All | Electric & Gas | Add DCV, ADEC and CO2 Sensor | Efficient |  |  | 0 | Conventional | HVAC | Com - Health | Com | RET and NEW | 0 | 1000 sqft2 of floor space | Cap-Tons | 15 | DEER:HVAC_Split-Package_AC | 0 | 0 | 0 | SWHC006-03 | 57.865 | 2024 | 26.475 | 2024 | 0 | 0 | SWHC006-03 | Com HVAC DCV - Hot-Dry ¦ SDG&E ¦ Hot-Dry | Com HVAC DCV - Hot-Dry | 3.3781 | 0.85 | 0.27082 | CSS-Itron 2012 | 0 | 2032 | 0.6 | SWHC006-03
COM-HVAC-56.124 | Com ¦ Demand Controlled Ventilation (HVAC) - Hot-Dry ¦ SDG&E ¦ Hot-Dry | Com ¦ Demand Controlled Ventilation (HVAC) - Hot-Dry | SDG&E ¦ Hot-Dry | SDG&E | All | Electric & Gas | Add DCV, ADEC and CO2 Sensor | Efficient |  |  | 0 | Conventional | HVAC | Com - Lodging | Com | RET and NEW | 0 | 1000 sqft2 of floor space | Cap-Tons | 15 | DEER:HVAC_Split-Package_AC | 0 | 0 | 0 | SWHC006-03 | 57.865 | 2024 | 26.475 | 2024 | 0 | 0 | SWHC006-03 | Com HVAC DCV - Hot-Dry ¦ SDG&E ¦ Hot-Dry | Com HVAC DCV - Hot-Dry | 1.8901 | 0.85 | 0.27082 | CSS-Itron 2012 | 0 | 2032 | 0.6 | SWHC006-03
COM-HVAC-56.125 | Com ¦ Demand Controlled Ventilation (HVAC) - Hot-Dry ¦ SDG&E ¦ Hot-Dry | Com ¦ Demand Controlled Ventilation (HVAC) - Hot-Dry | SDG&E ¦ Hot-Dry | SDG&E | All | Electric & Gas | Add DCV, ADEC and CO2 Sensor | Efficient |  |  | 0 | Conventional | HVAC | Com - Office (Large) | Com | RET and NEW | 0 | 1000 sqft2 of floor space | Cap-Tons | 15 | DEER:HVAC_Split-Package_AC | 0 | 0 | 0 | SWHC006-03 | 57.865 | 2024 | 26.475 | 2024 | 0 | 0 | SWHC006-03 | Com HVAC DCV - Hot-Dry ¦ SDG&E ¦ Hot-Dry | Com HVAC DCV - Hot-Dry | 2.4677 | 0.85 | 0.27082 | CSS-Itron 2012 | 0 | 2032 | 0.6 | SWHC006-03
COM-HVAC-56.126 | Com ¦ Demand Controlled Ventilation (HVAC) - Hot-Dry ¦ SDG&E ¦ Hot-Dry | Com ¦ Demand Controlled Ventilation (HVAC) - Hot-Dry | SDG&E ¦ Hot-Dry | SDG&E | All | Electric & Gas | Add DCV, ADEC and CO2 Sensor | Efficient |  |  | 0 | Conventional | HVAC | Com - Office (Small) | Com | RET and NEW | 0 | 1000 sqft2 of floor space | Cap-Tons | 15 | DEER:HVAC_Split-Package_AC | 0 | 0 | 0 | SWHC006-03 | 57.865 | 2024 | 26.475 | 2024 | 0 | 0 | SWHC006-03 | Com HVAC DCV - Hot-Dry ¦ SDG&E ¦ Hot-Dry | Com HVAC DCV - Hot-Dry | 2.9963 | 0.85 | 0.27082 | CSS-Itron 2012 | 0 | 2032 | 0.6 | SWHC006-03
COM-HVAC-56.127 | Com ¦ Demand Controlled Ventilation (HVAC) - Hot-Dry ¦ SDG&E ¦ Hot-Dry | Com ¦ Demand Controlled Ventilation (HVAC) - Hot-Dry | SDG&E ¦ Hot-Dry | SDG&E | All | Electric & Gas | Add DCV, ADEC and CO2 Sensor | Efficient |  |  | 0 | Conventional | HVAC | Com - Other | Com | RET and NEW | 0 | 1000 sqft2 of floor space | Cap-Tons | 15 | DEER:HVAC_Split-Package_AC | 0 | 0 | 0 | SWHC006-03 | 57.865 | 2024 | 26.475 | 2024 | 0 | 0 | SWHC006-03 | Com HVAC DCV - Hot-Dry ¦ SDG&E ¦ Hot-Dry | Com HVAC DCV - Hot-Dry | 4.0392 | 0.85 | 0.27082 | CSS-Itron 2012 | 0 | 2032 | 0.6 | SWHC006-03
COM-HVAC-56.128 | Com ¦ Demand Controlled Ventilation (HVAC) - Hot-Dry ¦ SDG&E ¦ Hot-Dry | Com ¦ Demand Controlled Ventilation (HVAC) - Hot-Dry | SDG&E ¦ Hot-Dry | SDG&E | All | Electric & Gas | Add DCV, ADEC and CO2 Sensor | Efficient |  |  | 0 | Conventional | HVAC | Com - Refrig. Warehouse | Com | RET and NEW | 0 | 1000 sqft2 of floor space | Cap-Tons | 15 | DEER:HVAC_Split-Package_AC | 0 | 0 | 0 | SWHC006-03 | 57.865 | 2024 | 26.475 | 2024 | 0 | 0 | SWHC006-03 | Com HVAC DCV - Hot-Dry ¦ SDG&E ¦ Hot-Dry | Com HVAC DCV - Hot-Dry | 0 | 0.85 | 0 | CSS-Itron 2012 | 0 | 2032 | 0.6 | SWHC006-03
COM-HVAC-56.129 | Com ¦ Demand Controlled Ventilation (HVAC) - Hot-Dry ¦ SDG&E ¦ Hot-Dry | Com ¦ Demand Controlled Ventilation (HVAC) - Hot-Dry | SDG&E ¦ Hot-Dry | SDG&E | All | Electric & Gas | Add DCV, ADEC and CO2 Sensor | Efficient |  |  | 0 | Conventional | HVAC | Com - Restaurant | Com | RET and NEW | 0 | 1000 sqft2 of floor space | Cap-Tons | 15 | DEER:HVAC_Split-Package_AC | 0 | 0 | 0 | SWHC006-03 | 57.865 | 2024 | 26.475 | 2024 | 0 | 0 | SWHC006-03 | Com HVAC DCV - Hot-Dry ¦ SDG&E ¦ Hot-Dry | Com HVAC DCV - Hot-Dry | 4.3736 | 0.85 | 0.27082 | CSS-Itron 2012 | 0 | 2032 | 0.6 | SWHC006-03
COM-HVAC-56.130 | Com ¦ Demand Controlled Ventilation (HVAC) - Hot-Dry ¦ SDG&E ¦ Hot-Dry | Com ¦ Demand Controlled Ventilation (HVAC) - Hot-Dry | SDG&E ¦ Hot-Dry | SDG&E | All | Electric & Gas | Add DCV, ADEC and CO2 Sensor | Efficient |  |  | 0 | Conventional | HVAC | Com - Retail | Com | RET and NEW | 0 | 1000 sqft2 of floor space | Cap-Tons | 15 | DEER:HVAC_Split-Package_AC | 0 | 0 | 0 | SWHC006-03 | 57.865 | 2024 | 26.475 | 2024 | 0 | 0 | SWHC006-03 | Com HVAC DCV - Hot-Dry ¦ SDG&E ¦ Hot-Dry | Com HVAC DCV - Hot-Dry | 1.773 | 0.85 | 0.27082 | CSS-Itron 2012 | 0 | 2032 | 0.6 | SWHC006-03
COM-HVAC-56.131 | Com ¦ Demand Controlled Ventilation (HVAC) - Hot-Dry ¦ SDG&E ¦ Hot-Dry | Com ¦ Demand Controlled Ventilation (HVAC) - Hot-Dry | SDG&E ¦ Hot-Dry | SDG&E | All | Electric & Gas | Add DCV, ADEC and CO2 Sensor | Efficient |  |  | 0 | Conventional | HVAC | Com - School | Com | RET and NEW | 0 | 1000 sqft2 of floor space | Cap-Tons | 15 | DEER:HVAC_Split-Package_AC | 0 | 0 | 0 | SWHC006-03 | 57.865 | 2024 | 26.475 | 2024 | 0 | 0 | SWHC006-03 | Com HVAC DCV - Hot-Dry ¦ SDG&E ¦ Hot-Dry | Com HVAC DCV - Hot-Dry | 2.9815 | 0.85 | 0.27082 | CSS-Itron 2012 | 0 | 2032 | 0.6 | SWHC006-03
COM-HVAC-56.132 | Com ¦ Demand Controlled Ventilation (HVAC) - Hot-Dry ¦ SDG&E ¦ Hot-Dry | Com ¦ Demand Controlled Ventilation (HVAC) - Hot-Dry | SDG&E ¦ Hot-Dry | SDG&E | All | Electric & Gas | Add DCV, ADEC and CO2 Sensor | Efficient |  |  | 0 | Conventional | HVAC | Com - Warehouse | Com | RET and NEW | 0 | 1000 sqft2 of floor space | Cap-Tons | 15 | DEER:HVAC_Split-Package_AC | 0 | 0 | 0 | SWHC006-03 | 57.865 | 2024 | 26.475 | 2024 | 0 | 0 | SWHC006-03 | Com HVAC DCV - Hot-Dry ¦ SDG&E ¦ Hot-Dry | Com HVAC DCV - Hot-Dry | 0.54372 | 0.85 | 0.27082 | CSS-Itron 2012 | 0 | 2032 | 0.6 | SWHC006-03
COM-HVAC-60.1 | Com ¦ No HVAC EMS (Elec SC and Gas SH) - Marine ¦ PG&E ¦ Marine | Com ¦ No HVAC EMS (Elec SC and Gas SH) - Marine | PG&E ¦ Marine | PG&E | All | Electric & Gas | No EMS System | Average Existing and Code |  |  | 0 | Conventional | HVAC | Com - College | Com | RET and NEW | 0 | 1000 sqft2 of floor space | ton | 15 | DEER:HVAC_Split-Package_AC | 1304.1633 | 0.29753 | 127.5284 | Based on density weighted DEER Baseline and % savings from Monitoring Based Commissioning: Benchmarking Analysis of 24 UC/CSU/IOU Projects (Mills, Mathew) April 2009 | 0 | 2020 | 0 | 2020 | 0 | 0 | Monitoring Based Commissioning: Benchmarking Analysis of 24 UC/CSU/IOU Projects (Mills, Mathew) April 2009; Equipment to Labor Split based on HVAC Equipment from Itron MCS WO017 | Com EMS (Elec/Gas) - Marine ¦ PG&E ¦ Marine | Com EMS (Elec/Gas) - Marine | 0.61205 | 1 | 0.2 | CBSA 2014 | -519.1334 | 2012 | 0.6 | N/A
COM-HVAC-60.2 | Com ¦ No HVAC EMS (Elec SC and Gas SH) - Marine ¦ PG&E ¦ Marine | Com ¦ No HVAC EMS (Elec SC and Gas SH) - Marine | PG&E ¦ Marine | PG&E | All | Electric & Gas | No EMS System | Average Existing and Code |  |  | 0 | Conventional | HVAC | Com - Grocery | Com | RET and NEW | 0 | 1000 sqft2 of floor space | ton | 15 | DEER:HVAC_Split-Package_AC | 1524.449 | 0.21027 | 299.6676 | Based on density weighted DEER Baseline and % savings from Monitoring Based Commissioning: Benchmarking Analysis of 24 UC/CSU/IOU Projects (Mills, Mathew) April 2009 | 0 | 2020 | 0 | 2020 | 0 | 0 | Monitoring Based Commissioning: Benchmarking Analysis of 24 UC/CSU/IOU Projects (Mills, Mathew) April 2009; Equipment to Labor Split based on HVAC Equipment from Itron MCS WO018 | Com EMS (Elec/Gas) - Marine ¦ PG&E ¦ Marine | Com EMS (Elec/Gas) - Marine | 0.48352 | 1 | 0.68 | CBSA 2014 | -789.4253 | 2012 | 0.6 | N/A
COM-HVAC-60.3 | Com ¦ No HVAC EMS (Elec SC and Gas SH) - Marine ¦ PG&E ¦ Marine | Com ¦ No HVAC EMS (Elec SC and Gas SH) - Marine | PG&E ¦ Marine | PG&E | All | Electric & Gas | No EMS System | Average Existing and Code |  |  | 0 | Conventional | HVAC | Com - Health | Com | RET and NEW | 0 | 1000 sqft2 of floor space | ton | 15 | DEER:HVAC_Split-Package_AC | 2108.7512 | 0.35858 | 498.7 | Based on density weighted DEER Baseline and % savings from Monitoring Based Commissioning: Benchmarking Analysis of 24 UC/CSU/IOU Projects (Mills, Mathew) April 2009 | 0 | 2020 | 0 | 2020 | 0 | 0 | Monitoring Based Commissioning: Benchmarking Analysis of 24 UC/CSU/IOU Projects (Mills, Mathew) April 2009; Equipment to Labor Split based on HVAC Equipment from Itron MCS WO019 | Com EMS (Elec/Gas) - Marine ¦ PG&E ¦ Marine | Com EMS (Elec/Gas) - Marine | 0.7273 | 1 | 0.44 | CBSA 2014 | -1546.6082 | 2012 | 0.6 | N/A
COM-HVAC-60.4 | Com ¦ No HVAC EMS (Elec SC and Gas SH) - Marine ¦ PG&E ¦ Marine | Com ¦ No HVAC EMS (Elec SC and Gas SH) - Marine | PG&E ¦ Marine | PG&E | All | Electric & Gas | No EMS System | Average Existing and Code |  |  | 0 | Conventional | HVAC | Com - Lodging | Com | RET and NEW | 0 | 1000 sqft2 of floor space | ton | 15 | DEER:HVAC_Split-Package_AC | 2542.5859 | 0.45537 | 320.3591 | Based on density weighted DEER Baseline and % savings from Monitoring Based Commissioning: Benchmarking Analysis of 24 UC/CSU/IOU Projects (Mills, Mathew) April 2009 | 0 | 2020 | 0 | 2020 | 0 | 0 | Monitoring Based Commissioning: Benchmarking Analysis of 24 UC/CSU/IOU Projects (Mills, Mathew) April 2009; Equipment to Labor Split based on HVAC Equipment from Itron MCS WO020 | Com EMS (Elec/Gas) - Marine ¦ PG&E ¦ Marine | Com EMS (Elec/Gas) - Marine | 0.45059 | 1 | 0.75 | CBSA 2014 | -3565.5408 | 2012 | 0.6 | N/A
COM-HVAC-60.5 | Com ¦ No HVAC EMS (Elec SC and Gas SH) - Marine ¦ PG&E ¦ Marine | Com ¦ No HVAC EMS (Elec SC and Gas SH) - Marine | PG&E ¦ Marine | PG&E | All | Electric & Gas | No EMS System | Average Existing and Code |  |  | 0 | Conventional | HVAC | Com - Office (Large) | Com | RET and NEW | 0 | 1000 sqft2 of floor space | ton | 15 | DEER:HVAC_Split-Package_AC | 1458.2224 | 0.44057 | 70.1428 | Based on density weighted DEER Baseline and % savings from Monitoring Based Commissioning: Benchmarking Analysis of 24 UC/CSU/IOU Projects (Mills, Mathew) April 2009 | 0 | 2020 | 0 | 2020 | 0 | 0 | Monitoring Based Commissioning: Benchmarking Analysis of 24 UC/CSU/IOU Projects (Mills, Mathew) April 2009; Equipment to Labor Split based on HVAC Equipment from Itron MCS WO021 | Com EMS (Elec/Gas) - Marine ¦ PG&E ¦ Marine | Com EMS (Elec/Gas) - Marine | 0.66503 | 1 | 0.5 | CBSA 2014 | -460.0124 | 2012 | 0.6 | N/A
COM-HVAC-60.6 | Com ¦ No HVAC EMS (Elec SC and Gas SH) - Marine ¦ PG&E ¦ Marine | Com ¦ No HVAC EMS (Elec SC and Gas SH) - Marine | PG&E ¦ Marine | PG&E | All | Electric & Gas | No EMS System | Average Existing and Code |  |  | 0 | Conventional | HVAC | Com - Office (Small) | Com | RET and NEW | 0 | 1000 sqft2 of floor space | ton | 15 | DEER:HVAC_Split-Package_AC | 1221.3167 | 0.3631 | 23.3848 | Based on density weighted DEER Baseline and % savings from Monitoring Based Commissioning: Benchmarking Analysis of 24 UC/CSU/IOU Projects (Mills, Mathew) April 2009 | 0 | 2020 | 0 | 2020 | 0 | 0 | Monitoring Based Commissioning: Benchmarking Analysis of 24 UC/CSU/IOU Projects (Mills, Mathew) April 2009; Equipment to Labor Split based on HVAC Equipment from Itron MCS WO022 | Com EMS (Elec/Gas) - Marine ¦ PG&E ¦ Marine | Com EMS (Elec/Gas) - Marine | 0.73052 | 1 | 0.5 | CBSA 2014 | -102.2893 | 2012 | 0.6 | N/A
COM-HVAC-60.7 | Com ¦ No HVAC EMS (Elec SC and Gas SH) - Marine ¦ PG&E ¦ Marine | Com ¦ No HVAC EMS (Elec SC and Gas SH) - Marine | PG&E ¦ Marine | PG&E | All | Electric & Gas | No EMS System | Average Existing and Code |  |  | 0 | Conventional | HVAC | Com - Other | Com | RET and NEW | 0 | 1000 sqft2 of floor space | ton | 15 | DEER:HVAC_Split-Package_AC | 1670.6642 | 0.30902 | 254.2029 | Based on density weighted DEER Baseline and % savings from Monitoring Based Commissioning: Benchmarking Analysis of 24 UC/CSU/IOU Projects (Mills, Mathew) April 2009 | 0 | 2020 | 0 | 2020 | 0 | 0 | Monitoring Based Commissioning: Benchmarking Analysis of 24 UC/CSU/IOU Projects (Mills, Mathew) April 2009; Equipment to Labor Split based on HVAC Equipment from Itron MCS WO023 | Com EMS (Elec/Gas) - Marine ¦ PG&E ¦ Marine | Com EMS (Elec/Gas) - Marine | 0.17896 | 1 | 0.65 | CBSA 2014 | -1336.023 | 2012 | 0.6 | N/A
COM-HVAC-60.8 | Com ¦ No HVAC EMS (Elec SC and Gas SH) - Marine ¦ PG&E ¦ Marine | Com ¦ No HVAC EMS (Elec SC and Gas SH) - Marine | PG&E ¦ Marine | PG&E | All | Electric & Gas | No EMS System | Average Existing and Code |  |  | 0 | Conventional | HVAC | Com - Refrig. Warehouse | Com | RET and NEW | 0 | 1000 sqft2 of floor space | ton | 15 | DEER:HVAC_Split-Package_AC | 0 | 0 | 5.5349 | Based on density weighted DEER Baseline and % savings from Monitoring Based Commissioning: Benchmarking Analysis of 24 UC/CSU/IOU Projects (Mills, Mathew) April 2009 | 0 | 2020 | 0 | 2020 | 0 | 0 | Monitoring Based Commissioning: Benchmarking Analysis of 24 UC/CSU/IOU Projects (Mills, Mathew) April 2009; Equipment to Labor Split based on HVAC Equipment from Itron MCS WO024 | Com EMS (Elec/Gas) - Marine ¦ PG&E ¦ Marine | Com EMS (Elec/Gas) - Marine | 0.00031828 | 1 | 0.89 | CBSA 2014 | -4.1556 | 2012 | 0.6 | N/A
COM-HVAC-60.9 | Com ¦ No HVAC EMS (Elec SC and Gas SH) - Marine ¦ PG&E ¦ Marine | Com ¦ No HVAC EMS (Elec SC and Gas SH) - Marine | PG&E ¦ Marine | PG&E | All | Electric & Gas | No EMS System | Average Existing and Code |  |  | 0 | Conventional | HVAC | Com - Restaurant | Com | RET and NEW | 0 | 1000 sqft2 of floor space | ton | 15 | DEER:HVAC_Split-Package_AC | 2321.8858 | 0.28931 | 283.3718 | Based on density weighted DEER Baseline and % savings from Monitoring Based Commissioning: Benchmarking Analysis of 24 UC/CSU/IOU Projects (Mills, Mathew) April 2009 | 0 | 2020 | 0 | 2020 | 0 | 0 | Monitoring Based Commissioning: Benchmarking Analysis of 24 UC/CSU/IOU Projects (Mills, Mathew) April 2009; Equipment to Labor Split based on HVAC Equipment from Itron MCS WO025 | Com EMS (Elec/Gas) - Marine ¦ PG&E ¦ Marine | Com EMS (Elec/Gas) - Marine | 0.55066 | 1 | 0.99 | CBSA 2014 | -254.1418 | 2012 | 0.6 | N/A
COM-HVAC-60.10 | Com ¦ No HVAC EMS (Elec SC and Gas SH) - Marine ¦ PG&E ¦ Marine | Com ¦ No HVAC EMS (Elec SC and Gas SH) - Marine | PG&E ¦ Marine | PG&E | All | Electric & Gas | No EMS System | Average Existing and Code |  |  | 0 | Conventional | HVAC | Com - Retail | Com | RET and NEW | 0 | 1000 sqft2 of floor space | ton | 15 | DEER:HVAC_Split-Package_AC | 1550.72 | 0.36888 | 79.2843 | Based on density weighted DEER Baseline and % savings from Monitoring Based Commissioning: Benchmarking Analysis of 24 UC/CSU/IOU Projects (Mills, Mathew) April 2009 | 0 | 2020 | 0 | 2020 | 0 | 0 | Monitoring Based Commissioning: Benchmarking Analysis of 24 UC/CSU/IOU Projects (Mills, Mathew) April 2009; Equipment to Labor Split based on HVAC Equipment from Itron MCS WO026 | Com EMS (Elec/Gas) - Marine ¦ PG&E ¦ Marine | Com EMS (Elec/Gas) - Marine | 0.3972 | 1 | 0.76 | CBSA 2014 | -936.5477 | 2012 | 0.6 | N/A
COM-HVAC-60.11 | Com ¦ No HVAC EMS (Elec SC and Gas SH) - Marine ¦ PG&E ¦ Marine | Com ¦ No HVAC EMS (Elec SC and Gas SH) - Marine | PG&E ¦ Marine | PG&E | All | Electric & Gas | No EMS System | Average Existing and Code |  |  | 0 | Conventional | HVAC | Com - School | Com | RET and NEW | 0 | 1000 sqft2 of floor space | ton | 15 | DEER:HVAC_Split-Package_AC | 1133.1437 | 0.1033 | 244.7145 | Based on density weighted DEER Baseline and % savings from Monitoring Based Commissioning: Benchmarking Analysis of 24 UC/CSU/IOU Projects (Mills, Mathew) April 2009 | 0 | 2020 | 0 | 2020 | 0 | 0 | Monitoring Based Commissioning: Benchmarking Analysis of 24 UC/CSU/IOU Projects (Mills, Mathew) April 2009; Equipment to Labor Split based on HVAC Equipment from Itron MCS WO027 | Com EMS (Elec/Gas) - Marine ¦ PG&E ¦ Marine | Com EMS (Elec/Gas) - Marine | 0.61287 | 1 | 0.41 | CBSA 2014 | -745.677 | 2012 | 0.6 | N/A
COM-HVAC-60.12 | Com ¦ No HVAC EMS (Elec SC and Gas SH) - Marine ¦ PG&E ¦ Marine | Com ¦ No HVAC EMS (Elec SC and Gas SH) - Marine | PG&E ¦ Marine | PG&E | All | Electric & Gas | No EMS System | Average Existing and Code |  |  | 0 | Conventional | HVAC | Com - Warehouse | Com | RET and NEW | 0 | 1000 sqft2 of floor space | ton | 15 | DEER:HVAC_Split-Package_AC | 1285.9601 | 0.24264 | 58.3924 | Based on density weighted DEER Baseline and % savings from Monitoring Based Commissioning: Benchmarking Analysis of 24 UC/CSU/IOU Projects (Mills, Mathew) April 2009 | 0 | 2020 | 0 | 2020 | 0 | 0 | Monitoring Based Commissioning: Benchmarking Analysis of 24 UC/CSU/IOU Projects (Mills, Mathew) April 2009; Equipment to Labor Split based on HVAC Equipment from Itron MCS WO028 | Com EMS (Elec/Gas) - Marine ¦ PG&E ¦ Marine | Com EMS (Elec/Gas) - Marine | 0.070931 | 1 | 0.89 | CBSA 2014 | -631.5846 | 2012 | 0.6 | N/A
COM-HVAC-60.13 | Com ¦ No HVAC EMS (Elec SC and Gas SH) - Hot-Dry ¦ PG&E ¦ Hot-Dry | Com ¦ No HVAC EMS (Elec SC and Gas SH) - Hot-Dry | PG&E ¦ Hot-Dry | PG&E | All | Electric & Gas | No EMS System | Average Existing and Code |  |  | 0 | Conventional | HVAC | Com - College | Com | RET and NEW | 0 | 1000 sqft2 of floor space | ton | 15 | DEER:HVAC_Split-Package_AC | 1274.3477 | 0.37899 | 116.666 | Based on density weighted DEER Baseline and % savings from Monitoring Based Commissioning: Benchmarking Analysis of 24 UC/CSU/IOU Projects (Mills, Mathew) April 2009 | 0 | 2020 | 0 | 2020 | 0 | 0 | Monitoring Based Commissioning: Benchmarking Analysis of 24 UC/CSU/IOU Projects (Mills, Mathew) April 2009; Equipment to Labor Split based on HVAC Equipment from Itron MCS WO029 | Com EMS (Elec/Gas) - Hot-Dry ¦ PG&E ¦ Hot-Dry | Com EMS (Elec/Gas) - Hot-Dry | 0.61205 | 1 | 0.2 | CBSA 2014 | -481.0511 | 2012 | 0.6 | N/A
COM-HVAC-60.14 | Com ¦ No HVAC EMS (Elec SC and Gas SH) - Hot-Dry ¦ PG&E ¦ Hot-Dry | Com ¦ No HVAC EMS (Elec SC and Gas SH) - Hot-Dry | PG&E ¦ Hot-Dry | PG&E | All | Electric & Gas | No EMS System | Average Existing and Code |  |  | 0 | Conventional | HVAC | Com - Grocery | Com | RET and NEW | 0 | 1000 sqft2 of floor space | ton | 15 | DEER:HVAC_Split-Package_AC | 1542.967 | 0.27806 | 237.6615 | Based on density weighted DEER Baseline and % savings from Monitoring Based Commissioning: Benchmarking Analysis of 24 UC/CSU/IOU Projects (Mills, Mathew) April 2009 | 0 | 2020 | 0 | 2020 | 0 | 0 | Monitoring Based Commissioning: Benchmarking Analysis of 24 UC/CSU/IOU Projects (Mills, Mathew) April 2009; Equipment to Labor Split based on HVAC Equipment from Itron MCS WO030 | Com EMS (Elec/Gas) - Hot-Dry ¦ PG&E ¦ Hot-Dry | Com EMS (Elec/Gas) - Hot-Dry | 0.48352 | 1 | 0.68 | CBSA 2014 | -644.8647 | 2012 | 0.6 | N/A
COM-HVAC-60.15 | Com ¦ No HVAC EMS (Elec SC and Gas SH) - Hot-Dry ¦ PG&E ¦ Hot-Dry | Com ¦ No HVAC EMS (Elec SC and Gas SH) - Hot-Dry | PG&E ¦ Hot-Dry | PG&E | All | Electric & Gas | No EMS System | Average Existing and Code |  |  | 0 | Conventional | HVAC | Com - Health | Com | RET and NEW | 0 | 1000 sqft2 of floor space | ton | 15 | DEER:HVAC_Split-Package_AC | 2069.2163 | 0.37001 | 465.0402 | Based on density weighted DEER Baseline and % savings from Monitoring Based Commissioning: Benchmarking Analysis of 24 UC/CSU/IOU Projects (Mills, Mathew) April 2009 | 0 | 2020 | 0 | 2020 | 0 | 0 | Monitoring Based Commissioning: Benchmarking Analysis of 24 UC/CSU/IOU Projects (Mills, Mathew) April 2009; Equipment to Labor Split based on HVAC Equipment from Itron MCS WO031 | Com EMS (Elec/Gas) - Hot-Dry ¦ PG&E ¦ Hot-Dry | Com EMS (Elec/Gas) - Hot-Dry | 0.7273 | 1 | 0.44 | CBSA 2014 | -1448.9462 | 2012 | 0.6 | N/A
COM-HVAC-60.16 | Com ¦ No HVAC EMS (Elec SC and Gas SH) - Hot-Dry ¦ PG&E ¦ Hot-Dry | Com ¦ No HVAC EMS (Elec SC and Gas SH) - Hot-Dry | PG&E ¦ Hot-Dry | PG&E | All | Electric & Gas | No EMS System | Average Existing and Code |  |  | 0 | Conventional | HVAC | Com - Lodging | Com | RET and NEW | 0 | 1000 sqft2 of floor space | ton | 15 | DEER:HVAC_Split-Package_AC | 2514.7984 | 0.49251 | 291.2039 | Based on density weighted DEER Baseline and % savings from Monitoring Based Commissioning: Benchmarking Analysis of 24 UC/CSU/IOU Projects (Mills, Mathew) April 2009 | 0 | 2020 | 0 | 2020 | 0 | 0 | Monitoring Based Commissioning: Benchmarking Analysis of 24 UC/CSU/IOU Projects (Mills, Mathew) April 2009; Equipment to Labor Split based on HVAC Equipment from Itron MCS WO032 | Com EMS (Elec/Gas) - Hot-Dry ¦ PG&E ¦ Hot-Dry | Com EMS (Elec/Gas) - Hot-Dry | 0.45059 | 1 | 0.75 | CBSA 2014 | -3273.1538 | 2012 | 0.6 | N/A
COM-HVAC-60.17 | Com ¦ No HVAC EMS (Elec SC and Gas SH) - Hot-Dry ¦ PG&E ¦ Hot-Dry | Com ¦ No HVAC EMS (Elec SC and Gas SH) - Hot-Dry | PG&E ¦ Hot-Dry | PG&E | All | Electric & Gas | No EMS System | Average Existing and Code |  |  | 0 | Conventional | HVAC | Com - Office (Large) | Com | RET and NEW | 0 | 1000 sqft2 of floor space | ton | 15 | DEER:HVAC_Split-Package_AC | 1439.2622 | 0.4795 | 62.2862 | Based on density weighted DEER Baseline and % savings from Monitoring Based Commissioning: Benchmarking Analysis of 24 UC/CSU/IOU Projects (Mills, Mathew) April 2009 | 0 | 2020 | 0 | 2020 | 0 | 0 | Monitoring Based Commissioning: Benchmarking Analysis of 24 UC/CSU/IOU Projects (Mills, Mathew) April 2009; Equipment to Labor Split based on HVAC Equipment from Itron MCS WO033 | Com EMS (Elec/Gas) - Hot-Dry ¦ PG&E ¦ Hot-Dry | Com EMS (Elec/Gas) - Hot-Dry | 0.66503 | 1 | 0.5 | CBSA 2014 | -422.8449 | 2012 | 0.6 | N/A
COM-HVAC-60.18 | Com ¦ No HVAC EMS (Elec SC and Gas SH) - Hot-Dry ¦ PG&E ¦ Hot-Dry | Com ¦ No HVAC EMS (Elec SC and Gas SH) - Hot-Dry | PG&E ¦ Hot-Dry | PG&E | All | Electric & Gas | No EMS System | Average Existing and Code |  |  | 0 | Conventional | HVAC | Com - Office (Small) | Com | RET and NEW | 0 | 1000 sqft2 of floor space | ton | 15 | DEER:HVAC_Split-Package_AC | 1198.1161 | 0.42434 | 25.0946 | Based on density weighted DEER Baseline and % savings from Monitoring Based Commissioning: Benchmarking Analysis of 24 UC/CSU/IOU Projects (Mills, Mathew) April 2009 | 0 | 2020 | 0 | 2020 | 0 | 0 | Monitoring Based Commissioning: Benchmarking Analysis of 24 UC/CSU/IOU Projects (Mills, Mathew) April 2009; Equipment to Labor Split based on HVAC Equipment from Itron MCS WO034 | Com EMS (Elec/Gas) - Hot-Dry ¦ PG&E ¦ Hot-Dry | Com EMS (Elec/Gas) - Hot-Dry | 0.73052 | 1 | 0.5 | CBSA 2014 | -104.6104 | 2012 | 0.6 | N/A
COM-HVAC-60.19 | Com ¦ No HVAC EMS (Elec SC and Gas SH) - Hot-Dry ¦ PG&E ¦ Hot-Dry | Com ¦ No HVAC EMS (Elec SC and Gas SH) - Hot-Dry | PG&E ¦ Hot-Dry | PG&E | All | Electric & Gas | No EMS System | Average Existing and Code |  |  | 0 | Conventional | HVAC | Com - Other | Com | RET and NEW | 0 | 1000 sqft2 of floor space | ton | 15 | DEER:HVAC_Split-Package_AC | 1625.1765 | 0.37426 | 227.855 | Based on density weighted DEER Baseline and % savings from Monitoring Based Commissioning: Benchmarking Analysis of 24 UC/CSU/IOU Projects (Mills, Mathew) April 2009 | 0 | 2020 | 0 | 2020 | 0 | 0 | Monitoring Based Commissioning: Benchmarking Analysis of 24 UC/CSU/IOU Projects (Mills, Mathew) April 2009; Equipment to Labor Split based on HVAC Equipment from Itron MCS WO035 | Com EMS (Elec/Gas) - Hot-Dry ¦ PG&E ¦ Hot-Dry | Com EMS (Elec/Gas) - Hot-Dry | 0.17896 | 1 | 0.65 | CBSA 2014 | -1211.644 | 2012 | 0.6 | N/A
COM-HVAC-60.20 | Com ¦ No HVAC EMS (Elec SC and Gas SH) - Hot-Dry ¦ PG&E ¦ Hot-Dry | Com ¦ No HVAC EMS (Elec SC and Gas SH) - Hot-Dry | PG&E ¦ Hot-Dry | PG&E | All | Electric & Gas | No EMS System | Average Existing and Code |  |  | 0 | Conventional | HVAC | Com - Refrig. Warehouse | Com | RET and NEW | 0 | 1000 sqft2 of floor space | ton | 15 | DEER:HVAC_Split-Package_AC | 0 | 0 | 5.9913 | Based on density weighted DEER Baseline and % savings from Monitoring Based Commissioning: Benchmarking Analysis of 24 UC/CSU/IOU Projects (Mills, Mathew) April 2009 | 0 | 2020 | 0 | 2020 | 0 | 0 | Monitoring Based Commissioning: Benchmarking Analysis of 24 UC/CSU/IOU Projects (Mills, Mathew) April 2009; Equipment to Labor Split based on HVAC Equipment from Itron MCS WO036 | Com EMS (Elec/Gas) - Hot-Dry ¦ PG&E ¦ Hot-Dry | Com EMS (Elec/Gas) - Hot-Dry | 0.00031828 | 1 | 0.89 | CBSA 2014 | -4.4982 | 2012 | 0.6 | N/A
COM-HVAC-60.21 | Com ¦ No HVAC EMS (Elec SC and Gas SH) - Hot-Dry ¦ PG&E ¦ Hot-Dry | Com ¦ No HVAC EMS (Elec SC and Gas SH) - Hot-Dry | PG&E ¦ Hot-Dry | PG&E | All | Electric & Gas | No EMS System | Average Existing and Code |  |  | 0 | Conventional | HVAC | Com - Restaurant | Com | RET and NEW | 0 | 1000 sqft2 of floor space | ton | 15 | DEER:HVAC_Split-Package_AC | 2248.5938 | 0.37829 | 251.6591 | Based on density weighted DEER Baseline and % savings from Monitoring Based Commissioning: Benchmarking Analysis of 24 UC/CSU/IOU Projects (Mills, Mathew) April 2009 | 0 | 2020 | 0 | 2020 | 0 | 0 | Monitoring Based Commissioning: Benchmarking Analysis of 24 UC/CSU/IOU Projects (Mills, Mathew) April 2009; Equipment to Labor Split based on HVAC Equipment from Itron MCS WO037 | Com EMS (Elec/Gas) - Hot-Dry ¦ PG&E ¦ Hot-Dry | Com EMS (Elec/Gas) - Hot-Dry | 0.55066 | 1 | 0.99 | CBSA 2014 | -229.0155 | 2012 | 0.6 | N/A
COM-HVAC-60.22 | Com ¦ No HVAC EMS (Elec SC and Gas SH) - Hot-Dry ¦ PG&E ¦ Hot-Dry | Com ¦ No HVAC EMS (Elec SC and Gas SH) - Hot-Dry | PG&E ¦ Hot-Dry | PG&E | All | Electric & Gas | No EMS System | Average Existing and Code |  |  | 0 | Conventional | HVAC | Com - Retail | Com | RET and NEW | 0 | 1000 sqft2 of floor space | ton | 15 | DEER:HVAC_Split-Package_AC | 1504.6745 | 0.39629 | 76.6466 | Based on density weighted DEER Baseline and % savings from Monitoring Based Commissioning: Benchmarking Analysis of 24 UC/CSU/IOU Projects (Mills, Mathew) April 2009 | 0 | 2020 | 0 | 2020 | 0 | 0 | Monitoring Based Commissioning: Benchmarking Analysis of 24 UC/CSU/IOU Projects (Mills, Mathew) April 2009; Equipment to Labor Split based on HVAC Equipment from Itron MCS WO038 | Com EMS (Elec/Gas) - Hot-Dry ¦ PG&E ¦ Hot-Dry | Com EMS (Elec/Gas) - Hot-Dry | 0.3972 | 1 | 0.76 | CBSA 2014 | -907.3382 | 2012 | 0.6 | N/A
COM-HVAC-60.23 | Com ¦ No HVAC EMS (Elec SC and Gas SH) - Hot-Dry ¦ PG&E ¦ Hot-Dry | Com ¦ No HVAC EMS (Elec SC and Gas SH) - Hot-Dry | PG&E ¦ Hot-Dry | PG&E | All | Electric & Gas | No EMS System | Average Existing and Code |  |  | 0 | Conventional | HVAC | Com - School | Com | RET and NEW | 0 | 1000 sqft2 of floor space | ton | 15 | DEER:HVAC_Split-Package_AC | 1112.7026 | 0.23782 | 224.8469 | Based on density weighted DEER Baseline and % savings from Monitoring Based Commissioning: Benchmarking Analysis of 24 UC/CSU/IOU Projects (Mills, Mathew) April 2009 | 0 | 2020 | 0 | 2020 | 0 | 0 | Monitoring Based Commissioning: Benchmarking Analysis of 24 UC/CSU/IOU Projects (Mills, Mathew) April 2009; Equipment to Labor Split based on HVAC Equipment from Itron MCS WO039 | Com EMS (Elec/Gas) - Hot-Dry ¦ PG&E ¦ Hot-Dry | Com EMS (Elec/Gas) - Hot-Dry | 0.61287 | 1 | 0.41 | CBSA 2014 | -696.9191 | 2012 | 0.6 | N/A
COM-HVAC-60.24 | Com ¦ No HVAC EMS (Elec SC and Gas SH) - Hot-Dry ¦ PG&E ¦ Hot-Dry | Com ¦ No HVAC EMS (Elec SC and Gas SH) - Hot-Dry | PG&E ¦ Hot-Dry | PG&E | All | Electric & Gas | No EMS System | Average Existing and Code |  |  | 0 | Conventional | HVAC | Com - Warehouse | Com | RET and NEW | 0 | 1000 sqft2 of floor space | ton | 15 | DEER:HVAC_Split-Package_AC | 1247.7821 | 0.3834 | 54.7009 | Based on density weighted DEER Baseline and % savings from Monitoring Based Commissioning: Benchmarking Analysis of 24 UC/CSU/IOU Projects (Mills, Mathew) April 2009 | 0 | 2020 | 0 | 2020 | 0 | 0 | Monitoring Based Commissioning: Benchmarking Analysis of 24 UC/CSU/IOU Projects (Mills, Mathew) April 2009; Equipment to Labor Split based on HVAC Equipment from Itron MCS WO040 | Com EMS (Elec/Gas) - Hot-Dry ¦ PG&E ¦ Hot-Dry | Com EMS (Elec/Gas) - Hot-Dry | 0.070931 | 1 | 0.89 | CBSA 2014 | -604.5805 | 2012 | 0.6 | N/A
COM-HVAC-60.25 | Com ¦ No HVAC EMS (Elec SC and Gas SH) - Cold ¦ PG&E ¦ Cold | Com ¦ No HVAC EMS (Elec SC and Gas SH) - Cold | PG&E ¦ Cold | PG&E | All | Electric & Gas | No EMS System | Average Existing and Code |  |  | 0 | Conventional | HVAC | Com - College | Com | RET and NEW | 0 | 1000 sqft2 of floor space | ton | 15 | DEER:HVAC_Split-Package_AC | 1298.519 | 0.40906 | 193.5553 | Based on density weighted DEER Baseline and % savings from Monitoring Based Commissioning: Benchmarking Analysis of 24 UC/CSU/IOU Projects (Mills, Mathew) April 2009 | 0 | 2020 | 0 | 2020 | 0 | 0 | Monitoring Based Commissioning: Benchmarking Analysis of 24 UC/CSU/IOU Projects (Mills, Mathew) April 2009; Equipment to Labor Split based on HVAC Equipment from Itron MCS WO041 | Com EMS (Elec/Gas) - Cold ¦ PG&E ¦ Cold | Com EMS (Elec/Gas) - Cold | 0.61205 | 1 | 0.2 | CBSA 2014 | -736.5073 | 2012 | 0.6 | N/A
COM-HVAC-60.26 | Com ¦ No HVAC EMS (Elec SC and Gas SH) - Cold ¦ PG&E ¦ Cold | Com ¦ No HVAC EMS (Elec SC and Gas SH) - Cold | PG&E ¦ Cold | PG&E | All | Electric & Gas | No EMS System | Average Existing and Code |  |  | 0 | Conventional | HVAC | Com - Grocery | Com | RET and NEW | 0 | 1000 sqft2 of floor space | ton | 15 | DEER:HVAC_Split-Package_AC | 1530.0363 | 0.26053 | 328.6293 | Based on density weighted DEER Baseline and % savings from Monitoring Based Commissioning: Benchmarking Analysis of 24 UC/CSU/IOU Projects (Mills, Mathew) April 2009 | 0 | 2020 | 0 | 2020 | 0 | 0 | Monitoring Based Commissioning: Benchmarking Analysis of 24 UC/CSU/IOU Projects (Mills, Mathew) April 2009; Equipment to Labor Split based on HVAC Equipment from Itron MCS WO042 | Com EMS (Elec/Gas) - Cold ¦ PG&E ¦ Cold | Com EMS (Elec/Gas) - Cold | 0.48352 | 1 | 0.68 | CBSA 2014 | -857.7472 | 2012 | 0.6 | N/A
COM-HVAC-60.27 | Com ¦ No HVAC EMS (Elec SC and Gas SH) - Cold ¦ PG&E ¦ Cold | Com ¦ No HVAC EMS (Elec SC and Gas SH) - Cold | PG&E ¦ Cold | PG&E | All | Electric & Gas | No EMS System | Average Existing and Code |  |  | 0 | Conventional | HVAC | Com - Health | Com | RET and NEW | 0 | 1000 sqft2 of floor space | ton | 15 | DEER:HVAC_Split-Package_AC | 2090.6226 | 0.40449 | 575.3316 | Based on density weighted DEER Baseline and % savings from Monitoring Based Commissioning: Benchmarking Analysis of 24 UC/CSU/IOU Projects (Mills, Mathew) April 2009 | 0 | 2020 | 0 | 2020 | 0 | 0 | Monitoring Based Commissioning: Benchmarking Analysis of 24 UC/CSU/IOU Projects (Mills, Mathew) April 2009; Equipment to Labor Split based on HVAC Equipment from Itron MCS WO043 | Com EMS (Elec/Gas) - Cold ¦ PG&E ¦ Cold | Com EMS (Elec/Gas) - Cold | 0.7273 | 1 | 0.44 | CBSA 2014 | -1761.8742 | 2012 | 0.6 | N/A
COM-HVAC-60.28 | Com ¦ No HVAC EMS (Elec SC and Gas SH) - Cold ¦ PG&E ¦ Cold | Com ¦ No HVAC EMS (Elec SC and Gas SH) - Cold | PG&E ¦ Cold | PG&E | All | Electric & Gas | No EMS System | Average Existing and Code |  |  | 0 | Conventional | HVAC | Com - Lodging | Com | RET and NEW | 0 | 1000 sqft2 of floor space | ton | 15 | DEER:HVAC_Split-Package_AC | 2529.4458 | 0.51786 | 362.4505 | Based on density weighted DEER Baseline and % savings from Monitoring Based Commissioning: Benchmarking Analysis of 24 UC/CSU/IOU Projects (Mills, Mathew) April 2009 | 0 | 2020 | 0 | 2020 | 0 | 0 | Monitoring Based Commissioning: Benchmarking Analysis of 24 UC/CSU/IOU Projects (Mills, Mathew) April 2009; Equipment to Labor Split based on HVAC Equipment from Itron MCS WO044 | Com EMS (Elec/Gas) - Cold ¦ PG&E ¦ Cold | Com EMS (Elec/Gas) - Cold | 0.45059 | 1 | 0.75 | CBSA 2014 | -3979.2628 | 2012 | 0.6 | N/A
COM-HVAC-60.29 | Com ¦ No HVAC EMS (Elec SC and Gas SH) - Cold ¦ PG&E ¦ Cold | Com ¦ No HVAC EMS (Elec SC and Gas SH) - Cold | PG&E ¦ Cold | PG&E | All | Electric & Gas | No EMS System | Average Existing and Code |  |  | 0 | Conventional | HVAC | Com - Office (Large) | Com | RET and NEW | 0 | 1000 sqft2 of floor space | ton | 15 | DEER:HVAC_Split-Package_AC | 1454.6399 | 0.53984 | 127.46 | Based on density weighted DEER Baseline and % savings from Monitoring Based Commissioning: Benchmarking Analysis of 24 UC/CSU/IOU Projects (Mills, Mathew) April 2009 | 0 | 2020 | 0 | 2020 | 0 | 0 | Monitoring Based Commissioning: Benchmarking Analysis of 24 UC/CSU/IOU Projects (Mills, Mathew) April 2009; Equipment to Labor Split based on HVAC Equipment from Itron MCS WO045 | Com EMS (Elec/Gas) - Cold ¦ PG&E ¦ Cold | Com EMS (Elec/Gas) - Cold | 0.66503 | 1 | 0.5 | CBSA 2014 | -717.0499 | 2012 | 0.6 | N/A
COM-HVAC-60.30 | Com ¦ No HVAC EMS (Elec SC and Gas SH) - Cold ¦ PG&E ¦ Cold | Com ¦ No HVAC EMS (Elec SC and Gas SH) - Cold | PG&E ¦ Cold | PG&E | All | Electric & Gas | No EMS System | Average Existing and Code |  |  | 0 | Conventional | HVAC | Com - Office (Small) | Com | RET and NEW | 0 | 1000 sqft2 of floor space | ton | 15 | DEER:HVAC_Split-Package_AC | 1212.191 | 0.46457 | 48.3164 | Based on density weighted DEER Baseline and % savings from Monitoring Based Commissioning: Benchmarking Analysis of 24 UC/CSU/IOU Projects (Mills, Mathew) April 2009 | 0 | 2020 | 0 | 2020 | 0 | 0 | Monitoring Based Commissioning: Benchmarking Analysis of 24 UC/CSU/IOU Projects (Mills, Mathew) April 2009; Equipment to Labor Split based on HVAC Equipment from Itron MCS WO046 | Com EMS (Elec/Gas) - Cold ¦ PG&E ¦ Cold | Com EMS (Elec/Gas) - Cold | 0.73052 | 1 | 0.5 | CBSA 2014 | -151.2274 | 2012 | 0.6 | N/A
COM-HVAC-60.31 | Com ¦ No HVAC EMS (Elec SC and Gas SH) - Cold ¦ PG&E ¦ Cold | Com ¦ No HVAC EMS (Elec SC and Gas SH) - Cold | PG&E ¦ Cold | PG&E | All | Electric & Gas | No EMS System | Average Existing and Code |  |  | 0 | Conventional | HVAC | Com - Other | Com | RET and NEW | 0 | 1000 sqft2 of floor space | ton | 15 | DEER:HVAC_Split-Package_AC | 1656.6835 | 0.39214 | 487.6187 | Based on density weighted DEER Baseline and % savings from Monitoring Based Commissioning: Benchmarking Analysis of 24 UC/CSU/IOU Projects (Mills, Mathew) April 2009 | 0 | 2020 | 0 | 2020 | 0 | 0 | Monitoring Based Commissioning: Benchmarking Analysis of 24 UC/CSU/IOU Projects (Mills, Mathew) April 2009; Equipment to Labor Split based on HVAC Equipment from Itron MCS WO047 | Com EMS (Elec/Gas) - Cold ¦ PG&E ¦ Cold | Com EMS (Elec/Gas) - Cold | 0.17896 | 1 | 0.65 | CBSA 2014 | -2391.8543 | 2012 | 0.6 | N/A
COM-HVAC-60.32 | Com ¦ No HVAC EMS (Elec SC and Gas SH) - Cold ¦ PG&E ¦ Cold | Com ¦ No HVAC EMS (Elec SC and Gas SH) - Cold | PG&E ¦ Cold | PG&E | All | Electric & Gas | No EMS System | Average Existing and Code |  |  | 0 | Conventional | HVAC | Com - Refrig. Warehouse | Com | RET and NEW | 0 | 1000 sqft2 of floor space | ton | 15 | DEER:HVAC_Split-Package_AC | 0 | 0 | 47.5478 | Based on density weighted DEER Baseline and % savings from Monitoring Based Commissioning: Benchmarking Analysis of 24 UC/CSU/IOU Projects (Mills, Mathew) April 2009 | 0 | 2020 | 0 | 2020 | 0 | 0 | Monitoring Based Commissioning: Benchmarking Analysis of 24 UC/CSU/IOU Projects (Mills, Mathew) April 2009; Equipment to Labor Split based on HVAC Equipment from Itron MCS WO048 | Com EMS (Elec/Gas) - Cold ¦ PG&E ¦ Cold | Com EMS (Elec/Gas) - Cold | 0.00031828 | 1 | 0.89 | CBSA 2014 | -35.6985 | 2012 | 0.6 | N/A
COM-HVAC-60.33 | Com ¦ No HVAC EMS (Elec SC and Gas SH) - Cold ¦ PG&E ¦ Cold | Com ¦ No HVAC EMS (Elec SC and Gas SH) - Cold | PG&E ¦ Cold | PG&E | All | Electric & Gas | No EMS System | Average Existing and Code |  |  | 0 | Conventional | HVAC | Com - Restaurant | Com | RET and NEW | 0 | 1000 sqft2 of floor space | ton | 15 | DEER:HVAC_Split-Package_AC | 2294.0247 | 0.39325 | 487.8881 | Based on density weighted DEER Baseline and % savings from Monitoring Based Commissioning: Benchmarking Analysis of 24 UC/CSU/IOU Projects (Mills, Mathew) April 2009 | 0 | 2020 | 0 | 2020 | 0 | 0 | Monitoring Based Commissioning: Benchmarking Analysis of 24 UC/CSU/IOU Projects (Mills, Mathew) April 2009; Equipment to Labor Split based on HVAC Equipment from Itron MCS WO049 | Com EMS (Elec/Gas) - Cold ¦ PG&E ¦ Cold | Com EMS (Elec/Gas) - Cold | 0.55066 | 1 | 0.99 | CBSA 2014 | -407.2869 | 2012 | 0.6 | N/A
COM-HVAC-60.34 | Com ¦ No HVAC EMS (Elec SC and Gas SH) - Cold ¦ PG&E ¦ Cold | Com ¦ No HVAC EMS (Elec SC and Gas SH) - Cold | PG&E ¦ Cold | PG&E | All | Electric & Gas | No EMS System | Average Existing and Code |  |  | 0 | Conventional | HVAC | Com - Retail | Com | RET and NEW | 0 | 1000 sqft2 of floor space | ton | 15 | DEER:HVAC_Split-Package_AC | 1537.7778 | 0.40543 | 166.7297 | Based on density weighted DEER Baseline and % savings from Monitoring Based Commissioning: Benchmarking Analysis of 24 UC/CSU/IOU Projects (Mills, Mathew) April 2009 | 0 | 2020 | 0 | 2020 | 0 | 0 | Monitoring Based Commissioning: Benchmarking Analysis of 24 UC/CSU/IOU Projects (Mills, Mathew) April 2009; Equipment to Labor Split based on HVAC Equipment from Itron MCS WO050 | Com EMS (Elec/Gas) - Cold ¦ PG&E ¦ Cold | Com EMS (Elec/Gas) - Cold | 0.3972 | 1 | 0.76 | CBSA 2014 | -1364.0788 | 2012 | 0.6 | N/A
COM-HVAC-60.35 | Com ¦ No HVAC EMS (Elec SC and Gas SH) - Cold ¦ PG&E ¦ Cold | Com ¦ No HVAC EMS (Elec SC and Gas SH) - Cold | PG&E ¦ Cold | PG&E | All | Electric & Gas | No EMS System | Average Existing and Code |  |  | 0 | Conventional | HVAC | Com - School | Com | RET and NEW | 0 | 1000 sqft2 of floor space | ton | 15 | DEER:HVAC_Split-Package_AC | 1123.6125 | 0.21332 | 393.4607 | Based on density weighted DEER Baseline and % savings from Monitoring Based Commissioning: Benchmarking Analysis of 24 UC/CSU/IOU Projects (Mills, Mathew) April 2009 | 0 | 2020 | 0 | 2020 | 0 | 0 | Monitoring Based Commissioning: Benchmarking Analysis of 24 UC/CSU/IOU Projects (Mills, Mathew) April 2009; Equipment to Labor Split based on HVAC Equipment from Itron MCS WO051 | Com EMS (Elec/Gas) - Cold ¦ PG&E ¦ Cold | Com EMS (Elec/Gas) - Cold | 0.61287 | 1 | 0.41 | CBSA 2014 | -1083.9545 | 2012 | 0.6 | N/A
COM-HVAC-60.36 | Com ¦ No HVAC EMS (Elec SC and Gas SH) - Cold ¦ PG&E ¦ Cold | Com ¦ No HVAC EMS (Elec SC and Gas SH) - Cold | PG&E ¦ Cold | PG&E | All | Electric & Gas | No EMS System | Average Existing and Code |  |  | 0 | Conventional | HVAC | Com - Warehouse | Com | RET and NEW | 0 | 1000 sqft2 of floor space | ton | 15 | DEER:HVAC_Split-Package_AC | 1257.5879 | 0.37781 | 116.5204 | Based on density weighted DEER Baseline and % savings from Monitoring Based Commissioning: Benchmarking Analysis of 24 UC/CSU/IOU Projects (Mills, Mathew) April 2009 | 0 | 2020 | 0 | 2020 | 0 | 0 | Monitoring Based Commissioning: Benchmarking Analysis of 24 UC/CSU/IOU Projects (Mills, Mathew) April 2009; Equipment to Labor Split based on HVAC Equipment from Itron MCS WO052 | Com EMS (Elec/Gas) - Cold ¦ PG&E ¦ Cold | Com EMS (Elec/Gas) - Cold | 0.070931 | 1 | 0.89 | CBSA 2014 | -868.1177 | 2012 | 0.6 | N/A
COM-HVAC-60.37 | Com ¦ No HVAC EMS (Elec SC and Gas SH) - Marine ¦ SCE ¦ Marine | Com ¦ No HVAC EMS (Elec SC and Gas SH) - Marine | SCE ¦ Marine | SCE | All | Electric & Gas | No EMS System | Average Existing and Code |  |  | 0 | Conventional | HVAC | Com - College | Com | RET and NEW | 0 | 1000 sqft2 of floor space | ton | 15 | DEER:HVAC_Split-Package_AC | 1283.2167 | 0.28331 | 0 | Based on density weighted DEER Baseline and % savings from Monitoring Based Commissioning: Benchmarking Analysis of 24 UC/CSU/IOU Projects (Mills, Mathew) April 2009 | 0 | 2020 | 0 | 2020 | 0 | 0 | Monitoring Based Commissioning: Benchmarking Analysis of 24 UC/CSU/IOU Projects (Mills, Mathew) April 2009; Equipment to Labor Split based on HVAC Equipment from Itron MCS WO053 | Com EMS (Elec/Gas) - Marine ¦ SCE ¦ Marine | Com EMS (Elec/Gas) - Marine | 0.67929 | 1 | 0.2 | CBSA 2014 | -96.8803 | 2012 | 0.6 | N/A
COM-HVAC-60.38 | Com ¦ No HVAC EMS (Elec SC and Gas SH) - Marine ¦ SCE ¦ Marine | Com ¦ No HVAC EMS (Elec SC and Gas SH) - Marine | SCE ¦ Marine | SCE | All | Electric & Gas | No EMS System | Average Existing and Code |  |  | 0 | Conventional | HVAC | Com - Grocery | Com | RET and NEW | 0 | 1000 sqft2 of floor space | ton | 15 | DEER:HVAC_Split-Package_AC | 1542.7009 | 0.25257 | 0 | Based on density weighted DEER Baseline and % savings from Monitoring Based Commissioning: Benchmarking Analysis of 24 UC/CSU/IOU Projects (Mills, Mathew) April 2009 | 0 | 2020 | 0 | 2020 | 0 | 0 | Monitoring Based Commissioning: Benchmarking Analysis of 24 UC/CSU/IOU Projects (Mills, Mathew) April 2009; Equipment to Labor Split based on HVAC Equipment from Itron MCS WO054 | Com EMS (Elec/Gas) - Marine ¦ SCE ¦ Marine | Com EMS (Elec/Gas) - Marine | 0.57341 | 1 | 0.68 | CBSA 2014 | -86.7751 | 2012 | 0.6 | N/A
COM-HVAC-60.39 | Com ¦ No HVAC EMS (Elec SC and Gas SH) - Marine ¦ SCE ¦ Marine | Com ¦ No HVAC EMS (Elec SC and Gas SH) - Marine | SCE ¦ Marine | SCE | All | Electric & Gas | No EMS System | Average Existing and Code |  |  | 0 | Conventional | HVAC | Com - Health | Com | RET and NEW | 0 | 1000 sqft2 of floor space | ton | 15 | DEER:HVAC_Split-Package_AC | 2039.1437 | 0.30531 | 0 | Based on density weighted DEER Baseline and % savings from Monitoring Based Commissioning: Benchmarking Analysis of 24 UC/CSU/IOU Projects (Mills, Mathew) April 2009 | 0 | 2020 | 0 | 2020 | 0 | 0 | Monitoring Based Commissioning: Benchmarking Analysis of 24 UC/CSU/IOU Projects (Mills, Mathew) April 2009; Equipment to Labor Split based on HVAC Equipment from Itron MCS WO055 | Com EMS (Elec/Gas) - Marine ¦ SCE ¦ Marine | Com EMS (Elec/Gas) - Marine | 0.81547 | 1 | 0.44 | CBSA 2014 | -133.4348 | 2012 | 0.6 | N/A
COM-HVAC-60.40 | Com ¦ No HVAC EMS (Elec SC and Gas SH) - Marine ¦ SCE ¦ Marine | Com ¦ No HVAC EMS (Elec SC and Gas SH) - Marine | SCE ¦ Marine | SCE | All | Electric & Gas | No EMS System | Average Existing and Code |  |  | 0 | Conventional | HVAC | Com - Lodging | Com | RET and NEW | 0 | 1000 sqft2 of floor space | ton | 15 | DEER:HVAC_Split-Package_AC | 2493.9003 | 0.41152 | 0 | Based on density weighted DEER Baseline and % savings from Monitoring Based Commissioning: Benchmarking Analysis of 24 UC/CSU/IOU Projects (Mills, Mathew) April 2009 | 0 | 2020 | 0 | 2020 | 0 | 0 | Monitoring Based Commissioning: Benchmarking Analysis of 24 UC/CSU/IOU Projects (Mills, Mathew) April 2009; Equipment to Labor Split based on HVAC Equipment from Itron MCS WO056 | Com EMS (Elec/Gas) - Marine ¦ SCE ¦ Marine | Com EMS (Elec/Gas) - Marine | 0.51041 | 1 | 0.75 | CBSA 2014 | -393.2446 | 2012 | 0.6 | N/A
COM-HVAC-60.41 | Com ¦ No HVAC EMS (Elec SC and Gas SH) - Marine ¦ SCE ¦ Marine | Com ¦ No HVAC EMS (Elec SC and Gas SH) - Marine | SCE ¦ Marine | SCE | All | Electric & Gas | No EMS System | Average Existing and Code |  |  | 0 | Conventional | HVAC | Com - Office (Large) | Com | RET and NEW | 0 | 1000 sqft2 of floor space | ton | 15 | DEER:HVAC_Split-Package_AC | 1447.3781 | 0.38819 | 0 | Based on density weighted DEER Baseline and % savings from Monitoring Based Commissioning: Benchmarking Analysis of 24 UC/CSU/IOU Projects (Mills, Mathew) April 2009 | 0 | 2020 | 0 | 2020 | 0 | 0 | Monitoring Based Commissioning: Benchmarking Analysis of 24 UC/CSU/IOU Projects (Mills, Mathew) April 2009; Equipment to Labor Split based on HVAC Equipment from Itron MCS WO057 | Com EMS (Elec/Gas) - Marine ¦ SCE ¦ Marine | Com EMS (Elec/Gas) - Marine | 0.72428 | 1 | 0.5 | CBSA 2014 | -143.9438 | 2012 | 0.6 | N/A
COM-HVAC-60.42 | Com ¦ No HVAC EMS (Elec SC and Gas SH) - Marine ¦ SCE ¦ Marine | Com ¦ No HVAC EMS (Elec SC and Gas SH) - Marine | SCE ¦ Marine | SCE | All | Electric & Gas | No EMS System | Average Existing and Code |  |  | 0 | Conventional | HVAC | Com - Office (Small) | Com | RET and NEW | 0 | 1000 sqft2 of floor space | ton | 15 | DEER:HVAC_Split-Package_AC | 1184.1541 | 0.34009 | 0 | Based on density weighted DEER Baseline and % savings from Monitoring Based Commissioning: Benchmarking Analysis of 24 UC/CSU/IOU Projects (Mills, Mathew) April 2009 | 0 | 2020 | 0 | 2020 | 0 | 0 | Monitoring Based Commissioning: Benchmarking Analysis of 24 UC/CSU/IOU Projects (Mills, Mathew) April 2009; Equipment to Labor Split based on HVAC Equipment from Itron MCS WO058 | Com EMS (Elec/Gas) - Marine ¦ SCE ¦ Marine | Com EMS (Elec/Gas) - Marine | 0.84632 | 1 | 0.5 | CBSA 2014 | -54.2911 | 2012 | 0.6 | N/A
COM-HVAC-60.43 | Com ¦ No HVAC EMS (Elec SC and Gas SH) - Marine ¦ SCE ¦ Marine | Com ¦ No HVAC EMS (Elec SC and Gas SH) - Marine | SCE ¦ Marine | SCE | All | Electric & Gas | No EMS System | Average Existing and Code |  |  | 0 | Conventional | HVAC | Com - Other | Com | RET and NEW | 0 | 1000 sqft2 of floor space | ton | 15 | DEER:HVAC_Split-Package_AC | 1663.8959 | 0.30772 | 0 | Based on density weighted DEER Baseline and % savings from Monitoring Based Commissioning: Benchmarking Analysis of 24 UC/CSU/IOU Projects (Mills, Mathew) April 2009 | 0 | 2020 | 0 | 2020 | 0 | 0 | Monitoring Based Commissioning: Benchmarking Analysis of 24 UC/CSU/IOU Projects (Mills, Mathew) April 2009; Equipment to Labor Split based on HVAC Equipment from Itron MCS WO059 | Com EMS (Elec/Gas) - Marine ¦ SCE ¦ Marine | Com EMS (Elec/Gas) - Marine | 0.197 | 1 | 0.65 | CBSA 2014 | -183.7348 | 2012 | 0.6 | N/A
COM-HVAC-60.44 | Com ¦ No HVAC EMS (Elec SC and Gas SH) - Marine ¦ SCE ¦ Marine | Com ¦ No HVAC EMS (Elec SC and Gas SH) - Marine | SCE ¦ Marine | SCE | All | Electric & Gas | No EMS System | Average Existing and Code |  |  | 0 | Conventional | HVAC | Com - Refrig. Warehouse | Com | RET and NEW | 0 | 1000 sqft2 of floor space | ton | 15 | DEER:HVAC_Split-Package_AC | 0 | 0 | 0 | Based on density weighted DEER Baseline and % savings from Monitoring Based Commissioning: Benchmarking Analysis of 24 UC/CSU/IOU Projects (Mills, Mathew) April 2009 | 0 | 2020 | 0 | 2020 | 0 | 0 | Monitoring Based Commissioning: Benchmarking Analysis of 24 UC/CSU/IOU Projects (Mills, Mathew) April 2009; Equipment to Labor Split based on HVAC Equipment from Itron MCS WO060 | Com EMS (Elec/Gas) - Marine ¦ SCE ¦ Marine | Com EMS (Elec/Gas) - Marine | 0.00037354 | 1 | 0.89 | CBSA 2014 | 0 | 2012 | 0.6 | N/A
COM-HVAC-60.45 | Com ¦ No HVAC EMS (Elec SC and Gas SH) - Marine ¦ SCE ¦ Marine | Com ¦ No HVAC EMS (Elec SC and Gas SH) - Marine | SCE ¦ Marine | SCE | All | Electric & Gas | No EMS System | Average Existing and Code |  |  | 0 | Conventional | HVAC | Com - Restaurant | Com | RET and NEW | 0 | 1000 sqft2 of floor space | ton | 15 | DEER:HVAC_Split-Package_AC | 2300.0545 | 0.30626 | 0 | Based on density weighted DEER Baseline and % savings from Monitoring Based Commissioning: Benchmarking Analysis of 24 UC/CSU/IOU Projects (Mills, Mathew) April 2009 | 0 | 2020 | 0 | 2020 | 0 | 0 | Monitoring Based Commissioning: Benchmarking Analysis of 24 UC/CSU/IOU Projects (Mills, Mathew) April 2009; Equipment to Labor Split based on HVAC Equipment from Itron MCS WO061 | Com EMS (Elec/Gas) - Marine ¦ SCE ¦ Marine | Com EMS (Elec/Gas) - Marine | 0.60466 | 1 | 0.99 | CBSA 2014 | -40.8744 | 2012 | 0.6 | N/A
COM-HVAC-60.46 | Com ¦ No HVAC EMS (Elec SC and Gas SH) - Marine ¦ SCE ¦ Marine | Com ¦ No HVAC EMS (Elec SC and Gas SH) - Marine | SCE ¦ Marine | SCE | All | Electric & Gas | No EMS System | Average Existing and Code |  |  | 0 | Conventional | HVAC | Com - Retail | Com | RET and NEW | 0 | 1000 sqft2 of floor space | ton | 15 | DEER:HVAC_Split-Package_AC | 1493.623 | 0.33883 | 0 | Based on density weighted DEER Baseline and % savings from Monitoring Based Commissioning: Benchmarking Analysis of 24 UC/CSU/IOU Projects (Mills, Mathew) April 2009 | 0 | 2020 | 0 | 2020 | 0 | 0 | Monitoring Based Commissioning: Benchmarking Analysis of 24 UC/CSU/IOU Projects (Mills, Mathew) April 2009; Equipment to Labor Split based on HVAC Equipment from Itron MCS WO062 | Com EMS (Elec/Gas) - Marine ¦ SCE ¦ Marine | Com EMS (Elec/Gas) - Marine | 0.47685 | 1 | 0.76 | CBSA 2014 | -524.7356 | 2012 | 0.6 | N/A
COM-HVAC-60.47 | Com ¦ No HVAC EMS (Elec SC and Gas SH) - Marine ¦ SCE ¦ Marine | Com ¦ No HVAC EMS (Elec SC and Gas SH) - Marine | SCE ¦ Marine | SCE | All | Electric & Gas | No EMS System | Average Existing and Code |  |  | 0 | Conventional | HVAC | Com - School | Com | RET and NEW | 0 | 1000 sqft2 of floor space | ton | 15 | DEER:HVAC_Split-Package_AC | 1104.0349 | 0.23491 | 0 | Based on density weighted DEER Baseline and % savings from Monitoring Based Commissioning: Benchmarking Analysis of 24 UC/CSU/IOU Projects (Mills, Mathew) April 2009 | 0 | 2020 | 0 | 2020 | 0 | 0 | Monitoring Based Commissioning: Benchmarking Analysis of 24 UC/CSU/IOU Projects (Mills, Mathew) April 2009; Equipment to Labor Split based on HVAC Equipment from Itron MCS WO063 | Com EMS (Elec/Gas) - Marine ¦ SCE ¦ Marine | Com EMS (Elec/Gas) - Marine | 0.82933 | 1 | 0.41 | CBSA 2014 | -181.775 | 2012 | 0.6 | N/A
COM-HVAC-60.48 | Com ¦ No HVAC EMS (Elec SC and Gas SH) - Marine ¦ SCE ¦ Marine | Com ¦ No HVAC EMS (Elec SC and Gas SH) - Marine | SCE ¦ Marine | SCE | All | Electric & Gas | No EMS System | Average Existing and Code |  |  | 0 | Conventional | HVAC | Com - Warehouse | Com | RET and NEW | 0 | 1000 sqft2 of floor space | ton | 15 | DEER:HVAC_Split-Package_AC | 1271.7885 | 0.36673 | 0 | Based on density weighted DEER Baseline and % savings from Monitoring Based Commissioning: Benchmarking Analysis of 24 UC/CSU/IOU Projects (Mills, Mathew) April 2009 | 0 | 2020 | 0 | 2020 | 0 | 0 | Monitoring Based Commissioning: Benchmarking Analysis of 24 UC/CSU/IOU Projects (Mills, Mathew) April 2009; Equipment to Labor Split based on HVAC Equipment from Itron MCS WO064 | Com EMS (Elec/Gas) - Marine ¦ SCE ¦ Marine | Com EMS (Elec/Gas) - Marine | 0.078075 | 1 | 0.89 | CBSA 2014 | -381.1854 | 2012 | 0.6 | N/A
COM-HVAC-60.49 | Com ¦ No HVAC EMS (Elec SC and Gas SH) - Hot-Dry ¦ SCE ¦ Hot-Dry | Com ¦ No HVAC EMS (Elec SC and Gas SH) - Hot-Dry | SCE ¦ Hot-Dry | SCE | All | Electric & Gas | No EMS System | Average Existing and Code |  |  | 0 | Conventional | HVAC | Com - College | Com | RET and NEW | 0 | 1000 sqft2 of floor space | ton | 15 | DEER:HVAC_Split-Package_AC | 1272.1242 | 0.35959 | 0 | Based on density weighted DEER Baseline and % savings from Monitoring Based Commissioning: Benchmarking Analysis of 24 UC/CSU/IOU Projects (Mills, Mathew) April 2009 | 0 | 2020 | 0 | 2020 | 0 | 0 | Monitoring Based Commissioning: Benchmarking Analysis of 24 UC/CSU/IOU Projects (Mills, Mathew) April 2009; Equipment to Labor Split based on HVAC Equipment from Itron MCS WO065 | Com EMS (Elec/Gas) - Hot-Dry ¦ SCE ¦ Hot-Dry | Com EMS (Elec/Gas) - Hot-Dry | 0.67929 | 1 | 0.2 | CBSA 2014 | -96.0429 | 2012 | 0.6 | N/A
COM-HVAC-60.50 | Com ¦ No HVAC EMS (Elec SC and Gas SH) - Hot-Dry ¦ SCE ¦ Hot-Dry | Com ¦ No HVAC EMS (Elec SC and Gas SH) - Hot-Dry | SCE ¦ Hot-Dry | SCE | All | Electric & Gas | No EMS System | Average Existing and Code |  |  | 0 | Conventional | HVAC | Com - Grocery | Com | RET and NEW | 0 | 1000 sqft2 of floor space | ton | 15 | DEER:HVAC_Split-Package_AC | 1539.9558 | 0.30675 | 0 | Based on density weighted DEER Baseline and % savings from Monitoring Based Commissioning: Benchmarking Analysis of 24 UC/CSU/IOU Projects (Mills, Mathew) April 2009 | 0 | 2020 | 0 | 2020 | 0 | 0 | Monitoring Based Commissioning: Benchmarking Analysis of 24 UC/CSU/IOU Projects (Mills, Mathew) April 2009; Equipment to Labor Split based on HVAC Equipment from Itron MCS WO066 | Com EMS (Elec/Gas) - Hot-Dry ¦ SCE ¦ Hot-Dry | Com EMS (Elec/Gas) - Hot-Dry | 0.57341 | 1 | 0.68 | CBSA 2014 | -86.6207 | 2012 | 0.6 | N/A
COM-HVAC-60.51 | Com ¦ No HVAC EMS (Elec SC and Gas SH) - Hot-Dry ¦ SCE ¦ Hot-Dry | Com ¦ No HVAC EMS (Elec SC and Gas SH) - Hot-Dry | SCE ¦ Hot-Dry | SCE | All | Electric & Gas | No EMS System | Average Existing and Code |  |  | 0 | Conventional | HVAC | Com - Health | Com | RET and NEW | 0 | 1000 sqft2 of floor space | ton | 15 | DEER:HVAC_Split-Package_AC | 2028.1138 | 0.37216 | 0 | Based on density weighted DEER Baseline and % savings from Monitoring Based Commissioning: Benchmarking Analysis of 24 UC/CSU/IOU Projects (Mills, Mathew) April 2009 | 0 | 2020 | 0 | 2020 | 0 | 0 | Monitoring Based Commissioning: Benchmarking Analysis of 24 UC/CSU/IOU Projects (Mills, Mathew) April 2009; Equipment to Labor Split based on HVAC Equipment from Itron MCS WO067 | Com EMS (Elec/Gas) - Hot-Dry ¦ SCE ¦ Hot-Dry | Com EMS (Elec/Gas) - Hot-Dry | 0.81547 | 1 | 0.44 | CBSA 2014 | -132.713 | 2012 | 0.6 | N/A
COM-HVAC-60.52 | Com ¦ No HVAC EMS (Elec SC and Gas SH) - Hot-Dry ¦ SCE ¦ Hot-Dry | Com ¦ No HVAC EMS (Elec SC and Gas SH) - Hot-Dry | SCE ¦ Hot-Dry | SCE | All | Electric & Gas | No EMS System | Average Existing and Code |  |  | 0 | Conventional | HVAC | Com - Lodging | Com | RET and NEW | 0 | 1000 sqft2 of floor space | ton | 15 | DEER:HVAC_Split-Package_AC | 2480.3576 | 0.4712 | 0 | Based on density weighted DEER Baseline and % savings from Monitoring Based Commissioning: Benchmarking Analysis of 24 UC/CSU/IOU Projects (Mills, Mathew) April 2009 | 0 | 2020 | 0 | 2020 | 0 | 0 | Monitoring Based Commissioning: Benchmarking Analysis of 24 UC/CSU/IOU Projects (Mills, Mathew) April 2009; Equipment to Labor Split based on HVAC Equipment from Itron MCS WO068 | Com EMS (Elec/Gas) - Hot-Dry ¦ SCE ¦ Hot-Dry | Com EMS (Elec/Gas) - Hot-Dry | 0.51041 | 1 | 0.75 | CBSA 2014 | -391.1091 | 2012 | 0.6 | N/A
COM-HVAC-60.53 | Com ¦ No HVAC EMS (Elec SC and Gas SH) - Hot-Dry ¦ SCE ¦ Hot-Dry | Com ¦ No HVAC EMS (Elec SC and Gas SH) - Hot-Dry | SCE ¦ Hot-Dry | SCE | All | Electric & Gas | No EMS System | Average Existing and Code |  |  | 0 | Conventional | HVAC | Com - Office (Large) | Com | RET and NEW | 0 | 1000 sqft2 of floor space | ton | 15 | DEER:HVAC_Split-Package_AC | 1445.3001 | 0.45027 | 0 | Based on density weighted DEER Baseline and % savings from Monitoring Based Commissioning: Benchmarking Analysis of 24 UC/CSU/IOU Projects (Mills, Mathew) April 2009 | 0 | 2020 | 0 | 2020 | 0 | 0 | Monitoring Based Commissioning: Benchmarking Analysis of 24 UC/CSU/IOU Projects (Mills, Mathew) April 2009; Equipment to Labor Split based on HVAC Equipment from Itron MCS WO069 | Com EMS (Elec/Gas) - Hot-Dry ¦ SCE ¦ Hot-Dry | Com EMS (Elec/Gas) - Hot-Dry | 0.72428 | 1 | 0.5 | CBSA 2014 | -143.7372 | 2012 | 0.6 | N/A
COM-HVAC-60.54 | Com ¦ No HVAC EMS (Elec SC and Gas SH) - Hot-Dry ¦ SCE ¦ Hot-Dry | Com ¦ No HVAC EMS (Elec SC and Gas SH) - Hot-Dry | SCE ¦ Hot-Dry | SCE | All | Electric & Gas | No EMS System | Average Existing and Code |  |  | 0 | Conventional | HVAC | Com - Office (Small) | Com | RET and NEW | 0 | 1000 sqft2 of floor space | ton | 15 | DEER:HVAC_Split-Package_AC | 1179.1445 | 0.40381 | 0 | Based on density weighted DEER Baseline and % savings from Monitoring Based Commissioning: Benchmarking Analysis of 24 UC/CSU/IOU Projects (Mills, Mathew) April 2009 | 0 | 2020 | 0 | 2020 | 0 | 0 | Monitoring Based Commissioning: Benchmarking Analysis of 24 UC/CSU/IOU Projects (Mills, Mathew) April 2009; Equipment to Labor Split based on HVAC Equipment from Itron MCS WO070 | Com EMS (Elec/Gas) - Hot-Dry ¦ SCE ¦ Hot-Dry | Com EMS (Elec/Gas) - Hot-Dry | 0.84632 | 1 | 0.5 | CBSA 2014 | -54.0615 | 2012 | 0.6 | N/A
COM-HVAC-60.55 | Com ¦ No HVAC EMS (Elec SC and Gas SH) - Hot-Dry ¦ SCE ¦ Hot-Dry | Com ¦ No HVAC EMS (Elec SC and Gas SH) - Hot-Dry | SCE ¦ Hot-Dry | SCE | All | Electric & Gas | No EMS System | Average Existing and Code |  |  | 0 | Conventional | HVAC | Com - Other | Com | RET and NEW | 0 | 1000 sqft2 of floor space | ton | 15 | DEER:HVAC_Split-Package_AC | 1636.4265 | 0.3939 | 0 | Based on density weighted DEER Baseline and % savings from Monitoring Based Commissioning: Benchmarking Analysis of 24 UC/CSU/IOU Projects (Mills, Mathew) April 2009 | 0 | 2020 | 0 | 2020 | 0 | 0 | Monitoring Based Commissioning: Benchmarking Analysis of 24 UC/CSU/IOU Projects (Mills, Mathew) April 2009; Equipment to Labor Split based on HVAC Equipment from Itron MCS WO071 | Com EMS (Elec/Gas) - Hot-Dry ¦ SCE ¦ Hot-Dry | Com EMS (Elec/Gas) - Hot-Dry | 0.197 | 1 | 0.65 | CBSA 2014 | -180.7015 | 2012 | 0.6 | N/A
COM-HVAC-60.56 | Com ¦ No HVAC EMS (Elec SC and Gas SH) - Hot-Dry ¦ SCE ¦ Hot-Dry | Com ¦ No HVAC EMS (Elec SC and Gas SH) - Hot-Dry | SCE ¦ Hot-Dry | SCE | All | Electric & Gas | No EMS System | Average Existing and Code |  |  | 0 | Conventional | HVAC | Com - Refrig. Warehouse | Com | RET and NEW | 0 | 1000 sqft2 of floor space | ton | 15 | DEER:HVAC_Split-Package_AC | 0 | 0 | 0 | Based on density weighted DEER Baseline and % savings from Monitoring Based Commissioning: Benchmarking Analysis of 24 UC/CSU/IOU Projects (Mills, Mathew) April 2009 | 0 | 2020 | 0 | 2020 | 0 | 0 | Monitoring Based Commissioning: Benchmarking Analysis of 24 UC/CSU/IOU Projects (Mills, Mathew) April 2009; Equipment to Labor Split based on HVAC Equipment from Itron MCS WO072 | Com EMS (Elec/Gas) - Hot-Dry ¦ SCE ¦ Hot-Dry | Com EMS (Elec/Gas) - Hot-Dry | 0.00037354 | 1 | 0.89 | CBSA 2014 | 0 | 2012 | 0.6 | N/A
COM-HVAC-60.57 | Com ¦ No HVAC EMS (Elec SC and Gas SH) - Hot-Dry ¦ SCE ¦ Hot-Dry | Com ¦ No HVAC EMS (Elec SC and Gas SH) - Hot-Dry | SCE ¦ Hot-Dry | SCE | All | Electric & Gas | No EMS System | Average Existing and Code |  |  | 0 | Conventional | HVAC | Com - Restaurant | Com | RET and NEW | 0 | 1000 sqft2 of floor space | ton | 15 | DEER:HVAC_Split-Package_AC | 2258.1822 | 0.37275 | 0 | Based on density weighted DEER Baseline and % savings from Monitoring Based Commissioning: Benchmarking Analysis of 24 UC/CSU/IOU Projects (Mills, Mathew) April 2009 | 0 | 2020 | 0 | 2020 | 0 | 0 | Monitoring Based Commissioning: Benchmarking Analysis of 24 UC/CSU/IOU Projects (Mills, Mathew) April 2009; Equipment to Labor Split based on HVAC Equipment from Itron MCS WO073 | Com EMS (Elec/Gas) - Hot-Dry ¦ SCE ¦ Hot-Dry | Com EMS (Elec/Gas) - Hot-Dry | 0.60466 | 1 | 0.99 | CBSA 2014 | -40.1303 | 2012 | 0.6 | N/A
COM-HVAC-60.58 | Com ¦ No HVAC EMS (Elec SC and Gas SH) - Hot-Dry ¦ SCE ¦ Hot-Dry | Com ¦ No HVAC EMS (Elec SC and Gas SH) - Hot-Dry | SCE ¦ Hot-Dry | SCE | All | Electric & Gas | No EMS System | Average Existing and Code |  |  | 0 | Conventional | HVAC | Com - Retail | Com | RET and NEW | 0 | 1000 sqft2 of floor space | ton | 15 | DEER:HVAC_Split-Package_AC | 1476.445 | 0.39145 | 0 | Based on density weighted DEER Baseline and % savings from Monitoring Based Commissioning: Benchmarking Analysis of 24 UC/CSU/IOU Projects (Mills, Mathew) April 2009 | 0 | 2020 | 0 | 2020 | 0 | 0 | Monitoring Based Commissioning: Benchmarking Analysis of 24 UC/CSU/IOU Projects (Mills, Mathew) April 2009; Equipment to Labor Split based on HVAC Equipment from Itron MCS WO074 | Com EMS (Elec/Gas) - Hot-Dry ¦ SCE ¦ Hot-Dry | Com EMS (Elec/Gas) - Hot-Dry | 0.47685 | 1 | 0.76 | CBSA 2014 | -518.7007 | 2012 | 0.6 | N/A
COM-HVAC-60.59 | Com ¦ No HVAC EMS (Elec SC and Gas SH) - Hot-Dry ¦ SCE ¦ Hot-Dry | Com ¦ No HVAC EMS (Elec SC and Gas SH) - Hot-Dry | SCE ¦ Hot-Dry | SCE | All | Electric & Gas | No EMS System | Average Existing and Code |  |  | 0 | Conventional | HVAC | Com - School | Com | RET and NEW | 0 | 1000 sqft2 of floor space | ton | 15 | DEER:HVAC_Split-Package_AC | 1094.2838 | 0.32267 | 0 | Based on density weighted DEER Baseline and % savings from Monitoring Based Commissioning: Benchmarking Analysis of 24 UC/CSU/IOU Projects (Mills, Mathew) April 2009 | 0 | 2020 | 0 | 2020 | 0 | 0 | Monitoring Based Commissioning: Benchmarking Analysis of 24 UC/CSU/IOU Projects (Mills, Mathew) April 2009; Equipment to Labor Split based on HVAC Equipment from Itron MCS WO075 | Com EMS (Elec/Gas) - Hot-Dry ¦ SCE ¦ Hot-Dry | Com EMS (Elec/Gas) - Hot-Dry | 0.82933 | 1 | 0.41 | CBSA 2014 | -180.1695 | 2012 | 0.6 | N/A
COM-HVAC-60.60 | Com ¦ No HVAC EMS (Elec SC and Gas SH) - Hot-Dry ¦ SCE ¦ Hot-Dry | Com ¦ No HVAC EMS (Elec SC and Gas SH) - Hot-Dry | SCE ¦ Hot-Dry | SCE | All | Electric & Gas | No EMS System | Average Existing and Code |  |  | 0 | Conventional | HVAC | Com - Warehouse | Com | RET and NEW | 0 | 1000 sqft2 of floor space | ton | 15 | DEER:HVAC_Split-Package_AC | 1248.8738 | 0.42708 | 0 | Based on density weighted DEER Baseline and % savings from Monitoring Based Commissioning: Benchmarking Analysis of 24 UC/CSU/IOU Projects (Mills, Mathew) April 2009 | 0 | 2020 | 0 | 2020 | 0 | 0 | Monitoring Based Commissioning: Benchmarking Analysis of 24 UC/CSU/IOU Projects (Mills, Mathew) April 2009; Equipment to Labor Split based on HVAC Equipment from Itron MCS WO076 | Com EMS (Elec/Gas) - Hot-Dry ¦ SCE ¦ Hot-Dry | Com EMS (Elec/Gas) - Hot-Dry | 0.078075 | 1 | 0.89 | CBSA 2014 | -374.3173 | 2012 | 0.6 | N/A
COM-HVAC-60.61 | Com ¦ No HVAC EMS (Elec SC and Gas SH) - Cold ¦ SCE ¦ Cold | Com ¦ No HVAC EMS (Elec SC and Gas SH) - Cold | SCE ¦ Cold | SCE | All | Electric & Gas | No EMS System | Average Existing and Code |  |  | 0 | Conventional | HVAC | Com - College | Com | RET and NEW | 0 | 1000 sqft2 of floor space | ton | 15 | DEER:HVAC_Split-Package_AC | 1291.2679 | 0.40376 | 0 | Based on density weighted DEER Baseline and % savings from Monitoring Based Commissioning: Benchmarking Analysis of 24 UC/CSU/IOU Projects (Mills, Mathew) April 2009 | 0 | 2020 | 0 | 2020 | 0 | 0 | Monitoring Based Commissioning: Benchmarking Analysis of 24 UC/CSU/IOU Projects (Mills, Mathew) April 2009; Equipment to Labor Split based on HVAC Equipment from Itron MCS WO077 | Com EMS (Elec/Gas) - Cold ¦ SCE ¦ Cold | Com EMS (Elec/Gas) - Cold | 0.67929 | 1 | 0.2 | CBSA 2014 | -97.4882 | 2012 | 0.6 | N/A
COM-HVAC-60.62 | Com ¦ No HVAC EMS (Elec SC and Gas SH) - Cold ¦ SCE ¦ Cold | Com ¦ No HVAC EMS (Elec SC and Gas SH) - Cold | SCE ¦ Cold | SCE | All | Electric & Gas | No EMS System | Average Existing and Code |  |  | 0 | Conventional | HVAC | Com - Grocery | Com | RET and NEW | 0 | 1000 sqft2 of floor space | ton | 15 | DEER:HVAC_Split-Package_AC | 1533.0342 | 0.25043 | 0 | Based on density weighted DEER Baseline and % savings from Monitoring Based Commissioning: Benchmarking Analysis of 24 UC/CSU/IOU Projects (Mills, Mathew) April 2009 | 0 | 2020 | 0 | 2020 | 0 | 0 | Monitoring Based Commissioning: Benchmarking Analysis of 24 UC/CSU/IOU Projects (Mills, Mathew) April 2009; Equipment to Labor Split based on HVAC Equipment from Itron MCS WO078 | Com EMS (Elec/Gas) - Cold ¦ SCE ¦ Cold | Com EMS (Elec/Gas) - Cold | 0.57341 | 1 | 0.68 | CBSA 2014 | -86.2314 | 2012 | 0.6 | N/A
COM-HVAC-60.63 | Com ¦ No HVAC EMS (Elec SC and Gas SH) - Cold ¦ SCE ¦ Cold | Com ¦ No HVAC EMS (Elec SC and Gas SH) - Cold | SCE ¦ Cold | SCE | All | Electric & Gas | No EMS System | Average Existing and Code |  |  | 0 | Conventional | HVAC | Com - Health | Com | RET and NEW | 0 | 1000 sqft2 of floor space | ton | 15 | DEER:HVAC_Split-Package_AC | 2068.7811 | 0.41142 | 0 | Based on density weighted DEER Baseline and % savings from Monitoring Based Commissioning: Benchmarking Analysis of 24 UC/CSU/IOU Projects (Mills, Mathew) April 2009 | 0 | 2020 | 0 | 2020 | 0 | 0 | Monitoring Based Commissioning: Benchmarking Analysis of 24 UC/CSU/IOU Projects (Mills, Mathew) April 2009; Equipment to Labor Split based on HVAC Equipment from Itron MCS WO079 | Com EMS (Elec/Gas) - Cold ¦ SCE ¦ Cold | Com EMS (Elec/Gas) - Cold | 0.81547 | 1 | 0.44 | CBSA 2014 | -135.3742 | 2012 | 0.6 | N/A
COM-HVAC-60.64 | Com ¦ No HVAC EMS (Elec SC and Gas SH) - Cold ¦ SCE ¦ Cold | Com ¦ No HVAC EMS (Elec SC and Gas SH) - Cold | SCE ¦ Cold | SCE | All | Electric & Gas | No EMS System | Average Existing and Code |  |  | 0 | Conventional | HVAC | Com - Lodging | Com | RET and NEW | 0 | 1000 sqft2 of floor space | ton | 15 | DEER:HVAC_Split-Package_AC | 2507.5044 | 0.52037 | 0 | Based on density weighted DEER Baseline and % savings from Monitoring Based Commissioning: Benchmarking Analysis of 24 UC/CSU/IOU Projects (Mills, Mathew) April 2009 | 0 | 2020 | 0 | 2020 | 0 | 0 | Monitoring Based Commissioning: Benchmarking Analysis of 24 UC/CSU/IOU Projects (Mills, Mathew) April 2009; Equipment to Labor Split based on HVAC Equipment from Itron MCS WO080 | Com EMS (Elec/Gas) - Cold ¦ SCE ¦ Cold | Com EMS (Elec/Gas) - Cold | 0.51041 | 1 | 0.75 | CBSA 2014 | -395.3897 | 2012 | 0.6 | N/A
COM-HVAC-60.65 | Com ¦ No HVAC EMS (Elec SC and Gas SH) - Cold ¦ SCE ¦ Cold | Com ¦ No HVAC EMS (Elec SC and Gas SH) - Cold | SCE ¦ Cold | SCE | All | Electric & Gas | No EMS System | Average Existing and Code |  |  | 0 | Conventional | HVAC | Com - Office (Large) | Com | RET and NEW | 0 | 1000 sqft2 of floor space | ton | 15 | DEER:HVAC_Split-Package_AC | 1463.2763 | 0.53644 | 0 | Based on density weighted DEER Baseline and % savings from Monitoring Based Commissioning: Benchmarking Analysis of 24 UC/CSU/IOU Projects (Mills, Mathew) April 2009 | 0 | 2020 | 0 | 2020 | 0 | 0 | Monitoring Based Commissioning: Benchmarking Analysis of 24 UC/CSU/IOU Projects (Mills, Mathew) April 2009; Equipment to Labor Split based on HVAC Equipment from Itron MCS WO081 | Com EMS (Elec/Gas) - Cold ¦ SCE ¦ Cold | Com EMS (Elec/Gas) - Cold | 0.72428 | 1 | 0.5 | CBSA 2014 | -145.5249 | 2012 | 0.6 | N/A
COM-HVAC-60.66 | Com ¦ No HVAC EMS (Elec SC and Gas SH) - Cold ¦ SCE ¦ Cold | Com ¦ No HVAC EMS (Elec SC and Gas SH) - Cold | SCE ¦ Cold | SCE | All | Electric & Gas | No EMS System | Average Existing and Code |  |  | 0 | Conventional | HVAC | Com - Office (Small) | Com | RET and NEW | 0 | 1000 sqft2 of floor space | ton | 15 | DEER:HVAC_Split-Package_AC | 1191.7068 | 0.48787 | 0 | Based on density weighted DEER Baseline and % savings from Monitoring Based Commissioning: Benchmarking Analysis of 24 UC/CSU/IOU Projects (Mills, Mathew) April 2009 | 0 | 2020 | 0 | 2020 | 0 | 0 | Monitoring Based Commissioning: Benchmarking Analysis of 24 UC/CSU/IOU Projects (Mills, Mathew) April 2009; Equipment to Labor Split based on HVAC Equipment from Itron MCS WO082 | Com EMS (Elec/Gas) - Cold ¦ SCE ¦ Cold | Com EMS (Elec/Gas) - Cold | 0.84632 | 1 | 0.5 | CBSA 2014 | -54.6374 | 2012 | 0.6 | N/A
COM-HVAC-60.67 | Com ¦ No HVAC EMS (Elec SC and Gas SH) - Cold ¦ SCE ¦ Cold | Com ¦ No HVAC EMS (Elec SC and Gas SH) - Cold | SCE ¦ Cold | SCE | All | Electric & Gas | No EMS System | Average Existing and Code |  |  | 0 | Conventional | HVAC | Com - Other | Com | RET and NEW | 0 | 1000 sqft2 of floor space | ton | 15 | DEER:HVAC_Split-Package_AC | 1661.2663 | 0.37304 | 0 | Based on density weighted DEER Baseline and % savings from Monitoring Based Commissioning: Benchmarking Analysis of 24 UC/CSU/IOU Projects (Mills, Mathew) April 2009 | 0 | 2020 | 0 | 2020 | 0 | 0 | Monitoring Based Commissioning: Benchmarking Analysis of 24 UC/CSU/IOU Projects (Mills, Mathew) April 2009; Equipment to Labor Split based on HVAC Equipment from Itron MCS WO083 | Com EMS (Elec/Gas) - Cold ¦ SCE ¦ Cold | Com EMS (Elec/Gas) - Cold | 0.197 | 1 | 0.65 | CBSA 2014 | -183.4444 | 2012 | 0.6 | N/A
COM-HVAC-60.68 | Com ¦ No HVAC EMS (Elec SC and Gas SH) - Cold ¦ SCE ¦ Cold | Com ¦ No HVAC EMS (Elec SC and Gas SH) - Cold | SCE ¦ Cold | SCE | All | Electric & Gas | No EMS System | Average Existing and Code |  |  | 0 | Conventional | HVAC | Com - Refrig. Warehouse | Com | RET and NEW | 0 | 1000 sqft2 of floor space | ton | 15 | DEER:HVAC_Split-Package_AC | 0 | 0 | 0 | Based on density weighted DEER Baseline and % savings from Monitoring Based Commissioning: Benchmarking Analysis of 24 UC/CSU/IOU Projects (Mills, Mathew) April 2009 | 0 | 2020 | 0 | 2020 | 0 | 0 | Monitoring Based Commissioning: Benchmarking Analysis of 24 UC/CSU/IOU Projects (Mills, Mathew) April 2009; Equipment to Labor Split based on HVAC Equipment from Itron MCS WO084 | Com EMS (Elec/Gas) - Cold ¦ SCE ¦ Cold | Com EMS (Elec/Gas) - Cold | 0.00037354 | 1 | 0.89 | CBSA 2014 | 0 | 2012 | 0.6 | N/A
COM-HVAC-60.69 | Com ¦ No HVAC EMS (Elec SC and Gas SH) - Cold ¦ SCE ¦ Cold | Com ¦ No HVAC EMS (Elec SC and Gas SH) - Cold | SCE ¦ Cold | SCE | All | Electric & Gas | No EMS System | Average Existing and Code |  |  | 0 | Conventional | HVAC | Com - Restaurant | Com | RET and NEW | 0 | 1000 sqft2 of floor space | ton | 15 | DEER:HVAC_Split-Package_AC | 2291.2723 | 0.36461 | 0 | Based on density weighted DEER Baseline and % savings from Monitoring Based Commissioning: Benchmarking Analysis of 24 UC/CSU/IOU Projects (Mills, Mathew) April 2009 | 0 | 2020 | 0 | 2020 | 0 | 0 | Monitoring Based Commissioning: Benchmarking Analysis of 24 UC/CSU/IOU Projects (Mills, Mathew) April 2009; Equipment to Labor Split based on HVAC Equipment from Itron MCS WO085 | Com EMS (Elec/Gas) - Cold ¦ SCE ¦ Cold | Com EMS (Elec/Gas) - Cold | 0.60466 | 1 | 0.99 | CBSA 2014 | -40.7183 | 2012 | 0.6 | N/A
COM-HVAC-60.70 | Com ¦ No HVAC EMS (Elec SC and Gas SH) - Cold ¦ SCE ¦ Cold | Com ¦ No HVAC EMS (Elec SC and Gas SH) - Cold | SCE ¦ Cold | SCE | All | Electric & Gas | No EMS System | Average Existing and Code |  |  | 0 | Conventional | HVAC | Com - Retail | Com | RET and NEW | 0 | 1000 sqft2 of floor space | ton | 15 | DEER:HVAC_Split-Package_AC | 1508.0452 | 0.39144 | 0 | Based on density weighted DEER Baseline and % savings from Monitoring Based Commissioning: Benchmarking Analysis of 24 UC/CSU/IOU Projects (Mills, Mathew) April 2009 | 0 | 2020 | 0 | 2020 | 0 | 0 | Monitoring Based Commissioning: Benchmarking Analysis of 24 UC/CSU/IOU Projects (Mills, Mathew) April 2009; Equipment to Labor Split based on HVAC Equipment from Itron MCS WO086 | Com EMS (Elec/Gas) - Cold ¦ SCE ¦ Cold | Com EMS (Elec/Gas) - Cold | 0.47685 | 1 | 0.76 | CBSA 2014 | -529.8024 | 2012 | 0.6 | N/A
COM-HVAC-60.71 | Com ¦ No HVAC EMS (Elec SC and Gas SH) - Cold ¦ SCE ¦ Cold | Com ¦ No HVAC EMS (Elec SC and Gas SH) - Cold | SCE ¦ Cold | SCE | All | Electric & Gas | No EMS System | Average Existing and Code |  |  | 0 | Conventional | HVAC | Com - School | Com | RET and NEW | 0 | 1000 sqft2 of floor space | ton | 15 | DEER:HVAC_Split-Package_AC | 1102.1913 | 0.21323 | 0 | Based on density weighted DEER Baseline and % savings from Monitoring Based Commissioning: Benchmarking Analysis of 24 UC/CSU/IOU Projects (Mills, Mathew) April 2009 | 0 | 2020 | 0 | 2020 | 0 | 0 | Monitoring Based Commissioning: Benchmarking Analysis of 24 UC/CSU/IOU Projects (Mills, Mathew) April 2009; Equipment to Labor Split based on HVAC Equipment from Itron MCS WO087 | Com EMS (Elec/Gas) - Cold ¦ SCE ¦ Cold | Com EMS (Elec/Gas) - Cold | 0.82933 | 1 | 0.41 | CBSA 2014 | -181.4715 | 2012 | 0.6 | N/A
COM-HVAC-60.72 | Com ¦ No HVAC EMS (Elec SC and Gas SH) - Cold ¦ SCE ¦ Cold | Com ¦ No HVAC EMS (Elec SC and Gas SH) - Cold | SCE ¦ Cold | SCE | All | Electric & Gas | No EMS System | Average Existing and Code |  |  | 0 | Conventional | HVAC | Com - Warehouse | Com | RET and NEW | 0 | 1000 sqft2 of floor space | ton | 15 | DEER:HVAC_Split-Package_AC | 1264.8564 | 0.34468 | 0 | Based on density weighted DEER Baseline and % savings from Monitoring Based Commissioning: Benchmarking Analysis of 24 UC/CSU/IOU Projects (Mills, Mathew) April 2009 | 0 | 2020 | 0 | 2020 | 0 | 0 | Monitoring Based Commissioning: Benchmarking Analysis of 24 UC/CSU/IOU Projects (Mills, Mathew) April 2009; Equipment to Labor Split based on HVAC Equipment from Itron MCS WO088 | Com EMS (Elec/Gas) - Cold ¦ SCE ¦ Cold | Com EMS (Elec/Gas) - Cold | 0.078075 | 1 | 0.89 | CBSA 2014 | -379.1077 | 2012 | 0.6 | N/A
COM-HVAC-60.73 | Com ¦ No HVAC EMS (Elec SC and Gas SH) - Marine ¦ SCG ¦ Marine | Com ¦ No HVAC EMS (Elec SC and Gas SH) - Marine | SCG ¦ Marine | SCG | All | Electric & Gas | No EMS System | Average Existing and Code |  |  | 0 | Conventional | HVAC | Com - College | Com | RET and NEW | 0 | 1000 sqft2 of floor space | ton | 15 | DEER:HVAC_Split-Package_AC | 0 | 0 | 97.332 | Based on density weighted DEER Baseline and % savings from Monitoring Based Commissioning: Benchmarking Analysis of 24 UC/CSU/IOU Projects (Mills, Mathew) April 2009 | 0 | 2020 | 0 | 2020 | 0 | 0 | Monitoring Based Commissioning: Benchmarking Analysis of 24 UC/CSU/IOU Projects (Mills, Mathew) April 2009; Equipment to Labor Split based on HVAC Equipment from Itron MCS WO089 | Com EMS (Elec/Gas) - Marine ¦ SCG ¦ Marine | Com EMS (Elec/Gas) - Marine | 0.67929 | 1 | 0.2 | CBSA 2014 | -321.0644 | 2012 | 0.6 | N/A
COM-HVAC-60.74 | Com ¦ No HVAC EMS (Elec SC and Gas SH) - Marine ¦ SCG ¦ Marine | Com ¦ No HVAC EMS (Elec SC and Gas SH) - Marine | SCG ¦ Marine | SCG | All | Electric & Gas | No EMS System | Average Existing and Code |  |  | 0 | Conventional | HVAC | Com - Grocery | Com | RET and NEW | 0 | 1000 sqft2 of floor space | ton | 15 | DEER:HVAC_Split-Package_AC | 0 | 0 | 211.4948 | Based on density weighted DEER Baseline and % savings from Monitoring Based Commissioning: Benchmarking Analysis of 24 UC/CSU/IOU Projects (Mills, Mathew) April 2009 | 0 | 2020 | 0 | 2020 | 0 | 0 | Monitoring Based Commissioning: Benchmarking Analysis of 24 UC/CSU/IOU Projects (Mills, Mathew) April 2009; Equipment to Labor Split based on HVAC Equipment from Itron MCS WO090 | Com EMS (Elec/Gas) - Marine ¦ SCG ¦ Marine | Com EMS (Elec/Gas) - Marine | 0.57341 | 1 | 0.68 | CBSA 2014 | -496.6301 | 2012 | 0.6 | N/A
COM-HVAC-60.75 | Com ¦ No HVAC EMS (Elec SC and Gas SH) - Marine ¦ SCG ¦ Marine | Com ¦ No HVAC EMS (Elec SC and Gas SH) - Marine | SCG ¦ Marine | SCG | All | Electric & Gas | No EMS System | Average Existing and Code |  |  | 0 | Conventional | HVAC | Com - Health | Com | RET and NEW | 0 | 1000 sqft2 of floor space | ton | 15 | DEER:HVAC_Split-Package_AC | 0 | 0 | 393.1203 | Based on density weighted DEER Baseline and % savings from Monitoring Based Commissioning: Benchmarking Analysis of 24 UC/CSU/IOU Projects (Mills, Mathew) April 2009 | 0 | 2020 | 0 | 2020 | 0 | 0 | Monitoring Based Commissioning: Benchmarking Analysis of 24 UC/CSU/IOU Projects (Mills, Mathew) April 2009; Equipment to Labor Split based on HVAC Equipment from Itron MCS WO091 | Com EMS (Elec/Gas) - Marine ¦ SCG ¦ Marine | Com EMS (Elec/Gas) - Marine | 0.81547 | 1 | 0.44 | CBSA 2014 | -1110.4 | 2012 | 0.6 | N/A
COM-HVAC-60.76 | Com ¦ No HVAC EMS (Elec SC and Gas SH) - Marine ¦ SCG ¦ Marine | Com ¦ No HVAC EMS (Elec SC and Gas SH) - Marine | SCG ¦ Marine | SCG | All | Electric & Gas | No EMS System | Average Existing and Code |  |  | 0 | Conventional | HVAC | Com - Lodging | Com | RET and NEW | 0 | 1000 sqft2 of floor space | ton | 15 | DEER:HVAC_Split-Package_AC | 0 | 0 | 224.0984 | Based on density weighted DEER Baseline and % savings from Monitoring Based Commissioning: Benchmarking Analysis of 24 UC/CSU/IOU Projects (Mills, Mathew) April 2009 | 0 | 2020 | 0 | 2020 | 0 | 0 | Monitoring Based Commissioning: Benchmarking Analysis of 24 UC/CSU/IOU Projects (Mills, Mathew) April 2009; Equipment to Labor Split based on HVAC Equipment from Itron MCS WO092 | Com EMS (Elec/Gas) - Marine ¦ SCG ¦ Marine | Com EMS (Elec/Gas) - Marine | 0.51041 | 1 | 0.75 | CBSA 2014 | -2213.7225 | 2012 | 0.6 | N/A
COM-HVAC-60.77 | Com ¦ No HVAC EMS (Elec SC and Gas SH) - Marine ¦ SCG ¦ Marine | Com ¦ No HVAC EMS (Elec SC and Gas SH) - Marine | SCG ¦ Marine | SCG | All | Electric & Gas | No EMS System | Average Existing and Code |  |  | 0 | Conventional | HVAC | Com - Office (Large) | Com | RET and NEW | 0 | 1000 sqft2 of floor space | ton | 15 | DEER:HVAC_Split-Package_AC | 0 | 0 | 46.6346 | Based on density weighted DEER Baseline and % savings from Monitoring Based Commissioning: Benchmarking Analysis of 24 UC/CSU/IOU Projects (Mills, Mathew) April 2009 | 0 | 2020 | 0 | 2020 | 0 | 0 | Monitoring Based Commissioning: Benchmarking Analysis of 24 UC/CSU/IOU Projects (Mills, Mathew) April 2009; Equipment to Labor Split based on HVAC Equipment from Itron MCS WO093 | Com EMS (Elec/Gas) - Marine ¦ SCG ¦ Marine | Com EMS (Elec/Gas) - Marine | 0.72428 | 1 | 0.5 | CBSA 2014 | -209.4216 | 2012 | 0.6 | N/A
COM-HVAC-60.78 | Com ¦ No HVAC EMS (Elec SC and Gas SH) - Marine ¦ SCG ¦ Marine | Com ¦ No HVAC EMS (Elec SC and Gas SH) - Marine | SCG ¦ Marine | SCG | All | Electric & Gas | No EMS System | Average Existing and Code |  |  | 0 | Conventional | HVAC | Com - Office (Small) | Com | RET and NEW | 0 | 1000 sqft2 of floor space | ton | 15 | DEER:HVAC_Split-Package_AC | 0 | 0 | 18.0152 | Based on density weighted DEER Baseline and % savings from Monitoring Based Commissioning: Benchmarking Analysis of 24 UC/CSU/IOU Projects (Mills, Mathew) April 2009 | 0 | 2020 | 0 | 2020 | 0 | 0 | Monitoring Based Commissioning: Benchmarking Analysis of 24 UC/CSU/IOU Projects (Mills, Mathew) April 2009; Equipment to Labor Split based on HVAC Equipment from Itron MCS WO094 | Com EMS (Elec/Gas) - Marine ¦ SCG ¦ Marine | Com EMS (Elec/Gas) - Marine | 0.84632 | 1 | 0.5 | CBSA 2014 | -35.6643 | 2012 | 0.6 | N/A
COM-HVAC-60.79 | Com ¦ No HVAC EMS (Elec SC and Gas SH) - Marine ¦ SCG ¦ Marine | Com ¦ No HVAC EMS (Elec SC and Gas SH) - Marine | SCG ¦ Marine | SCG | All | Electric & Gas | No EMS System | Average Existing and Code |  |  | 0 | Conventional | HVAC | Com - Other | Com | RET and NEW | 0 | 1000 sqft2 of floor space | ton | 15 | DEER:HVAC_Split-Package_AC | 0 | 0 | 114.6619 | Based on density weighted DEER Baseline and % savings from Monitoring Based Commissioning: Benchmarking Analysis of 24 UC/CSU/IOU Projects (Mills, Mathew) April 2009 | 0 | 2020 | 0 | 2020 | 0 | 0 | Monitoring Based Commissioning: Benchmarking Analysis of 24 UC/CSU/IOU Projects (Mills, Mathew) April 2009; Equipment to Labor Split based on HVAC Equipment from Itron MCS WO095 | Com EMS (Elec/Gas) - Marine ¦ SCG ¦ Marine | Com EMS (Elec/Gas) - Marine | 0.197 | 1 | 0.65 | CBSA 2014 | -519.4192 | 2012 | 0.6 | N/A
COM-HVAC-60.80 | Com ¦ No HVAC EMS (Elec SC and Gas SH) - Marine ¦ SCG ¦ Marine | Com ¦ No HVAC EMS (Elec SC and Gas SH) - Marine | SCG ¦ Marine | SCG | All | Electric & Gas | No EMS System | Average Existing and Code |  |  | 0 | Conventional | HVAC | Com - Refrig. Warehouse | Com | RET and NEW | 0 | 1000 sqft2 of floor space | ton | 15 | DEER:HVAC_Split-Package_AC | 0 | 0 | 0.80174 | Based on density weighted DEER Baseline and % savings from Monitoring Based Commissioning: Benchmarking Analysis of 24 UC/CSU/IOU Projects (Mills, Mathew) April 2009 | 0 | 2020 | 0 | 2020 | 0 | 0 | Monitoring Based Commissioning: Benchmarking Analysis of 24 UC/CSU/IOU Projects (Mills, Mathew) April 2009; Equipment to Labor Split based on HVAC Equipment from Itron MCS WO096 | Com EMS (Elec/Gas) - Marine ¦ SCG ¦ Marine | Com EMS (Elec/Gas) - Marine | 0.00037354 | 1 | 0.89 | CBSA 2014 | -0.60194 | 2012 | 0.6 | N/A
COM-HVAC-60.81 | Com ¦ No HVAC EMS (Elec SC and Gas SH) - Marine ¦ SCG ¦ Marine | Com ¦ No HVAC EMS (Elec SC and Gas SH) - Marine | SCG ¦ Marine | SCG | All | Electric & Gas | No EMS System | Average Existing and Code |  |  | 0 | Conventional | HVAC | Com - Restaurant | Com | RET and NEW | 0 | 1000 sqft2 of floor space | ton | 15 | DEER:HVAC_Split-Package_AC | 0 | 0 | 144.1316 | Based on density weighted DEER Baseline and % savings from Monitoring Based Commissioning: Benchmarking Analysis of 24 UC/CSU/IOU Projects (Mills, Mathew) April 2009 | 0 | 2020 | 0 | 2020 | 0 | 0 | Monitoring Based Commissioning: Benchmarking Analysis of 24 UC/CSU/IOU Projects (Mills, Mathew) April 2009; Equipment to Labor Split based on HVAC Equipment from Itron MCS WO097 | Com EMS (Elec/Gas) - Marine ¦ SCG ¦ Marine | Com EMS (Elec/Gas) - Marine | 0.60466 | 1 | 0.99 | CBSA 2014 | -108.277 | 2012 | 0.6 | N/A
COM-HVAC-60.82 | Com ¦ No HVAC EMS (Elec SC and Gas SH) - Marine ¦ SCG ¦ Marine | Com ¦ No HVAC EMS (Elec SC and Gas SH) - Marine | SCG ¦ Marine | SCG | All | Electric & Gas | No EMS System | Average Existing and Code |  |  | 0 | Conventional | HVAC | Com - Retail | Com | RET and NEW | 0 | 1000 sqft2 of floor space | ton | 15 | DEER:HVAC_Split-Package_AC | 0 | 0 | 36.3883 | Based on density weighted DEER Baseline and % savings from Monitoring Based Commissioning: Benchmarking Analysis of 24 UC/CSU/IOU Projects (Mills, Mathew) April 2009 | 0 | 2020 | 0 | 2020 | 0 | 0 | Monitoring Based Commissioning: Benchmarking Analysis of 24 UC/CSU/IOU Projects (Mills, Mathew) April 2009; Equipment to Labor Split based on HVAC Equipment from Itron MCS WO098 | Com EMS (Elec/Gas) - Marine ¦ SCG ¦ Marine | Com EMS (Elec/Gas) - Marine | 0.47685 | 1 | 0.76 | CBSA 2014 | -179.7987 | 2012 | 0.6 | N/A
COM-HVAC-60.83 | Com ¦ No HVAC EMS (Elec SC and Gas SH) - Marine ¦ SCG ¦ Marine | Com ¦ No HVAC EMS (Elec SC and Gas SH) - Marine | SCG ¦ Marine | SCG | All | Electric & Gas | No EMS System | Average Existing and Code |  |  | 0 | Conventional | HVAC | Com - School | Com | RET and NEW | 0 | 1000 sqft2 of floor space | ton | 15 | DEER:HVAC_Split-Package_AC | 0 | 0 | 167.1207 | Based on density weighted DEER Baseline and % savings from Monitoring Based Commissioning: Benchmarking Analysis of 24 UC/CSU/IOU Projects (Mills, Mathew) April 2009 | 0 | 2020 | 0 | 2020 | 0 | 0 | Monitoring Based Commissioning: Benchmarking Analysis of 24 UC/CSU/IOU Projects (Mills, Mathew) April 2009; Equipment to Labor Split based on HVAC Equipment from Itron MCS WO099 | Com EMS (Elec/Gas) - Marine ¦ SCG ¦ Marine | Com EMS (Elec/Gas) - Marine | 0.82933 | 1 | 0.41 | CBSA 2014 | -381.8275 | 2012 | 0.6 | N/A
COM-HVAC-60.84 | Com ¦ No HVAC EMS (Elec SC and Gas SH) - Marine ¦ SCG ¦ Marine | Com ¦ No HVAC EMS (Elec SC and Gas SH) - Marine | SCG ¦ Marine | SCG | All | Electric & Gas | No EMS System | Average Existing and Code |  |  | 0 | Conventional | HVAC | Com - Warehouse | Com | RET and NEW | 0 | 1000 sqft2 of floor space | ton | 15 | DEER:HVAC_Split-Package_AC | 0 | 0 | 25.3297 | Based on density weighted DEER Baseline and % savings from Monitoring Based Commissioning: Benchmarking Analysis of 24 UC/CSU/IOU Projects (Mills, Mathew) April 2009 | 0 | 2020 | 0 | 2020 | 0 | 0 | Monitoring Based Commissioning: Benchmarking Analysis of 24 UC/CSU/IOU Projects (Mills, Mathew) April 2009; Equipment to Labor Split based on HVAC Equipment from Itron MCS WO100 | Com EMS (Elec/Gas) - Marine ¦ SCG ¦ Marine | Com EMS (Elec/Gas) - Marine | 0.078075 | 1 | 0.89 | CBSA 2014 | -106.7767 | 2012 | 0.6 | N/A
COM-HVAC-60.85 | Com ¦ No HVAC EMS (Elec SC and Gas SH) - Hot-Dry ¦ SCG ¦ Hot-Dry | Com ¦ No HVAC EMS (Elec SC and Gas SH) - Hot-Dry | SCG ¦ Hot-Dry | SCG | All | Electric & Gas | No EMS System | Average Existing and Code |  |  | 0 | Conventional | HVAC | Com - College | Com | RET and NEW | 0 | 1000 sqft2 of floor space | ton | 15 | DEER:HVAC_Split-Package_AC | 0 | 0 | 102.2121 | Based on density weighted DEER Baseline and % savings from Monitoring Based Commissioning: Benchmarking Analysis of 24 UC/CSU/IOU Projects (Mills, Mathew) April 2009 | 0 | 2020 | 0 | 2020 | 0 | 0 | Monitoring Based Commissioning: Benchmarking Analysis of 24 UC/CSU/IOU Projects (Mills, Mathew) April 2009; Equipment to Labor Split based on HVAC Equipment from Itron MCS WO101 | Com EMS (Elec/Gas) - Hot-Dry ¦ SCG ¦ Hot-Dry | Com EMS (Elec/Gas) - Hot-Dry | 0.67929 | 1 | 0.2 | CBSA 2014 | -337.1622 | 2012 | 0.6 | N/A
COM-HVAC-60.86 | Com ¦ No HVAC EMS (Elec SC and Gas SH) - Hot-Dry ¦ SCG ¦ Hot-Dry | Com ¦ No HVAC EMS (Elec SC and Gas SH) - Hot-Dry | SCG ¦ Hot-Dry | SCG | All | Electric & Gas | No EMS System | Average Existing and Code |  |  | 0 | Conventional | HVAC | Com - Grocery | Com | RET and NEW | 0 | 1000 sqft2 of floor space | ton | 15 | DEER:HVAC_Split-Package_AC | 0 | 0 | 192.6449 | Based on density weighted DEER Baseline and % savings from Monitoring Based Commissioning: Benchmarking Analysis of 24 UC/CSU/IOU Projects (Mills, Mathew) April 2009 | 0 | 2020 | 0 | 2020 | 0 | 0 | Monitoring Based Commissioning: Benchmarking Analysis of 24 UC/CSU/IOU Projects (Mills, Mathew) April 2009; Equipment to Labor Split based on HVAC Equipment from Itron MCS WO102 | Com EMS (Elec/Gas) - Hot-Dry ¦ SCG ¦ Hot-Dry | Com EMS (Elec/Gas) - Hot-Dry | 0.57341 | 1 | 0.68 | CBSA 2014 | -452.367 | 2012 | 0.6 | N/A
COM-HVAC-60.87 | Com ¦ No HVAC EMS (Elec SC and Gas SH) - Hot-Dry ¦ SCG ¦ Hot-Dry | Com ¦ No HVAC EMS (Elec SC and Gas SH) - Hot-Dry | SCG ¦ Hot-Dry | SCG | All | Electric & Gas | No EMS System | Average Existing and Code |  |  | 0 | Conventional | HVAC | Com - Health | Com | RET and NEW | 0 | 1000 sqft2 of floor space | ton | 15 | DEER:HVAC_Split-Package_AC | 0 | 0 | 416.2202 | Based on density weighted DEER Baseline and % savings from Monitoring Based Commissioning: Benchmarking Analysis of 24 UC/CSU/IOU Projects (Mills, Mathew) April 2009 | 0 | 2020 | 0 | 2020 | 0 | 0 | Monitoring Based Commissioning: Benchmarking Analysis of 24 UC/CSU/IOU Projects (Mills, Mathew) April 2009; Equipment to Labor Split based on HVAC Equipment from Itron MCS WO103 | Com EMS (Elec/Gas) - Hot-Dry ¦ SCG ¦ Hot-Dry | Com EMS (Elec/Gas) - Hot-Dry | 0.81547 | 1 | 0.44 | CBSA 2014 | -1175.6477 | 2012 | 0.6 | N/A
COM-HVAC-60.88 | Com ¦ No HVAC EMS (Elec SC and Gas SH) - Hot-Dry ¦ SCG ¦ Hot-Dry | Com ¦ No HVAC EMS (Elec SC and Gas SH) - Hot-Dry | SCG ¦ Hot-Dry | SCG | All | Electric & Gas | No EMS System | Average Existing and Code |  |  | 0 | Conventional | HVAC | Com - Lodging | Com | RET and NEW | 0 | 1000 sqft2 of floor space | ton | 15 | DEER:HVAC_Split-Package_AC | 0 | 0 | 260.0041 | Based on density weighted DEER Baseline and % savings from Monitoring Based Commissioning: Benchmarking Analysis of 24 UC/CSU/IOU Projects (Mills, Mathew) April 2009 | 0 | 2020 | 0 | 2020 | 0 | 0 | Monitoring Based Commissioning: Benchmarking Analysis of 24 UC/CSU/IOU Projects (Mills, Mathew) April 2009; Equipment to Labor Split based on HVAC Equipment from Itron MCS WO104 | Com EMS (Elec/Gas) - Hot-Dry ¦ SCG ¦ Hot-Dry | Com EMS (Elec/Gas) - Hot-Dry | 0.51041 | 1 | 0.75 | CBSA 2014 | -2568.4123 | 2012 | 0.6 | N/A
COM-HVAC-60.89 | Com ¦ No HVAC EMS (Elec SC and Gas SH) - Hot-Dry ¦ SCG ¦ Hot-Dry | Com ¦ No HVAC EMS (Elec SC and Gas SH) - Hot-Dry | SCG ¦ Hot-Dry | SCG | All | Electric & Gas | No EMS System | Average Existing and Code |  |  | 0 | Conventional | HVAC | Com - Office (Large) | Com | RET and NEW | 0 | 1000 sqft2 of floor space | ton | 15 | DEER:HVAC_Split-Package_AC | 0 | 0 | 47.8256 | Based on density weighted DEER Baseline and % savings from Monitoring Based Commissioning: Benchmarking Analysis of 24 UC/CSU/IOU Projects (Mills, Mathew) April 2009 | 0 | 2020 | 0 | 2020 | 0 | 0 | Monitoring Based Commissioning: Benchmarking Analysis of 24 UC/CSU/IOU Projects (Mills, Mathew) April 2009; Equipment to Labor Split based on HVAC Equipment from Itron MCS WO105 | Com EMS (Elec/Gas) - Hot-Dry ¦ SCG ¦ Hot-Dry | Com EMS (Elec/Gas) - Hot-Dry | 0.72428 | 1 | 0.5 | CBSA 2014 | -214.77 | 2012 | 0.6 | N/A
COM-HVAC-60.90 | Com ¦ No HVAC EMS (Elec SC and Gas SH) - Hot-Dry ¦ SCG ¦ Hot-Dry | Com ¦ No HVAC EMS (Elec SC and Gas SH) - Hot-Dry | SCG ¦ Hot-Dry | SCG | All | Electric & Gas | No EMS System | Average Existing and Code |  |  | 0 | Conventional | HVAC | Com - Office (Small) | Com | RET and NEW | 0 | 1000 sqft2 of floor space | ton | 15 | DEER:HVAC_Split-Package_AC | 0 | 0 | 15.4749 | Based on density weighted DEER Baseline and % savings from Monitoring Based Commissioning: Benchmarking Analysis of 24 UC/CSU/IOU Projects (Mills, Mathew) April 2009 | 0 | 2020 | 0 | 2020 | 0 | 0 | Monitoring Based Commissioning: Benchmarking Analysis of 24 UC/CSU/IOU Projects (Mills, Mathew) April 2009; Equipment to Labor Split based on HVAC Equipment from Itron MCS WO106 | Com EMS (Elec/Gas) - Hot-Dry ¦ SCG ¦ Hot-Dry | Com EMS (Elec/Gas) - Hot-Dry | 0.84632 | 1 | 0.5 | CBSA 2014 | -30.6353 | 2012 | 0.6 | N/A
COM-HVAC-60.91 | Com ¦ No HVAC EMS (Elec SC and Gas SH) - Hot-Dry ¦ SCG ¦ Hot-Dry | Com ¦ No HVAC EMS (Elec SC and Gas SH) - Hot-Dry | SCG ¦ Hot-Dry | SCG | All | Electric & Gas | No EMS System | Average Existing and Code |  |  | 0 | Conventional | HVAC | Com - Other | Com | RET and NEW | 0 | 1000 sqft2 of floor space | ton | 15 | DEER:HVAC_Split-Package_AC | 0 | 0 | 118.9655 | Based on density weighted DEER Baseline and % savings from Monitoring Based Commissioning: Benchmarking Analysis of 24 UC/CSU/IOU Projects (Mills, Mathew) April 2009 | 0 | 2020 | 0 | 2020 | 0 | 0 | Monitoring Based Commissioning: Benchmarking Analysis of 24 UC/CSU/IOU Projects (Mills, Mathew) April 2009; Equipment to Labor Split based on HVAC Equipment from Itron MCS WO107 | Com EMS (Elec/Gas) - Hot-Dry ¦ SCG ¦ Hot-Dry | Com EMS (Elec/Gas) - Hot-Dry | 0.197 | 1 | 0.65 | CBSA 2014 | -538.9144 | 2012 | 0.6 | N/A
COM-HVAC-60.92 | Com ¦ No HVAC EMS (Elec SC and Gas SH) - Hot-Dry ¦ SCG ¦ Hot-Dry | Com ¦ No HVAC EMS (Elec SC and Gas SH) - Hot-Dry | SCG ¦ Hot-Dry | SCG | All | Electric & Gas | No EMS System | Average Existing and Code |  |  | 0 | Conventional | HVAC | Com - Refrig. Warehouse | Com | RET and NEW | 0 | 1000 sqft2 of floor space | ton | 15 | DEER:HVAC_Split-Package_AC | 0 | 0 | 1.6414 | Based on density weighted DEER Baseline and % savings from Monitoring Based Commissioning: Benchmarking Analysis of 24 UC/CSU/IOU Projects (Mills, Mathew) April 2009 | 0 | 2020 | 0 | 2020 | 0 | 0 | Monitoring Based Commissioning: Benchmarking Analysis of 24 UC/CSU/IOU Projects (Mills, Mathew) April 2009; Equipment to Labor Split based on HVAC Equipment from Itron MCS WO108 | Com EMS (Elec/Gas) - Hot-Dry ¦ SCG ¦ Hot-Dry | Com EMS (Elec/Gas) - Hot-Dry | 0.00037354 | 1 | 0.89 | CBSA 2014 | -1.2324 | 2012 | 0.6 | N/A
COM-HVAC-60.93 | Com ¦ No HVAC EMS (Elec SC and Gas SH) - Hot-Dry ¦ SCG ¦ Hot-Dry | Com ¦ No HVAC EMS (Elec SC and Gas SH) - Hot-Dry | SCG ¦ Hot-Dry | SCG | All | Electric & Gas | No EMS System | Average Existing and Code |  |  | 0 | Conventional | HVAC | Com - Restaurant | Com | RET and NEW | 0 | 1000 sqft2 of floor space | ton | 15 | DEER:HVAC_Split-Package_AC | 0 | 0 | 135.757 | Based on density weighted DEER Baseline and % savings from Monitoring Based Commissioning: Benchmarking Analysis of 24 UC/CSU/IOU Projects (Mills, Mathew) April 2009 | 0 | 2020 | 0 | 2020 | 0 | 0 | Monitoring Based Commissioning: Benchmarking Analysis of 24 UC/CSU/IOU Projects (Mills, Mathew) April 2009; Equipment to Labor Split based on HVAC Equipment from Itron MCS WO109 | Com EMS (Elec/Gas) - Hot-Dry ¦ SCG ¦ Hot-Dry | Com EMS (Elec/Gas) - Hot-Dry | 0.60466 | 1 | 0.99 | CBSA 2014 | -101.9857 | 2012 | 0.6 | N/A
COM-HVAC-60.94 | Com ¦ No HVAC EMS (Elec SC and Gas SH) - Hot-Dry ¦ SCG ¦ Hot-Dry | Com ¦ No HVAC EMS (Elec SC and Gas SH) - Hot-Dry | SCG ¦ Hot-Dry | SCG | All | Electric & Gas | No EMS System | Average Existing and Code |  |  | 0 | Conventional | HVAC | Com - Retail | Com | RET and NEW | 0 | 1000 sqft2 of floor space | ton | 15 | DEER:HVAC_Split-Package_AC | 0 | 0 | 37.3113 | Based on density weighted DEER Baseline and % savings from Monitoring Based Commissioning: Benchmarking Analysis of 24 UC/CSU/IOU Projects (Mills, Mathew) April 2009 | 0 | 2020 | 0 | 2020 | 0 | 0 | Monitoring Based Commissioning: Benchmarking Analysis of 24 UC/CSU/IOU Projects (Mills, Mathew) April 2009; Equipment to Labor Split based on HVAC Equipment from Itron MCS WO110 | Com EMS (Elec/Gas) - Hot-Dry ¦ SCG ¦ Hot-Dry | Com EMS (Elec/Gas) - Hot-Dry | 0.47685 | 1 | 0.76 | CBSA 2014 | -184.3595 | 2012 | 0.6 | N/A
COM-HVAC-60.95 | Com ¦ No HVAC EMS (Elec SC and Gas SH) - Hot-Dry ¦ SCG ¦ Hot-Dry | Com ¦ No HVAC EMS (Elec SC and Gas SH) - Hot-Dry | SCG ¦ Hot-Dry | SCG | All | Electric & Gas | No EMS System | Average Existing and Code |  |  | 0 | Conventional | HVAC | Com - School | Com | RET and NEW | 0 | 1000 sqft2 of floor space | ton | 15 | DEER:HVAC_Split-Package_AC | 0 | 0 | 169.9563 | Based on density weighted DEER Baseline and % savings from Monitoring Based Commissioning: Benchmarking Analysis of 24 UC/CSU/IOU Projects (Mills, Mathew) April 2009 | 0 | 2020 | 0 | 2020 | 0 | 0 | Monitoring Based Commissioning: Benchmarking Analysis of 24 UC/CSU/IOU Projects (Mills, Mathew) April 2009; Equipment to Labor Split based on HVAC Equipment from Itron MCS WO111 | Com EMS (Elec/Gas) - Hot-Dry ¦ SCG ¦ Hot-Dry | Com EMS (Elec/Gas) - Hot-Dry | 0.82933 | 1 | 0.41 | CBSA 2014 | -388.3062 | 2012 | 0.6 | N/A
COM-HVAC-60.96 | Com ¦ No HVAC EMS (Elec SC and Gas SH) - Hot-Dry ¦ SCG ¦ Hot-Dry | Com ¦ No HVAC EMS (Elec SC and Gas SH) - Hot-Dry | SCG ¦ Hot-Dry | SCG | All | Electric & Gas | No EMS System | Average Existing and Code |  |  | 0 | Conventional | HVAC | Com - Warehouse | Com | RET and NEW | 0 | 1000 sqft2 of floor space | ton | 15 | DEER:HVAC_Split-Package_AC | 0 | 0 | 29.4282 | Based on density weighted DEER Baseline and % savings from Monitoring Based Commissioning: Benchmarking Analysis of 24 UC/CSU/IOU Projects (Mills, Mathew) April 2009 | 0 | 2020 | 0 | 2020 | 0 | 0 | Monitoring Based Commissioning: Benchmarking Analysis of 24 UC/CSU/IOU Projects (Mills, Mathew) April 2009; Equipment to Labor Split based on HVAC Equipment from Itron MCS WO112 | Com EMS (Elec/Gas) - Hot-Dry ¦ SCG ¦ Hot-Dry | Com EMS (Elec/Gas) - Hot-Dry | 0.078075 | 1 | 0.89 | CBSA 2014 | -124.0538 | 2012 | 0.6 | N/A
COM-HVAC-60.97 | Com ¦ No HVAC EMS (Elec SC and Gas SH) - Cold ¦ SCG ¦ Cold | Com ¦ No HVAC EMS (Elec SC and Gas SH) - Cold | SCG ¦ Cold | SCG | All | Electric & Gas | No EMS System | Average Existing and Code |  |  | 0 | Conventional | HVAC | Com - College | Com | RET and NEW | 0 | 1000 sqft2 of floor space | ton | 15 | DEER:HVAC_Split-Package_AC | 0 | 0 | 194.289 | Based on density weighted DEER Baseline and % savings from Monitoring Based Commissioning: Benchmarking Analysis of 24 UC/CSU/IOU Projects (Mills, Mathew) April 2009 | 0 | 2020 | 0 | 2020 | 0 | 0 | Monitoring Based Commissioning: Benchmarking Analysis of 24 UC/CSU/IOU Projects (Mills, Mathew) April 2009; Equipment to Labor Split based on HVAC Equipment from Itron MCS WO113 | Com EMS (Elec/Gas) - Cold ¦ SCG ¦ Cold | Com EMS (Elec/Gas) - Cold | 0.67929 | 1 | 0.2 | CBSA 2014 | -640.8917 | 2012 | 0.6 | N/A
COM-HVAC-60.98 | Com ¦ No HVAC EMS (Elec SC and Gas SH) - Cold ¦ SCG ¦ Cold | Com ¦ No HVAC EMS (Elec SC and Gas SH) - Cold | SCG ¦ Cold | SCG | All | Electric & Gas | No EMS System | Average Existing and Code |  |  | 0 | Conventional | HVAC | Com - Grocery | Com | RET and NEW | 0 | 1000 sqft2 of floor space | ton | 15 | DEER:HVAC_Split-Package_AC | 0 | 0 | 327.5705 | Based on density weighted DEER Baseline and % savings from Monitoring Based Commissioning: Benchmarking Analysis of 24 UC/CSU/IOU Projects (Mills, Mathew) April 2009 | 0 | 2020 | 0 | 2020 | 0 | 0 | Monitoring Based Commissioning: Benchmarking Analysis of 24 UC/CSU/IOU Projects (Mills, Mathew) April 2009; Equipment to Labor Split based on HVAC Equipment from Itron MCS WO114 | Com EMS (Elec/Gas) - Cold ¦ SCG ¦ Cold | Com EMS (Elec/Gas) - Cold | 0.57341 | 1 | 0.68 | CBSA 2014 | -769.1981 | 2012 | 0.6 | N/A
COM-HVAC-60.99 | Com ¦ No HVAC EMS (Elec SC and Gas SH) - Cold ¦ SCG ¦ Cold | Com ¦ No HVAC EMS (Elec SC and Gas SH) - Cold | SCG ¦ Cold | SCG | All | Electric & Gas | No EMS System | Average Existing and Code |  |  | 0 | Conventional | HVAC | Com - Health | Com | RET and NEW | 0 | 1000 sqft2 of floor space | ton | 15 | DEER:HVAC_Split-Package_AC | 0 | 0 | 579.9613 | Based on density weighted DEER Baseline and % savings from Monitoring Based Commissioning: Benchmarking Analysis of 24 UC/CSU/IOU Projects (Mills, Mathew) April 2009 | 0 | 2020 | 0 | 2020 | 0 | 0 | Monitoring Based Commissioning: Benchmarking Analysis of 24 UC/CSU/IOU Projects (Mills, Mathew) April 2009; Equipment to Labor Split based on HVAC Equipment from Itron MCS WO115 | Com EMS (Elec/Gas) - Cold ¦ SCG ¦ Cold | Com EMS (Elec/Gas) - Cold | 0.81547 | 1 | 0.44 | CBSA 2014 | -1638.1477 | 2012 | 0.6 | N/A
COM-HVAC-60.100 | Com ¦ No HVAC EMS (Elec SC and Gas SH) - Cold ¦ SCG ¦ Cold | Com ¦ No HVAC EMS (Elec SC and Gas SH) - Cold | SCG ¦ Cold | SCG | All | Electric & Gas | No EMS System | Average Existing and Code |  |  | 0 | Conventional | HVAC | Com - Lodging | Com | RET and NEW | 0 | 1000 sqft2 of floor space | ton | 15 | DEER:HVAC_Split-Package_AC | 0 | 0 | 372.2166 | Based on density weighted DEER Baseline and % savings from Monitoring Based Commissioning: Benchmarking Analysis of 24 UC/CSU/IOU Projects (Mills, Mathew) April 2009 | 0 | 2020 | 0 | 2020 | 0 | 0 | Monitoring Based Commissioning: Benchmarking Analysis of 24 UC/CSU/IOU Projects (Mills, Mathew) April 2009; Equipment to Labor Split based on HVAC Equipment from Itron MCS WO116 | Com EMS (Elec/Gas) - Cold ¦ SCG ¦ Cold | Com EMS (Elec/Gas) - Cold | 0.51041 | 1 | 0.75 | CBSA 2014 | -3676.8859 | 2012 | 0.6 | N/A
COM-HVAC-60.101 | Com ¦ No HVAC EMS (Elec SC and Gas SH) - Cold ¦ SCG ¦ Cold | Com ¦ No HVAC EMS (Elec SC and Gas SH) - Cold | SCG ¦ Cold | SCG | All | Electric & Gas | No EMS System | Average Existing and Code |  |  | 0 | Conventional | HVAC | Com - Office (Large) | Com | RET and NEW | 0 | 1000 sqft2 of floor space | ton | 15 | DEER:HVAC_Split-Package_AC | 0 | 0 | 124.3515 | Based on density weighted DEER Baseline and % savings from Monitoring Based Commissioning: Benchmarking Analysis of 24 UC/CSU/IOU Projects (Mills, Mathew) April 2009 | 0 | 2020 | 0 | 2020 | 0 | 0 | Monitoring Based Commissioning: Benchmarking Analysis of 24 UC/CSU/IOU Projects (Mills, Mathew) April 2009; Equipment to Labor Split based on HVAC Equipment from Itron MCS WO117 | Com EMS (Elec/Gas) - Cold ¦ SCG ¦ Cold | Com EMS (Elec/Gas) - Cold | 0.72428 | 1 | 0.5 | CBSA 2014 | -558.4244 | 2012 | 0.6 | N/A
COM-HVAC-60.102 | Com ¦ No HVAC EMS (Elec SC and Gas SH) - Cold ¦ SCG ¦ Cold | Com ¦ No HVAC EMS (Elec SC and Gas SH) - Cold | SCG ¦ Cold | SCG | All | Electric & Gas | No EMS System | Average Existing and Code |  |  | 0 | Conventional | HVAC | Com - Office (Small) | Com | RET and NEW | 0 | 1000 sqft2 of floor space | ton | 15 | DEER:HVAC_Split-Package_AC | 0 | 0 | 46.3768 | Based on density weighted DEER Baseline and % savings from Monitoring Based Commissioning: Benchmarking Analysis of 24 UC/CSU/IOU Projects (Mills, Mathew) April 2009 | 0 | 2020 | 0 | 2020 | 0 | 0 | Monitoring Based Commissioning: Benchmarking Analysis of 24 UC/CSU/IOU Projects (Mills, Mathew) April 2009; Equipment to Labor Split based on HVAC Equipment from Itron MCS WO118 | Com EMS (Elec/Gas) - Cold ¦ SCG ¦ Cold | Com EMS (Elec/Gas) - Cold | 0.84632 | 1 | 0.5 | CBSA 2014 | -91.8111 | 2012 | 0.6 | N/A
COM-HVAC-60.103 | Com ¦ No HVAC EMS (Elec SC and Gas SH) - Cold ¦ SCG ¦ Cold | Com ¦ No HVAC EMS (Elec SC and Gas SH) - Cold | SCG ¦ Cold | SCG | All | Electric & Gas | No EMS System | Average Existing and Code |  |  | 0 | Conventional | HVAC | Com - Other | Com | RET and NEW | 0 | 1000 sqft2 of floor space | ton | 15 | DEER:HVAC_Split-Package_AC | 0 | 0 | 497.5518 | Based on density weighted DEER Baseline and % savings from Monitoring Based Commissioning: Benchmarking Analysis of 24 UC/CSU/IOU Projects (Mills, Mathew) April 2009 | 0 | 2020 | 0 | 2020 | 0 | 0 | Monitoring Based Commissioning: Benchmarking Analysis of 24 UC/CSU/IOU Projects (Mills, Mathew) April 2009; Equipment to Labor Split based on HVAC Equipment from Itron MCS WO119 | Com EMS (Elec/Gas) - Cold ¦ SCG ¦ Cold | Com EMS (Elec/Gas) - Cold | 0.197 | 1 | 0.65 | CBSA 2014 | -2253.9129 | 2012 | 0.6 | N/A
COM-HVAC-60.104 | Com ¦ No HVAC EMS (Elec SC and Gas SH) - Cold ¦ SCG ¦ Cold | Com ¦ No HVAC EMS (Elec SC and Gas SH) - Cold | SCG ¦ Cold | SCG | All | Electric & Gas | No EMS System | Average Existing and Code |  |  | 0 | Conventional | HVAC | Com - Refrig. Warehouse | Com | RET and NEW | 0 | 1000 sqft2 of floor space | ton | 15 | DEER:HVAC_Split-Package_AC | 0 | 0 | 43.5899 | Based on density weighted DEER Baseline and % savings from Monitoring Based Commissioning: Benchmarking Analysis of 24 UC/CSU/IOU Projects (Mills, Mathew) April 2009 | 0 | 2020 | 0 | 2020 | 0 | 0 | Monitoring Based Commissioning: Benchmarking Analysis of 24 UC/CSU/IOU Projects (Mills, Mathew) April 2009; Equipment to Labor Split based on HVAC Equipment from Itron MCS WO120 | Com EMS (Elec/Gas) - Cold ¦ SCG ¦ Cold | Com EMS (Elec/Gas) - Cold | 0.00037354 | 1 | 0.89 | CBSA 2014 | -32.7269 | 2012 | 0.6 | N/A
COM-HVAC-60.105 | Com ¦ No HVAC EMS (Elec SC and Gas SH) - Cold ¦ SCG ¦ Cold | Com ¦ No HVAC EMS (Elec SC and Gas SH) - Cold | SCG ¦ Cold | SCG | All | Electric & Gas | No EMS System | Average Existing and Code |  |  | 0 | Conventional | HVAC | Com - Restaurant | Com | RET and NEW | 0 | 1000 sqft2 of floor space | ton | 15 | DEER:HVAC_Split-Package_AC | 0 | 0 | 481.6927 | Based on density weighted DEER Baseline and % savings from Monitoring Based Commissioning: Benchmarking Analysis of 24 UC/CSU/IOU Projects (Mills, Mathew) April 2009 | 0 | 2020 | 0 | 2020 | 0 | 0 | Monitoring Based Commissioning: Benchmarking Analysis of 24 UC/CSU/IOU Projects (Mills, Mathew) April 2009; Equipment to Labor Split based on HVAC Equipment from Itron MCS WO121 | Com EMS (Elec/Gas) - Cold ¦ SCG ¦ Cold | Com EMS (Elec/Gas) - Cold | 0.60466 | 1 | 0.99 | CBSA 2014 | -361.8654 | 2012 | 0.6 | N/A
COM-HVAC-60.106 | Com ¦ No HVAC EMS (Elec SC and Gas SH) - Cold ¦ SCG ¦ Cold | Com ¦ No HVAC EMS (Elec SC and Gas SH) - Cold | SCG ¦ Cold | SCG | All | Electric & Gas | No EMS System | Average Existing and Code |  |  | 0 | Conventional | HVAC | Com - Retail | Com | RET and NEW | 0 | 1000 sqft2 of floor space | ton | 15 | DEER:HVAC_Split-Package_AC | 0 | 0 | 165.0631 | Based on density weighted DEER Baseline and % savings from Monitoring Based Commissioning: Benchmarking Analysis of 24 UC/CSU/IOU Projects (Mills, Mathew) April 2009 | 0 | 2020 | 0 | 2020 | 0 | 0 | Monitoring Based Commissioning: Benchmarking Analysis of 24 UC/CSU/IOU Projects (Mills, Mathew) April 2009; Equipment to Labor Split based on HVAC Equipment from Itron MCS WO122 | Com EMS (Elec/Gas) - Cold ¦ SCG ¦ Cold | Com EMS (Elec/Gas) - Cold | 0.47685 | 1 | 0.76 | CBSA 2014 | -815.5962 | 2012 | 0.6 | N/A
COM-HVAC-60.107 | Com ¦ No HVAC EMS (Elec SC and Gas SH) - Cold ¦ SCG ¦ Cold | Com ¦ No HVAC EMS (Elec SC and Gas SH) - Cold | SCG ¦ Cold | SCG | All | Electric & Gas | No EMS System | Average Existing and Code |  |  | 0 | Conventional | HVAC | Com - School | Com | RET and NEW | 0 | 1000 sqft2 of floor space | ton | 15 | DEER:HVAC_Split-Package_AC | 0 | 0 | 411.3828 | Based on density weighted DEER Baseline and % savings from Monitoring Based Commissioning: Benchmarking Analysis of 24 UC/CSU/IOU Projects (Mills, Mathew) April 2009 | 0 | 2020 | 0 | 2020 | 0 | 0 | Monitoring Based Commissioning: Benchmarking Analysis of 24 UC/CSU/IOU Projects (Mills, Mathew) April 2009; Equipment to Labor Split based on HVAC Equipment from Itron MCS WO123 | Com EMS (Elec/Gas) - Cold ¦ SCG ¦ Cold | Com EMS (Elec/Gas) - Cold | 0.82933 | 1 | 0.41 | CBSA 2014 | -939.9033 | 2012 | 0.6 | N/A
COM-HVAC-60.108 | Com ¦ No HVAC EMS (Elec SC and Gas SH) - Cold ¦ SCG ¦ Cold | Com ¦ No HVAC EMS (Elec SC and Gas SH) - Cold | SCG ¦ Cold | SCG | All | Electric & Gas | No EMS System | Average Existing and Code |  |  | 0 | Conventional | HVAC | Com - Warehouse | Com | RET and NEW | 0 | 1000 sqft2 of floor space | ton | 15 | DEER:HVAC_Split-Package_AC | 0 | 0 | 112.9381 | Based on density weighted DEER Baseline and % savings from Monitoring Based Commissioning: Benchmarking Analysis of 24 UC/CSU/IOU Projects (Mills, Mathew) April 2009 | 0 | 2020 | 0 | 2020 | 0 | 0 | Monitoring Based Commissioning: Benchmarking Analysis of 24 UC/CSU/IOU Projects (Mills, Mathew) April 2009; Equipment to Labor Split based on HVAC Equipment from Itron MCS WO124 | Com EMS (Elec/Gas) - Cold ¦ SCG ¦ Cold | Com EMS (Elec/Gas) - Cold | 0.078075 | 1 | 0.89 | CBSA 2014 | -476.0876 | 2012 | 0.6 | N/A
COM-HVAC-60.109 | Com ¦ No HVAC EMS (Elec SC and Gas SH) - Marine ¦ SDG&E ¦ Marine | Com ¦ No HVAC EMS (Elec SC and Gas SH) - Marine | SDG&E ¦ Marine | SDG&E | All | Electric & Gas | No EMS System | Average Existing and Code |  |  | 0 | Conventional | HVAC | Com - College | Com | RET and NEW | 0 | 1000 sqft2 of floor space | ton | 15 | DEER:HVAC_Split-Package_AC | 1244.8575 | 0.293 | 85.1136 | Based on density weighted DEER Baseline and % savings from Monitoring Based Commissioning: Benchmarking Analysis of 24 UC/CSU/IOU Projects (Mills, Mathew) April 2009 | 0 | 2020 | 0 | 2020 | 0 | 0 | Monitoring Based Commissioning: Benchmarking Analysis of 24 UC/CSU/IOU Projects (Mills, Mathew) April 2009; Equipment to Labor Split based on HVAC Equipment from Itron MCS WO125 | Com EMS (Elec/Gas) - Marine ¦ SDG&E ¦ Marine | Com EMS (Elec/Gas) - Marine | 0.78231 | 1 | 0.2 | CBSA 2014 | -374.7445 | 2012 | 0.6 | N/A
COM-HVAC-60.110 | Com ¦ No HVAC EMS (Elec SC and Gas SH) - Marine ¦ SDG&E ¦ Marine | Com ¦ No HVAC EMS (Elec SC and Gas SH) - Marine | SDG&E ¦ Marine | SDG&E | All | Electric & Gas | No EMS System | Average Existing and Code |  |  | 0 | Conventional | HVAC | Com - Grocery | Com | RET and NEW | 0 | 1000 sqft2 of floor space | ton | 15 | DEER:HVAC_Split-Package_AC | 1542.1506 | 0.24071 | 211.1828 | Based on density weighted DEER Baseline and % savings from Monitoring Based Commissioning: Benchmarking Analysis of 24 UC/CSU/IOU Projects (Mills, Mathew) April 2009 | 0 | 2020 | 0 | 2020 | 0 | 0 | Monitoring Based Commissioning: Benchmarking Analysis of 24 UC/CSU/IOU Projects (Mills, Mathew) April 2009; Equipment to Labor Split based on HVAC Equipment from Itron MCS WO126 | Com EMS (Elec/Gas) - Marine ¦ SDG&E ¦ Marine | Com EMS (Elec/Gas) - Marine | 0.58333 | 1 | 0.68 | CBSA 2014 | -582.6416 | 2012 | 0.6 | N/A
COM-HVAC-60.111 | Com ¦ No HVAC EMS (Elec SC and Gas SH) - Marine ¦ SDG&E ¦ Marine | Com ¦ No HVAC EMS (Elec SC and Gas SH) - Marine | SDG&E ¦ Marine | SDG&E | All | Electric & Gas | No EMS System | Average Existing and Code |  |  | 0 | Conventional | HVAC | Com - Health | Com | RET and NEW | 0 | 1000 sqft2 of floor space | ton | 15 | DEER:HVAC_Split-Package_AC | 2003.6487 | 0.31873 | 392.4235 | Based on density weighted DEER Baseline and % savings from Monitoring Based Commissioning: Benchmarking Analysis of 24 UC/CSU/IOU Projects (Mills, Mathew) April 2009 | 0 | 2020 | 0 | 2020 | 0 | 0 | Monitoring Based Commissioning: Benchmarking Analysis of 24 UC/CSU/IOU Projects (Mills, Mathew) April 2009; Equipment to Labor Split based on HVAC Equipment from Itron MCS WO127 | Com EMS (Elec/Gas) - Marine ¦ SDG&E ¦ Marine | Com EMS (Elec/Gas) - Marine | 0.90383 | 1 | 0.44 | CBSA 2014 | -1239.5441 | 2012 | 0.6 | N/A
COM-HVAC-60.112 | Com ¦ No HVAC EMS (Elec SC and Gas SH) - Marine ¦ SDG&E ¦ Marine | Com ¦ No HVAC EMS (Elec SC and Gas SH) - Marine | SDG&E ¦ Marine | SDG&E | All | Electric & Gas | No EMS System | Average Existing and Code |  |  | 0 | Conventional | HVAC | Com - Lodging | Com | RET and NEW | 0 | 1000 sqft2 of floor space | ton | 15 | DEER:HVAC_Split-Package_AC | 2488.3356 | 0.40324 | 235.5043 | Based on density weighted DEER Baseline and % savings from Monitoring Based Commissioning: Benchmarking Analysis of 24 UC/CSU/IOU Projects (Mills, Mathew) April 2009 | 0 | 2020 | 0 | 2020 | 0 | 0 | Monitoring Based Commissioning: Benchmarking Analysis of 24 UC/CSU/IOU Projects (Mills, Mathew) April 2009; Equipment to Labor Split based on HVAC Equipment from Itron MCS WO128 | Com EMS (Elec/Gas) - Marine ¦ SDG&E ¦ Marine | Com EMS (Elec/Gas) - Marine | 0.51811 | 1 | 0.75 | CBSA 2014 | -2718.7612 | 2012 | 0.6 | N/A
COM-HVAC-60.113 | Com ¦ No HVAC EMS (Elec SC and Gas SH) - Marine ¦ SDG&E ¦ Marine | Com ¦ No HVAC EMS (Elec SC and Gas SH) - Marine | SDG&E ¦ Marine | SDG&E | All | Electric & Gas | No EMS System | Average Existing and Code |  |  | 0 | Conventional | HVAC | Com - Office (Large) | Com | RET and NEW | 0 | 1000 sqft2 of floor space | ton | 15 | DEER:HVAC_Split-Package_AC | 1428.9621 | 0.40354 | 41.2218 | Based on density weighted DEER Baseline and % savings from Monitoring Based Commissioning: Benchmarking Analysis of 24 UC/CSU/IOU Projects (Mills, Mathew) April 2009 | 0 | 2020 | 0 | 2020 | 0 | 0 | Monitoring Based Commissioning: Benchmarking Analysis of 24 UC/CSU/IOU Projects (Mills, Mathew) April 2009; Equipment to Labor Split based on HVAC Equipment from Itron MCS WO129 | Com EMS (Elec/Gas) - Marine ¦ SDG&E ¦ Marine | Com EMS (Elec/Gas) - Marine | 0.76998 | 1 | 0.5 | CBSA 2014 | -327.2267 | 2012 | 0.6 | N/A
COM-HVAC-60.114 | Com ¦ No HVAC EMS (Elec SC and Gas SH) - Marine ¦ SDG&E ¦ Marine | Com ¦ No HVAC EMS (Elec SC and Gas SH) - Marine | SDG&E ¦ Marine | SDG&E | All | Electric & Gas | No EMS System | Average Existing and Code |  |  | 0 | Conventional | HVAC | Com - Office (Small) | Com | RET and NEW | 0 | 1000 sqft2 of floor space | ton | 15 | DEER:HVAC_Split-Package_AC | 1166.3212 | 0.34426 | 17.7182 | Based on density weighted DEER Baseline and % savings from Monitoring Based Commissioning: Benchmarking Analysis of 24 UC/CSU/IOU Projects (Mills, Mathew) April 2009 | 0 | 2020 | 0 | 2020 | 0 | 0 | Monitoring Based Commissioning: Benchmarking Analysis of 24 UC/CSU/IOU Projects (Mills, Mathew) April 2009; Equipment to Labor Split based on HVAC Equipment from Itron MCS WO130 | Com EMS (Elec/Gas) - Marine ¦ SDG&E ¦ Marine | Com EMS (Elec/Gas) - Marine | 0.94591 | 1 | 0.5 | CBSA 2014 | -88.5499 | 2012 | 0.6 | N/A
COM-HVAC-60.115 | Com ¦ No HVAC EMS (Elec SC and Gas SH) - Marine ¦ SDG&E ¦ Marine | Com ¦ No HVAC EMS (Elec SC and Gas SH) - Marine | SDG&E ¦ Marine | SDG&E | All | Electric & Gas | No EMS System | Average Existing and Code |  |  | 0 | Conventional | HVAC | Com - Other | Com | RET and NEW | 0 | 1000 sqft2 of floor space | ton | 15 | DEER:HVAC_Split-Package_AC | 1665.4321 | 0.29908 | 119.7643 | Based on density weighted DEER Baseline and % savings from Monitoring Based Commissioning: Benchmarking Analysis of 24 UC/CSU/IOU Projects (Mills, Mathew) April 2009 | 0 | 2020 | 0 | 2020 | 0 | 0 | Monitoring Based Commissioning: Benchmarking Analysis of 24 UC/CSU/IOU Projects (Mills, Mathew) April 2009; Equipment to Labor Split based on HVAC Equipment from Itron MCS WO131 | Com EMS (Elec/Gas) - Marine ¦ SDG&E ¦ Marine | Com EMS (Elec/Gas) - Marine | 0.19335 | 1 | 0.65 | CBSA 2014 | -726.4375 | 2012 | 0.6 | N/A
COM-HVAC-60.116 | Com ¦ No HVAC EMS (Elec SC and Gas SH) - Marine ¦ SDG&E ¦ Marine | Com ¦ No HVAC EMS (Elec SC and Gas SH) - Marine | SDG&E ¦ Marine | SDG&E | All | Electric & Gas | No EMS System | Average Existing and Code |  |  | 0 | Conventional | HVAC | Com - Refrig. Warehouse | Com | RET and NEW | 0 | 1000 sqft2 of floor space | ton | 15 | DEER:HVAC_Split-Package_AC | 0 | 0 | 0.53105 | Based on density weighted DEER Baseline and % savings from Monitoring Based Commissioning: Benchmarking Analysis of 24 UC/CSU/IOU Projects (Mills, Mathew) April 2009 | 0 | 2020 | 0 | 2020 | 0 | 0 | Monitoring Based Commissioning: Benchmarking Analysis of 24 UC/CSU/IOU Projects (Mills, Mathew) April 2009; Equipment to Labor Split based on HVAC Equipment from Itron MCS WO132 | Com EMS (Elec/Gas) - Marine ¦ SDG&E ¦ Marine | Com EMS (Elec/Gas) - Marine | 0.00035588 | 1 | 0.89 | CBSA 2014 | -0.39871 | 2012 | 0.6 | N/A
COM-HVAC-60.117 | Com ¦ No HVAC EMS (Elec SC and Gas SH) - Marine ¦ SDG&E ¦ Marine | Com ¦ No HVAC EMS (Elec SC and Gas SH) - Marine | SDG&E ¦ Marine | SDG&E | All | Electric & Gas | No EMS System | Average Existing and Code |  |  | 0 | Conventional | HVAC | Com - Restaurant | Com | RET and NEW | 0 | 1000 sqft2 of floor space | ton | 15 | DEER:HVAC_Split-Package_AC | 2295.2966 | 0.31266 | 148.2381 | Based on density weighted DEER Baseline and % savings from Monitoring Based Commissioning: Benchmarking Analysis of 24 UC/CSU/IOU Projects (Mills, Mathew) April 2009 | 0 | 2020 | 0 | 2020 | 0 | 0 | Monitoring Based Commissioning: Benchmarking Analysis of 24 UC/CSU/IOU Projects (Mills, Mathew) April 2009; Equipment to Labor Split based on HVAC Equipment from Itron MCS WO133 | Com EMS (Elec/Gas) - Marine ¦ SDG&E ¦ Marine | Com EMS (Elec/Gas) - Marine | 0.63199 | 1 | 0.99 | CBSA 2014 | -152.1518 | 2012 | 0.6 | N/A
COM-HVAC-60.118 | Com ¦ No HVAC EMS (Elec SC and Gas SH) - Marine ¦ SDG&E ¦ Marine | Com ¦ No HVAC EMS (Elec SC and Gas SH) - Marine | SDG&E ¦ Marine | SDG&E | All | Electric & Gas | No EMS System | Average Existing and Code |  |  | 0 | Conventional | HVAC | Com - Retail | Com | RET and NEW | 0 | 1000 sqft2 of floor space | ton | 15 | DEER:HVAC_Split-Package_AC | 1437.6461 | 0.34298 | 33.5898 | Based on density weighted DEER Baseline and % savings from Monitoring Based Commissioning: Benchmarking Analysis of 24 UC/CSU/IOU Projects (Mills, Mathew) April 2009 | 0 | 2020 | 0 | 2020 | 0 | 0 | Monitoring Based Commissioning: Benchmarking Analysis of 24 UC/CSU/IOU Projects (Mills, Mathew) April 2009; Equipment to Labor Split based on HVAC Equipment from Itron MCS WO134 | Com EMS (Elec/Gas) - Marine ¦ SDG&E ¦ Marine | Com EMS (Elec/Gas) - Marine | 0.57267 | 1 | 0.76 | CBSA 2014 | -671.0413 | 2012 | 0.6 | N/A
COM-HVAC-60.119 | Com ¦ No HVAC EMS (Elec SC and Gas SH) - Marine ¦ SDG&E ¦ Marine | Com ¦ No HVAC EMS (Elec SC and Gas SH) - Marine | SDG&E ¦ Marine | SDG&E | All | Electric & Gas | No EMS System | Average Existing and Code |  |  | 0 | Conventional | HVAC | Com - School | Com | RET and NEW | 0 | 1000 sqft2 of floor space | ton | 15 | DEER:HVAC_Split-Package_AC | 1074.963 | 0.23556 | 158.2569 | Based on density weighted DEER Baseline and % savings from Monitoring Based Commissioning: Benchmarking Analysis of 24 UC/CSU/IOU Projects (Mills, Mathew) April 2009 | 0 | 2020 | 0 | 2020 | 0 | 0 | Monitoring Based Commissioning: Benchmarking Analysis of 24 UC/CSU/IOU Projects (Mills, Mathew) April 2009; Equipment to Labor Split based on HVAC Equipment from Itron MCS WO135 | Com EMS (Elec/Gas) - Marine ¦ SDG&E ¦ Marine | Com EMS (Elec/Gas) - Marine | 1.0407 | 1 | 0.41 | CBSA 2014 | -538.5646 | 2012 | 0.6 | N/A
COM-HVAC-60.120 | Com ¦ No HVAC EMS (Elec SC and Gas SH) - Marine ¦ SDG&E ¦ Marine | Com ¦ No HVAC EMS (Elec SC and Gas SH) - Marine | SDG&E ¦ Marine | SDG&E | All | Electric & Gas | No EMS System | Average Existing and Code |  |  | 0 | Conventional | HVAC | Com - Warehouse | Com | RET and NEW | 0 | 1000 sqft2 of floor space | ton | 15 | DEER:HVAC_Split-Package_AC | 1272.0143 | 0.35019 | 24.5351 | Based on density weighted DEER Baseline and % savings from Monitoring Based Commissioning: Benchmarking Analysis of 24 UC/CSU/IOU Projects (Mills, Mathew) April 2009 | 0 | 2020 | 0 | 2020 | 0 | 0 | Monitoring Based Commissioning: Benchmarking Analysis of 24 UC/CSU/IOU Projects (Mills, Mathew) April 2009; Equipment to Labor Split based on HVAC Equipment from Itron MCS WO136 | Com EMS (Elec/Gas) - Marine ¦ SDG&E ¦ Marine | Com EMS (Elec/Gas) - Marine | 0.078285 | 1 | 0.89 | CBSA 2014 | -484.6803 | 2012 | 0.6 | N/A
COM-HVAC-60.121 | Com ¦ No HVAC EMS (Elec SC and Gas SH) - Hot-Dry ¦ SDG&E ¦ Hot-Dry | Com ¦ No HVAC EMS (Elec SC and Gas SH) - Hot-Dry | SDG&E ¦ Hot-Dry | SDG&E | All | Electric & Gas | No EMS System | Average Existing and Code |  |  | 0 | Conventional | HVAC | Com - College | Com | RET and NEW | 0 | 1000 sqft2 of floor space | ton | 15 | DEER:HVAC_Split-Package_AC | 1248.0442 | 0.34385 | 85.7878 | Based on density weighted DEER Baseline and % savings from Monitoring Based Commissioning: Benchmarking Analysis of 24 UC/CSU/IOU Projects (Mills, Mathew) April 2009 | 0 | 2020 | 0 | 2020 | 0 | 0 | Monitoring Based Commissioning: Benchmarking Analysis of 24 UC/CSU/IOU Projects (Mills, Mathew) April 2009; Equipment to Labor Split based on HVAC Equipment from Itron MCS WO137 | Com EMS (Elec/Gas) - Hot-Dry ¦ SDG&E ¦ Hot-Dry | Com EMS (Elec/Gas) - Hot-Dry | 0.78231 | 1 | 0.2 | CBSA 2014 | -377.2089 | 2012 | 0.6 | N/A
COM-HVAC-60.122 | Com ¦ No HVAC EMS (Elec SC and Gas SH) - Hot-Dry ¦ SDG&E ¦ Hot-Dry | Com ¦ No HVAC EMS (Elec SC and Gas SH) - Hot-Dry | SDG&E ¦ Hot-Dry | SDG&E | All | Electric & Gas | No EMS System | Average Existing and Code |  |  | 0 | Conventional | HVAC | Com - Grocery | Com | RET and NEW | 0 | 1000 sqft2 of floor space | ton | 15 | DEER:HVAC_Split-Package_AC | 1464.0539 | 0.21993 | 280.2296 | Based on density weighted DEER Baseline and % savings from Monitoring Based Commissioning: Benchmarking Analysis of 24 UC/CSU/IOU Projects (Mills, Mathew) April 2009 | 0 | 2020 | 0 | 2020 | 0 | 0 | Monitoring Based Commissioning: Benchmarking Analysis of 24 UC/CSU/IOU Projects (Mills, Mathew) April 2009; Equipment to Labor Split based on HVAC Equipment from Itron MCS WO138 | Com EMS (Elec/Gas) - Hot-Dry ¦ SDG&E ¦ Hot-Dry | Com EMS (Elec/Gas) - Hot-Dry | 0.58333 | 1 | 0.68 | CBSA 2014 | -740.3838 | 2012 | 0.6 | N/A
COM-HVAC-60.123 | Com ¦ No HVAC EMS (Elec SC and Gas SH) - Hot-Dry ¦ SDG&E ¦ Hot-Dry | Com ¦ No HVAC EMS (Elec SC and Gas SH) - Hot-Dry | SDG&E ¦ Hot-Dry | SDG&E | All | Electric & Gas | No EMS System | Average Existing and Code |  |  | 0 | Conventional | HVAC | Com - Health | Com | RET and NEW | 0 | 1000 sqft2 of floor space | ton | 15 | DEER:HVAC_Split-Package_AC | 2010.1347 | 0.31702 | 434.9824 | Based on density weighted DEER Baseline and % savings from Monitoring Based Commissioning: Benchmarking Analysis of 24 UC/CSU/IOU Projects (Mills, Mathew) April 2009 | 0 | 2020 | 0 | 2020 | 0 | 0 | Monitoring Based Commissioning: Benchmarking Analysis of 24 UC/CSU/IOU Projects (Mills, Mathew) April 2009; Equipment to Labor Split based on HVAC Equipment from Itron MCS WO139 | Com EMS (Elec/Gas) - Hot-Dry ¦ SDG&E ¦ Hot-Dry | Com EMS (Elec/Gas) - Hot-Dry | 0.90383 | 1 | 0.44 | CBSA 2014 | -1360.1797 | 2012 | 0.6 | N/A
COM-HVAC-60.124 | Com ¦ No HVAC EMS (Elec SC and Gas SH) - Hot-Dry ¦ SDG&E ¦ Hot-Dry | Com ¦ No HVAC EMS (Elec SC and Gas SH) - Hot-Dry | SDG&E ¦ Hot-Dry | SDG&E | All | Electric & Gas | No EMS System | Average Existing and Code |  |  | 0 | Conventional | HVAC | Com - Lodging | Com | RET and NEW | 0 | 1000 sqft2 of floor space | ton | 15 | DEER:HVAC_Split-Package_AC | 2494.5875 | 0.40156 | 324.4666 | Based on density weighted DEER Baseline and % savings from Monitoring Based Commissioning: Benchmarking Analysis of 24 UC/CSU/IOU Projects (Mills, Mathew) April 2009 | 0 | 2020 | 0 | 2020 | 0 | 0 | Monitoring Based Commissioning: Benchmarking Analysis of 24 UC/CSU/IOU Projects (Mills, Mathew) April 2009; Equipment to Labor Split based on HVAC Equipment from Itron MCS WO140 | Com EMS (Elec/Gas) - Hot-Dry ¦ SDG&E ¦ Hot-Dry | Com EMS (Elec/Gas) - Hot-Dry | 0.51811 | 1 | 0.75 | CBSA 2014 | -3598.5477 | 2012 | 0.6 | N/A
COM-HVAC-60.125 | Com ¦ No HVAC EMS (Elec SC and Gas SH) - Hot-Dry ¦ SDG&E ¦ Hot-Dry | Com ¦ No HVAC EMS (Elec SC and Gas SH) - Hot-Dry | SDG&E ¦ Hot-Dry | SDG&E | All | Electric & Gas | No EMS System | Average Existing and Code |  |  | 0 | Conventional | HVAC | Com - Office (Large) | Com | RET and NEW | 0 | 1000 sqft2 of floor space | ton | 15 | DEER:HVAC_Split-Package_AC | 1431.6974 | 0.39373 | 44.6072 | Based on density weighted DEER Baseline and % savings from Monitoring Based Commissioning: Benchmarking Analysis of 24 UC/CSU/IOU Projects (Mills, Mathew) April 2009 | 0 | 2020 | 0 | 2020 | 0 | 0 | Monitoring Based Commissioning: Benchmarking Analysis of 24 UC/CSU/IOU Projects (Mills, Mathew) April 2009; Equipment to Labor Split based on HVAC Equipment from Itron MCS WO141 | Com EMS (Elec/Gas) - Hot-Dry ¦ SDG&E ¦ Hot-Dry | Com EMS (Elec/Gas) - Hot-Dry | 0.76998 | 1 | 0.5 | CBSA 2014 | -342.7017 | 2012 | 0.6 | N/A
COM-HVAC-60.126 | Com ¦ No HVAC EMS (Elec SC and Gas SH) - Hot-Dry ¦ SDG&E ¦ Hot-Dry | Com ¦ No HVAC EMS (Elec SC and Gas SH) - Hot-Dry | SDG&E ¦ Hot-Dry | SDG&E | All | Electric & Gas | No EMS System | Average Existing and Code |  |  | 0 | Conventional | HVAC | Com - Office (Small) | Com | RET and NEW | 0 | 1000 sqft2 of floor space | ton | 15 | DEER:HVAC_Split-Package_AC | 1169.2096 | 0.33371 | 19.2136 | Based on density weighted DEER Baseline and % savings from Monitoring Based Commissioning: Benchmarking Analysis of 24 UC/CSU/IOU Projects (Mills, Mathew) April 2009 | 0 | 2020 | 0 | 2020 | 0 | 0 | Monitoring Based Commissioning: Benchmarking Analysis of 24 UC/CSU/IOU Projects (Mills, Mathew) April 2009; Equipment to Labor Split based on HVAC Equipment from Itron MCS WO142 | Com EMS (Elec/Gas) - Hot-Dry ¦ SDG&E ¦ Hot-Dry | Com EMS (Elec/Gas) - Hot-Dry | 0.94591 | 1 | 0.5 | CBSA 2014 | -91.6426 | 2012 | 0.6 | N/A
COM-HVAC-60.127 | Com ¦ No HVAC EMS (Elec SC and Gas SH) - Hot-Dry ¦ SDG&E ¦ Hot-Dry | Com ¦ No HVAC EMS (Elec SC and Gas SH) - Hot-Dry | SDG&E ¦ Hot-Dry | SDG&E | All | Electric & Gas | No EMS System | Average Existing and Code |  |  | 0 | Conventional | HVAC | Com - Other | Com | RET and NEW | 0 | 1000 sqft2 of floor space | ton | 15 | DEER:HVAC_Split-Package_AC | 1679.6598 | 0.30054 | 137.6663 | Based on density weighted DEER Baseline and % savings from Monitoring Based Commissioning: Benchmarking Analysis of 24 UC/CSU/IOU Projects (Mills, Mathew) April 2009 | 0 | 2020 | 0 | 2020 | 0 | 0 | Monitoring Based Commissioning: Benchmarking Analysis of 24 UC/CSU/IOU Projects (Mills, Mathew) April 2009; Equipment to Labor Split based on HVAC Equipment from Itron MCS WO143 | Com EMS (Elec/Gas) - Hot-Dry ¦ SDG&E ¦ Hot-Dry | Com EMS (Elec/Gas) - Hot-Dry | 0.19335 | 1 | 0.65 | CBSA 2014 | -809.1048 | 2012 | 0.6 | N/A
COM-HVAC-60.128 | Com ¦ No HVAC EMS (Elec SC and Gas SH) - Hot-Dry ¦ SDG&E ¦ Hot-Dry | Com ¦ No HVAC EMS (Elec SC and Gas SH) - Hot-Dry | SDG&E ¦ Hot-Dry | SDG&E | All | Electric & Gas | No EMS System | Average Existing and Code |  |  | 0 | Conventional | HVAC | Com - Refrig. Warehouse | Com | RET and NEW | 0 | 1000 sqft2 of floor space | ton | 15 | DEER:HVAC_Split-Package_AC | 0 | 0 | 0.10793 | Based on density weighted DEER Baseline and % savings from Monitoring Based Commissioning: Benchmarking Analysis of 24 UC/CSU/IOU Projects (Mills, Mathew) April 2009 | 0 | 2020 | 0 | 2020 | 0 | 0 | Monitoring Based Commissioning: Benchmarking Analysis of 24 UC/CSU/IOU Projects (Mills, Mathew) April 2009; Equipment to Labor Split based on HVAC Equipment from Itron MCS WO144 | Com EMS (Elec/Gas) - Hot-Dry ¦ SDG&E ¦ Hot-Dry | Com EMS (Elec/Gas) - Hot-Dry | 0.00035588 | 1 | 0.89 | CBSA 2014 | -0.081036 | 2012 | 0.6 | N/A
COM-HVAC-60.129 | Com ¦ No HVAC EMS (Elec SC and Gas SH) - Hot-Dry ¦ SDG&E ¦ Hot-Dry | Com ¦ No HVAC EMS (Elec SC and Gas SH) - Hot-Dry | SDG&E ¦ Hot-Dry | SDG&E | All | Electric & Gas | No EMS System | Average Existing and Code |  |  | 0 | Conventional | HVAC | Com - Restaurant | Com | RET and NEW | 0 | 1000 sqft2 of floor space | ton | 15 | DEER:HVAC_Split-Package_AC | 2310.2893 | 0.30147 | 155.5114 | Based on density weighted DEER Baseline and % savings from Monitoring Based Commissioning: Benchmarking Analysis of 24 UC/CSU/IOU Projects (Mills, Mathew) April 2009 | 0 | 2020 | 0 | 2020 | 0 | 0 | Monitoring Based Commissioning: Benchmarking Analysis of 24 UC/CSU/IOU Projects (Mills, Mathew) April 2009; Equipment to Labor Split based on HVAC Equipment from Itron MCS WO145 | Com EMS (Elec/Gas) - Hot-Dry ¦ SDG&E ¦ Hot-Dry | Com EMS (Elec/Gas) - Hot-Dry | 0.63199 | 1 | 0.99 | CBSA 2014 | -157.8822 | 2012 | 0.6 | N/A
COM-HVAC-60.130 | Com ¦ No HVAC EMS (Elec SC and Gas SH) - Hot-Dry ¦ SDG&E ¦ Hot-Dry | Com ¦ No HVAC EMS (Elec SC and Gas SH) - Hot-Dry | SDG&E ¦ Hot-Dry | SDG&E | All | Electric & Gas | No EMS System | Average Existing and Code |  |  | 0 | Conventional | HVAC | Com - Retail | Com | RET and NEW | 0 | 1000 sqft2 of floor space | ton | 15 | DEER:HVAC_Split-Package_AC | 1443.4297 | 0.33183 | 32.5695 | Based on density weighted DEER Baseline and % savings from Monitoring Based Commissioning: Benchmarking Analysis of 24 UC/CSU/IOU Projects (Mills, Mathew) April 2009 | 0 | 2020 | 0 | 2020 | 0 | 0 | Monitoring Based Commissioning: Benchmarking Analysis of 24 UC/CSU/IOU Projects (Mills, Mathew) April 2009; Equipment to Labor Split based on HVAC Equipment from Itron MCS WO146 | Com EMS (Elec/Gas) - Hot-Dry ¦ SDG&E ¦ Hot-Dry | Com EMS (Elec/Gas) - Hot-Dry | 0.57267 | 1 | 0.76 | CBSA 2014 | -668.0314 | 2012 | 0.6 | N/A
COM-HVAC-60.131 | Com ¦ No HVAC EMS (Elec SC and Gas SH) - Hot-Dry ¦ SDG&E ¦ Hot-Dry | Com ¦ No HVAC EMS (Elec SC and Gas SH) - Hot-Dry | SDG&E ¦ Hot-Dry | SDG&E | All | Electric & Gas | No EMS System | Average Existing and Code |  |  | 0 | Conventional | HVAC | Com - School | Com | RET and NEW | 0 | 1000 sqft2 of floor space | ton | 15 | DEER:HVAC_Split-Package_AC | 1078.5258 | 0.41386 | 185.9265 | Based on density weighted DEER Baseline and % savings from Monitoring Based Commissioning: Benchmarking Analysis of 24 UC/CSU/IOU Projects (Mills, Mathew) April 2009 | 0 | 2020 | 0 | 2020 | 0 | 0 | Monitoring Based Commissioning: Benchmarking Analysis of 24 UC/CSU/IOU Projects (Mills, Mathew) April 2009; Equipment to Labor Split based on HVAC Equipment from Itron MCS WO147 | Com EMS (Elec/Gas) - Hot-Dry ¦ SDG&E ¦ Hot-Dry | Com EMS (Elec/Gas) - Hot-Dry | 1.0407 | 1 | 0.41 | CBSA 2014 | -602.369 | 2012 | 0.6 | N/A
COM-HVAC-60.132 | Com ¦ No HVAC EMS (Elec SC and Gas SH) - Hot-Dry ¦ SDG&E ¦ Hot-Dry | Com ¦ No HVAC EMS (Elec SC and Gas SH) - Hot-Dry | SDG&E ¦ Hot-Dry | SDG&E | All | Electric & Gas | No EMS System | Average Existing and Code |  |  | 0 | Conventional | HVAC | Com - Warehouse | Com | RET and NEW | 0 | 1000 sqft2 of floor space | ton | 15 | DEER:HVAC_Split-Package_AC | 1279.8227 | 0.33839 | 22.1503 | Based on density weighted DEER Baseline and % savings from Monitoring Based Commissioning: Benchmarking Analysis of 24 UC/CSU/IOU Projects (Mills, Mathew) April 2009 | 0 | 2020 | 0 | 2020 | 0 | 0 | Monitoring Based Commissioning: Benchmarking Analysis of 24 UC/CSU/IOU Projects (Mills, Mathew) April 2009; Equipment to Labor Split based on HVAC Equipment from Itron MCS WO148 | Com EMS (Elec/Gas) - Hot-Dry ¦ SDG&E ¦ Hot-Dry | Com EMS (Elec/Gas) - Hot-Dry | 0.078285 | 1 | 0.89 | CBSA 2014 | -476.9676 | 2012 | 0.6 | N/A
COM-HVAC-61.1 | Com ¦ HVAC Energy Management System (Elec SC and Gas SH) - Marine ¦ PG&E ¦ Marine | Com ¦ HVAC Energy Management System (Elec SC and Gas SH) - Marine | PG&E ¦ Marine | PG&E | All | Electric & Gas | Install and Operate an EMS System | Efficient |  |  | 0 | Conventional | HVAC | Com - College | Com | RET and NEW | 0 | 1000 sqft2 of floor space | ton | 15 | DEER:HVAC_Split-Package_AC | 1079.918 | 0.2975 | 108.3991 | Based on density weighted DEER Baseline and % savings from Monitoring Based Commissioning: Benchmarking Analysis of 24 UC/CSU/IOU Projects (Mills, Mathew) April 2009 | 284.4288 | 2020 | 158.3288 | 2020 | 0 | 0 | Monitoring Based Commissioning: Benchmarking Analysis of 24 UC/CSU/IOU Projects (Mills, Mathew) April 2009; Equipment to Labor Split based on HVAC Equipment from Itron MCS WO017 | Com EMS (Elec/Gas) - Marine ¦ PG&E ¦ Marine | Com EMS (Elec/Gas) - Marine | 0.61205 | 1 | 0.8 | CBSA 2014 | -439.1026 | 2032 | 0.6 | N/A
COM-HVAC-61.2 | Com ¦ HVAC Energy Management System (Elec SC and Gas SH) - Marine ¦ PG&E ¦ Marine | Com ¦ HVAC Energy Management System (Elec SC and Gas SH) - Marine | PG&E ¦ Marine | PG&E | All | Electric & Gas | Install and Operate an EMS System | Efficient |  |  | 0 | Conventional | HVAC | Com - Grocery | Com | RET and NEW | 0 | 1000 sqft2 of floor space | ton | 15 | DEER:HVAC_Split-Package_AC | 1262.3266 | 0.21024 | 254.7175 | Based on density weighted DEER Baseline and % savings from Monitoring Based Commissioning: Benchmarking Analysis of 24 UC/CSU/IOU Projects (Mills, Mathew) April 2009 | 284.4288 | 2020 | 158.3288 | 2020 | 0 | 0 | Monitoring Based Commissioning: Benchmarking Analysis of 24 UC/CSU/IOU Projects (Mills, Mathew) April 2009; Equipment to Labor Split based on HVAC Equipment from Itron MCS WO018 | Com EMS (Elec/Gas) - Marine ¦ PG&E ¦ Marine | Com EMS (Elec/Gas) - Marine | 0.48352 | 1 | 0.32 | CBSA 2014 | -669.1297 | 2032 | 0.6 | N/A
COM-HVAC-61.3 | Com ¦ HVAC Energy Management System (Elec SC and Gas SH) - Marine ¦ PG&E ¦ Marine | Com ¦ HVAC Energy Management System (Elec SC and Gas SH) - Marine | PG&E ¦ Marine | PG&E | All | Electric & Gas | Install and Operate an EMS System | Efficient |  |  | 0 | Conventional | HVAC | Com - Health | Com | RET and NEW | 0 | 1000 sqft2 of floor space | ton | 15 | DEER:HVAC_Split-Package_AC | 1746.1605 | 0.35855 | 423.895 | Based on density weighted DEER Baseline and % savings from Monitoring Based Commissioning: Benchmarking Analysis of 24 UC/CSU/IOU Projects (Mills, Mathew) April 2009 | 284.4288 | 2020 | 158.3288 | 2020 | 0 | 0 | Monitoring Based Commissioning: Benchmarking Analysis of 24 UC/CSU/IOU Projects (Mills, Mathew) April 2009; Equipment to Labor Split based on HVAC Equipment from Itron MCS WO019 | Com EMS (Elec/Gas) - Marine ¦ PG&E ¦ Marine | Com EMS (Elec/Gas) - Marine | 0.7273 | 1 | 0.56 | CBSA 2014 | -1311.5887 | 2032 | 0.6 | N/A
COM-HVAC-61.4 | Com ¦ HVAC Energy Management System (Elec SC and Gas SH) - Marine ¦ PG&E ¦ Marine | Com ¦ HVAC Energy Management System (Elec SC and Gas SH) - Marine | PG&E ¦ Marine | PG&E | All | Electric & Gas | Install and Operate an EMS System | Efficient |  |  | 0 | Conventional | HVAC | Com - Lodging | Com | RET and NEW | 0 | 1000 sqft2 of floor space | ton | 15 | DEER:HVAC_Split-Package_AC | 2105.3992 | 0.45533 | 272.3052 | Based on density weighted DEER Baseline and % savings from Monitoring Based Commissioning: Benchmarking Analysis of 24 UC/CSU/IOU Projects (Mills, Mathew) April 2009 | 284.4288 | 2020 | 158.3288 | 2020 | 0 | 0 | Monitoring Based Commissioning: Benchmarking Analysis of 24 UC/CSU/IOU Projects (Mills, Mathew) April 2009; Equipment to Labor Split based on HVAC Equipment from Itron MCS WO020 | Com EMS (Elec/Gas) - Marine ¦ PG&E ¦ Marine | Com EMS (Elec/Gas) - Marine | 0.45059 | 1 | 0.25 | CBSA 2014 | -3021.9112 | 2032 | 0.6 | N/A
COM-HVAC-61.5 | Com ¦ HVAC Energy Management System (Elec SC and Gas SH) - Marine ¦ PG&E ¦ Marine | Com ¦ HVAC Energy Management System (Elec SC and Gas SH) - Marine | PG&E ¦ Marine | PG&E | All | Electric & Gas | Install and Operate an EMS System | Efficient |  |  | 0 | Conventional | HVAC | Com - Office (Large) | Com | RET and NEW | 0 | 1000 sqft2 of floor space | ton | 15 | DEER:HVAC_Split-Package_AC | 1207.4873 | 0.44054 | 59.6214 | Based on density weighted DEER Baseline and % savings from Monitoring Based Commissioning: Benchmarking Analysis of 24 UC/CSU/IOU Projects (Mills, Mathew) April 2009 | 284.4288 | 2020 | 158.3288 | 2020 | 0 | 0 | Monitoring Based Commissioning: Benchmarking Analysis of 24 UC/CSU/IOU Projects (Mills, Mathew) April 2009; Equipment to Labor Split based on HVAC Equipment from Itron MCS WO021 | Com EMS (Elec/Gas) - Marine ¦ PG&E ¦ Marine | Com EMS (Elec/Gas) - Marine | 0.66503 | 1 | 0.5 | CBSA 2014 | -387.8279 | 2032 | 0.6 | N/A
COM-HVAC-61.6 | Com ¦ HVAC Energy Management System (Elec SC and Gas SH) - Marine ¦ PG&E ¦ Marine | Com ¦ HVAC Energy Management System (Elec SC and Gas SH) - Marine | PG&E ¦ Marine | PG&E | All | Electric & Gas | Install and Operate an EMS System | Efficient |  |  | 0 | Conventional | HVAC | Com - Office (Small) | Com | RET and NEW | 0 | 1000 sqft2 of floor space | ton | 15 | DEER:HVAC_Split-Package_AC | 1011.3165 | 0.36308 | 19.8771 | Based on density weighted DEER Baseline and % savings from Monitoring Based Commissioning: Benchmarking Analysis of 24 UC/CSU/IOU Projects (Mills, Mathew) April 2009 | 284.4288 | 2020 | 158.3288 | 2020 | 0 | 0 | Monitoring Based Commissioning: Benchmarking Analysis of 24 UC/CSU/IOU Projects (Mills, Mathew) April 2009; Equipment to Labor Split based on HVAC Equipment from Itron MCS WO022 | Com EMS (Elec/Gas) - Marine ¦ PG&E ¦ Marine | Com EMS (Elec/Gas) - Marine | 0.73052 | 1 | 0.5 | CBSA 2014 | -85.7171 | 2032 | 0.6 | N/A
COM-HVAC-61.7 | Com ¦ HVAC Energy Management System (Elec SC and Gas SH) - Marine ¦ PG&E ¦ Marine | Com ¦ HVAC Energy Management System (Elec SC and Gas SH) - Marine | PG&E ¦ Marine | PG&E | All | Electric & Gas | Install and Operate an EMS System | Efficient |  |  | 0 | Conventional | HVAC | Com - Other | Com | RET and NEW | 0 | 1000 sqft2 of floor space | ton | 15 | DEER:HVAC_Split-Package_AC | 1383.4007 | 0.30899 | 216.0725 | Based on density weighted DEER Baseline and % savings from Monitoring Based Commissioning: Benchmarking Analysis of 24 UC/CSU/IOU Projects (Mills, Mathew) April 2009 | 284.4288 | 2020 | 158.3288 | 2020 | 0 | 0 | Monitoring Based Commissioning: Benchmarking Analysis of 24 UC/CSU/IOU Projects (Mills, Mathew) April 2009; Equipment to Labor Split based on HVAC Equipment from Itron MCS WO023 | Com EMS (Elec/Gas) - Marine ¦ PG&E ¦ Marine | Com EMS (Elec/Gas) - Marine | 0.17896 | 1 | 0.35 | CBSA 2014 | -1131.5709 | 2032 | 0.6 | N/A
COM-HVAC-61.8 | Com ¦ HVAC Energy Management System (Elec SC and Gas SH) - Marine ¦ PG&E ¦ Marine | Com ¦ HVAC Energy Management System (Elec SC and Gas SH) - Marine | PG&E ¦ Marine | PG&E | All | Electric & Gas | Install and Operate an EMS System | Efficient |  |  | 0 | Conventional | HVAC | Com - Refrig. Warehouse | Com | RET and NEW | 0 | 1000 sqft2 of floor space | ton | 15 | DEER:HVAC_Split-Package_AC | 0 | 0 | 4.7047 | Based on density weighted DEER Baseline and % savings from Monitoring Based Commissioning: Benchmarking Analysis of 24 UC/CSU/IOU Projects (Mills, Mathew) April 2009 | 284.4288 | 2020 | 158.3288 | 2020 | 0 | 0 | Monitoring Based Commissioning: Benchmarking Analysis of 24 UC/CSU/IOU Projects (Mills, Mathew) April 2009; Equipment to Labor Split based on HVAC Equipment from Itron MCS WO024 | Com EMS (Elec/Gas) - Marine ¦ PG&E ¦ Marine | Com EMS (Elec/Gas) - Marine | 0.00031828 | 1 | 0.11 | CBSA 2014 | -3.5322 | 2032 | 0.6 | N/A
COM-HVAC-61.9 | Com ¦ HVAC Energy Management System (Elec SC and Gas SH) - Marine ¦ PG&E ¦ Marine | Com ¦ HVAC Energy Management System (Elec SC and Gas SH) - Marine | PG&E ¦ Marine | PG&E | All | Electric & Gas | Install and Operate an EMS System | Efficient |  |  | 0 | Conventional | HVAC | Com - Restaurant | Com | RET and NEW | 0 | 1000 sqft2 of floor space | ton | 15 | DEER:HVAC_Split-Package_AC | 1922.6475 | 0.28927 | 240.8661 | Based on density weighted DEER Baseline and % savings from Monitoring Based Commissioning: Benchmarking Analysis of 24 UC/CSU/IOU Projects (Mills, Mathew) April 2009 | 284.4288 | 2020 | 158.3288 | 2020 | 0 | 0 | Monitoring Based Commissioning: Benchmarking Analysis of 24 UC/CSU/IOU Projects (Mills, Mathew) April 2009; Equipment to Labor Split based on HVAC Equipment from Itron MCS WO025 | Com EMS (Elec/Gas) - Marine ¦ PG&E ¦ Marine | Com EMS (Elec/Gas) - Marine | 0.55066 | 1 | 0.01 | CBSA 2014 | -215.115 | 2032 | 0.6 | N/A
COM-HVAC-61.10 | Com ¦ HVAC Energy Management System (Elec SC and Gas SH) - Marine ¦ PG&E ¦ Marine | Com ¦ HVAC Energy Management System (Elec SC and Gas SH) - Marine | PG&E ¦ Marine | PG&E | All | Electric & Gas | Install and Operate an EMS System | Efficient |  |  | 0 | Conventional | HVAC | Com - Retail | Com | RET and NEW | 0 | 1000 sqft2 of floor space | ton | 15 | DEER:HVAC_Split-Package_AC | 1284.0803 | 0.36885 | 67.3916 | Based on density weighted DEER Baseline and % savings from Monitoring Based Commissioning: Benchmarking Analysis of 24 UC/CSU/IOU Projects (Mills, Mathew) April 2009 | 284.4288 | 2020 | 158.3288 | 2020 | 0 | 0 | Monitoring Based Commissioning: Benchmarking Analysis of 24 UC/CSU/IOU Projects (Mills, Mathew) April 2009; Equipment to Labor Split based on HVAC Equipment from Itron MCS WO026 | Com EMS (Elec/Gas) - Marine ¦ PG&E ¦ Marine | Com EMS (Elec/Gas) - Marine | 0.3972 | 1 | 0.24 | CBSA 2014 | -784.1097 | 2032 | 0.6 | N/A
COM-HVAC-61.11 | Com ¦ HVAC Energy Management System (Elec SC and Gas SH) - Marine ¦ PG&E ¦ Marine | Com ¦ HVAC Energy Management System (Elec SC and Gas SH) - Marine | PG&E ¦ Marine | PG&E | All | Electric & Gas | Install and Operate an EMS System | Efficient |  |  | 0 | Conventional | HVAC | Com - School | Com | RET and NEW | 0 | 1000 sqft2 of floor space | ton | 15 | DEER:HVAC_Split-Package_AC | 938.3045 | 0.10328 | 208.0073 | Based on density weighted DEER Baseline and % savings from Monitoring Based Commissioning: Benchmarking Analysis of 24 UC/CSU/IOU Projects (Mills, Mathew) April 2009 | 284.4288 | 2020 | 158.3288 | 2020 | 0 | 0 | Monitoring Based Commissioning: Benchmarking Analysis of 24 UC/CSU/IOU Projects (Mills, Mathew) April 2009; Equipment to Labor Split based on HVAC Equipment from Itron MCS WO027 | Com EMS (Elec/Gas) - Marine ¦ PG&E ¦ Marine | Com EMS (Elec/Gas) - Marine | 0.61287 | 1 | 0.59 | CBSA 2014 | -629.7311 | 2032 | 0.6 | N/A
COM-HVAC-61.12 | Com ¦ HVAC Energy Management System (Elec SC and Gas SH) - Marine ¦ PG&E ¦ Marine | Com ¦ HVAC Energy Management System (Elec SC and Gas SH) - Marine | PG&E ¦ Marine | PG&E | All | Electric & Gas | Install and Operate an EMS System | Efficient |  |  | 0 | Conventional | HVAC | Com - Warehouse | Com | RET and NEW | 0 | 1000 sqft2 of floor space | ton | 15 | DEER:HVAC_Split-Package_AC | 1064.8448 | 0.24261 | 49.6335 | Based on density weighted DEER Baseline and % savings from Monitoring Based Commissioning: Benchmarking Analysis of 24 UC/CSU/IOU Projects (Mills, Mathew) April 2009 | 284.4288 | 2020 | 158.3288 | 2020 | 0 | 0 | Monitoring Based Commissioning: Benchmarking Analysis of 24 UC/CSU/IOU Projects (Mills, Mathew) April 2009; Equipment to Labor Split based on HVAC Equipment from Itron MCS WO028 | Com EMS (Elec/Gas) - Marine ¦ PG&E ¦ Marine | Com EMS (Elec/Gas) - Marine | 0.070931 | 1 | 0.11 | CBSA 2014 | -528.3883 | 2032 | 0.6 | N/A
COM-HVAC-61.13 | Com ¦ HVAC Energy Management System (Elec SC and Gas SH) - Hot-Dry ¦ PG&E ¦ Hot-Dry | Com ¦ HVAC Energy Management System (Elec SC and Gas SH) - Hot-Dry | PG&E ¦ Hot-Dry | PG&E | All | Electric & Gas | Install and Operate an EMS System | Efficient |  |  | 0 | Conventional | HVAC | Com - College | Com | RET and NEW | 0 | 1000 sqft2 of floor space | ton | 15 | DEER:HVAC_Split-Package_AC | 1055.2291 | 0.37897 | 99.1661 | Based on density weighted DEER Baseline and % savings from Monitoring Based Commissioning: Benchmarking Analysis of 24 UC/CSU/IOU Projects (Mills, Mathew) April 2009 | 284.4288 | 2020 | 158.3288 | 2020 | 0 | 0 | Monitoring Based Commissioning: Benchmarking Analysis of 24 UC/CSU/IOU Projects (Mills, Mathew) April 2009; Equipment to Labor Split based on HVAC Equipment from Itron MCS WO029 | Com EMS (Elec/Gas) - Hot-Dry ¦ PG&E ¦ Hot-Dry | Com EMS (Elec/Gas) - Hot-Dry | 0.61205 | 1 | 0.8 | CBSA 2014 | -406.7821 | 2032 | 0.6 | N/A
COM-HVAC-61.14 | Com ¦ HVAC Energy Management System (Elec SC and Gas SH) - Hot-Dry ¦ PG&E ¦ Hot-Dry | Com ¦ HVAC Energy Management System (Elec SC and Gas SH) - Hot-Dry | PG&E ¦ Hot-Dry | PG&E | All | Electric & Gas | Install and Operate an EMS System | Efficient |  |  | 0 | Conventional | HVAC | Com - Grocery | Com | RET and NEW | 0 | 1000 sqft2 of floor space | ton | 15 | DEER:HVAC_Split-Package_AC | 1277.6605 | 0.27803 | 202.0123 | Based on density weighted DEER Baseline and % savings from Monitoring Based Commissioning: Benchmarking Analysis of 24 UC/CSU/IOU Projects (Mills, Mathew) April 2009 | 284.4288 | 2020 | 158.3288 | 2020 | 0 | 0 | Monitoring Based Commissioning: Benchmarking Analysis of 24 UC/CSU/IOU Projects (Mills, Mathew) April 2009; Equipment to Labor Split based on HVAC Equipment from Itron MCS WO030 | Com EMS (Elec/Gas) - Hot-Dry ¦ PG&E ¦ Hot-Dry | Com EMS (Elec/Gas) - Hot-Dry | 0.48352 | 1 | 0.32 | CBSA 2014 | -546.2303 | 2032 | 0.6 | N/A
COM-HVAC-61.15 | Com ¦ HVAC Energy Management System (Elec SC and Gas SH) - Hot-Dry ¦ PG&E ¦ Hot-Dry | Com ¦ HVAC Energy Management System (Elec SC and Gas SH) - Hot-Dry | PG&E ¦ Hot-Dry | PG&E | All | Electric & Gas | Install and Operate an EMS System | Efficient |  |  | 0 | Conventional | HVAC | Com - Health | Com | RET and NEW | 0 | 1000 sqft2 of floor space | ton | 15 | DEER:HVAC_Split-Package_AC | 1713.4235 | 0.36997 | 395.2841 | Based on density weighted DEER Baseline and % savings from Monitoring Based Commissioning: Benchmarking Analysis of 24 UC/CSU/IOU Projects (Mills, Mathew) April 2009 | 284.4288 | 2020 | 158.3288 | 2020 | 0 | 0 | Monitoring Based Commissioning: Benchmarking Analysis of 24 UC/CSU/IOU Projects (Mills, Mathew) April 2009; Equipment to Labor Split based on HVAC Equipment from Itron MCS WO031 | Com EMS (Elec/Gas) - Hot-Dry ¦ PG&E ¦ Hot-Dry | Com EMS (Elec/Gas) - Hot-Dry | 0.7273 | 1 | 0.56 | CBSA 2014 | -1228.6328 | 2032 | 0.6 | N/A
COM-HVAC-61.16 | Com ¦ HVAC Energy Management System (Elec SC and Gas SH) - Hot-Dry ¦ PG&E ¦ Hot-Dry | Com ¦ HVAC Energy Management System (Elec SC and Gas SH) - Hot-Dry | PG&E ¦ Hot-Dry | PG&E | All | Electric & Gas | Install and Operate an EMS System | Efficient |  |  | 0 | Conventional | HVAC | Com - Lodging | Com | RET and NEW | 0 | 1000 sqft2 of floor space | ton | 15 | DEER:HVAC_Split-Package_AC | 2082.3896 | 0.49246 | 247.5233 | Based on density weighted DEER Baseline and % savings from Monitoring Based Commissioning: Benchmarking Analysis of 24 UC/CSU/IOU Projects (Mills, Mathew) April 2009 | 284.4288 | 2020 | 158.3288 | 2020 | 0 | 0 | Monitoring Based Commissioning: Benchmarking Analysis of 24 UC/CSU/IOU Projects (Mills, Mathew) April 2009; Equipment to Labor Split based on HVAC Equipment from Itron MCS WO032 | Com EMS (Elec/Gas) - Hot-Dry ¦ PG&E ¦ Hot-Dry | Com EMS (Elec/Gas) - Hot-Dry | 0.45059 | 1 | 0.25 | CBSA 2014 | -2773.4784 | 2032 | 0.6 | N/A
COM-HVAC-61.17 | Com ¦ HVAC Energy Management System (Elec SC and Gas SH) - Hot-Dry ¦ PG&E ¦ Hot-Dry | Com ¦ HVAC Energy Management System (Elec SC and Gas SH) - Hot-Dry | PG&E ¦ Hot-Dry | PG&E | All | Electric & Gas | Install and Operate an EMS System | Efficient |  |  | 0 | Conventional | HVAC | Com - Office (Large) | Com | RET and NEW | 0 | 1000 sqft2 of floor space | ton | 15 | DEER:HVAC_Split-Package_AC | 1191.7872 | 0.47947 | 52.9432 | Based on density weighted DEER Baseline and % savings from Monitoring Based Commissioning: Benchmarking Analysis of 24 UC/CSU/IOU Projects (Mills, Mathew) April 2009 | 284.4288 | 2020 | 158.3288 | 2020 | 0 | 0 | Monitoring Based Commissioning: Benchmarking Analysis of 24 UC/CSU/IOU Projects (Mills, Mathew) April 2009; Equipment to Labor Split based on HVAC Equipment from Itron MCS WO033 | Com EMS (Elec/Gas) - Hot-Dry ¦ PG&E ¦ Hot-Dry | Com EMS (Elec/Gas) - Hot-Dry | 0.66503 | 1 | 0.5 | CBSA 2014 | -356.2769 | 2032 | 0.6 | N/A
COM-HVAC-61.18 | Com ¦ HVAC Energy Management System (Elec SC and Gas SH) - Hot-Dry ¦ PG&E ¦ Hot-Dry | Com ¦ HVAC Energy Management System (Elec SC and Gas SH) - Hot-Dry | PG&E ¦ Hot-Dry | PG&E | All | Electric & Gas | Install and Operate an EMS System | Efficient |  |  | 0 | Conventional | HVAC | Com - Office (Small) | Com | RET and NEW | 0 | 1000 sqft2 of floor space | ton | 15 | DEER:HVAC_Split-Package_AC | 992.1052 | 0.42432 | 21.3304 | Based on density weighted DEER Baseline and % savings from Monitoring Based Commissioning: Benchmarking Analysis of 24 UC/CSU/IOU Projects (Mills, Mathew) April 2009 | 284.4288 | 2020 | 158.3288 | 2020 | 0 | 0 | Monitoring Based Commissioning: Benchmarking Analysis of 24 UC/CSU/IOU Projects (Mills, Mathew) April 2009; Equipment to Labor Split based on HVAC Equipment from Itron MCS WO034 | Com EMS (Elec/Gas) - Hot-Dry ¦ PG&E ¦ Hot-Dry | Com EMS (Elec/Gas) - Hot-Dry | 0.73052 | 1 | 0.5 | CBSA 2014 | -87.7134 | 2032 | 0.6 | N/A
COM-HVAC-61.19 | Com ¦ HVAC Energy Management System (Elec SC and Gas SH) - Hot-Dry ¦ PG&E ¦ Hot-Dry | Com ¦ HVAC Energy Management System (Elec SC and Gas SH) - Hot-Dry | PG&E ¦ Hot-Dry | PG&E | All | Electric & Gas | Install and Operate an EMS System | Efficient |  |  | 0 | Conventional | HVAC | Com - Other | Com | RET and NEW | 0 | 1000 sqft2 of floor space | ton | 15 | DEER:HVAC_Split-Package_AC | 1345.7344 | 0.37423 | 193.6768 | Based on density weighted DEER Baseline and % savings from Monitoring Based Commissioning: Benchmarking Analysis of 24 UC/CSU/IOU Projects (Mills, Mathew) April 2009 | 284.4288 | 2020 | 158.3288 | 2020 | 0 | 0 | Monitoring Based Commissioning: Benchmarking Analysis of 24 UC/CSU/IOU Projects (Mills, Mathew) April 2009; Equipment to Labor Split based on HVAC Equipment from Itron MCS WO035 | Com EMS (Elec/Gas) - Hot-Dry ¦ PG&E ¦ Hot-Dry | Com EMS (Elec/Gas) - Hot-Dry | 0.17896 | 1 | 0.35 | CBSA 2014 | -1025.959 | 2032 | 0.6 | N/A
COM-HVAC-61.20 | Com ¦ HVAC Energy Management System (Elec SC and Gas SH) - Hot-Dry ¦ PG&E ¦ Hot-Dry | Com ¦ HVAC Energy Management System (Elec SC and Gas SH) - Hot-Dry | PG&E ¦ Hot-Dry | PG&E | All | Electric & Gas | Install and Operate an EMS System | Efficient |  |  | 0 | Conventional | HVAC | Com - Refrig. Warehouse | Com | RET and NEW | 0 | 1000 sqft2 of floor space | ton | 15 | DEER:HVAC_Split-Package_AC | 0 | 0 | 5.0926 | Based on density weighted DEER Baseline and % savings from Monitoring Based Commissioning: Benchmarking Analysis of 24 UC/CSU/IOU Projects (Mills, Mathew) April 2009 | 284.4288 | 2020 | 158.3288 | 2020 | 0 | 0 | Monitoring Based Commissioning: Benchmarking Analysis of 24 UC/CSU/IOU Projects (Mills, Mathew) April 2009; Equipment to Labor Split based on HVAC Equipment from Itron MCS WO036 | Com EMS (Elec/Gas) - Hot-Dry ¦ PG&E ¦ Hot-Dry | Com EMS (Elec/Gas) - Hot-Dry | 0.00031828 | 1 | 0.11 | CBSA 2014 | -3.8235 | 2032 | 0.6 | N/A
COM-HVAC-61.21 | Com ¦ HVAC Energy Management System (Elec SC and Gas SH) - Hot-Dry ¦ PG&E ¦ Hot-Dry | Com ¦ HVAC Energy Management System (Elec SC and Gas SH) - Hot-Dry | PG&E ¦ Hot-Dry | PG&E | All | Electric & Gas | Install and Operate an EMS System | Efficient |  |  | 0 | Conventional | HVAC | Com - Restaurant | Com | RET and NEW | 0 | 1000 sqft2 of floor space | ton | 15 | DEER:HVAC_Split-Package_AC | 1861.9578 | 0.37825 | 213.9102 | Based on density weighted DEER Baseline and % savings from Monitoring Based Commissioning: Benchmarking Analysis of 24 UC/CSU/IOU Projects (Mills, Mathew) April 2009 | 284.4288 | 2020 | 158.3288 | 2020 | 0 | 0 | Monitoring Based Commissioning: Benchmarking Analysis of 24 UC/CSU/IOU Projects (Mills, Mathew) April 2009; Equipment to Labor Split based on HVAC Equipment from Itron MCS WO037 | Com EMS (Elec/Gas) - Hot-Dry ¦ PG&E ¦ Hot-Dry | Com EMS (Elec/Gas) - Hot-Dry | 0.55066 | 1 | 0.01 | CBSA 2014 | -193.7862 | 2032 | 0.6 | N/A
COM-HVAC-61.22 | Com ¦ HVAC Energy Management System (Elec SC and Gas SH) - Hot-Dry ¦ PG&E ¦ Hot-Dry | Com ¦ HVAC Energy Management System (Elec SC and Gas SH) - Hot-Dry | PG&E ¦ Hot-Dry | PG&E | All | Electric & Gas | Install and Operate an EMS System | Efficient |  |  | 0 | Conventional | HVAC | Com - Retail | Com | RET and NEW | 0 | 1000 sqft2 of floor space | ton | 15 | DEER:HVAC_Split-Package_AC | 1245.9522 | 0.39626 | 65.1496 | Based on density weighted DEER Baseline and % savings from Monitoring Based Commissioning: Benchmarking Analysis of 24 UC/CSU/IOU Projects (Mills, Mathew) April 2009 | 284.4288 | 2020 | 158.3288 | 2020 | 0 | 0 | Monitoring Based Commissioning: Benchmarking Analysis of 24 UC/CSU/IOU Projects (Mills, Mathew) April 2009; Equipment to Labor Split based on HVAC Equipment from Itron MCS WO038 | Com EMS (Elec/Gas) - Hot-Dry ¦ PG&E ¦ Hot-Dry | Com EMS (Elec/Gas) - Hot-Dry | 0.3972 | 1 | 0.24 | CBSA 2014 | -759.6366 | 2032 | 0.6 | N/A
COM-HVAC-61.23 | Com ¦ HVAC Energy Management System (Elec SC and Gas SH) - Hot-Dry ¦ PG&E ¦ Hot-Dry | Com ¦ HVAC Energy Management System (Elec SC and Gas SH) - Hot-Dry | PG&E ¦ Hot-Dry | PG&E | All | Electric & Gas | Install and Operate an EMS System | Efficient |  |  | 0 | Conventional | HVAC | Com - School | Com | RET and NEW | 0 | 1000 sqft2 of floor space | ton | 15 | DEER:HVAC_Split-Package_AC | 921.3782 | 0.2378 | 191.1199 | Based on density weighted DEER Baseline and % savings from Monitoring Based Commissioning: Benchmarking Analysis of 24 UC/CSU/IOU Projects (Mills, Mathew) April 2009 | 284.4288 | 2020 | 158.3288 | 2020 | 0 | 0 | Monitoring Based Commissioning: Benchmarking Analysis of 24 UC/CSU/IOU Projects (Mills, Mathew) April 2009; Equipment to Labor Split based on HVAC Equipment from Itron MCS WO039 | Com EMS (Elec/Gas) - Hot-Dry ¦ PG&E ¦ Hot-Dry | Com EMS (Elec/Gas) - Hot-Dry | 0.61287 | 1 | 0.59 | CBSA 2014 | -588.3608 | 2032 | 0.6 | N/A
COM-HVAC-61.24 | Com ¦ HVAC Energy Management System (Elec SC and Gas SH) - Hot-Dry ¦ PG&E ¦ Hot-Dry | Com ¦ HVAC Energy Management System (Elec SC and Gas SH) - Hot-Dry | PG&E ¦ Hot-Dry | PG&E | All | Electric & Gas | Install and Operate an EMS System | Efficient |  |  | 0 | Conventional | HVAC | Com - Warehouse | Com | RET and NEW | 0 | 1000 sqft2 of floor space | ton | 15 | DEER:HVAC_Split-Package_AC | 1033.2314 | 0.38338 | 46.4958 | Based on density weighted DEER Baseline and % savings from Monitoring Based Commissioning: Benchmarking Analysis of 24 UC/CSU/IOU Projects (Mills, Mathew) April 2009 | 284.4288 | 2020 | 158.3288 | 2020 | 0 | 0 | Monitoring Based Commissioning: Benchmarking Analysis of 24 UC/CSU/IOU Projects (Mills, Mathew) April 2009; Equipment to Labor Split based on HVAC Equipment from Itron MCS WO040 | Com EMS (Elec/Gas) - Hot-Dry ¦ PG&E ¦ Hot-Dry | Com EMS (Elec/Gas) - Hot-Dry | 0.070931 | 1 | 0.11 | CBSA 2014 | -505.6859 | 2032 | 0.6 | N/A
COM-HVAC-61.25 | Com ¦ HVAC Energy Management System (Elec SC and Gas SH) - Cold ¦ PG&E ¦ Cold | Com ¦ HVAC Energy Management System (Elec SC and Gas SH) - Cold | PG&E ¦ Cold | PG&E | All | Electric & Gas | Install and Operate an EMS System | Efficient |  |  | 0 | Conventional | HVAC | Com - College | Com | RET and NEW | 0 | 1000 sqft2 of floor space | ton | 15 | DEER:HVAC_Split-Package_AC | 1075.2442 | 0.40903 | 164.522 | Based on density weighted DEER Baseline and % savings from Monitoring Based Commissioning: Benchmarking Analysis of 24 UC/CSU/IOU Projects (Mills, Mathew) April 2009 | 284.4288 | 2020 | 158.3288 | 2020 | 0 | 0 | Monitoring Based Commissioning: Benchmarking Analysis of 24 UC/CSU/IOU Projects (Mills, Mathew) April 2009; Equipment to Labor Split based on HVAC Equipment from Itron MCS WO041 | Com EMS (Elec/Gas) - Cold ¦ PG&E ¦ Cold | Com EMS (Elec/Gas) - Cold | 0.61205 | 1 | 0.8 | CBSA 2014 | -623.8797 | 2032 | 0.6 | N/A
COM-HVAC-61.26 | Com ¦ HVAC Energy Management System (Elec SC and Gas SH) - Cold ¦ PG&E ¦ Cold | Com ¦ HVAC Energy Management System (Elec SC and Gas SH) - Cold | PG&E ¦ Cold | PG&E | All | Electric & Gas | Install and Operate an EMS System | Efficient |  |  | 0 | Conventional | HVAC | Com - Grocery | Com | RET and NEW | 0 | 1000 sqft2 of floor space | ton | 15 | DEER:HVAC_Split-Package_AC | 1266.9531 | 0.2605 | 279.3349 | Based on density weighted DEER Baseline and % savings from Monitoring Based Commissioning: Benchmarking Analysis of 24 UC/CSU/IOU Projects (Mills, Mathew) April 2009 | 284.4288 | 2020 | 158.3288 | 2020 | 0 | 0 | Monitoring Based Commissioning: Benchmarking Analysis of 24 UC/CSU/IOU Projects (Mills, Mathew) April 2009; Equipment to Labor Split based on HVAC Equipment from Itron MCS WO042 | Com EMS (Elec/Gas) - Cold ¦ PG&E ¦ Cold | Com EMS (Elec/Gas) - Cold | 0.48352 | 1 | 0.32 | CBSA 2014 | -727.1964 | 2032 | 0.6 | N/A
COM-HVAC-61.27 | Com ¦ HVAC Energy Management System (Elec SC and Gas SH) - Cold ¦ PG&E ¦ Cold | Com ¦ HVAC Energy Management System (Elec SC and Gas SH) - Cold | PG&E ¦ Cold | PG&E | All | Electric & Gas | Install and Operate an EMS System | Efficient |  |  | 0 | Conventional | HVAC | Com - Health | Com | RET and NEW | 0 | 1000 sqft2 of floor space | ton | 15 | DEER:HVAC_Split-Package_AC | 1731.1491 | 0.40445 | 489.0319 | Based on density weighted DEER Baseline and % savings from Monitoring Based Commissioning: Benchmarking Analysis of 24 UC/CSU/IOU Projects (Mills, Mathew) April 2009 | 284.4288 | 2020 | 158.3288 | 2020 | 0 | 0 | Monitoring Based Commissioning: Benchmarking Analysis of 24 UC/CSU/IOU Projects (Mills, Mathew) April 2009; Equipment to Labor Split based on HVAC Equipment from Itron MCS WO043 | Com EMS (Elec/Gas) - Cold ¦ PG&E ¦ Cold | Com EMS (Elec/Gas) - Cold | 0.7273 | 1 | 0.56 | CBSA 2014 | -1494.5908 | 2032 | 0.6 | N/A
COM-HVAC-61.28 | Com ¦ HVAC Energy Management System (Elec SC and Gas SH) - Cold ¦ PG&E ¦ Cold | Com ¦ HVAC Energy Management System (Elec SC and Gas SH) - Cold | PG&E ¦ Cold | PG&E | All | Electric & Gas | Install and Operate an EMS System | Efficient |  |  | 0 | Conventional | HVAC | Com - Lodging | Com | RET and NEW | 0 | 1000 sqft2 of floor space | ton | 15 | DEER:HVAC_Split-Package_AC | 2094.5185 | 0.51782 | 308.0829 | Based on density weighted DEER Baseline and % savings from Monitoring Based Commissioning: Benchmarking Analysis of 24 UC/CSU/IOU Projects (Mills, Mathew) April 2009 | 284.4288 | 2020 | 158.3288 | 2020 | 0 | 0 | Monitoring Based Commissioning: Benchmarking Analysis of 24 UC/CSU/IOU Projects (Mills, Mathew) April 2009; Equipment to Labor Split based on HVAC Equipment from Itron MCS WO044 | Com EMS (Elec/Gas) - Cold ¦ PG&E ¦ Cold | Com EMS (Elec/Gas) - Cold | 0.45059 | 1 | 0.25 | CBSA 2014 | -3373.6203 | 2032 | 0.6 | N/A
COM-HVAC-61.29 | Com ¦ HVAC Energy Management System (Elec SC and Gas SH) - Cold ¦ PG&E ¦ Cold | Com ¦ HVAC Energy Management System (Elec SC and Gas SH) - Cold | PG&E ¦ Cold | PG&E | All | Electric & Gas | Install and Operate an EMS System | Efficient |  |  | 0 | Conventional | HVAC | Com - Office (Large) | Com | RET and NEW | 0 | 1000 sqft2 of floor space | ton | 15 | DEER:HVAC_Split-Package_AC | 1204.5209 | 0.53982 | 108.341 | Based on density weighted DEER Baseline and % savings from Monitoring Based Commissioning: Benchmarking Analysis of 24 UC/CSU/IOU Projects (Mills, Mathew) April 2009 | 284.4288 | 2020 | 158.3288 | 2020 | 0 | 0 | Monitoring Based Commissioning: Benchmarking Analysis of 24 UC/CSU/IOU Projects (Mills, Mathew) April 2009; Equipment to Labor Split based on HVAC Equipment from Itron MCS WO045 | Com EMS (Elec/Gas) - Cold ¦ PG&E ¦ Cold | Com EMS (Elec/Gas) - Cold | 0.66503 | 1 | 0.5 | CBSA 2014 | -606.3176 | 2032 | 0.6 | N/A
COM-HVAC-61.30 | Com ¦ HVAC Energy Management System (Elec SC and Gas SH) - Cold ¦ PG&E ¦ Cold | Com ¦ HVAC Energy Management System (Elec SC and Gas SH) - Cold | PG&E ¦ Cold | PG&E | All | Electric & Gas | Install and Operate an EMS System | Efficient |  |  | 0 | Conventional | HVAC | Com - Office (Small) | Com | RET and NEW | 0 | 1000 sqft2 of floor space | ton | 15 | DEER:HVAC_Split-Package_AC | 1003.7599 | 0.46454 | 41.069 | Based on density weighted DEER Baseline and % savings from Monitoring Based Commissioning: Benchmarking Analysis of 24 UC/CSU/IOU Projects (Mills, Mathew) April 2009 | 284.4288 | 2020 | 158.3288 | 2020 | 0 | 0 | Monitoring Based Commissioning: Benchmarking Analysis of 24 UC/CSU/IOU Projects (Mills, Mathew) April 2009; Equipment to Labor Split based on HVAC Equipment from Itron MCS WO046 | Com EMS (Elec/Gas) - Cold ¦ PG&E ¦ Cold | Com EMS (Elec/Gas) - Cold | 0.73052 | 1 | 0.5 | CBSA 2014 | -127.3237 | 2032 | 0.6 | N/A
COM-HVAC-61.31 | Com ¦ HVAC Energy Management System (Elec SC and Gas SH) - Cold ¦ PG&E ¦ Cold | Com ¦ HVAC Energy Management System (Elec SC and Gas SH) - Cold | PG&E ¦ Cold | PG&E | All | Electric & Gas | Install and Operate an EMS System | Efficient |  |  | 0 | Conventional | HVAC | Com - Other | Com | RET and NEW | 0 | 1000 sqft2 of floor space | ton | 15 | DEER:HVAC_Split-Package_AC | 1371.8239 | 0.39211 | 414.4759 | Based on density weighted DEER Baseline and % savings from Monitoring Based Commissioning: Benchmarking Analysis of 24 UC/CSU/IOU Projects (Mills, Mathew) April 2009 | 284.4288 | 2020 | 158.3288 | 2020 | 0 | 0 | Monitoring Based Commissioning: Benchmarking Analysis of 24 UC/CSU/IOU Projects (Mills, Mathew) April 2009; Equipment to Labor Split based on HVAC Equipment from Itron MCS WO047 | Com EMS (Elec/Gas) - Cold ¦ PG&E ¦ Cold | Com EMS (Elec/Gas) - Cold | 0.17896 | 1 | 0.35 | CBSA 2014 | -2029.0615 | 2032 | 0.6 | N/A
COM-HVAC-61.32 | Com ¦ HVAC Energy Management System (Elec SC and Gas SH) - Cold ¦ PG&E ¦ Cold | Com ¦ HVAC Energy Management System (Elec SC and Gas SH) - Cold | PG&E ¦ Cold | PG&E | All | Electric & Gas | Install and Operate an EMS System | Efficient |  |  | 0 | Conventional | HVAC | Com - Refrig. Warehouse | Com | RET and NEW | 0 | 1000 sqft2 of floor space | ton | 15 | DEER:HVAC_Split-Package_AC | 0 | 0 | 40.4157 | Based on density weighted DEER Baseline and % savings from Monitoring Based Commissioning: Benchmarking Analysis of 24 UC/CSU/IOU Projects (Mills, Mathew) April 2009 | 284.4288 | 2020 | 158.3288 | 2020 | 0 | 0 | Monitoring Based Commissioning: Benchmarking Analysis of 24 UC/CSU/IOU Projects (Mills, Mathew) April 2009; Equipment to Labor Split based on HVAC Equipment from Itron MCS WO048 | Com EMS (Elec/Gas) - Cold ¦ PG&E ¦ Cold | Com EMS (Elec/Gas) - Cold | 0.00031828 | 1 | 0.11 | CBSA 2014 | -30.3437 | 2032 | 0.6 | N/A
COM-HVAC-61.33 | Com ¦ HVAC Energy Management System (Elec SC and Gas SH) - Cold ¦ PG&E ¦ Cold | Com ¦ HVAC Energy Management System (Elec SC and Gas SH) - Cold | PG&E ¦ Cold | PG&E | All | Electric & Gas | Install and Operate an EMS System | Efficient |  |  | 0 | Conventional | HVAC | Com - Restaurant | Com | RET and NEW | 0 | 1000 sqft2 of floor space | ton | 15 | DEER:HVAC_Split-Package_AC | 1899.577 | 0.39321 | 414.7049 | Based on density weighted DEER Baseline and % savings from Monitoring Based Commissioning: Benchmarking Analysis of 24 UC/CSU/IOU Projects (Mills, Mathew) April 2009 | 284.4288 | 2020 | 158.3288 | 2020 | 0 | 0 | Monitoring Based Commissioning: Benchmarking Analysis of 24 UC/CSU/IOU Projects (Mills, Mathew) April 2009; Equipment to Labor Split based on HVAC Equipment from Itron MCS WO049 | Com EMS (Elec/Gas) - Cold ¦ PG&E ¦ Cold | Com EMS (Elec/Gas) - Cold | 0.55066 | 1 | 0.01 | CBSA 2014 | -345.2992 | 2032 | 0.6 | N/A
COM-HVAC-61.34 | Com ¦ HVAC Energy Management System (Elec SC and Gas SH) - Cold ¦ PG&E ¦ Cold | Com ¦ HVAC Energy Management System (Elec SC and Gas SH) - Cold | PG&E ¦ Cold | PG&E | All | Electric & Gas | Install and Operate an EMS System | Efficient |  |  | 0 | Conventional | HVAC | Com - Retail | Com | RET and NEW | 0 | 1000 sqft2 of floor space | ton | 15 | DEER:HVAC_Split-Package_AC | 1273.3635 | 0.4054 | 141.7202 | Based on density weighted DEER Baseline and % savings from Monitoring Based Commissioning: Benchmarking Analysis of 24 UC/CSU/IOU Projects (Mills, Mathew) April 2009 | 284.4288 | 2020 | 158.3288 | 2020 | 0 | 0 | Monitoring Based Commissioning: Benchmarking Analysis of 24 UC/CSU/IOU Projects (Mills, Mathew) April 2009; Equipment to Labor Split based on HVAC Equipment from Itron MCS WO050 | Com EMS (Elec/Gas) - Cold ¦ PG&E ¦ Cold | Com EMS (Elec/Gas) - Cold | 0.3972 | 1 | 0.24 | CBSA 2014 | -1147.6109 | 2032 | 0.6 | N/A
COM-HVAC-61.35 | Com ¦ HVAC Energy Management System (Elec SC and Gas SH) - Cold ¦ PG&E ¦ Cold | Com ¦ HVAC Energy Management System (Elec SC and Gas SH) - Cold | PG&E ¦ Cold | PG&E | All | Electric & Gas | Install and Operate an EMS System | Efficient |  |  | 0 | Conventional | HVAC | Com - School | Com | RET and NEW | 0 | 1000 sqft2 of floor space | ton | 15 | DEER:HVAC_Split-Package_AC | 930.4121 | 0.2133 | 334.4416 | Based on density weighted DEER Baseline and % savings from Monitoring Based Commissioning: Benchmarking Analysis of 24 UC/CSU/IOU Projects (Mills, Mathew) April 2009 | 284.4288 | 2020 | 158.3288 | 2020 | 0 | 0 | Monitoring Based Commissioning: Benchmarking Analysis of 24 UC/CSU/IOU Projects (Mills, Mathew) April 2009; Equipment to Labor Split based on HVAC Equipment from Itron MCS WO051 | Com EMS (Elec/Gas) - Cold ¦ PG&E ¦ Cold | Com EMS (Elec/Gas) - Cold | 0.61287 | 1 | 0.59 | CBSA 2014 | -917.3014 | 2032 | 0.6 | N/A
COM-HVAC-61.36 | Com ¦ HVAC Energy Management System (Elec SC and Gas SH) - Cold ¦ PG&E ¦ Cold | Com ¦ HVAC Energy Management System (Elec SC and Gas SH) - Cold | PG&E ¦ Cold | PG&E | All | Electric & Gas | Install and Operate an EMS System | Efficient |  |  | 0 | Conventional | HVAC | Com - Warehouse | Com | RET and NEW | 0 | 1000 sqft2 of floor space | ton | 15 | DEER:HVAC_Split-Package_AC | 1041.3511 | 0.37779 | 99.0423 | Based on density weighted DEER Baseline and % savings from Monitoring Based Commissioning: Benchmarking Analysis of 24 UC/CSU/IOU Projects (Mills, Mathew) April 2009 | 284.4288 | 2020 | 158.3288 | 2020 | 0 | 0 | Monitoring Based Commissioning: Benchmarking Analysis of 24 UC/CSU/IOU Projects (Mills, Mathew) April 2009; Equipment to Labor Split based on HVAC Equipment from Itron MCS WO052 | Com EMS (Elec/Gas) - Cold ¦ PG&E ¦ Cold | Com EMS (Elec/Gas) - Cold | 0.070931 | 1 | 0.11 | CBSA 2014 | -729.6281 | 2032 | 0.6 | N/A
COM-HVAC-61.37 | Com ¦ HVAC Energy Management System (Elec SC and Gas SH) - Marine ¦ SCE ¦ Marine | Com ¦ HVAC Energy Management System (Elec SC and Gas SH) - Marine | SCE ¦ Marine | SCE | All | Electric & Gas | Install and Operate an EMS System | Efficient |  |  | 0 | Conventional | HVAC | Com - College | Com | RET and NEW | 0 | 1000 sqft2 of floor space | ton | 15 | DEER:HVAC_Split-Package_AC | 1076.4218 | 0.28329 | 0 | Based on density weighted DEER Baseline and % savings from Monitoring Based Commissioning: Benchmarking Analysis of 24 UC/CSU/IOU Projects (Mills, Mathew) April 2009 | 284.4288 | 2020 | 158.3288 | 2020 | 0 | 0 | Monitoring Based Commissioning: Benchmarking Analysis of 24 UC/CSU/IOU Projects (Mills, Mathew) April 2009; Equipment to Labor Split based on HVAC Equipment from Itron MCS WO053 | Com EMS (Elec/Gas) - Marine ¦ SCE ¦ Marine | Com EMS (Elec/Gas) - Marine | 0.67929 | 1 | 0.8 | CBSA 2014 | -81.2677 | 2032 | 0.6 | N/A
COM-HVAC-61.38 | Com ¦ HVAC Energy Management System (Elec SC and Gas SH) - Marine ¦ SCE ¦ Marine | Com ¦ HVAC Energy Management System (Elec SC and Gas SH) - Marine | SCE ¦ Marine | SCE | All | Electric & Gas | Install and Operate an EMS System | Efficient |  |  | 0 | Conventional | HVAC | Com - Grocery | Com | RET and NEW | 0 | 1000 sqft2 of floor space | ton | 15 | DEER:HVAC_Split-Package_AC | 1294.0892 | 0.25255 | 0 | Based on density weighted DEER Baseline and % savings from Monitoring Based Commissioning: Benchmarking Analysis of 24 UC/CSU/IOU Projects (Mills, Mathew) April 2009 | 284.4288 | 2020 | 158.3288 | 2020 | 0 | 0 | Monitoring Based Commissioning: Benchmarking Analysis of 24 UC/CSU/IOU Projects (Mills, Mathew) April 2009; Equipment to Labor Split based on HVAC Equipment from Itron MCS WO054 | Com EMS (Elec/Gas) - Marine ¦ SCE ¦ Marine | Com EMS (Elec/Gas) - Marine | 0.57341 | 1 | 0.32 | CBSA 2014 | -72.791 | 2032 | 0.6 | N/A
COM-HVAC-61.39 | Com ¦ HVAC Energy Management System (Elec SC and Gas SH) - Marine ¦ SCE ¦ Marine | Com ¦ HVAC Energy Management System (Elec SC and Gas SH) - Marine | SCE ¦ Marine | SCE | All | Electric & Gas | Install and Operate an EMS System | Efficient |  |  | 0 | Conventional | HVAC | Com - Health | Com | RET and NEW | 0 | 1000 sqft2 of floor space | ton | 15 | DEER:HVAC_Split-Package_AC | 1710.5285 | 0.30527 | 0 | Based on density weighted DEER Baseline and % savings from Monitoring Based Commissioning: Benchmarking Analysis of 24 UC/CSU/IOU Projects (Mills, Mathew) April 2009 | 284.4288 | 2020 | 158.3288 | 2020 | 0 | 0 | Monitoring Based Commissioning: Benchmarking Analysis of 24 UC/CSU/IOU Projects (Mills, Mathew) April 2009; Equipment to Labor Split based on HVAC Equipment from Itron MCS WO055 | Com EMS (Elec/Gas) - Marine ¦ SCE ¦ Marine | Com EMS (Elec/Gas) - Marine | 0.81547 | 1 | 0.56 | CBSA 2014 | -111.9313 | 2032 | 0.6 | N/A
COM-HVAC-61.40 | Com ¦ HVAC Energy Management System (Elec SC and Gas SH) - Marine ¦ SCE ¦ Marine | Com ¦ HVAC Energy Management System (Elec SC and Gas SH) - Marine | SCE ¦ Marine | SCE | All | Electric & Gas | Install and Operate an EMS System | Efficient |  |  | 0 | Conventional | HVAC | Com - Lodging | Com | RET and NEW | 0 | 1000 sqft2 of floor space | ton | 15 | DEER:HVAC_Split-Package_AC | 2091.9995 | 0.41148 | 0 | Based on density weighted DEER Baseline and % savings from Monitoring Based Commissioning: Benchmarking Analysis of 24 UC/CSU/IOU Projects (Mills, Mathew) April 2009 | 284.4288 | 2020 | 158.3288 | 2020 | 0 | 0 | Monitoring Based Commissioning: Benchmarking Analysis of 24 UC/CSU/IOU Projects (Mills, Mathew) April 2009; Equipment to Labor Split based on HVAC Equipment from Itron MCS WO056 | Com EMS (Elec/Gas) - Marine ¦ SCE ¦ Marine | Com EMS (Elec/Gas) - Marine | 0.51041 | 1 | 0.25 | CBSA 2014 | -329.8718 | 2032 | 0.6 | N/A
COM-HVAC-61.41 | Com ¦ HVAC Energy Management System (Elec SC and Gas SH) - Marine ¦ SCE ¦ Marine | Com ¦ HVAC Energy Management System (Elec SC and Gas SH) - Marine | SCE ¦ Marine | SCE | All | Electric & Gas | Install and Operate an EMS System | Efficient |  |  | 0 | Conventional | HVAC | Com - Office (Large) | Com | RET and NEW | 0 | 1000 sqft2 of floor space | ton | 15 | DEER:HVAC_Split-Package_AC | 1214.1281 | 0.38817 | 0 | Based on density weighted DEER Baseline and % savings from Monitoring Based Commissioning: Benchmarking Analysis of 24 UC/CSU/IOU Projects (Mills, Mathew) April 2009 | 284.4288 | 2020 | 158.3288 | 2020 | 0 | 0 | Monitoring Based Commissioning: Benchmarking Analysis of 24 UC/CSU/IOU Projects (Mills, Mathew) April 2009; Equipment to Labor Split based on HVAC Equipment from Itron MCS WO057 | Com EMS (Elec/Gas) - Marine ¦ SCE ¦ Marine | Com EMS (Elec/Gas) - Marine | 0.72428 | 1 | 0.5 | CBSA 2014 | -120.7468 | 2032 | 0.6 | N/A
COM-HVAC-61.42 | Com ¦ HVAC Energy Management System (Elec SC and Gas SH) - Marine ¦ SCE ¦ Marine | Com ¦ HVAC Energy Management System (Elec SC and Gas SH) - Marine | SCE ¦ Marine | SCE | All | Electric & Gas | Install and Operate an EMS System | Efficient |  |  | 0 | Conventional | HVAC | Com - Office (Small) | Com | RET and NEW | 0 | 1000 sqft2 of floor space | ton | 15 | DEER:HVAC_Split-Package_AC | 993.3235 | 0.34007 | 0 | Based on density weighted DEER Baseline and % savings from Monitoring Based Commissioning: Benchmarking Analysis of 24 UC/CSU/IOU Projects (Mills, Mathew) April 2009 | 284.4288 | 2020 | 158.3288 | 2020 | 0 | 0 | Monitoring Based Commissioning: Benchmarking Analysis of 24 UC/CSU/IOU Projects (Mills, Mathew) April 2009; Equipment to Labor Split based on HVAC Equipment from Itron MCS WO058 | Com EMS (Elec/Gas) - Marine ¦ SCE ¦ Marine | Com EMS (Elec/Gas) - Marine | 0.84632 | 1 | 0.5 | CBSA 2014 | -45.5419 | 2032 | 0.6 | N/A
COM-HVAC-61.43 | Com ¦ HVAC Energy Management System (Elec SC and Gas SH) - Marine ¦ SCE ¦ Marine | Com ¦ HVAC Energy Management System (Elec SC and Gas SH) - Marine | SCE ¦ Marine | SCE | All | Electric & Gas | Install and Operate an EMS System | Efficient |  |  | 0 | Conventional | HVAC | Com - Other | Com | RET and NEW | 0 | 1000 sqft2 of floor space | ton | 15 | DEER:HVAC_Split-Package_AC | 1395.7532 | 0.30769 | 0 | Based on density weighted DEER Baseline and % savings from Monitoring Based Commissioning: Benchmarking Analysis of 24 UC/CSU/IOU Projects (Mills, Mathew) April 2009 | 284.4288 | 2020 | 158.3288 | 2020 | 0 | 0 | Monitoring Based Commissioning: Benchmarking Analysis of 24 UC/CSU/IOU Projects (Mills, Mathew) April 2009; Equipment to Labor Split based on HVAC Equipment from Itron MCS WO059 | Com EMS (Elec/Gas) - Marine ¦ SCE ¦ Marine | Com EMS (Elec/Gas) - Marine | 0.197 | 1 | 0.35 | CBSA 2014 | -154.1253 | 2032 | 0.6 | N/A
COM-HVAC-61.44 | Com ¦ HVAC Energy Management System (Elec SC and Gas SH) - Marine ¦ SCE ¦ Marine | Com ¦ HVAC Energy Management System (Elec SC and Gas SH) - Marine | SCE ¦ Marine | SCE | All | Electric & Gas | Install and Operate an EMS System | Efficient |  |  | 0 | Conventional | HVAC | Com - Refrig. Warehouse | Com | RET and NEW | 0 | 1000 sqft2 of floor space | ton | 15 | DEER:HVAC_Split-Package_AC | 0 | 0 | 0 | Based on density weighted DEER Baseline and % savings from Monitoring Based Commissioning: Benchmarking Analysis of 24 UC/CSU/IOU Projects (Mills, Mathew) April 2009 | 284.4288 | 2020 | 158.3288 | 2020 | 0 | 0 | Monitoring Based Commissioning: Benchmarking Analysis of 24 UC/CSU/IOU Projects (Mills, Mathew) April 2009; Equipment to Labor Split based on HVAC Equipment from Itron MCS WO060 | Com EMS (Elec/Gas) - Marine ¦ SCE ¦ Marine | Com EMS (Elec/Gas) - Marine | 0.00037354 | 1 | 0.11 | CBSA 2014 | 0 | 2032 | 0.6 | N/A
COM-HVAC-61.45 | Com ¦ HVAC Energy Management System (Elec SC and Gas SH) - Marine ¦ SCE ¦ Marine | Com ¦ HVAC Energy Management System (Elec SC and Gas SH) - Marine | SCE ¦ Marine | SCE | All | Electric & Gas | Install and Operate an EMS System | Efficient |  |  | 0 | Conventional | HVAC | Com - Restaurant | Com | RET and NEW | 0 | 1000 sqft2 of floor space | ton | 15 | DEER:HVAC_Split-Package_AC | 1929.3926 | 0.30622 | 0 | Based on density weighted DEER Baseline and % savings from Monitoring Based Commissioning: Benchmarking Analysis of 24 UC/CSU/IOU Projects (Mills, Mathew) April 2009 | 284.4288 | 2020 | 158.3288 | 2020 | 0 | 0 | Monitoring Based Commissioning: Benchmarking Analysis of 24 UC/CSU/IOU Projects (Mills, Mathew) April 2009; Equipment to Labor Split based on HVAC Equipment from Itron MCS WO061 | Com EMS (Elec/Gas) - Marine ¦ SCE ¦ Marine | Com EMS (Elec/Gas) - Marine | 0.60466 | 1 | 0.01 | CBSA 2014 | -34.2873 | 2032 | 0.6 | N/A
COM-HVAC-61.46 | Com ¦ HVAC Energy Management System (Elec SC and Gas SH) - Marine ¦ SCE ¦ Marine | Com ¦ HVAC Energy Management System (Elec SC and Gas SH) - Marine | SCE ¦ Marine | SCE | All | Electric & Gas | Install and Operate an EMS System | Efficient |  |  | 0 | Conventional | HVAC | Com - Retail | Com | RET and NEW | 0 | 1000 sqft2 of floor space | ton | 15 | DEER:HVAC_Split-Package_AC | 1252.9204 | 0.3388 | 0 | Based on density weighted DEER Baseline and % savings from Monitoring Based Commissioning: Benchmarking Analysis of 24 UC/CSU/IOU Projects (Mills, Mathew) April 2009 | 284.4288 | 2020 | 158.3288 | 2020 | 0 | 0 | Monitoring Based Commissioning: Benchmarking Analysis of 24 UC/CSU/IOU Projects (Mills, Mathew) April 2009; Equipment to Labor Split based on HVAC Equipment from Itron MCS WO062 | Com EMS (Elec/Gas) - Marine ¦ SCE ¦ Marine | Com EMS (Elec/Gas) - Marine | 0.47685 | 1 | 0.24 | CBSA 2014 | -440.1726 | 2032 | 0.6 | N/A
COM-HVAC-61.47 | Com ¦ HVAC Energy Management System (Elec SC and Gas SH) - Marine ¦ SCE ¦ Marine | Com ¦ HVAC Energy Management System (Elec SC and Gas SH) - Marine | SCE ¦ Marine | SCE | All | Electric & Gas | Install and Operate an EMS System | Efficient |  |  | 0 | Conventional | HVAC | Com - School | Com | RET and NEW | 0 | 1000 sqft2 of floor space | ton | 15 | DEER:HVAC_Split-Package_AC | 926.1158 | 0.2349 | 0 | Based on density weighted DEER Baseline and % savings from Monitoring Based Commissioning: Benchmarking Analysis of 24 UC/CSU/IOU Projects (Mills, Mathew) April 2009 | 284.4288 | 2020 | 158.3288 | 2020 | 0 | 0 | Monitoring Based Commissioning: Benchmarking Analysis of 24 UC/CSU/IOU Projects (Mills, Mathew) April 2009; Equipment to Labor Split based on HVAC Equipment from Itron MCS WO063 | Com EMS (Elec/Gas) - Marine ¦ SCE ¦ Marine | Com EMS (Elec/Gas) - Marine | 0.82933 | 1 | 0.59 | CBSA 2014 | -152.4813 | 2032 | 0.6 | N/A
COM-HVAC-61.48 | Com ¦ HVAC Energy Management System (Elec SC and Gas SH) - Marine ¦ SCE ¦ Marine | Com ¦ HVAC Energy Management System (Elec SC and Gas SH) - Marine | SCE ¦ Marine | SCE | All | Electric & Gas | Install and Operate an EMS System | Efficient |  |  | 0 | Conventional | HVAC | Com - Warehouse | Com | RET and NEW | 0 | 1000 sqft2 of floor space | ton | 15 | DEER:HVAC_Split-Package_AC | 1066.8353 | 0.36671 | 0 | Based on density weighted DEER Baseline and % savings from Monitoring Based Commissioning: Benchmarking Analysis of 24 UC/CSU/IOU Projects (Mills, Mathew) April 2009 | 284.4288 | 2020 | 158.3288 | 2020 | 0 | 0 | Monitoring Based Commissioning: Benchmarking Analysis of 24 UC/CSU/IOU Projects (Mills, Mathew) April 2009; Equipment to Labor Split based on HVAC Equipment from Itron MCS WO064 | Com EMS (Elec/Gas) - Marine ¦ SCE ¦ Marine | Com EMS (Elec/Gas) - Marine | 0.078075 | 1 | 0.11 | CBSA 2014 | -319.756 | 2032 | 0.6 | N/A
COM-HVAC-61.49 | Com ¦ HVAC Energy Management System (Elec SC and Gas SH) - Hot-Dry ¦ SCE ¦ Hot-Dry | Com ¦ HVAC Energy Management System (Elec SC and Gas SH) - Hot-Dry | SCE ¦ Hot-Dry | SCE | All | Electric & Gas | Install and Operate an EMS System | Efficient |  |  | 0 | Conventional | HVAC | Com - College | Com | RET and NEW | 0 | 1000 sqft2 of floor space | ton | 15 | DEER:HVAC_Split-Package_AC | 1067.1169 | 0.35956 | 0 | Based on density weighted DEER Baseline and % savings from Monitoring Based Commissioning: Benchmarking Analysis of 24 UC/CSU/IOU Projects (Mills, Mathew) April 2009 | 284.4288 | 2020 | 158.3288 | 2020 | 0 | 0 | Monitoring Based Commissioning: Benchmarking Analysis of 24 UC/CSU/IOU Projects (Mills, Mathew) April 2009; Equipment to Labor Split based on HVAC Equipment from Itron MCS WO065 | Com EMS (Elec/Gas) - Hot-Dry ¦ SCE ¦ Hot-Dry | Com EMS (Elec/Gas) - Hot-Dry | 0.67929 | 1 | 0.8 | CBSA 2014 | -80.5652 | 2032 | 0.6 | N/A
COM-HVAC-61.50 | Com ¦ HVAC Energy Management System (Elec SC and Gas SH) - Hot-Dry ¦ SCE ¦ Hot-Dry | Com ¦ HVAC Energy Management System (Elec SC and Gas SH) - Hot-Dry | SCE ¦ Hot-Dry | SCE | All | Electric & Gas | Install and Operate an EMS System | Efficient |  |  | 0 | Conventional | HVAC | Com - Grocery | Com | RET and NEW | 0 | 1000 sqft2 of floor space | ton | 15 | DEER:HVAC_Split-Package_AC | 1291.7865 | 0.30672 | 0 | Based on density weighted DEER Baseline and % savings from Monitoring Based Commissioning: Benchmarking Analysis of 24 UC/CSU/IOU Projects (Mills, Mathew) April 2009 | 284.4288 | 2020 | 158.3288 | 2020 | 0 | 0 | Monitoring Based Commissioning: Benchmarking Analysis of 24 UC/CSU/IOU Projects (Mills, Mathew) April 2009; Equipment to Labor Split based on HVAC Equipment from Itron MCS WO066 | Com EMS (Elec/Gas) - Hot-Dry ¦ SCE ¦ Hot-Dry | Com EMS (Elec/Gas) - Hot-Dry | 0.57341 | 1 | 0.32 | CBSA 2014 | -72.6615 | 2032 | 0.6 | N/A
COM-HVAC-61.51 | Com ¦ HVAC Energy Management System (Elec SC and Gas SH) - Hot-Dry ¦ SCE ¦ Hot-Dry | Com ¦ HVAC Energy Management System (Elec SC and Gas SH) - Hot-Dry | SCE ¦ Hot-Dry | SCE | All | Electric & Gas | Install and Operate an EMS System | Efficient |  |  | 0 | Conventional | HVAC | Com - Health | Com | RET and NEW | 0 | 1000 sqft2 of floor space | ton | 15 | DEER:HVAC_Split-Package_AC | 1701.2761 | 0.37213 | 0 | Based on density weighted DEER Baseline and % savings from Monitoring Based Commissioning: Benchmarking Analysis of 24 UC/CSU/IOU Projects (Mills, Mathew) April 2009 | 284.4288 | 2020 | 158.3288 | 2020 | 0 | 0 | Monitoring Based Commissioning: Benchmarking Analysis of 24 UC/CSU/IOU Projects (Mills, Mathew) April 2009; Equipment to Labor Split based on HVAC Equipment from Itron MCS WO067 | Com EMS (Elec/Gas) - Hot-Dry ¦ SCE ¦ Hot-Dry | Com EMS (Elec/Gas) - Hot-Dry | 0.81547 | 1 | 0.56 | CBSA 2014 | -111.3258 | 2032 | 0.6 | N/A
COM-HVAC-61.52 | Com ¦ HVAC Energy Management System (Elec SC and Gas SH) - Hot-Dry ¦ SCE ¦ Hot-Dry | Com ¦ HVAC Energy Management System (Elec SC and Gas SH) - Hot-Dry | SCE ¦ Hot-Dry | SCE | All | Electric & Gas | Install and Operate an EMS System | Efficient |  |  | 0 | Conventional | HVAC | Com - Lodging | Com | RET and NEW | 0 | 1000 sqft2 of floor space | ton | 15 | DEER:HVAC_Split-Package_AC | 2080.6392 | 0.47115 | 0 | Based on density weighted DEER Baseline and % savings from Monitoring Based Commissioning: Benchmarking Analysis of 24 UC/CSU/IOU Projects (Mills, Mathew) April 2009 | 284.4288 | 2020 | 158.3288 | 2020 | 0 | 0 | Monitoring Based Commissioning: Benchmarking Analysis of 24 UC/CSU/IOU Projects (Mills, Mathew) April 2009; Equipment to Labor Split based on HVAC Equipment from Itron MCS WO068 | Com EMS (Elec/Gas) - Hot-Dry ¦ SCE ¦ Hot-Dry | Com EMS (Elec/Gas) - Hot-Dry | 0.51041 | 1 | 0.25 | CBSA 2014 | -328.0805 | 2032 | 0.6 | N/A
COM-HVAC-61.53 | Com ¦ HVAC Energy Management System (Elec SC and Gas SH) - Hot-Dry ¦ SCE ¦ Hot-Dry | Com ¦ HVAC Energy Management System (Elec SC and Gas SH) - Hot-Dry | SCE ¦ Hot-Dry | SCE | All | Electric & Gas | Install and Operate an EMS System | Efficient |  |  | 0 | Conventional | HVAC | Com - Office (Large) | Com | RET and NEW | 0 | 1000 sqft2 of floor space | ton | 15 | DEER:HVAC_Split-Package_AC | 1212.3849 | 0.45025 | 0 | Based on density weighted DEER Baseline and % savings from Monitoring Based Commissioning: Benchmarking Analysis of 24 UC/CSU/IOU Projects (Mills, Mathew) April 2009 | 284.4288 | 2020 | 158.3288 | 2020 | 0 | 0 | Monitoring Based Commissioning: Benchmarking Analysis of 24 UC/CSU/IOU Projects (Mills, Mathew) April 2009; Equipment to Labor Split based on HVAC Equipment from Itron MCS WO069 | Com EMS (Elec/Gas) - Hot-Dry ¦ SCE ¦ Hot-Dry | Com EMS (Elec/Gas) - Hot-Dry | 0.72428 | 1 | 0.5 | CBSA 2014 | -120.5734 | 2032 | 0.6 | N/A
COM-HVAC-61.54 | Com ¦ HVAC Energy Management System (Elec SC and Gas SH) - Hot-Dry ¦ SCE ¦ Hot-Dry | Com ¦ HVAC Energy Management System (Elec SC and Gas SH) - Hot-Dry | SCE ¦ Hot-Dry | SCE | All | Electric & Gas | Install and Operate an EMS System | Efficient |  |  | 0 | Conventional | HVAC | Com - Office (Small) | Com | RET and NEW | 0 | 1000 sqft2 of floor space | ton | 15 | DEER:HVAC_Split-Package_AC | 989.1212 | 0.40379 | 0 | Based on density weighted DEER Baseline and % savings from Monitoring Based Commissioning: Benchmarking Analysis of 24 UC/CSU/IOU Projects (Mills, Mathew) April 2009 | 284.4288 | 2020 | 158.3288 | 2020 | 0 | 0 | Monitoring Based Commissioning: Benchmarking Analysis of 24 UC/CSU/IOU Projects (Mills, Mathew) April 2009; Equipment to Labor Split based on HVAC Equipment from Itron MCS WO070 | Com EMS (Elec/Gas) - Hot-Dry ¦ SCE ¦ Hot-Dry | Com EMS (Elec/Gas) - Hot-Dry | 0.84632 | 1 | 0.5 | CBSA 2014 | -45.3493 | 2032 | 0.6 | N/A
COM-HVAC-61.55 | Com ¦ HVAC Energy Management System (Elec SC and Gas SH) - Hot-Dry ¦ SCE ¦ Hot-Dry | Com ¦ HVAC Energy Management System (Elec SC and Gas SH) - Hot-Dry | SCE ¦ Hot-Dry | SCE | All | Electric & Gas | Install and Operate an EMS System | Efficient |  |  | 0 | Conventional | HVAC | Com - Other | Com | RET and NEW | 0 | 1000 sqft2 of floor space | ton | 15 | DEER:HVAC_Split-Package_AC | 1372.7106 | 0.39387 | 0 | Based on density weighted DEER Baseline and % savings from Monitoring Based Commissioning: Benchmarking Analysis of 24 UC/CSU/IOU Projects (Mills, Mathew) April 2009 | 284.4288 | 2020 | 158.3288 | 2020 | 0 | 0 | Monitoring Based Commissioning: Benchmarking Analysis of 24 UC/CSU/IOU Projects (Mills, Mathew) April 2009; Equipment to Labor Split based on HVAC Equipment from Itron MCS WO071 | Com EMS (Elec/Gas) - Hot-Dry ¦ SCE ¦ Hot-Dry | Com EMS (Elec/Gas) - Hot-Dry | 0.197 | 1 | 0.35 | CBSA 2014 | -151.5808 | 2032 | 0.6 | N/A
COM-HVAC-61.56 | Com ¦ HVAC Energy Management System (Elec SC and Gas SH) - Hot-Dry ¦ SCE ¦ Hot-Dry | Com ¦ HVAC Energy Management System (Elec SC and Gas SH) - Hot-Dry | SCE ¦ Hot-Dry | SCE | All | Electric & Gas | Install and Operate an EMS System | Efficient |  |  | 0 | Conventional | HVAC | Com - Refrig. Warehouse | Com | RET and NEW | 0 | 1000 sqft2 of floor space | ton | 15 | DEER:HVAC_Split-Package_AC | 0 | 0 | 0 | Based on density weighted DEER Baseline and % savings from Monitoring Based Commissioning: Benchmarking Analysis of 24 UC/CSU/IOU Projects (Mills, Mathew) April 2009 | 284.4288 | 2020 | 158.3288 | 2020 | 0 | 0 | Monitoring Based Commissioning: Benchmarking Analysis of 24 UC/CSU/IOU Projects (Mills, Mathew) April 2009; Equipment to Labor Split based on HVAC Equipment from Itron MCS WO072 | Com EMS (Elec/Gas) - Hot-Dry ¦ SCE ¦ Hot-Dry | Com EMS (Elec/Gas) - Hot-Dry | 0.00037354 | 1 | 0.11 | CBSA 2014 | 0 | 2032 | 0.6 | N/A
COM-HVAC-61.57 | Com ¦ HVAC Energy Management System (Elec SC and Gas SH) - Hot-Dry ¦ SCE ¦ Hot-Dry | Com ¦ HVAC Energy Management System (Elec SC and Gas SH) - Hot-Dry | SCE ¦ Hot-Dry | SCE | All | Electric & Gas | Install and Operate an EMS System | Efficient |  |  | 0 | Conventional | HVAC | Com - Restaurant | Com | RET and NEW | 0 | 1000 sqft2 of floor space | ton | 15 | DEER:HVAC_Split-Package_AC | 1894.2682 | 0.37271 | 0 | Based on density weighted DEER Baseline and % savings from Monitoring Based Commissioning: Benchmarking Analysis of 24 UC/CSU/IOU Projects (Mills, Mathew) April 2009 | 284.4288 | 2020 | 158.3288 | 2020 | 0 | 0 | Monitoring Based Commissioning: Benchmarking Analysis of 24 UC/CSU/IOU Projects (Mills, Mathew) April 2009; Equipment to Labor Split based on HVAC Equipment from Itron MCS WO073 | Com EMS (Elec/Gas) - Hot-Dry ¦ SCE ¦ Hot-Dry | Com EMS (Elec/Gas) - Hot-Dry | 0.60466 | 1 | 0.01 | CBSA 2014 | -33.6631 | 2032 | 0.6 | N/A
COM-HVAC-61.58 | Com ¦ HVAC Energy Management System (Elec SC and Gas SH) - Hot-Dry ¦ SCE ¦ Hot-Dry | Com ¦ HVAC Energy Management System (Elec SC and Gas SH) - Hot-Dry | SCE ¦ Hot-Dry | SCE | All | Electric & Gas | Install and Operate an EMS System | Efficient |  |  | 0 | Conventional | HVAC | Com - Retail | Com | RET and NEW | 0 | 1000 sqft2 of floor space | ton | 15 | DEER:HVAC_Split-Package_AC | 1238.5107 | 0.39142 | 0 | Based on density weighted DEER Baseline and % savings from Monitoring Based Commissioning: Benchmarking Analysis of 24 UC/CSU/IOU Projects (Mills, Mathew) April 2009 | 284.4288 | 2020 | 158.3288 | 2020 | 0 | 0 | Monitoring Based Commissioning: Benchmarking Analysis of 24 UC/CSU/IOU Projects (Mills, Mathew) April 2009; Equipment to Labor Split based on HVAC Equipment from Itron MCS WO074 | Com EMS (Elec/Gas) - Hot-Dry ¦ SCE ¦ Hot-Dry | Com EMS (Elec/Gas) - Hot-Dry | 0.47685 | 1 | 0.24 | CBSA 2014 | -435.1102 | 2032 | 0.6 | N/A
COM-HVAC-61.59 | Com ¦ HVAC Energy Management System (Elec SC and Gas SH) - Hot-Dry ¦ SCE ¦ Hot-Dry | Com ¦ HVAC Energy Management System (Elec SC and Gas SH) - Hot-Dry | SCE ¦ Hot-Dry | SCE | All | Electric & Gas | Install and Operate an EMS System | Efficient |  |  | 0 | Conventional | HVAC | Com - School | Com | RET and NEW | 0 | 1000 sqft2 of floor space | ton | 15 | DEER:HVAC_Split-Package_AC | 917.9361 | 0.32265 | 0 | Based on density weighted DEER Baseline and % savings from Monitoring Based Commissioning: Benchmarking Analysis of 24 UC/CSU/IOU Projects (Mills, Mathew) April 2009 | 284.4288 | 2020 | 158.3288 | 2020 | 0 | 0 | Monitoring Based Commissioning: Benchmarking Analysis of 24 UC/CSU/IOU Projects (Mills, Mathew) April 2009; Equipment to Labor Split based on HVAC Equipment from Itron MCS WO075 | Com EMS (Elec/Gas) - Hot-Dry ¦ SCE ¦ Hot-Dry | Com EMS (Elec/Gas) - Hot-Dry | 0.82933 | 1 | 0.59 | CBSA 2014 | -151.1346 | 2032 | 0.6 | N/A
COM-HVAC-61.60 | Com ¦ HVAC Energy Management System (Elec SC and Gas SH) - Hot-Dry ¦ SCE ¦ Hot-Dry | Com ¦ HVAC Energy Management System (Elec SC and Gas SH) - Hot-Dry | SCE ¦ Hot-Dry | SCE | All | Electric & Gas | Install and Operate an EMS System | Efficient |  |  | 0 | Conventional | HVAC | Com - Warehouse | Com | RET and NEW | 0 | 1000 sqft2 of floor space | ton | 15 | DEER:HVAC_Split-Package_AC | 1047.6134 | 0.42705 | 0 | Based on density weighted DEER Baseline and % savings from Monitoring Based Commissioning: Benchmarking Analysis of 24 UC/CSU/IOU Projects (Mills, Mathew) April 2009 | 284.4288 | 2020 | 158.3288 | 2020 | 0 | 0 | Monitoring Based Commissioning: Benchmarking Analysis of 24 UC/CSU/IOU Projects (Mills, Mathew) April 2009; Equipment to Labor Split based on HVAC Equipment from Itron MCS WO076 | Com EMS (Elec/Gas) - Hot-Dry ¦ SCE ¦ Hot-Dry | Com EMS (Elec/Gas) - Hot-Dry | 0.078075 | 1 | 0.11 | CBSA 2014 | -313.9948 | 2032 | 0.6 | N/A
COM-HVAC-61.61 | Com ¦ HVAC Energy Management System (Elec SC and Gas SH) - Cold ¦ SCE ¦ Cold | Com ¦ HVAC Energy Management System (Elec SC and Gas SH) - Cold | SCE ¦ Cold | SCE | All | Electric & Gas | Install and Operate an EMS System | Efficient |  |  | 0 | Conventional | HVAC | Com - College | Com | RET and NEW | 0 | 1000 sqft2 of floor space | ton | 15 | DEER:HVAC_Split-Package_AC | 1083.1755 | 0.40373 | 0 | Based on density weighted DEER Baseline and % savings from Monitoring Based Commissioning: Benchmarking Analysis of 24 UC/CSU/IOU Projects (Mills, Mathew) April 2009 | 284.4288 | 2020 | 158.3288 | 2020 | 0 | 0 | Monitoring Based Commissioning: Benchmarking Analysis of 24 UC/CSU/IOU Projects (Mills, Mathew) April 2009; Equipment to Labor Split based on HVAC Equipment from Itron MCS WO077 | Com EMS (Elec/Gas) - Cold ¦ SCE ¦ Cold | Com EMS (Elec/Gas) - Cold | 0.67929 | 1 | 0.8 | CBSA 2014 | -81.7776 | 2032 | 0.6 | N/A
COM-HVAC-61.62 | Com ¦ HVAC Energy Management System (Elec SC and Gas SH) - Cold ¦ SCE ¦ Cold | Com ¦ HVAC Energy Management System (Elec SC and Gas SH) - Cold | SCE ¦ Cold | SCE | All | Electric & Gas | Install and Operate an EMS System | Efficient |  |  | 0 | Conventional | HVAC | Com - Grocery | Com | RET and NEW | 0 | 1000 sqft2 of floor space | ton | 15 | DEER:HVAC_Split-Package_AC | 1285.9803 | 0.25041 | 0 | Based on density weighted DEER Baseline and % savings from Monitoring Based Commissioning: Benchmarking Analysis of 24 UC/CSU/IOU Projects (Mills, Mathew) April 2009 | 284.4288 | 2020 | 158.3288 | 2020 | 0 | 0 | Monitoring Based Commissioning: Benchmarking Analysis of 24 UC/CSU/IOU Projects (Mills, Mathew) April 2009; Equipment to Labor Split based on HVAC Equipment from Itron MCS WO078 | Com EMS (Elec/Gas) - Cold ¦ SCE ¦ Cold | Com EMS (Elec/Gas) - Cold | 0.57341 | 1 | 0.32 | CBSA 2014 | -72.3349 | 2032 | 0.6 | N/A
COM-HVAC-61.63 | Com ¦ HVAC Energy Management System (Elec SC and Gas SH) - Cold ¦ SCE ¦ Cold | Com ¦ HVAC Energy Management System (Elec SC and Gas SH) - Cold | SCE ¦ Cold | SCE | All | Electric & Gas | Install and Operate an EMS System | Efficient |  |  | 0 | Conventional | HVAC | Com - Health | Com | RET and NEW | 0 | 1000 sqft2 of floor space | ton | 15 | DEER:HVAC_Split-Package_AC | 1735.3897 | 0.41138 | 0 | Based on density weighted DEER Baseline and % savings from Monitoring Based Commissioning: Benchmarking Analysis of 24 UC/CSU/IOU Projects (Mills, Mathew) April 2009 | 284.4288 | 2020 | 158.3288 | 2020 | 0 | 0 | Monitoring Based Commissioning: Benchmarking Analysis of 24 UC/CSU/IOU Projects (Mills, Mathew) April 2009; Equipment to Labor Split based on HVAC Equipment from Itron MCS WO079 | Com EMS (Elec/Gas) - Cold ¦ SCE ¦ Cold | Com EMS (Elec/Gas) - Cold | 0.81547 | 1 | 0.56 | CBSA 2014 | -113.5581 | 2032 | 0.6 | N/A
COM-HVAC-61.64 | Com ¦ HVAC Energy Management System (Elec SC and Gas SH) - Cold ¦ SCE ¦ Cold | Com ¦ HVAC Energy Management System (Elec SC and Gas SH) - Cold | SCE ¦ Cold | SCE | All | Electric & Gas | Install and Operate an EMS System | Efficient |  |  | 0 | Conventional | HVAC | Com - Lodging | Com | RET and NEW | 0 | 1000 sqft2 of floor space | ton | 15 | DEER:HVAC_Split-Package_AC | 2103.4112 | 0.52033 | 0 | Based on density weighted DEER Baseline and % savings from Monitoring Based Commissioning: Benchmarking Analysis of 24 UC/CSU/IOU Projects (Mills, Mathew) April 2009 | 284.4288 | 2020 | 158.3288 | 2020 | 0 | 0 | Monitoring Based Commissioning: Benchmarking Analysis of 24 UC/CSU/IOU Projects (Mills, Mathew) April 2009; Equipment to Labor Split based on HVAC Equipment from Itron MCS WO080 | Com EMS (Elec/Gas) - Cold ¦ SCE ¦ Cold | Com EMS (Elec/Gas) - Cold | 0.51041 | 1 | 0.25 | CBSA 2014 | -331.6713 | 2032 | 0.6 | N/A
COM-HVAC-61.65 | Com ¦ HVAC Energy Management System (Elec SC and Gas SH) - Cold ¦ SCE ¦ Cold | Com ¦ HVAC Energy Management System (Elec SC and Gas SH) - Cold | SCE ¦ Cold | SCE | All | Electric & Gas | Install and Operate an EMS System | Efficient |  |  | 0 | Conventional | HVAC | Com - Office (Large) | Com | RET and NEW | 0 | 1000 sqft2 of floor space | ton | 15 | DEER:HVAC_Split-Package_AC | 1227.4642 | 0.53642 | 0 | Based on density weighted DEER Baseline and % savings from Monitoring Based Commissioning: Benchmarking Analysis of 24 UC/CSU/IOU Projects (Mills, Mathew) April 2009 | 284.4288 | 2020 | 158.3288 | 2020 | 0 | 0 | Monitoring Based Commissioning: Benchmarking Analysis of 24 UC/CSU/IOU Projects (Mills, Mathew) April 2009; Equipment to Labor Split based on HVAC Equipment from Itron MCS WO081 | Com EMS (Elec/Gas) - Cold ¦ SCE ¦ Cold | Com EMS (Elec/Gas) - Cold | 0.72428 | 1 | 0.5 | CBSA 2014 | -122.0731 | 2032 | 0.6 | N/A
COM-HVAC-61.66 | Com ¦ HVAC Energy Management System (Elec SC and Gas SH) - Cold ¦ SCE ¦ Cold | Com ¦ HVAC Energy Management System (Elec SC and Gas SH) - Cold | SCE ¦ Cold | SCE | All | Electric & Gas | Install and Operate an EMS System | Efficient |  |  | 0 | Conventional | HVAC | Com - Office (Small) | Com | RET and NEW | 0 | 1000 sqft2 of floor space | ton | 15 | DEER:HVAC_Split-Package_AC | 999.6591 | 0.48785 | 0 | Based on density weighted DEER Baseline and % savings from Monitoring Based Commissioning: Benchmarking Analysis of 24 UC/CSU/IOU Projects (Mills, Mathew) April 2009 | 284.4288 | 2020 | 158.3288 | 2020 | 0 | 0 | Monitoring Based Commissioning: Benchmarking Analysis of 24 UC/CSU/IOU Projects (Mills, Mathew) April 2009; Equipment to Labor Split based on HVAC Equipment from Itron MCS WO082 | Com EMS (Elec/Gas) - Cold ¦ SCE ¦ Cold | Com EMS (Elec/Gas) - Cold | 0.84632 | 1 | 0.5 | CBSA 2014 | -45.8324 | 2032 | 0.6 | N/A
COM-HVAC-61.67 | Com ¦ HVAC Energy Management System (Elec SC and Gas SH) - Cold ¦ SCE ¦ Cold | Com ¦ HVAC Energy Management System (Elec SC and Gas SH) - Cold | SCE ¦ Cold | SCE | All | Electric & Gas | Install and Operate an EMS System | Efficient |  |  | 0 | Conventional | HVAC | Com - Other | Com | RET and NEW | 0 | 1000 sqft2 of floor space | ton | 15 | DEER:HVAC_Split-Package_AC | 1393.5474 | 0.37301 | 0 | Based on density weighted DEER Baseline and % savings from Monitoring Based Commissioning: Benchmarking Analysis of 24 UC/CSU/IOU Projects (Mills, Mathew) April 2009 | 284.4288 | 2020 | 158.3288 | 2020 | 0 | 0 | Monitoring Based Commissioning: Benchmarking Analysis of 24 UC/CSU/IOU Projects (Mills, Mathew) April 2009; Equipment to Labor Split based on HVAC Equipment from Itron MCS WO083 | Com EMS (Elec/Gas) - Cold ¦ SCE ¦ Cold | Com EMS (Elec/Gas) - Cold | 0.197 | 1 | 0.35 | CBSA 2014 | -153.8817 | 2032 | 0.6 | N/A
COM-HVAC-61.68 | Com ¦ HVAC Energy Management System (Elec SC and Gas SH) - Cold ¦ SCE ¦ Cold | Com ¦ HVAC Energy Management System (Elec SC and Gas SH) - Cold | SCE ¦ Cold | SCE | All | Electric & Gas | Install and Operate an EMS System | Efficient |  |  | 0 | Conventional | HVAC | Com - Refrig. Warehouse | Com | RET and NEW | 0 | 1000 sqft2 of floor space | ton | 15 | DEER:HVAC_Split-Package_AC | 0 | 0 | 0 | Based on density weighted DEER Baseline and % savings from Monitoring Based Commissioning: Benchmarking Analysis of 24 UC/CSU/IOU Projects (Mills, Mathew) April 2009 | 284.4288 | 2020 | 158.3288 | 2020 | 0 | 0 | Monitoring Based Commissioning: Benchmarking Analysis of 24 UC/CSU/IOU Projects (Mills, Mathew) April 2009; Equipment to Labor Split based on HVAC Equipment from Itron MCS WO084 | Com EMS (Elec/Gas) - Cold ¦ SCE ¦ Cold | Com EMS (Elec/Gas) - Cold | 0.00037354 | 1 | 0.11 | CBSA 2014 | 0 | 2032 | 0.6 | N/A
COM-HVAC-61.69 | Com ¦ HVAC Energy Management System (Elec SC and Gas SH) - Cold ¦ SCE ¦ Cold | Com ¦ HVAC Energy Management System (Elec SC and Gas SH) - Cold | SCE ¦ Cold | SCE | All | Electric & Gas | Install and Operate an EMS System | Efficient |  |  | 0 | Conventional | HVAC | Com - Restaurant | Com | RET and NEW | 0 | 1000 sqft2 of floor space | ton | 15 | DEER:HVAC_Split-Package_AC | 1922.0257 | 0.36457 | 0 | Based on density weighted DEER Baseline and % savings from Monitoring Based Commissioning: Benchmarking Analysis of 24 UC/CSU/IOU Projects (Mills, Mathew) April 2009 | 284.4288 | 2020 | 158.3288 | 2020 | 0 | 0 | Monitoring Based Commissioning: Benchmarking Analysis of 24 UC/CSU/IOU Projects (Mills, Mathew) April 2009; Equipment to Labor Split based on HVAC Equipment from Itron MCS WO085 | Com EMS (Elec/Gas) - Cold ¦ SCE ¦ Cold | Com EMS (Elec/Gas) - Cold | 0.60466 | 1 | 0.01 | CBSA 2014 | -34.1564 | 2032 | 0.6 | N/A
COM-HVAC-61.70 | Com ¦ HVAC Energy Management System (Elec SC and Gas SH) - Cold ¦ SCE ¦ Cold | Com ¦ HVAC Energy Management System (Elec SC and Gas SH) - Cold | SCE ¦ Cold | SCE | All | Electric & Gas | Install and Operate an EMS System | Efficient |  |  | 0 | Conventional | HVAC | Com - Retail | Com | RET and NEW | 0 | 1000 sqft2 of floor space | ton | 15 | DEER:HVAC_Split-Package_AC | 1265.0184 | 0.39141 | 0 | Based on density weighted DEER Baseline and % savings from Monitoring Based Commissioning: Benchmarking Analysis of 24 UC/CSU/IOU Projects (Mills, Mathew) April 2009 | 284.4288 | 2020 | 158.3288 | 2020 | 0 | 0 | Monitoring Based Commissioning: Benchmarking Analysis of 24 UC/CSU/IOU Projects (Mills, Mathew) April 2009; Equipment to Labor Split based on HVAC Equipment from Itron MCS WO086 | Com EMS (Elec/Gas) - Cold ¦ SCE ¦ Cold | Com EMS (Elec/Gas) - Cold | 0.47685 | 1 | 0.24 | CBSA 2014 | -444.4229 | 2032 | 0.6 | N/A
COM-HVAC-61.71 | Com ¦ HVAC Energy Management System (Elec SC and Gas SH) - Cold ¦ SCE ¦ Cold | Com ¦ HVAC Energy Management System (Elec SC and Gas SH) - Cold | SCE ¦ Cold | SCE | All | Electric & Gas | Install and Operate an EMS System | Efficient |  |  | 0 | Conventional | HVAC | Com - School | Com | RET and NEW | 0 | 1000 sqft2 of floor space | ton | 15 | DEER:HVAC_Split-Package_AC | 924.5693 | 0.21321 | 0 | Based on density weighted DEER Baseline and % savings from Monitoring Based Commissioning: Benchmarking Analysis of 24 UC/CSU/IOU Projects (Mills, Mathew) April 2009 | 284.4288 | 2020 | 158.3288 | 2020 | 0 | 0 | Monitoring Based Commissioning: Benchmarking Analysis of 24 UC/CSU/IOU Projects (Mills, Mathew) April 2009; Equipment to Labor Split based on HVAC Equipment from Itron MCS WO087 | Com EMS (Elec/Gas) - Cold ¦ SCE ¦ Cold | Com EMS (Elec/Gas) - Cold | 0.82933 | 1 | 0.59 | CBSA 2014 | -152.2267 | 2032 | 0.6 | N/A
COM-HVAC-61.72 | Com ¦ HVAC Energy Management System (Elec SC and Gas SH) - Cold ¦ SCE ¦ Cold | Com ¦ HVAC Energy Management System (Elec SC and Gas SH) - Cold | SCE ¦ Cold | SCE | All | Electric & Gas | Install and Operate an EMS System | Efficient |  |  | 0 | Conventional | HVAC | Com - Warehouse | Com | RET and NEW | 0 | 1000 sqft2 of floor space | ton | 15 | DEER:HVAC_Split-Package_AC | 1061.0204 | 0.34466 | 0 | Based on density weighted DEER Baseline and % savings from Monitoring Based Commissioning: Benchmarking Analysis of 24 UC/CSU/IOU Projects (Mills, Mathew) April 2009 | 284.4288 | 2020 | 158.3288 | 2020 | 0 | 0 | Monitoring Based Commissioning: Benchmarking Analysis of 24 UC/CSU/IOU Projects (Mills, Mathew) April 2009; Equipment to Labor Split based on HVAC Equipment from Itron MCS WO088 | Com EMS (Elec/Gas) - Cold ¦ SCE ¦ Cold | Com EMS (Elec/Gas) - Cold | 0.078075 | 1 | 0.11 | CBSA 2014 | -318.0132 | 2032 | 0.6 | N/A
COM-HVAC-61.73 | Com ¦ HVAC Energy Management System (Elec SC and Gas SH) - Marine ¦ SCG ¦ Marine | Com ¦ HVAC Energy Management System (Elec SC and Gas SH) - Marine | SCG ¦ Marine | SCG | All | Electric & Gas | Install and Operate an EMS System | Efficient |  |  | 0 | Conventional | HVAC | Com - College | Com | RET and NEW | 0 | 1000 sqft2 of floor space | ton | 15 | DEER:HVAC_Split-Package_AC | 0 | 0 | 82.7322 | Based on density weighted DEER Baseline and % savings from Monitoring Based Commissioning: Benchmarking Analysis of 24 UC/CSU/IOU Projects (Mills, Mathew) April 2009 | 284.4288 | 2020 | 158.3288 | 2020 | 0 | 0 | Monitoring Based Commissioning: Benchmarking Analysis of 24 UC/CSU/IOU Projects (Mills, Mathew) April 2009; Equipment to Labor Split based on HVAC Equipment from Itron MCS WO089 | Com EMS (Elec/Gas) - Marine ¦ SCG ¦ Marine | Com EMS (Elec/Gas) - Marine | 0.67929 | 1 | 0.8 | CBSA 2014 | -272.9048 | 2032 | 0.6 | N/A
COM-HVAC-61.74 | Com ¦ HVAC Energy Management System (Elec SC and Gas SH) - Marine ¦ SCG ¦ Marine | Com ¦ HVAC Energy Management System (Elec SC and Gas SH) - Marine | SCG ¦ Marine | SCG | All | Electric & Gas | Install and Operate an EMS System | Efficient |  |  | 0 | Conventional | HVAC | Com - Grocery | Com | RET and NEW | 0 | 1000 sqft2 of floor space | ton | 15 | DEER:HVAC_Split-Package_AC | 0 | 0 | 179.7706 | Based on density weighted DEER Baseline and % savings from Monitoring Based Commissioning: Benchmarking Analysis of 24 UC/CSU/IOU Projects (Mills, Mathew) April 2009 | 284.4288 | 2020 | 158.3288 | 2020 | 0 | 0 | Monitoring Based Commissioning: Benchmarking Analysis of 24 UC/CSU/IOU Projects (Mills, Mathew) April 2009; Equipment to Labor Split based on HVAC Equipment from Itron MCS WO090 | Com EMS (Elec/Gas) - Marine ¦ SCG ¦ Marine | Com EMS (Elec/Gas) - Marine | 0.57341 | 1 | 0.32 | CBSA 2014 | -422.1356 | 2032 | 0.6 | N/A
COM-HVAC-61.75 | Com ¦ HVAC Energy Management System (Elec SC and Gas SH) - Marine ¦ SCG ¦ Marine | Com ¦ HVAC Energy Management System (Elec SC and Gas SH) - Marine | SCG ¦ Marine | SCG | All | Electric & Gas | Install and Operate an EMS System | Efficient |  |  | 0 | Conventional | HVAC | Com - Health | Com | RET and NEW | 0 | 1000 sqft2 of floor space | ton | 15 | DEER:HVAC_Split-Package_AC | 0 | 0 | 334.1522 | Based on density weighted DEER Baseline and % savings from Monitoring Based Commissioning: Benchmarking Analysis of 24 UC/CSU/IOU Projects (Mills, Mathew) April 2009 | 284.4288 | 2020 | 158.3288 | 2020 | 0 | 0 | Monitoring Based Commissioning: Benchmarking Analysis of 24 UC/CSU/IOU Projects (Mills, Mathew) April 2009; Equipment to Labor Split based on HVAC Equipment from Itron MCS WO091 | Com EMS (Elec/Gas) - Marine ¦ SCG ¦ Marine | Com EMS (Elec/Gas) - Marine | 0.81547 | 1 | 0.56 | CBSA 2014 | -943.84 | 2032 | 0.6 | N/A
COM-HVAC-61.76 | Com ¦ HVAC Energy Management System (Elec SC and Gas SH) - Marine ¦ SCG ¦ Marine | Com ¦ HVAC Energy Management System (Elec SC and Gas SH) - Marine | SCG ¦ Marine | SCG | All | Electric & Gas | Install and Operate an EMS System | Efficient |  |  | 0 | Conventional | HVAC | Com - Lodging | Com | RET and NEW | 0 | 1000 sqft2 of floor space | ton | 15 | DEER:HVAC_Split-Package_AC | 0 | 0 | 190.4836 | Based on density weighted DEER Baseline and % savings from Monitoring Based Commissioning: Benchmarking Analysis of 24 UC/CSU/IOU Projects (Mills, Mathew) April 2009 | 284.4288 | 2020 | 158.3288 | 2020 | 0 | 0 | Monitoring Based Commissioning: Benchmarking Analysis of 24 UC/CSU/IOU Projects (Mills, Mathew) April 2009; Equipment to Labor Split based on HVAC Equipment from Itron MCS WO092 | Com EMS (Elec/Gas) - Marine ¦ SCG ¦ Marine | Com EMS (Elec/Gas) - Marine | 0.51041 | 1 | 0.25 | CBSA 2014 | -1881.6642 | 2032 | 0.6 | N/A
COM-HVAC-61.77 | Com ¦ HVAC Energy Management System (Elec SC and Gas SH) - Marine ¦ SCG ¦ Marine | Com ¦ HVAC Energy Management System (Elec SC and Gas SH) - Marine | SCG ¦ Marine | SCG | All | Electric & Gas | Install and Operate an EMS System | Efficient |  |  | 0 | Conventional | HVAC | Com - Office (Large) | Com | RET and NEW | 0 | 1000 sqft2 of floor space | ton | 15 | DEER:HVAC_Split-Package_AC | 0 | 0 | 39.6394 | Based on density weighted DEER Baseline and % savings from Monitoring Based Commissioning: Benchmarking Analysis of 24 UC/CSU/IOU Projects (Mills, Mathew) April 2009 | 284.4288 | 2020 | 158.3288 | 2020 | 0 | 0 | Monitoring Based Commissioning: Benchmarking Analysis of 24 UC/CSU/IOU Projects (Mills, Mathew) April 2009; Equipment to Labor Split based on HVAC Equipment from Itron MCS WO093 | Com EMS (Elec/Gas) - Marine ¦ SCG ¦ Marine | Com EMS (Elec/Gas) - Marine | 0.72428 | 1 | 0.5 | CBSA 2014 | -178.0084 | 2032 | 0.6 | N/A
COM-HVAC-61.78 | Com ¦ HVAC Energy Management System (Elec SC and Gas SH) - Marine ¦ SCG ¦ Marine | Com ¦ HVAC Energy Management System (Elec SC and Gas SH) - Marine | SCG ¦ Marine | SCG | All | Electric & Gas | Install and Operate an EMS System | Efficient |  |  | 0 | Conventional | HVAC | Com - Office (Small) | Com | RET and NEW | 0 | 1000 sqft2 of floor space | ton | 15 | DEER:HVAC_Split-Package_AC | 0 | 0 | 15.3129 | Based on density weighted DEER Baseline and % savings from Monitoring Based Commissioning: Benchmarking Analysis of 24 UC/CSU/IOU Projects (Mills, Mathew) April 2009 | 284.4288 | 2020 | 158.3288 | 2020 | 0 | 0 | Monitoring Based Commissioning: Benchmarking Analysis of 24 UC/CSU/IOU Projects (Mills, Mathew) April 2009; Equipment to Labor Split based on HVAC Equipment from Itron MCS WO094 | Com EMS (Elec/Gas) - Marine ¦ SCG ¦ Marine | Com EMS (Elec/Gas) - Marine | 0.84632 | 1 | 0.5 | CBSA 2014 | -30.3146 | 2032 | 0.6 | N/A
COM-HVAC-61.79 | Com ¦ HVAC Energy Management System (Elec SC and Gas SH) - Marine ¦ SCG ¦ Marine | Com ¦ HVAC Energy Management System (Elec SC and Gas SH) - Marine | SCG ¦ Marine | SCG | All | Electric & Gas | Install and Operate an EMS System | Efficient |  |  | 0 | Conventional | HVAC | Com - Other | Com | RET and NEW | 0 | 1000 sqft2 of floor space | ton | 15 | DEER:HVAC_Split-Package_AC | 0 | 0 | 97.4626 | Based on density weighted DEER Baseline and % savings from Monitoring Based Commissioning: Benchmarking Analysis of 24 UC/CSU/IOU Projects (Mills, Mathew) April 2009 | 284.4288 | 2020 | 158.3288 | 2020 | 0 | 0 | Monitoring Based Commissioning: Benchmarking Analysis of 24 UC/CSU/IOU Projects (Mills, Mathew) April 2009; Equipment to Labor Split based on HVAC Equipment from Itron MCS WO095 | Com EMS (Elec/Gas) - Marine ¦ SCG ¦ Marine | Com EMS (Elec/Gas) - Marine | 0.197 | 1 | 0.35 | CBSA 2014 | -441.5063 | 2032 | 0.6 | N/A
COM-HVAC-61.80 | Com ¦ HVAC Energy Management System (Elec SC and Gas SH) - Marine ¦ SCG ¦ Marine | Com ¦ HVAC Energy Management System (Elec SC and Gas SH) - Marine | SCG ¦ Marine | SCG | All | Electric & Gas | Install and Operate an EMS System | Efficient |  |  | 0 | Conventional | HVAC | Com - Refrig. Warehouse | Com | RET and NEW | 0 | 1000 sqft2 of floor space | ton | 15 | DEER:HVAC_Split-Package_AC | 0 | 0 | 0.68148 | Based on density weighted DEER Baseline and % savings from Monitoring Based Commissioning: Benchmarking Analysis of 24 UC/CSU/IOU Projects (Mills, Mathew) April 2009 | 284.4288 | 2020 | 158.3288 | 2020 | 0 | 0 | Monitoring Based Commissioning: Benchmarking Analysis of 24 UC/CSU/IOU Projects (Mills, Mathew) April 2009; Equipment to Labor Split based on HVAC Equipment from Itron MCS WO096 | Com EMS (Elec/Gas) - Marine ¦ SCG ¦ Marine | Com EMS (Elec/Gas) - Marine | 0.00037354 | 1 | 0.11 | CBSA 2014 | -0.51165 | 2032 | 0.6 | N/A
COM-HVAC-61.81 | Com ¦ HVAC Energy Management System (Elec SC and Gas SH) - Marine ¦ SCG ¦ Marine | Com ¦ HVAC Energy Management System (Elec SC and Gas SH) - Marine | SCG ¦ Marine | SCG | All | Electric & Gas | Install and Operate an EMS System | Efficient |  |  | 0 | Conventional | HVAC | Com - Restaurant | Com | RET and NEW | 0 | 1000 sqft2 of floor space | ton | 15 | DEER:HVAC_Split-Package_AC | 0 | 0 | 122.5119 | Based on density weighted DEER Baseline and % savings from Monitoring Based Commissioning: Benchmarking Analysis of 24 UC/CSU/IOU Projects (Mills, Mathew) April 2009 | 284.4288 | 2020 | 158.3288 | 2020 | 0 | 0 | Monitoring Based Commissioning: Benchmarking Analysis of 24 UC/CSU/IOU Projects (Mills, Mathew) April 2009; Equipment to Labor Split based on HVAC Equipment from Itron MCS WO097 | Com EMS (Elec/Gas) - Marine ¦ SCG ¦ Marine | Com EMS (Elec/Gas) - Marine | 0.60466 | 1 | 0.01 | CBSA 2014 | -92.0355 | 2032 | 0.6 | N/A
COM-HVAC-61.82 | Com ¦ HVAC Energy Management System (Elec SC and Gas SH) - Marine ¦ SCG ¦ Marine | Com ¦ HVAC Energy Management System (Elec SC and Gas SH) - Marine | SCG ¦ Marine | SCG | All | Electric & Gas | Install and Operate an EMS System | Efficient |  |  | 0 | Conventional | HVAC | Com - Retail | Com | RET and NEW | 0 | 1000 sqft2 of floor space | ton | 15 | DEER:HVAC_Split-Package_AC | 0 | 0 | 30.93 | Based on density weighted DEER Baseline and % savings from Monitoring Based Commissioning: Benchmarking Analysis of 24 UC/CSU/IOU Projects (Mills, Mathew) April 2009 | 284.4288 | 2020 | 158.3288 | 2020 | 0 | 0 | Monitoring Based Commissioning: Benchmarking Analysis of 24 UC/CSU/IOU Projects (Mills, Mathew) April 2009; Equipment to Labor Split based on HVAC Equipment from Itron MCS WO098 | Com EMS (Elec/Gas) - Marine ¦ SCG ¦ Marine | Com EMS (Elec/Gas) - Marine | 0.47685 | 1 | 0.24 | CBSA 2014 | -152.8289 | 2032 | 0.6 | N/A
COM-HVAC-61.83 | Com ¦ HVAC Energy Management System (Elec SC and Gas SH) - Marine ¦ SCG ¦ Marine | Com ¦ HVAC Energy Management System (Elec SC and Gas SH) - Marine | SCG ¦ Marine | SCG | All | Electric & Gas | Install and Operate an EMS System | Efficient |  |  | 0 | Conventional | HVAC | Com - School | Com | RET and NEW | 0 | 1000 sqft2 of floor space | ton | 15 | DEER:HVAC_Split-Package_AC | 0 | 0 | 142.0526 | Based on density weighted DEER Baseline and % savings from Monitoring Based Commissioning: Benchmarking Analysis of 24 UC/CSU/IOU Projects (Mills, Mathew) April 2009 | 284.4288 | 2020 | 158.3288 | 2020 | 0 | 0 | Monitoring Based Commissioning: Benchmarking Analysis of 24 UC/CSU/IOU Projects (Mills, Mathew) April 2009; Equipment to Labor Split based on HVAC Equipment from Itron MCS WO099 | Com EMS (Elec/Gas) - Marine ¦ SCG ¦ Marine | Com EMS (Elec/Gas) - Marine | 0.82933 | 1 | 0.59 | CBSA 2014 | -324.5534 | 2032 | 0.6 | N/A
COM-HVAC-61.84 | Com ¦ HVAC Energy Management System (Elec SC and Gas SH) - Marine ¦ SCG ¦ Marine | Com ¦ HVAC Energy Management System (Elec SC and Gas SH) - Marine | SCG ¦ Marine | SCG | All | Electric & Gas | Install and Operate an EMS System | Efficient |  |  | 0 | Conventional | HVAC | Com - Warehouse | Com | RET and NEW | 0 | 1000 sqft2 of floor space | ton | 15 | DEER:HVAC_Split-Package_AC | 0 | 0 | 21.5302 | Based on density weighted DEER Baseline and % savings from Monitoring Based Commissioning: Benchmarking Analysis of 24 UC/CSU/IOU Projects (Mills, Mathew) April 2009 | 284.4288 | 2020 | 158.3288 | 2020 | 0 | 0 | Monitoring Based Commissioning: Benchmarking Analysis of 24 UC/CSU/IOU Projects (Mills, Mathew) April 2009; Equipment to Labor Split based on HVAC Equipment from Itron MCS WO100 | Com EMS (Elec/Gas) - Marine ¦ SCG ¦ Marine | Com EMS (Elec/Gas) - Marine | 0.078075 | 1 | 0.11 | CBSA 2014 | -90.7602 | 2032 | 0.6 | N/A
COM-HVAC-61.85 | Com ¦ HVAC Energy Management System (Elec SC and Gas SH) - Hot-Dry ¦ SCG ¦ Hot-Dry | Com ¦ HVAC Energy Management System (Elec SC and Gas SH) - Hot-Dry | SCG ¦ Hot-Dry | SCG | All | Electric & Gas | Install and Operate an EMS System | Efficient |  |  | 0 | Conventional | HVAC | Com - College | Com | RET and NEW | 0 | 1000 sqft2 of floor space | ton | 15 | DEER:HVAC_Split-Package_AC | 0 | 0 | 86.8803 | Based on density weighted DEER Baseline and % savings from Monitoring Based Commissioning: Benchmarking Analysis of 24 UC/CSU/IOU Projects (Mills, Mathew) April 2009 | 284.4288 | 2020 | 158.3288 | 2020 | 0 | 0 | Monitoring Based Commissioning: Benchmarking Analysis of 24 UC/CSU/IOU Projects (Mills, Mathew) April 2009; Equipment to Labor Split based on HVAC Equipment from Itron MCS WO101 | Com EMS (Elec/Gas) - Hot-Dry ¦ SCG ¦ Hot-Dry | Com EMS (Elec/Gas) - Hot-Dry | 0.67929 | 1 | 0.8 | CBSA 2014 | -286.5879 | 2032 | 0.6 | N/A
COM-HVAC-61.86 | Com ¦ HVAC Energy Management System (Elec SC and Gas SH) - Hot-Dry ¦ SCG ¦ Hot-Dry | Com ¦ HVAC Energy Management System (Elec SC and Gas SH) - Hot-Dry | SCG ¦ Hot-Dry | SCG | All | Electric & Gas | Install and Operate an EMS System | Efficient |  |  | 0 | Conventional | HVAC | Com - Grocery | Com | RET and NEW | 0 | 1000 sqft2 of floor space | ton | 15 | DEER:HVAC_Split-Package_AC | 0 | 0 | 163.7482 | Based on density weighted DEER Baseline and % savings from Monitoring Based Commissioning: Benchmarking Analysis of 24 UC/CSU/IOU Projects (Mills, Mathew) April 2009 | 284.4288 | 2020 | 158.3288 | 2020 | 0 | 0 | Monitoring Based Commissioning: Benchmarking Analysis of 24 UC/CSU/IOU Projects (Mills, Mathew) April 2009; Equipment to Labor Split based on HVAC Equipment from Itron MCS WO102 | Com EMS (Elec/Gas) - Hot-Dry ¦ SCG ¦ Hot-Dry | Com EMS (Elec/Gas) - Hot-Dry | 0.57341 | 1 | 0.32 | CBSA 2014 | -384.512 | 2032 | 0.6 | N/A
COM-HVAC-61.87 | Com ¦ HVAC Energy Management System (Elec SC and Gas SH) - Hot-Dry ¦ SCG ¦ Hot-Dry | Com ¦ HVAC Energy Management System (Elec SC and Gas SH) - Hot-Dry | SCG ¦ Hot-Dry | SCG | All | Electric & Gas | Install and Operate an EMS System | Efficient |  |  | 0 | Conventional | HVAC | Com - Health | Com | RET and NEW | 0 | 1000 sqft2 of floor space | ton | 15 | DEER:HVAC_Split-Package_AC | 0 | 0 | 353.7872 | Based on density weighted DEER Baseline and % savings from Monitoring Based Commissioning: Benchmarking Analysis of 24 UC/CSU/IOU Projects (Mills, Mathew) April 2009 | 284.4288 | 2020 | 158.3288 | 2020 | 0 | 0 | Monitoring Based Commissioning: Benchmarking Analysis of 24 UC/CSU/IOU Projects (Mills, Mathew) April 2009; Equipment to Labor Split based on HVAC Equipment from Itron MCS WO103 | Com EMS (Elec/Gas) - Hot-Dry ¦ SCG ¦ Hot-Dry | Com EMS (Elec/Gas) - Hot-Dry | 0.81547 | 1 | 0.56 | CBSA 2014 | -999.3006 | 2032 | 0.6 | N/A
COM-HVAC-61.88 | Com ¦ HVAC Energy Management System (Elec SC and Gas SH) - Hot-Dry ¦ SCG ¦ Hot-Dry | Com ¦ HVAC Energy Management System (Elec SC and Gas SH) - Hot-Dry | SCG ¦ Hot-Dry | SCG | All | Electric & Gas | Install and Operate an EMS System | Efficient |  |  | 0 | Conventional | HVAC | Com - Lodging | Com | RET and NEW | 0 | 1000 sqft2 of floor space | ton | 15 | DEER:HVAC_Split-Package_AC | 0 | 0 | 221.0035 | Based on density weighted DEER Baseline and % savings from Monitoring Based Commissioning: Benchmarking Analysis of 24 UC/CSU/IOU Projects (Mills, Mathew) April 2009 | 284.4288 | 2020 | 158.3288 | 2020 | 0 | 0 | Monitoring Based Commissioning: Benchmarking Analysis of 24 UC/CSU/IOU Projects (Mills, Mathew) April 2009; Equipment to Labor Split based on HVAC Equipment from Itron MCS WO104 | Com EMS (Elec/Gas) - Hot-Dry ¦ SCG ¦ Hot-Dry | Com EMS (Elec/Gas) - Hot-Dry | 0.51041 | 1 | 0.25 | CBSA 2014 | -2183.1505 | 2032 | 0.6 | N/A
COM-HVAC-61.89 | Com ¦ HVAC Energy Management System (Elec SC and Gas SH) - Hot-Dry ¦ SCG ¦ Hot-Dry | Com ¦ HVAC Energy Management System (Elec SC and Gas SH) - Hot-Dry | SCG ¦ Hot-Dry | SCG | All | Electric & Gas | Install and Operate an EMS System | Efficient |  |  | 0 | Conventional | HVAC | Com - Office (Large) | Com | RET and NEW | 0 | 1000 sqft2 of floor space | ton | 15 | DEER:HVAC_Split-Package_AC | 0 | 0 | 40.6517 | Based on density weighted DEER Baseline and % savings from Monitoring Based Commissioning: Benchmarking Analysis of 24 UC/CSU/IOU Projects (Mills, Mathew) April 2009 | 284.4288 | 2020 | 158.3288 | 2020 | 0 | 0 | Monitoring Based Commissioning: Benchmarking Analysis of 24 UC/CSU/IOU Projects (Mills, Mathew) April 2009; Equipment to Labor Split based on HVAC Equipment from Itron MCS WO105 | Com EMS (Elec/Gas) - Hot-Dry ¦ SCG ¦ Hot-Dry | Com EMS (Elec/Gas) - Hot-Dry | 0.72428 | 1 | 0.5 | CBSA 2014 | -182.5545 | 2032 | 0.6 | N/A
COM-HVAC-61.90 | Com ¦ HVAC Energy Management System (Elec SC and Gas SH) - Hot-Dry ¦ SCG ¦ Hot-Dry | Com ¦ HVAC Energy Management System (Elec SC and Gas SH) - Hot-Dry | SCG ¦ Hot-Dry | SCG | All | Electric & Gas | Install and Operate an EMS System | Efficient |  |  | 0 | Conventional | HVAC | Com - Office (Small) | Com | RET and NEW | 0 | 1000 sqft2 of floor space | ton | 15 | DEER:HVAC_Split-Package_AC | 0 | 0 | 13.1537 | Based on density weighted DEER Baseline and % savings from Monitoring Based Commissioning: Benchmarking Analysis of 24 UC/CSU/IOU Projects (Mills, Mathew) April 2009 | 284.4288 | 2020 | 158.3288 | 2020 | 0 | 0 | Monitoring Based Commissioning: Benchmarking Analysis of 24 UC/CSU/IOU Projects (Mills, Mathew) April 2009; Equipment to Labor Split based on HVAC Equipment from Itron MCS WO106 | Com EMS (Elec/Gas) - Hot-Dry ¦ SCG ¦ Hot-Dry | Com EMS (Elec/Gas) - Hot-Dry | 0.84632 | 1 | 0.5 | CBSA 2014 | -26.04 | 2032 | 0.6 | N/A
COM-HVAC-61.91 | Com ¦ HVAC Energy Management System (Elec SC and Gas SH) - Hot-Dry ¦ SCG ¦ Hot-Dry | Com ¦ HVAC Energy Management System (Elec SC and Gas SH) - Hot-Dry | SCG ¦ Hot-Dry | SCG | All | Electric & Gas | Install and Operate an EMS System | Efficient |  |  | 0 | Conventional | HVAC | Com - Other | Com | RET and NEW | 0 | 1000 sqft2 of floor space | ton | 15 | DEER:HVAC_Split-Package_AC | 0 | 0 | 101.1207 | Based on density weighted DEER Baseline and % savings from Monitoring Based Commissioning: Benchmarking Analysis of 24 UC/CSU/IOU Projects (Mills, Mathew) April 2009 | 284.4288 | 2020 | 158.3288 | 2020 | 0 | 0 | Monitoring Based Commissioning: Benchmarking Analysis of 24 UC/CSU/IOU Projects (Mills, Mathew) April 2009; Equipment to Labor Split based on HVAC Equipment from Itron MCS WO107 | Com EMS (Elec/Gas) - Hot-Dry ¦ SCG ¦ Hot-Dry | Com EMS (Elec/Gas) - Hot-Dry | 0.197 | 1 | 0.35 | CBSA 2014 | -458.0772 | 2032 | 0.6 | N/A
COM-HVAC-61.92 | Com ¦ HVAC Energy Management System (Elec SC and Gas SH) - Hot-Dry ¦ SCG ¦ Hot-Dry | Com ¦ HVAC Energy Management System (Elec SC and Gas SH) - Hot-Dry | SCG ¦ Hot-Dry | SCG | All | Electric & Gas | Install and Operate an EMS System | Efficient |  |  | 0 | Conventional | HVAC | Com - Refrig. Warehouse | Com | RET and NEW | 0 | 1000 sqft2 of floor space | ton | 15 | DEER:HVAC_Split-Package_AC | 0 | 0 | 1.3952 | Based on density weighted DEER Baseline and % savings from Monitoring Based Commissioning: Benchmarking Analysis of 24 UC/CSU/IOU Projects (Mills, Mathew) April 2009 | 284.4288 | 2020 | 158.3288 | 2020 | 0 | 0 | Monitoring Based Commissioning: Benchmarking Analysis of 24 UC/CSU/IOU Projects (Mills, Mathew) April 2009; Equipment to Labor Split based on HVAC Equipment from Itron MCS WO108 | Com EMS (Elec/Gas) - Hot-Dry ¦ SCG ¦ Hot-Dry | Com EMS (Elec/Gas) - Hot-Dry | 0.00037354 | 1 | 0.11 | CBSA 2014 | -1.0475 | 2032 | 0.6 | N/A
COM-HVAC-61.93 | Com ¦ HVAC Energy Management System (Elec SC and Gas SH) - Hot-Dry ¦ SCG ¦ Hot-Dry | Com ¦ HVAC Energy Management System (Elec SC and Gas SH) - Hot-Dry | SCG ¦ Hot-Dry | SCG | All | Electric & Gas | Install and Operate an EMS System | Efficient |  |  | 0 | Conventional | HVAC | Com - Restaurant | Com | RET and NEW | 0 | 1000 sqft2 of floor space | ton | 15 | DEER:HVAC_Split-Package_AC | 0 | 0 | 115.3934 | Based on density weighted DEER Baseline and % savings from Monitoring Based Commissioning: Benchmarking Analysis of 24 UC/CSU/IOU Projects (Mills, Mathew) April 2009 | 284.4288 | 2020 | 158.3288 | 2020 | 0 | 0 | Monitoring Based Commissioning: Benchmarking Analysis of 24 UC/CSU/IOU Projects (Mills, Mathew) April 2009; Equipment to Labor Split based on HVAC Equipment from Itron MCS WO109 | Com EMS (Elec/Gas) - Hot-Dry ¦ SCG ¦ Hot-Dry | Com EMS (Elec/Gas) - Hot-Dry | 0.60466 | 1 | 0.01 | CBSA 2014 | -86.6878 | 2032 | 0.6 | N/A
COM-HVAC-61.94 | Com ¦ HVAC Energy Management System (Elec SC and Gas SH) - Hot-Dry ¦ SCG ¦ Hot-Dry | Com ¦ HVAC Energy Management System (Elec SC and Gas SH) - Hot-Dry | SCG ¦ Hot-Dry | SCG | All | Electric & Gas | Install and Operate an EMS System | Efficient |  |  | 0 | Conventional | HVAC | Com - Retail | Com | RET and NEW | 0 | 1000 sqft2 of floor space | ton | 15 | DEER:HVAC_Split-Package_AC | 0 | 0 | 31.7146 | Based on density weighted DEER Baseline and % savings from Monitoring Based Commissioning: Benchmarking Analysis of 24 UC/CSU/IOU Projects (Mills, Mathew) April 2009 | 284.4288 | 2020 | 158.3288 | 2020 | 0 | 0 | Monitoring Based Commissioning: Benchmarking Analysis of 24 UC/CSU/IOU Projects (Mills, Mathew) April 2009; Equipment to Labor Split based on HVAC Equipment from Itron MCS WO110 | Com EMS (Elec/Gas) - Hot-Dry ¦ SCG ¦ Hot-Dry | Com EMS (Elec/Gas) - Hot-Dry | 0.47685 | 1 | 0.24 | CBSA 2014 | -156.7056 | 2032 | 0.6 | N/A
COM-HVAC-61.95 | Com ¦ HVAC Energy Management System (Elec SC and Gas SH) - Hot-Dry ¦ SCG ¦ Hot-Dry | Com ¦ HVAC Energy Management System (Elec SC and Gas SH) - Hot-Dry | SCG ¦ Hot-Dry | SCG | All | Electric & Gas | Install and Operate an EMS System | Efficient |  |  | 0 | Conventional | HVAC | Com - School | Com | RET and NEW | 0 | 1000 sqft2 of floor space | ton | 15 | DEER:HVAC_Split-Package_AC | 0 | 0 | 144.4628 | Based on density weighted DEER Baseline and % savings from Monitoring Based Commissioning: Benchmarking Analysis of 24 UC/CSU/IOU Projects (Mills, Mathew) April 2009 | 284.4288 | 2020 | 158.3288 | 2020 | 0 | 0 | Monitoring Based Commissioning: Benchmarking Analysis of 24 UC/CSU/IOU Projects (Mills, Mathew) April 2009; Equipment to Labor Split based on HVAC Equipment from Itron MCS WO111 | Com EMS (Elec/Gas) - Hot-Dry ¦ SCG ¦ Hot-Dry | Com EMS (Elec/Gas) - Hot-Dry | 0.82933 | 1 | 0.59 | CBSA 2014 | -330.0603 | 2032 | 0.6 | N/A
COM-HVAC-61.96 | Com ¦ HVAC Energy Management System (Elec SC and Gas SH) - Hot-Dry ¦ SCG ¦ Hot-Dry | Com ¦ HVAC Energy Management System (Elec SC and Gas SH) - Hot-Dry | SCG ¦ Hot-Dry | SCG | All | Electric & Gas | Install and Operate an EMS System | Efficient |  |  | 0 | Conventional | HVAC | Com - Warehouse | Com | RET and NEW | 0 | 1000 sqft2 of floor space | ton | 15 | DEER:HVAC_Split-Package_AC | 0 | 0 | 25.014 | Based on density weighted DEER Baseline and % savings from Monitoring Based Commissioning: Benchmarking Analysis of 24 UC/CSU/IOU Projects (Mills, Mathew) April 2009 | 284.4288 | 2020 | 158.3288 | 2020 | 0 | 0 | Monitoring Based Commissioning: Benchmarking Analysis of 24 UC/CSU/IOU Projects (Mills, Mathew) April 2009; Equipment to Labor Split based on HVAC Equipment from Itron MCS WO112 | Com EMS (Elec/Gas) - Hot-Dry ¦ SCG ¦ Hot-Dry | Com EMS (Elec/Gas) - Hot-Dry | 0.078075 | 1 | 0.11 | CBSA 2014 | -105.4458 | 2032 | 0.6 | N/A
COM-HVAC-61.97 | Com ¦ HVAC Energy Management System (Elec SC and Gas SH) - Cold ¦ SCG ¦ Cold | Com ¦ HVAC Energy Management System (Elec SC and Gas SH) - Cold | SCG ¦ Cold | SCG | All | Electric & Gas | Install and Operate an EMS System | Efficient |  |  | 0 | Conventional | HVAC | Com - College | Com | RET and NEW | 0 | 1000 sqft2 of floor space | ton | 15 | DEER:HVAC_Split-Package_AC | 0 | 0 | 165.1456 | Based on density weighted DEER Baseline and % savings from Monitoring Based Commissioning: Benchmarking Analysis of 24 UC/CSU/IOU Projects (Mills, Mathew) April 2009 | 284.4288 | 2020 | 158.3288 | 2020 | 0 | 0 | Monitoring Based Commissioning: Benchmarking Analysis of 24 UC/CSU/IOU Projects (Mills, Mathew) April 2009; Equipment to Labor Split based on HVAC Equipment from Itron MCS WO113 | Com EMS (Elec/Gas) - Cold ¦ SCG ¦ Cold | Com EMS (Elec/Gas) - Cold | 0.67929 | 1 | 0.8 | CBSA 2014 | -544.758 | 2032 | 0.6 | N/A
COM-HVAC-61.98 | Com ¦ HVAC Energy Management System (Elec SC and Gas SH) - Cold ¦ SCG ¦ Cold | Com ¦ HVAC Energy Management System (Elec SC and Gas SH) - Cold | SCG ¦ Cold | SCG | All | Electric & Gas | Install and Operate an EMS System | Efficient |  |  | 0 | Conventional | HVAC | Com - Grocery | Com | RET and NEW | 0 | 1000 sqft2 of floor space | ton | 15 | DEER:HVAC_Split-Package_AC | 0 | 0 | 278.4349 | Based on density weighted DEER Baseline and % savings from Monitoring Based Commissioning: Benchmarking Analysis of 24 UC/CSU/IOU Projects (Mills, Mathew) April 2009 | 284.4288 | 2020 | 158.3288 | 2020 | 0 | 0 | Monitoring Based Commissioning: Benchmarking Analysis of 24 UC/CSU/IOU Projects (Mills, Mathew) April 2009; Equipment to Labor Split based on HVAC Equipment from Itron MCS WO114 | Com EMS (Elec/Gas) - Cold ¦ SCG ¦ Cold | Com EMS (Elec/Gas) - Cold | 0.57341 | 1 | 0.32 | CBSA 2014 | -653.8183 | 2032 | 0.6 | N/A
COM-HVAC-61.99 | Com ¦ HVAC Energy Management System (Elec SC and Gas SH) - Cold ¦ SCG ¦ Cold | Com ¦ HVAC Energy Management System (Elec SC and Gas SH) - Cold | SCG ¦ Cold | SCG | All | Electric & Gas | Install and Operate an EMS System | Efficient |  |  | 0 | Conventional | HVAC | Com - Health | Com | RET and NEW | 0 | 1000 sqft2 of floor space | ton | 15 | DEER:HVAC_Split-Package_AC | 0 | 0 | 492.9671 | Based on density weighted DEER Baseline and % savings from Monitoring Based Commissioning: Benchmarking Analysis of 24 UC/CSU/IOU Projects (Mills, Mathew) April 2009 | 284.4288 | 2020 | 158.3288 | 2020 | 0 | 0 | Monitoring Based Commissioning: Benchmarking Analysis of 24 UC/CSU/IOU Projects (Mills, Mathew) April 2009; Equipment to Labor Split based on HVAC Equipment from Itron MCS WO115 | Com EMS (Elec/Gas) - Cold ¦ SCG ¦ Cold | Com EMS (Elec/Gas) - Cold | 0.81547 | 1 | 0.56 | CBSA 2014 | -1392.4256 | 2032 | 0.6 | N/A
COM-HVAC-61.100 | Com ¦ HVAC Energy Management System (Elec SC and Gas SH) - Cold ¦ SCG ¦ Cold | Com ¦ HVAC Energy Management System (Elec SC and Gas SH) - Cold | SCG ¦ Cold | SCG | All | Electric & Gas | Install and Operate an EMS System | Efficient |  |  | 0 | Conventional | HVAC | Com - Lodging | Com | RET and NEW | 0 | 1000 sqft2 of floor space | ton | 15 | DEER:HVAC_Split-Package_AC | 0 | 0 | 316.3841 | Based on density weighted DEER Baseline and % savings from Monitoring Based Commissioning: Benchmarking Analysis of 24 UC/CSU/IOU Projects (Mills, Mathew) April 2009 | 284.4288 | 2020 | 158.3288 | 2020 | 0 | 0 | Monitoring Based Commissioning: Benchmarking Analysis of 24 UC/CSU/IOU Projects (Mills, Mathew) April 2009; Equipment to Labor Split based on HVAC Equipment from Itron MCS WO116 | Com EMS (Elec/Gas) - Cold ¦ SCG ¦ Cold | Com EMS (Elec/Gas) - Cold | 0.51041 | 1 | 0.25 | CBSA 2014 | -3125.3531 | 2032 | 0.6 | N/A
COM-HVAC-61.101 | Com ¦ HVAC Energy Management System (Elec SC and Gas SH) - Cold ¦ SCG ¦ Cold | Com ¦ HVAC Energy Management System (Elec SC and Gas SH) - Cold | SCG ¦ Cold | SCG | All | Electric & Gas | Install and Operate an EMS System | Efficient |  |  | 0 | Conventional | HVAC | Com - Office (Large) | Com | RET and NEW | 0 | 1000 sqft2 of floor space | ton | 15 | DEER:HVAC_Split-Package_AC | 0 | 0 | 105.6988 | Based on density weighted DEER Baseline and % savings from Monitoring Based Commissioning: Benchmarking Analysis of 24 UC/CSU/IOU Projects (Mills, Mathew) April 2009 | 284.4288 | 2020 | 158.3288 | 2020 | 0 | 0 | Monitoring Based Commissioning: Benchmarking Analysis of 24 UC/CSU/IOU Projects (Mills, Mathew) April 2009; Equipment to Labor Split based on HVAC Equipment from Itron MCS WO117 | Com EMS (Elec/Gas) - Cold ¦ SCG ¦ Cold | Com EMS (Elec/Gas) - Cold | 0.72428 | 1 | 0.5 | CBSA 2014 | -474.6608 | 2032 | 0.6 | N/A
COM-HVAC-61.102 | Com ¦ HVAC Energy Management System (Elec SC and Gas SH) - Cold ¦ SCG ¦ Cold | Com ¦ HVAC Energy Management System (Elec SC and Gas SH) - Cold | SCG ¦ Cold | SCG | All | Electric & Gas | Install and Operate an EMS System | Efficient |  |  | 0 | Conventional | HVAC | Com - Office (Small) | Com | RET and NEW | 0 | 1000 sqft2 of floor space | ton | 15 | DEER:HVAC_Split-Package_AC | 0 | 0 | 39.4203 | Based on density weighted DEER Baseline and % savings from Monitoring Based Commissioning: Benchmarking Analysis of 24 UC/CSU/IOU Projects (Mills, Mathew) April 2009 | 284.4288 | 2020 | 158.3288 | 2020 | 0 | 0 | Monitoring Based Commissioning: Benchmarking Analysis of 24 UC/CSU/IOU Projects (Mills, Mathew) April 2009; Equipment to Labor Split based on HVAC Equipment from Itron MCS WO118 | Com EMS (Elec/Gas) - Cold ¦ SCG ¦ Cold | Com EMS (Elec/Gas) - Cold | 0.84632 | 1 | 0.5 | CBSA 2014 | -78.0394 | 2032 | 0.6 | N/A
COM-HVAC-61.103 | Com ¦ HVAC Energy Management System (Elec SC and Gas SH) - Cold ¦ SCG ¦ Cold | Com ¦ HVAC Energy Management System (Elec SC and Gas SH) - Cold | SCG ¦ Cold | SCG | All | Electric & Gas | Install and Operate an EMS System | Efficient |  |  | 0 | Conventional | HVAC | Com - Other | Com | RET and NEW | 0 | 1000 sqft2 of floor space | ton | 15 | DEER:HVAC_Split-Package_AC | 0 | 0 | 422.919 | Based on density weighted DEER Baseline and % savings from Monitoring Based Commissioning: Benchmarking Analysis of 24 UC/CSU/IOU Projects (Mills, Mathew) April 2009 | 284.4288 | 2020 | 158.3288 | 2020 | 0 | 0 | Monitoring Based Commissioning: Benchmarking Analysis of 24 UC/CSU/IOU Projects (Mills, Mathew) April 2009; Equipment to Labor Split based on HVAC Equipment from Itron MCS WO119 | Com EMS (Elec/Gas) - Cold ¦ SCG ¦ Cold | Com EMS (Elec/Gas) - Cold | 0.197 | 1 | 0.35 | CBSA 2014 | -1915.826 | 2032 | 0.6 | N/A
COM-HVAC-61.104 | Com ¦ HVAC Energy Management System (Elec SC and Gas SH) - Cold ¦ SCG ¦ Cold | Com ¦ HVAC Energy Management System (Elec SC and Gas SH) - Cold | SCG ¦ Cold | SCG | All | Electric & Gas | Install and Operate an EMS System | Efficient |  |  | 0 | Conventional | HVAC | Com - Refrig. Warehouse | Com | RET and NEW | 0 | 1000 sqft2 of floor space | ton | 15 | DEER:HVAC_Split-Package_AC | 0 | 0 | 37.0514 | Based on density weighted DEER Baseline and % savings from Monitoring Based Commissioning: Benchmarking Analysis of 24 UC/CSU/IOU Projects (Mills, Mathew) April 2009 | 284.4288 | 2020 | 158.3288 | 2020 | 0 | 0 | Monitoring Based Commissioning: Benchmarking Analysis of 24 UC/CSU/IOU Projects (Mills, Mathew) April 2009; Equipment to Labor Split based on HVAC Equipment from Itron MCS WO120 | Com EMS (Elec/Gas) - Cold ¦ SCG ¦ Cold | Com EMS (Elec/Gas) - Cold | 0.00037354 | 1 | 0.11 | CBSA 2014 | -27.8178 | 2032 | 0.6 | N/A
COM-HVAC-61.105 | Com ¦ HVAC Energy Management System (Elec SC and Gas SH) - Cold ¦ SCG ¦ Cold | Com ¦ HVAC Energy Management System (Elec SC and Gas SH) - Cold | SCG ¦ Cold | SCG | All | Electric & Gas | Install and Operate an EMS System | Efficient |  |  | 0 | Conventional | HVAC | Com - Restaurant | Com | RET and NEW | 0 | 1000 sqft2 of floor space | ton | 15 | DEER:HVAC_Split-Package_AC | 0 | 0 | 409.4388 | Based on density weighted DEER Baseline and % savings from Monitoring Based Commissioning: Benchmarking Analysis of 24 UC/CSU/IOU Projects (Mills, Mathew) April 2009 | 284.4288 | 2020 | 158.3288 | 2020 | 0 | 0 | Monitoring Based Commissioning: Benchmarking Analysis of 24 UC/CSU/IOU Projects (Mills, Mathew) April 2009; Equipment to Labor Split based on HVAC Equipment from Itron MCS WO121 | Com EMS (Elec/Gas) - Cold ¦ SCG ¦ Cold | Com EMS (Elec/Gas) - Cold | 0.60466 | 1 | 0.01 | CBSA 2014 | -307.5856 | 2032 | 0.6 | N/A
COM-HVAC-61.106 | Com ¦ HVAC Energy Management System (Elec SC and Gas SH) - Cold ¦ SCG ¦ Cold | Com ¦ HVAC Energy Management System (Elec SC and Gas SH) - Cold | SCG ¦ Cold | SCG | All | Electric & Gas | Install and Operate an EMS System | Efficient |  |  | 0 | Conventional | HVAC | Com - Retail | Com | RET and NEW | 0 | 1000 sqft2 of floor space | ton | 15 | DEER:HVAC_Split-Package_AC | 0 | 0 | 140.3036 | Based on density weighted DEER Baseline and % savings from Monitoring Based Commissioning: Benchmarking Analysis of 24 UC/CSU/IOU Projects (Mills, Mathew) April 2009 | 284.4288 | 2020 | 158.3288 | 2020 | 0 | 0 | Monitoring Based Commissioning: Benchmarking Analysis of 24 UC/CSU/IOU Projects (Mills, Mathew) April 2009; Equipment to Labor Split based on HVAC Equipment from Itron MCS WO122 | Com EMS (Elec/Gas) - Cold ¦ SCG ¦ Cold | Com EMS (Elec/Gas) - Cold | 0.47685 | 1 | 0.24 | CBSA 2014 | -693.2567 | 2032 | 0.6 | N/A
COM-HVAC-61.107 | Com ¦ HVAC Energy Management System (Elec SC and Gas SH) - Cold ¦ SCG ¦ Cold | Com ¦ HVAC Energy Management System (Elec SC and Gas SH) - Cold | SCG ¦ Cold | SCG | All | Electric & Gas | Install and Operate an EMS System | Efficient |  |  | 0 | Conventional | HVAC | Com - School | Com | RET and NEW | 0 | 1000 sqft2 of floor space | ton | 15 | DEER:HVAC_Split-Package_AC | 0 | 0 | 349.6754 | Based on density weighted DEER Baseline and % savings from Monitoring Based Commissioning: Benchmarking Analysis of 24 UC/CSU/IOU Projects (Mills, Mathew) April 2009 | 284.4288 | 2020 | 158.3288 | 2020 | 0 | 0 | Monitoring Based Commissioning: Benchmarking Analysis of 24 UC/CSU/IOU Projects (Mills, Mathew) April 2009; Equipment to Labor Split based on HVAC Equipment from Itron MCS WO123 | Com EMS (Elec/Gas) - Cold ¦ SCG ¦ Cold | Com EMS (Elec/Gas) - Cold | 0.82933 | 1 | 0.59 | CBSA 2014 | -798.9178 | 2032 | 0.6 | N/A
COM-HVAC-61.108 | Com ¦ HVAC Energy Management System (Elec SC and Gas SH) - Cold ¦ SCG ¦ Cold | Com ¦ HVAC Energy Management System (Elec SC and Gas SH) - Cold | SCG ¦ Cold | SCG | All | Electric & Gas | Install and Operate an EMS System | Efficient |  |  | 0 | Conventional | HVAC | Com - Warehouse | Com | RET and NEW | 0 | 1000 sqft2 of floor space | ton | 15 | DEER:HVAC_Split-Package_AC | 0 | 0 | 95.9974 | Based on density weighted DEER Baseline and % savings from Monitoring Based Commissioning: Benchmarking Analysis of 24 UC/CSU/IOU Projects (Mills, Mathew) April 2009 | 284.4288 | 2020 | 158.3288 | 2020 | 0 | 0 | Monitoring Based Commissioning: Benchmarking Analysis of 24 UC/CSU/IOU Projects (Mills, Mathew) April 2009; Equipment to Labor Split based on HVAC Equipment from Itron MCS WO124 | Com EMS (Elec/Gas) - Cold ¦ SCG ¦ Cold | Com EMS (Elec/Gas) - Cold | 0.078075 | 1 | 0.11 | CBSA 2014 | -404.6745 | 2032 | 0.6 | N/A
COM-HVAC-61.109 | Com ¦ HVAC Energy Management System (Elec SC and Gas SH) - Marine ¦ SDG&E ¦ Marine | Com ¦ HVAC Energy Management System (Elec SC and Gas SH) - Marine | SDG&E ¦ Marine | SDG&E | All | Electric & Gas | Install and Operate an EMS System | Efficient |  |  | 0 | Conventional | HVAC | Com - College | Com | RET and NEW | 0 | 1000 sqft2 of floor space | ton | 15 | DEER:HVAC_Split-Package_AC | 1059.2037 | 0.29298 | 72.3466 | Based on density weighted DEER Baseline and % savings from Monitoring Based Commissioning: Benchmarking Analysis of 24 UC/CSU/IOU Projects (Mills, Mathew) April 2009 | 284.4288 | 2020 | 158.3288 | 2020 | 0 | 0 | Monitoring Based Commissioning: Benchmarking Analysis of 24 UC/CSU/IOU Projects (Mills, Mathew) April 2009; Equipment to Labor Split based on HVAC Equipment from Itron MCS WO125 | Com EMS (Elec/Gas) - Marine ¦ SDG&E ¦ Marine | Com EMS (Elec/Gas) - Marine | 0.78231 | 1 | 0.8 | CBSA 2014 | -318.614 | 2032 | 0.6 | N/A
COM-HVAC-61.110 | Com ¦ HVAC Energy Management System (Elec SC and Gas SH) - Marine ¦ SDG&E ¦ Marine | Com ¦ HVAC Energy Management System (Elec SC and Gas SH) - Marine | SDG&E ¦ Marine | SDG&E | All | Electric & Gas | Install and Operate an EMS System | Efficient |  |  | 0 | Conventional | HVAC | Com - Grocery | Com | RET and NEW | 0 | 1000 sqft2 of floor space | ton | 15 | DEER:HVAC_Split-Package_AC | 1312.1596 | 0.24068 | 179.5053 | Based on density weighted DEER Baseline and % savings from Monitoring Based Commissioning: Benchmarking Analysis of 24 UC/CSU/IOU Projects (Mills, Mathew) April 2009 | 284.4288 | 2020 | 158.3288 | 2020 | 0 | 0 | Monitoring Based Commissioning: Benchmarking Analysis of 24 UC/CSU/IOU Projects (Mills, Mathew) April 2009; Equipment to Labor Split based on HVAC Equipment from Itron MCS WO126 | Com EMS (Elec/Gas) - Marine ¦ SDG&E ¦ Marine | Com EMS (Elec/Gas) - Marine | 0.58333 | 1 | 0.32 | CBSA 2014 | -495.3203 | 2032 | 0.6 | N/A
COM-HVAC-61.111 | Com ¦ HVAC Energy Management System (Elec SC and Gas SH) - Marine ¦ SDG&E ¦ Marine | Com ¦ HVAC Energy Management System (Elec SC and Gas SH) - Marine | SDG&E ¦ Marine | SDG&E | All | Electric & Gas | Install and Operate an EMS System | Efficient |  |  | 0 | Conventional | HVAC | Com - Health | Com | RET and NEW | 0 | 1000 sqft2 of floor space | ton | 15 | DEER:HVAC_Split-Package_AC | 1704.8314 | 0.3187 | 333.56 | Based on density weighted DEER Baseline and % savings from Monitoring Based Commissioning: Benchmarking Analysis of 24 UC/CSU/IOU Projects (Mills, Mathew) April 2009 | 284.4288 | 2020 | 158.3288 | 2020 | 0 | 0 | Monitoring Based Commissioning: Benchmarking Analysis of 24 UC/CSU/IOU Projects (Mills, Mathew) April 2009; Equipment to Labor Split based on HVAC Equipment from Itron MCS WO127 | Com EMS (Elec/Gas) - Marine ¦ SDG&E ¦ Marine | Com EMS (Elec/Gas) - Marine | 0.90383 | 1 | 0.56 | CBSA 2014 | -1053.7257 | 2032 | 0.6 | N/A
COM-HVAC-61.112 | Com ¦ HVAC Energy Management System (Elec SC and Gas SH) - Marine ¦ SDG&E ¦ Marine | Com ¦ HVAC Energy Management System (Elec SC and Gas SH) - Marine | SDG&E ¦ Marine | SDG&E | All | Electric & Gas | Install and Operate an EMS System | Efficient |  |  | 0 | Conventional | HVAC | Com - Lodging | Com | RET and NEW | 0 | 1000 sqft2 of floor space | ton | 15 | DEER:HVAC_Split-Package_AC | 2117.2337 | 0.4032 | 200.1786 | Based on density weighted DEER Baseline and % savings from Monitoring Based Commissioning: Benchmarking Analysis of 24 UC/CSU/IOU Projects (Mills, Mathew) April 2009 | 284.4288 | 2020 | 158.3288 | 2020 | 0 | 0 | Monitoring Based Commissioning: Benchmarking Analysis of 24 UC/CSU/IOU Projects (Mills, Mathew) April 2009; Equipment to Labor Split based on HVAC Equipment from Itron MCS WO128 | Com EMS (Elec/Gas) - Marine ¦ SDG&E ¦ Marine | Com EMS (Elec/Gas) - Marine | 0.51811 | 1 | 0.25 | CBSA 2014 | -2311.2858 | 2032 | 0.6 | N/A
COM-HVAC-61.113 | Com ¦ HVAC Energy Management System (Elec SC and Gas SH) - Marine ¦ SDG&E ¦ Marine | Com ¦ HVAC Energy Management System (Elec SC and Gas SH) - Marine | SDG&E ¦ Marine | SDG&E | All | Electric & Gas | Install and Operate an EMS System | Efficient |  |  | 0 | Conventional | HVAC | Com - Office (Large) | Com | RET and NEW | 0 | 1000 sqft2 of floor space | ton | 15 | DEER:HVAC_Split-Package_AC | 1215.8515 | 0.40352 | 35.0385 | Based on density weighted DEER Baseline and % savings from Monitoring Based Commissioning: Benchmarking Analysis of 24 UC/CSU/IOU Projects (Mills, Mathew) April 2009 | 284.4288 | 2020 | 158.3288 | 2020 | 0 | 0 | Monitoring Based Commissioning: Benchmarking Analysis of 24 UC/CSU/IOU Projects (Mills, Mathew) April 2009; Equipment to Labor Split based on HVAC Equipment from Itron MCS WO129 | Com EMS (Elec/Gas) - Marine ¦ SDG&E ¦ Marine | Com EMS (Elec/Gas) - Marine | 0.76998 | 1 | 0.5 | CBSA 2014 | -278.2654 | 2032 | 0.6 | N/A
COM-HVAC-61.114 | Com ¦ HVAC Energy Management System (Elec SC and Gas SH) - Marine ¦ SDG&E ¦ Marine | Com ¦ HVAC Energy Management System (Elec SC and Gas SH) - Marine | SDG&E ¦ Marine | SDG&E | All | Electric & Gas | Install and Operate an EMS System | Efficient |  |  | 0 | Conventional | HVAC | Com - Office (Small) | Com | RET and NEW | 0 | 1000 sqft2 of floor space | ton | 15 | DEER:HVAC_Split-Package_AC | 992.38 | 0.34424 | 15.0605 | Based on density weighted DEER Baseline and % savings from Monitoring Based Commissioning: Benchmarking Analysis of 24 UC/CSU/IOU Projects (Mills, Mathew) April 2009 | 284.4288 | 2020 | 158.3288 | 2020 | 0 | 0 | Monitoring Based Commissioning: Benchmarking Analysis of 24 UC/CSU/IOU Projects (Mills, Mathew) April 2009; Equipment to Labor Split based on HVAC Equipment from Itron MCS WO130 | Com EMS (Elec/Gas) - Marine ¦ SDG&E ¦ Marine | Com EMS (Elec/Gas) - Marine | 0.94591 | 1 | 0.5 | CBSA 2014 | -75.3136 | 2032 | 0.6 | N/A
COM-HVAC-61.115 | Com ¦ HVAC Energy Management System (Elec SC and Gas SH) - Marine ¦ SDG&E ¦ Marine | Com ¦ HVAC Energy Management System (Elec SC and Gas SH) - Marine | SDG&E ¦ Marine | SDG&E | All | Electric & Gas | Install and Operate an EMS System | Efficient |  |  | 0 | Conventional | HVAC | Com - Other | Com | RET and NEW | 0 | 1000 sqft2 of floor space | ton | 15 | DEER:HVAC_Split-Package_AC | 1417.0552 | 0.29906 | 101.7997 | Based on density weighted DEER Baseline and % savings from Monitoring Based Commissioning: Benchmarking Analysis of 24 UC/CSU/IOU Projects (Mills, Mathew) April 2009 | 284.4288 | 2020 | 158.3288 | 2020 | 0 | 0 | Monitoring Based Commissioning: Benchmarking Analysis of 24 UC/CSU/IOU Projects (Mills, Mathew) April 2009; Equipment to Labor Split based on HVAC Equipment from Itron MCS WO131 | Com EMS (Elec/Gas) - Marine ¦ SDG&E ¦ Marine | Com EMS (Elec/Gas) - Marine | 0.19335 | 1 | 0.35 | CBSA 2014 | -617.6307 | 2032 | 0.6 | N/A
COM-HVAC-61.116 | Com ¦ HVAC Energy Management System (Elec SC and Gas SH) - Marine ¦ SDG&E ¦ Marine | Com ¦ HVAC Energy Management System (Elec SC and Gas SH) - Marine | SDG&E ¦ Marine | SDG&E | All | Electric & Gas | Install and Operate an EMS System | Efficient |  |  | 0 | Conventional | HVAC | Com - Refrig. Warehouse | Com | RET and NEW | 0 | 1000 sqft2 of floor space | ton | 15 | DEER:HVAC_Split-Package_AC | 0 | 0 | 0.45139 | Based on density weighted DEER Baseline and % savings from Monitoring Based Commissioning: Benchmarking Analysis of 24 UC/CSU/IOU Projects (Mills, Mathew) April 2009 | 284.4288 | 2020 | 158.3288 | 2020 | 0 | 0 | Monitoring Based Commissioning: Benchmarking Analysis of 24 UC/CSU/IOU Projects (Mills, Mathew) April 2009; Equipment to Labor Split based on HVAC Equipment from Itron MCS WO132 | Com EMS (Elec/Gas) - Marine ¦ SDG&E ¦ Marine | Com EMS (Elec/Gas) - Marine | 0.00035588 | 1 | 0.11 | CBSA 2014 | -0.3389 | 2032 | 0.6 | N/A
COM-HVAC-61.117 | Com ¦ HVAC Energy Management System (Elec SC and Gas SH) - Marine ¦ SDG&E ¦ Marine | Com ¦ HVAC Energy Management System (Elec SC and Gas SH) - Marine | SDG&E ¦ Marine | SDG&E | All | Electric & Gas | Install and Operate an EMS System | Efficient |  |  | 0 | Conventional | HVAC | Com - Restaurant | Com | RET and NEW | 0 | 1000 sqft2 of floor space | ton | 15 | DEER:HVAC_Split-Package_AC | 1952.9839 | 0.31263 | 126.0024 | Based on density weighted DEER Baseline and % savings from Monitoring Based Commissioning: Benchmarking Analysis of 24 UC/CSU/IOU Projects (Mills, Mathew) April 2009 | 284.4288 | 2020 | 158.3288 | 2020 | 0 | 0 | Monitoring Based Commissioning: Benchmarking Analysis of 24 UC/CSU/IOU Projects (Mills, Mathew) April 2009; Equipment to Labor Split based on HVAC Equipment from Itron MCS WO133 | Com EMS (Elec/Gas) - Marine ¦ SDG&E ¦ Marine | Com EMS (Elec/Gas) - Marine | 0.63199 | 1 | 0.01 | CBSA 2014 | -129.3642 | 2032 | 0.6 | N/A
COM-HVAC-61.118 | Com ¦ HVAC Energy Management System (Elec SC and Gas SH) - Marine ¦ SDG&E ¦ Marine | Com ¦ HVAC Energy Management System (Elec SC and Gas SH) - Marine | SDG&E ¦ Marine | SDG&E | All | Electric & Gas | Install and Operate an EMS System | Efficient |  |  | 0 | Conventional | HVAC | Com - Retail | Com | RET and NEW | 0 | 1000 sqft2 of floor space | ton | 15 | DEER:HVAC_Split-Package_AC | 1223.2405 | 0.34296 | 28.5514 | Based on density weighted DEER Baseline and % savings from Monitoring Based Commissioning: Benchmarking Analysis of 24 UC/CSU/IOU Projects (Mills, Mathew) April 2009 | 284.4288 | 2020 | 158.3288 | 2020 | 0 | 0 | Monitoring Based Commissioning: Benchmarking Analysis of 24 UC/CSU/IOU Projects (Mills, Mathew) April 2009; Equipment to Labor Split based on HVAC Equipment from Itron MCS WO134 | Com EMS (Elec/Gas) - Marine ¦ SDG&E ¦ Marine | Com EMS (Elec/Gas) - Marine | 0.57267 | 1 | 0.24 | CBSA 2014 | -570.8212 | 2032 | 0.6 | N/A
COM-HVAC-61.119 | Com ¦ HVAC Energy Management System (Elec SC and Gas SH) - Marine ¦ SDG&E ¦ Marine | Com ¦ HVAC Energy Management System (Elec SC and Gas SH) - Marine | SDG&E ¦ Marine | SDG&E | All | Electric & Gas | Install and Operate an EMS System | Efficient |  |  | 0 | Conventional | HVAC | Com - School | Com | RET and NEW | 0 | 1000 sqft2 of floor space | ton | 15 | DEER:HVAC_Split-Package_AC | 914.6467 | 0.23555 | 134.5184 | Based on density weighted DEER Baseline and % savings from Monitoring Based Commissioning: Benchmarking Analysis of 24 UC/CSU/IOU Projects (Mills, Mathew) April 2009 | 284.4288 | 2020 | 158.3288 | 2020 | 0 | 0 | Monitoring Based Commissioning: Benchmarking Analysis of 24 UC/CSU/IOU Projects (Mills, Mathew) April 2009; Equipment to Labor Split based on HVAC Equipment from Itron MCS WO135 | Com EMS (Elec/Gas) - Marine ¦ SDG&E ¦ Marine | Com EMS (Elec/Gas) - Marine | 1.0407 | 1 | 0.59 | CBSA 2014 | -457.9327 | 2032 | 0.6 | N/A
COM-HVAC-61.120 | Com ¦ HVAC Energy Management System (Elec SC and Gas SH) - Marine ¦ SDG&E ¦ Marine | Com ¦ HVAC Energy Management System (Elec SC and Gas SH) - Marine | SDG&E ¦ Marine | SDG&E | All | Electric & Gas | Install and Operate an EMS System | Efficient |  |  | 0 | Conventional | HVAC | Com - Warehouse | Com | RET and NEW | 0 | 1000 sqft2 of floor space | ton | 15 | DEER:HVAC_Split-Package_AC | 1082.3105 | 0.35017 | 20.8549 | Based on density weighted DEER Baseline and % savings from Monitoring Based Commissioning: Benchmarking Analysis of 24 UC/CSU/IOU Projects (Mills, Mathew) April 2009 | 284.4288 | 2020 | 158.3288 | 2020 | 0 | 0 | Monitoring Based Commissioning: Benchmarking Analysis of 24 UC/CSU/IOU Projects (Mills, Mathew) April 2009; Equipment to Labor Split based on HVAC Equipment from Itron MCS WO136 | Com EMS (Elec/Gas) - Marine ¦ SDG&E ¦ Marine | Com EMS (Elec/Gas) - Marine | 0.078285 | 1 | 0.11 | CBSA 2014 | -412.3075 | 2032 | 0.6 | N/A
COM-HVAC-61.121 | Com ¦ HVAC Energy Management System (Elec SC and Gas SH) - Hot-Dry ¦ SDG&E ¦ Hot-Dry | Com ¦ HVAC Energy Management System (Elec SC and Gas SH) - Hot-Dry | SDG&E ¦ Hot-Dry | SDG&E | All | Electric & Gas | Install and Operate an EMS System | Efficient |  |  | 0 | Conventional | HVAC | Com - College | Com | RET and NEW | 0 | 1000 sqft2 of floor space | ton | 15 | DEER:HVAC_Split-Package_AC | 1061.9152 | 0.34384 | 72.9196 | Based on density weighted DEER Baseline and % savings from Monitoring Based Commissioning: Benchmarking Analysis of 24 UC/CSU/IOU Projects (Mills, Mathew) April 2009 | 284.4288 | 2020 | 158.3288 | 2020 | 0 | 0 | Monitoring Based Commissioning: Benchmarking Analysis of 24 UC/CSU/IOU Projects (Mills, Mathew) April 2009; Equipment to Labor Split based on HVAC Equipment from Itron MCS WO137 | Com EMS (Elec/Gas) - Hot-Dry ¦ SDG&E ¦ Hot-Dry | Com EMS (Elec/Gas) - Hot-Dry | 0.78231 | 1 | 0.8 | CBSA 2014 | -320.7089 | 2032 | 0.6 | N/A
COM-HVAC-61.122 | Com ¦ HVAC Energy Management System (Elec SC and Gas SH) - Hot-Dry ¦ SDG&E ¦ Hot-Dry | Com ¦ HVAC Energy Management System (Elec SC and Gas SH) - Hot-Dry | SDG&E ¦ Hot-Dry | SDG&E | All | Electric & Gas | Install and Operate an EMS System | Efficient |  |  | 0 | Conventional | HVAC | Com - Grocery | Com | RET and NEW | 0 | 1000 sqft2 of floor space | ton | 15 | DEER:HVAC_Split-Package_AC | 1245.7099 | 0.2199 | 238.1951 | Based on density weighted DEER Baseline and % savings from Monitoring Based Commissioning: Benchmarking Analysis of 24 UC/CSU/IOU Projects (Mills, Mathew) April 2009 | 284.4288 | 2020 | 158.3288 | 2020 | 0 | 0 | Monitoring Based Commissioning: Benchmarking Analysis of 24 UC/CSU/IOU Projects (Mills, Mathew) April 2009; Equipment to Labor Split based on HVAC Equipment from Itron MCS WO138 | Com EMS (Elec/Gas) - Hot-Dry ¦ SDG&E ¦ Hot-Dry | Com EMS (Elec/Gas) - Hot-Dry | 0.58333 | 1 | 0.32 | CBSA 2014 | -629.3974 | 2032 | 0.6 | N/A
COM-HVAC-61.123 | Com ¦ HVAC Energy Management System (Elec SC and Gas SH) - Hot-Dry ¦ SDG&E ¦ Hot-Dry | Com ¦ HVAC Energy Management System (Elec SC and Gas SH) - Hot-Dry | SDG&E ¦ Hot-Dry | SDG&E | All | Electric & Gas | Install and Operate an EMS System | Efficient |  |  | 0 | Conventional | HVAC | Com - Health | Com | RET and NEW | 0 | 1000 sqft2 of floor space | ton | 15 | DEER:HVAC_Split-Package_AC | 1710.3501 | 0.31698 | 369.7351 | Based on density weighted DEER Baseline and % savings from Monitoring Based Commissioning: Benchmarking Analysis of 24 UC/CSU/IOU Projects (Mills, Mathew) April 2009 | 284.4288 | 2020 | 158.3288 | 2020 | 0 | 0 | Monitoring Based Commissioning: Benchmarking Analysis of 24 UC/CSU/IOU Projects (Mills, Mathew) April 2009; Equipment to Labor Split based on HVAC Equipment from Itron MCS WO139 | Com EMS (Elec/Gas) - Hot-Dry ¦ SDG&E ¦ Hot-Dry | Com EMS (Elec/Gas) - Hot-Dry | 0.90383 | 1 | 0.56 | CBSA 2014 | -1156.2663 | 2032 | 0.6 | N/A
COM-HVAC-61.124 | Com ¦ HVAC Energy Management System (Elec SC and Gas SH) - Hot-Dry ¦ SDG&E ¦ Hot-Dry | Com ¦ HVAC Energy Management System (Elec SC and Gas SH) - Hot-Dry | SDG&E ¦ Hot-Dry | SDG&E | All | Electric & Gas | Install and Operate an EMS System | Efficient |  |  | 0 | Conventional | HVAC | Com - Lodging | Com | RET and NEW | 0 | 1000 sqft2 of floor space | ton | 15 | DEER:HVAC_Split-Package_AC | 2122.5532 | 0.40152 | 275.7966 | Based on density weighted DEER Baseline and % savings from Monitoring Based Commissioning: Benchmarking Analysis of 24 UC/CSU/IOU Projects (Mills, Mathew) April 2009 | 284.4288 | 2020 | 158.3288 | 2020 | 0 | 0 | Monitoring Based Commissioning: Benchmarking Analysis of 24 UC/CSU/IOU Projects (Mills, Mathew) April 2009; Equipment to Labor Split based on HVAC Equipment from Itron MCS WO140 | Com EMS (Elec/Gas) - Hot-Dry ¦ SDG&E ¦ Hot-Dry | Com EMS (Elec/Gas) - Hot-Dry | 0.51811 | 1 | 0.25 | CBSA 2014 | -3059.1052 | 2032 | 0.6 | N/A
COM-HVAC-61.125 | Com ¦ HVAC Energy Management System (Elec SC and Gas SH) - Hot-Dry ¦ SDG&E ¦ Hot-Dry | Com ¦ HVAC Energy Management System (Elec SC and Gas SH) - Hot-Dry | SDG&E ¦ Hot-Dry | SDG&E | All | Electric & Gas | Install and Operate an EMS System | Efficient |  |  | 0 | Conventional | HVAC | Com - Office (Large) | Com | RET and NEW | 0 | 1000 sqft2 of floor space | ton | 15 | DEER:HVAC_Split-Package_AC | 1218.179 | 0.39371 | 37.9161 | Based on density weighted DEER Baseline and % savings from Monitoring Based Commissioning: Benchmarking Analysis of 24 UC/CSU/IOU Projects (Mills, Mathew) April 2009 | 284.4288 | 2020 | 158.3288 | 2020 | 0 | 0 | Monitoring Based Commissioning: Benchmarking Analysis of 24 UC/CSU/IOU Projects (Mills, Mathew) April 2009; Equipment to Labor Split based on HVAC Equipment from Itron MCS WO141 | Com EMS (Elec/Gas) - Hot-Dry ¦ SDG&E ¦ Hot-Dry | Com EMS (Elec/Gas) - Hot-Dry | 0.76998 | 1 | 0.5 | CBSA 2014 | -291.4193 | 2032 | 0.6 | N/A
COM-HVAC-61.126 | Com ¦ HVAC Energy Management System (Elec SC and Gas SH) - Hot-Dry ¦ SDG&E ¦ Hot-Dry | Com ¦ HVAC Energy Management System (Elec SC and Gas SH) - Hot-Dry | SDG&E ¦ Hot-Dry | SDG&E | All | Electric & Gas | Install and Operate an EMS System | Efficient |  |  | 0 | Conventional | HVAC | Com - Office (Small) | Com | RET and NEW | 0 | 1000 sqft2 of floor space | ton | 15 | DEER:HVAC_Split-Package_AC | 994.8377 | 0.3337 | 16.3316 | Based on density weighted DEER Baseline and % savings from Monitoring Based Commissioning: Benchmarking Analysis of 24 UC/CSU/IOU Projects (Mills, Mathew) April 2009 | 284.4288 | 2020 | 158.3288 | 2020 | 0 | 0 | Monitoring Based Commissioning: Benchmarking Analysis of 24 UC/CSU/IOU Projects (Mills, Mathew) April 2009; Equipment to Labor Split based on HVAC Equipment from Itron MCS WO142 | Com EMS (Elec/Gas) - Hot-Dry ¦ SDG&E ¦ Hot-Dry | Com EMS (Elec/Gas) - Hot-Dry | 0.94591 | 1 | 0.5 | CBSA 2014 | -77.9425 | 2032 | 0.6 | N/A
COM-HVAC-61.127 | Com ¦ HVAC Energy Management System (Elec SC and Gas SH) - Hot-Dry ¦ SDG&E ¦ Hot-Dry | Com ¦ HVAC Energy Management System (Elec SC and Gas SH) - Hot-Dry | SDG&E ¦ Hot-Dry | SDG&E | All | Electric & Gas | Install and Operate an EMS System | Efficient |  |  | 0 | Conventional | HVAC | Com - Other | Com | RET and NEW | 0 | 1000 sqft2 of floor space | ton | 15 | DEER:HVAC_Split-Package_AC | 1429.1611 | 0.30052 | 117.0164 | Based on density weighted DEER Baseline and % savings from Monitoring Based Commissioning: Benchmarking Analysis of 24 UC/CSU/IOU Projects (Mills, Mathew) April 2009 | 284.4288 | 2020 | 158.3288 | 2020 | 0 | 0 | Monitoring Based Commissioning: Benchmarking Analysis of 24 UC/CSU/IOU Projects (Mills, Mathew) April 2009; Equipment to Labor Split based on HVAC Equipment from Itron MCS WO143 | Com EMS (Elec/Gas) - Hot-Dry ¦ SDG&E ¦ Hot-Dry | Com EMS (Elec/Gas) - Hot-Dry | 0.19335 | 1 | 0.35 | CBSA 2014 | -687.8993 | 2032 | 0.6 | N/A
COM-HVAC-61.128 | Com ¦ HVAC Energy Management System (Elec SC and Gas SH) - Hot-Dry ¦ SDG&E ¦ Hot-Dry | Com ¦ HVAC Energy Management System (Elec SC and Gas SH) - Hot-Dry | SDG&E ¦ Hot-Dry | SDG&E | All | Electric & Gas | Install and Operate an EMS System | Efficient |  |  | 0 | Conventional | HVAC | Com - Refrig. Warehouse | Com | RET and NEW | 0 | 1000 sqft2 of floor space | ton | 15 | DEER:HVAC_Split-Package_AC | 0 | 0 | 0.091744 | Based on density weighted DEER Baseline and % savings from Monitoring Based Commissioning: Benchmarking Analysis of 24 UC/CSU/IOU Projects (Mills, Mathew) April 2009 | 284.4288 | 2020 | 158.3288 | 2020 | 0 | 0 | Monitoring Based Commissioning: Benchmarking Analysis of 24 UC/CSU/IOU Projects (Mills, Mathew) April 2009; Equipment to Labor Split based on HVAC Equipment from Itron MCS WO144 | Com EMS (Elec/Gas) - Hot-Dry ¦ SDG&E ¦ Hot-Dry | Com EMS (Elec/Gas) - Hot-Dry | 0.00035588 | 1 | 0.11 | CBSA 2014 | -0.06888 | 2032 | 0.6 | N/A
COM-HVAC-61.129 | Com ¦ HVAC Energy Management System (Elec SC and Gas SH) - Hot-Dry ¦ SDG&E ¦ Hot-Dry | Com ¦ HVAC Energy Management System (Elec SC and Gas SH) - Hot-Dry | SDG&E ¦ Hot-Dry | SDG&E | All | Electric & Gas | Install and Operate an EMS System | Efficient |  |  | 0 | Conventional | HVAC | Com - Restaurant | Com | RET and NEW | 0 | 1000 sqft2 of floor space | ton | 15 | DEER:HVAC_Split-Package_AC | 1965.7406 | 0.30143 | 132.1847 | Based on density weighted DEER Baseline and % savings from Monitoring Based Commissioning: Benchmarking Analysis of 24 UC/CSU/IOU Projects (Mills, Mathew) April 2009 | 284.4288 | 2020 | 158.3288 | 2020 | 0 | 0 | Monitoring Based Commissioning: Benchmarking Analysis of 24 UC/CSU/IOU Projects (Mills, Mathew) April 2009; Equipment to Labor Split based on HVAC Equipment from Itron MCS WO145 | Com EMS (Elec/Gas) - Hot-Dry ¦ SDG&E ¦ Hot-Dry | Com EMS (Elec/Gas) - Hot-Dry | 0.63199 | 1 | 0.01 | CBSA 2014 | -134.2353 | 2032 | 0.6 | N/A
COM-HVAC-61.130 | Com ¦ HVAC Energy Management System (Elec SC and Gas SH) - Hot-Dry ¦ SDG&E ¦ Hot-Dry | Com ¦ HVAC Energy Management System (Elec SC and Gas SH) - Hot-Dry | SDG&E ¦ Hot-Dry | SDG&E | All | Electric & Gas | Install and Operate an EMS System | Efficient |  |  | 0 | Conventional | HVAC | Com - Retail | Com | RET and NEW | 0 | 1000 sqft2 of floor space | ton | 15 | DEER:HVAC_Split-Package_AC | 1228.1615 | 0.33181 | 27.6841 | Based on density weighted DEER Baseline and % savings from Monitoring Based Commissioning: Benchmarking Analysis of 24 UC/CSU/IOU Projects (Mills, Mathew) April 2009 | 284.4288 | 2020 | 158.3288 | 2020 | 0 | 0 | Monitoring Based Commissioning: Benchmarking Analysis of 24 UC/CSU/IOU Projects (Mills, Mathew) April 2009; Equipment to Labor Split based on HVAC Equipment from Itron MCS WO146 | Com EMS (Elec/Gas) - Hot-Dry ¦ SDG&E ¦ Hot-Dry | Com EMS (Elec/Gas) - Hot-Dry | 0.57267 | 1 | 0.24 | CBSA 2014 | -568.2646 | 2032 | 0.6 | N/A
COM-HVAC-61.131 | Com ¦ HVAC Energy Management System (Elec SC and Gas SH) - Hot-Dry ¦ SDG&E ¦ Hot-Dry | Com ¦ HVAC Energy Management System (Elec SC and Gas SH) - Hot-Dry | SDG&E ¦ Hot-Dry | SDG&E | All | Electric & Gas | Install and Operate an EMS System | Efficient |  |  | 0 | Conventional | HVAC | Com - School | Com | RET and NEW | 0 | 1000 sqft2 of floor space | ton | 15 | DEER:HVAC_Split-Package_AC | 917.6782 | 0.41384 | 158.0375 | Based on density weighted DEER Baseline and % savings from Monitoring Based Commissioning: Benchmarking Analysis of 24 UC/CSU/IOU Projects (Mills, Mathew) April 2009 | 284.4288 | 2020 | 158.3288 | 2020 | 0 | 0 | Monitoring Based Commissioning: Benchmarking Analysis of 24 UC/CSU/IOU Projects (Mills, Mathew) April 2009; Equipment to Labor Split based on HVAC Equipment from Itron MCS WO147 | Com EMS (Elec/Gas) - Hot-Dry ¦ SDG&E ¦ Hot-Dry | Com EMS (Elec/Gas) - Hot-Dry | 1.0407 | 1 | 0.59 | CBSA 2014 | -512.1669 | 2032 | 0.6 | N/A
COM-HVAC-61.132 | Com ¦ HVAC Energy Management System (Elec SC and Gas SH) - Hot-Dry ¦ SDG&E ¦ Hot-Dry | Com ¦ HVAC Energy Management System (Elec SC and Gas SH) - Hot-Dry | SDG&E ¦ Hot-Dry | SDG&E | All | Electric & Gas | Install and Operate an EMS System | Efficient |  |  | 0 | Conventional | HVAC | Com - Warehouse | Com | RET and NEW | 0 | 1000 sqft2 of floor space | ton | 15 | DEER:HVAC_Split-Package_AC | 1088.9543 | 0.33837 | 18.8278 | Based on density weighted DEER Baseline and % savings from Monitoring Based Commissioning: Benchmarking Analysis of 24 UC/CSU/IOU Projects (Mills, Mathew) April 2009 | 284.4288 | 2020 | 158.3288 | 2020 | 0 | 0 | Monitoring Based Commissioning: Benchmarking Analysis of 24 UC/CSU/IOU Projects (Mills, Mathew) April 2009; Equipment to Labor Split based on HVAC Equipment from Itron MCS WO148 | Com EMS (Elec/Gas) - Hot-Dry ¦ SDG&E ¦ Hot-Dry | Com EMS (Elec/Gas) - Hot-Dry | 0.078285 | 1 | 0.11 | CBSA 2014 | -405.7537 | 2032 | 0.6 | N/A
COM-HVAC-75.1 | Com ¦ Com Code Furnace (81 AFUE) - Marine ¦ PG&E ¦ Marine | Com ¦ Com Code Furnace (81 AFUE) - Marine | PG&E ¦ Marine | PG&E | All | Gas | Furnace, Commercial, 81% AFUE | Average Existing and Code |  | 2029 | 1 | Conventional | HVAC | Com - College | Com | ROB and NEW | 0 | 1000 sqft2 of floor space | Cap-kBTUh | 20 | None | 0 | 0 | 0.333 | SWHC011-03 | 57.81 | 2024 | 5.03 | 2024 | 0 | 0 | SWHC011-03 | Com Furnaces - Marine ¦ PG&E ¦ Marine | Com Furnaces - Marine | 0.7206 | 1 | 0.89024 | CBSA 2014 | -1.0985 | 2012 | 0.6 | SWHC011-03
COM-HVAC-75.2 | Com ¦ Com Code Furnace (81 AFUE) - Marine ¦ PG&E ¦ Marine | Com ¦ Com Code Furnace (81 AFUE) - Marine | PG&E ¦ Marine | PG&E | All | Gas | Furnace, Commercial, 81% AFUE | Average Existing and Code |  | 2029 | 1 | Conventional | HVAC | Com - Grocery | Com | ROB and NEW | 0 | 1000 sqft2 of floor space | Cap-kBTUh | 20 | None | 0 | 0 | 0.333 | SWHC011-03 | 57.81 | 2024 | 5.03 | 2024 | 0 | 0 | SWHC011-03 | Com Furnaces - Marine ¦ PG&E ¦ Marine | Com Furnaces - Marine | 0.3 | 1 | 0.89024 | CBSA 2014 | -0.78195 | 2012 | 0.6 | SWHC011-03
COM-HVAC-75.3 | Com ¦ Com Code Furnace (81 AFUE) - Marine ¦ PG&E ¦ Marine | Com ¦ Com Code Furnace (81 AFUE) - Marine | PG&E ¦ Marine | PG&E | All | Gas | Furnace, Commercial, 81% AFUE | Average Existing and Code |  | 2029 | 1 | Conventional | HVAC | Com - Health | Com | ROB and NEW | 0 | 1000 sqft2 of floor space | Cap-kBTUh | 20 | None | 0 | 0 | 0.333 | SWHC011-03 | 57.81 | 2024 | 5.03 | 2024 | 0 | 0 | SWHC011-03 | Com Furnaces - Marine ¦ PG&E ¦ Marine | Com Furnaces - Marine | 1.0074 | 1 | 0.89024 | CBSA 2014 | -0.94059 | 2012 | 0.6 | SWHC011-03
COM-HVAC-75.4 | Com ¦ Com Code Furnace (81 AFUE) - Marine ¦ PG&E ¦ Marine | Com ¦ Com Code Furnace (81 AFUE) - Marine | PG&E ¦ Marine | PG&E | All | Gas | Furnace, Commercial, 81% AFUE | Average Existing and Code |  | 2029 | 1 | Conventional | HVAC | Com - Lodging | Com | ROB and NEW | 0 | 1000 sqft2 of floor space | Cap-kBTUh | 20 | None | 0 | 0 | 0.333 | SWHC011-03 | 57.81 | 2024 | 5.03 | 2024 | 0 | 0 | SWHC011-03 | Com Furnaces - Marine ¦ PG&E ¦ Marine | Com Furnaces - Marine | 0.4628 | 1 | 0.89024 | CBSA 2014 | -3.2895 | 2012 | 0.6 | SWHC011-03
COM-HVAC-75.5 | Com ¦ Com Code Furnace (81 AFUE) - Marine ¦ PG&E ¦ Marine | Com ¦ Com Code Furnace (81 AFUE) - Marine | PG&E ¦ Marine | PG&E | All | Gas | Furnace, Commercial, 81% AFUE | Average Existing and Code |  | 2029 | 1 | Conventional | HVAC | Com - Office (Large) | Com | ROB and NEW | 0 | 1000 sqft2 of floor space | Cap-kBTUh | 20 | None | 0 | 0 | 0.333 | SWHC011-03 | 57.81 | 2024 | 5.03 | 2024 | 0 | 0 | SWHC011-03 | Com Furnaces - Marine ¦ PG&E ¦ Marine | Com Furnaces - Marine | 0.10857 | 1 | 0.89024 | CBSA 2014 | -1.4954 | 2012 | 0.6 | SWHC011-03
COM-HVAC-75.6 | Com ¦ Com Code Furnace (81 AFUE) - Marine ¦ PG&E ¦ Marine | Com ¦ Com Code Furnace (81 AFUE) - Marine | PG&E ¦ Marine | PG&E | All | Gas | Furnace, Commercial, 81% AFUE | Average Existing and Code |  | 2029 | 1 | Conventional | HVAC | Com - Office (Small) | Com | ROB and NEW | 0 | 1000 sqft2 of floor space | Cap-kBTUh | 20 | None | 0 | 0 | 0.333 | SWHC011-03 | 57.81 | 2024 | 5.03 | 2024 | 0 | 0 | SWHC011-03 | Com Furnaces - Marine ¦ PG&E ¦ Marine | Com Furnaces - Marine | 0.3 | 1 | 0.89024 | CBSA 2014 | -0.65923 | 2012 | 0.6 | SWHC011-03
COM-HVAC-75.7 | Com ¦ Com Code Furnace (81 AFUE) - Marine ¦ PG&E ¦ Marine | Com ¦ Com Code Furnace (81 AFUE) - Marine | PG&E ¦ Marine | PG&E | All | Gas | Furnace, Commercial, 81% AFUE | Average Existing and Code |  | 2029 | 1 | Conventional | HVAC | Com - Other | Com | ROB and NEW | 0 | 1000 sqft2 of floor space | Cap-kBTUh | 20 | None | 0 | 0 | 0.333 | SWHC011-03 | 57.81 | 2024 | 5.03 | 2024 | 0 | 0 | SWHC011-03 | Com Furnaces - Marine ¦ PG&E ¦ Marine | Com Furnaces - Marine | 0.88227 | 1 | 0.89024 | CBSA 2014 | -1.5085 | 2012 | 0.6 | SWHC011-03
COM-HVAC-75.8 | Com ¦ Com Code Furnace (81 AFUE) - Marine ¦ PG&E ¦ Marine | Com ¦ Com Code Furnace (81 AFUE) - Marine | PG&E ¦ Marine | PG&E | All | Gas | Furnace, Commercial, 81% AFUE | Average Existing and Code |  | 2029 | 1 | Conventional | HVAC | Com - Refrig. Warehouse | Com | ROB and NEW | 0 | 1000 sqft2 of floor space | Cap-kBTUh | 20 | None | 0 | 0 | 0.333 | SWHC011-03 | 57.81 | 2024 | 5.03 | 2024 | 0 | 0 | SWHC011-03 | Com Furnaces - Marine ¦ PG&E ¦ Marine | Com Furnaces - Marine | 0.05 | 1 | 0.89024 | CBSA 2014 | -0.25001 | 2012 | 0.6 | SWHC011-03
COM-HVAC-75.9 | Com ¦ Com Code Furnace (81 AFUE) - Marine ¦ PG&E ¦ Marine | Com ¦ Com Code Furnace (81 AFUE) - Marine | PG&E ¦ Marine | PG&E | All | Gas | Furnace, Commercial, 81% AFUE | Average Existing and Code |  | 2029 | 1 | Conventional | HVAC | Com - Restaurant | Com | ROB and NEW | 0 | 1000 sqft2 of floor space | Cap-kBTUh | 20 | None | 0 | 0 | 0.333 | SWHC011-03 | 57.81 | 2024 | 5.03 | 2024 | 0 | 0 | SWHC011-03 | Com Furnaces - Marine ¦ PG&E ¦ Marine | Com Furnaces - Marine | 8.5 | 1 | 0.89024 | CBSA 2014 | -0.25016 | 2012 | 0.6 | SWHC011-03
COM-HVAC-75.10 | Com ¦ Com Code Furnace (81 AFUE) - Marine ¦ PG&E ¦ Marine | Com ¦ Com Code Furnace (81 AFUE) - Marine | PG&E ¦ Marine | PG&E | All | Gas | Furnace, Commercial, 81% AFUE | Average Existing and Code |  | 2029 | 1 | Conventional | HVAC | Com - Retail | Com | ROB and NEW | 0 | 1000 sqft2 of floor space | Cap-kBTUh | 20 | None | 0 | 0 | 0.333 | SWHC011-03 | 57.81 | 2024 | 5.03 | 2024 | 0 | 0 | SWHC011-03 | Com Furnaces - Marine ¦ PG&E ¦ Marine | Com Furnaces - Marine | 0.43965 | 1 | 0.89024 | CBSA 2014 | -1.6454 | 2012 | 0.6 | SWHC011-03
COM-HVAC-75.11 | Com ¦ Com Code Furnace (81 AFUE) - Marine ¦ PG&E ¦ Marine | Com ¦ Com Code Furnace (81 AFUE) - Marine | PG&E ¦ Marine | PG&E | All | Gas | Furnace, Commercial, 81% AFUE | Average Existing and Code |  | 2029 | 1 | Conventional | HVAC | Com - School | Com | ROB and NEW | 0 | 1000 sqft2 of floor space | Cap-kBTUh | 20 | None | 0 | 0 | 0.333 | SWHC011-03 | 57.81 | 2024 | 5.03 | 2024 | 0 | 0 | SWHC011-03 | Com Furnaces - Marine ¦ PG&E ¦ Marine | Com Furnaces - Marine | 2.5576 | 1 | 0.89024 | CBSA 2014 | -0.76082 | 2012 | 0.6 | SWHC011-03
COM-HVAC-75.12 | Com ¦ Com Code Furnace (81 AFUE) - Marine ¦ PG&E ¦ Marine | Com ¦ Com Code Furnace (81 AFUE) - Marine | PG&E ¦ Marine | PG&E | All | Gas | Furnace, Commercial, 81% AFUE | Average Existing and Code |  | 2029 | 1 | Conventional | HVAC | Com - Warehouse | Com | ROB and NEW | 0 | 1000 sqft2 of floor space | Cap-kBTUh | 20 | None | 0 | 0 | 0.333 | SWHC011-03 | 57.81 | 2024 | 5.03 | 2024 | 0 | 0 | SWHC011-03 | Com Furnaces - Marine ¦ PG&E ¦ Marine | Com Furnaces - Marine | 0.02 | 1 | 0.89024 | CBSA 2014 | -1.4038 | 2012 | 0.6 | SWHC011-03
COM-HVAC-75.13 | Com ¦ Com Code Furnace (81 AFUE) - Hot-Dry ¦ PG&E ¦ Hot-Dry | Com ¦ Com Code Furnace (81 AFUE) - Hot-Dry | PG&E ¦ Hot-Dry | PG&E | All | Gas | Furnace, Commercial, 81% AFUE | Average Existing and Code |  | 2029 | 1 | Conventional | HVAC | Com - College | Com | ROB and NEW | 0 | 1000 sqft2 of floor space | Cap-kBTUh | 20 | None | 0 | 0 | 0.361 | SWHC011-03 | 57.81 | 2024 | 5.03 | 2024 | 0 | 0 | SWHC011-03 | Com Furnaces - Hot-Dry ¦ PG&E ¦ Hot-Dry | Com Furnaces - Hot-Dry | 0.7206 | 1 | 0.89024 | CBSA 2014 | -1.1908 | 2012 | 0.6 | SWHC011-03
COM-HVAC-75.14 | Com ¦ Com Code Furnace (81 AFUE) - Hot-Dry ¦ PG&E ¦ Hot-Dry | Com ¦ Com Code Furnace (81 AFUE) - Hot-Dry | PG&E ¦ Hot-Dry | PG&E | All | Gas | Furnace, Commercial, 81% AFUE | Average Existing and Code |  | 2029 | 1 | Conventional | HVAC | Com - Grocery | Com | ROB and NEW | 0 | 1000 sqft2 of floor space | Cap-kBTUh | 20 | None | 0 | 0 | 0.361 | SWHC011-03 | 57.81 | 2024 | 5.03 | 2024 | 0 | 0 | SWHC011-03 | Com Furnaces - Hot-Dry ¦ PG&E ¦ Hot-Dry | Com Furnaces - Hot-Dry | 0.3 | 1 | 0.89024 | CBSA 2014 | -0.8477 | 2012 | 0.6 | SWHC011-03
COM-HVAC-75.15 | Com ¦ Com Code Furnace (81 AFUE) - Hot-Dry ¦ PG&E ¦ Hot-Dry | Com ¦ Com Code Furnace (81 AFUE) - Hot-Dry | PG&E ¦ Hot-Dry | PG&E | All | Gas | Furnace, Commercial, 81% AFUE | Average Existing and Code |  | 2029 | 1 | Conventional | HVAC | Com - Health | Com | ROB and NEW | 0 | 1000 sqft2 of floor space | Cap-kBTUh | 20 | None | 0 | 0 | 0.361 | SWHC011-03 | 57.81 | 2024 | 5.03 | 2024 | 0 | 0 | SWHC011-03 | Com Furnaces - Hot-Dry ¦ PG&E ¦ Hot-Dry | Com Furnaces - Hot-Dry | 1.0074 | 1 | 0.89024 | CBSA 2014 | -1.0197 | 2012 | 0.6 | SWHC011-03
COM-HVAC-75.16 | Com ¦ Com Code Furnace (81 AFUE) - Hot-Dry ¦ PG&E ¦ Hot-Dry | Com ¦ Com Code Furnace (81 AFUE) - Hot-Dry | PG&E ¦ Hot-Dry | PG&E | All | Gas | Furnace, Commercial, 81% AFUE | Average Existing and Code |  | 2029 | 1 | Conventional | HVAC | Com - Lodging | Com | ROB and NEW | 0 | 1000 sqft2 of floor space | Cap-kBTUh | 20 | None | 0 | 0 | 0.361 | SWHC011-03 | 57.81 | 2024 | 5.03 | 2024 | 0 | 0 | SWHC011-03 | Com Furnaces - Hot-Dry ¦ PG&E ¦ Hot-Dry | Com Furnaces - Hot-Dry | 0.4628 | 1 | 0.89024 | CBSA 2014 | -3.5661 | 2012 | 0.6 | SWHC011-03
COM-HVAC-75.17 | Com ¦ Com Code Furnace (81 AFUE) - Hot-Dry ¦ PG&E ¦ Hot-Dry | Com ¦ Com Code Furnace (81 AFUE) - Hot-Dry | PG&E ¦ Hot-Dry | PG&E | All | Gas | Furnace, Commercial, 81% AFUE | Average Existing and Code |  | 2029 | 1 | Conventional | HVAC | Com - Office (Large) | Com | ROB and NEW | 0 | 1000 sqft2 of floor space | Cap-kBTUh | 20 | None | 0 | 0 | 0.361 | SWHC011-03 | 57.81 | 2024 | 5.03 | 2024 | 0 | 0 | SWHC011-03 | Com Furnaces - Hot-Dry ¦ PG&E ¦ Hot-Dry | Com Furnaces - Hot-Dry | 0.10857 | 1 | 0.89024 | CBSA 2014 | -1.6211 | 2012 | 0.6 | SWHC011-03
COM-HVAC-75.18 | Com ¦ Com Code Furnace (81 AFUE) - Hot-Dry ¦ PG&E ¦ Hot-Dry | Com ¦ Com Code Furnace (81 AFUE) - Hot-Dry | PG&E ¦ Hot-Dry | PG&E | All | Gas | Furnace, Commercial, 81% AFUE | Average Existing and Code |  | 2029 | 1 | Conventional | HVAC | Com - Office (Small) | Com | ROB and NEW | 0 | 1000 sqft2 of floor space | Cap-kBTUh | 20 | None | 0 | 0 | 0.361 | SWHC011-03 | 57.81 | 2024 | 5.03 | 2024 | 0 | 0 | SWHC011-03 | Com Furnaces - Hot-Dry ¦ PG&E ¦ Hot-Dry | Com Furnaces - Hot-Dry | 0.3 | 1 | 0.89024 | CBSA 2014 | -0.71466 | 2012 | 0.6 | SWHC011-03
COM-HVAC-75.19 | Com ¦ Com Code Furnace (81 AFUE) - Hot-Dry ¦ PG&E ¦ Hot-Dry | Com ¦ Com Code Furnace (81 AFUE) - Hot-Dry | PG&E ¦ Hot-Dry | PG&E | All | Gas | Furnace, Commercial, 81% AFUE | Average Existing and Code |  | 2029 | 1 | Conventional | HVAC | Com - Other | Com | ROB and NEW | 0 | 1000 sqft2 of floor space | Cap-kBTUh | 20 | None | 0 | 0 | 0.361 | SWHC011-03 | 57.81 | 2024 | 5.03 | 2024 | 0 | 0 | SWHC011-03 | Com Furnaces - Hot-Dry ¦ PG&E ¦ Hot-Dry | Com Furnaces - Hot-Dry | 0.88227 | 1 | 0.89024 | CBSA 2014 | -1.6353 | 2012 | 0.6 | SWHC011-03
COM-HVAC-75.20 | Com ¦ Com Code Furnace (81 AFUE) - Hot-Dry ¦ PG&E ¦ Hot-Dry | Com ¦ Com Code Furnace (81 AFUE) - Hot-Dry | PG&E ¦ Hot-Dry | PG&E | All | Gas | Furnace, Commercial, 81% AFUE | Average Existing and Code |  | 2029 | 1 | Conventional | HVAC | Com - Refrig. Warehouse | Com | ROB and NEW | 0 | 1000 sqft2 of floor space | Cap-kBTUh | 20 | None | 0 | 0 | 0.361 | SWHC011-03 | 57.81 | 2024 | 5.03 | 2024 | 0 | 0 | SWHC011-03 | Com Furnaces - Hot-Dry ¦ PG&E ¦ Hot-Dry | Com Furnaces - Hot-Dry | 0.05 | 1 | 0.89024 | CBSA 2014 | -0.27104 | 2012 | 0.6 | SWHC011-03
COM-HVAC-75.21 | Com ¦ Com Code Furnace (81 AFUE) - Hot-Dry ¦ PG&E ¦ Hot-Dry | Com ¦ Com Code Furnace (81 AFUE) - Hot-Dry | PG&E ¦ Hot-Dry | PG&E | All | Gas | Furnace, Commercial, 81% AFUE | Average Existing and Code |  | 2029 | 1 | Conventional | HVAC | Com - Restaurant | Com | ROB and NEW | 0 | 1000 sqft2 of floor space | Cap-kBTUh | 20 | None | 0 | 0 | 0.361 | SWHC011-03 | 57.81 | 2024 | 5.03 | 2024 | 0 | 0 | SWHC011-03 | Com Furnaces - Hot-Dry ¦ PG&E ¦ Hot-Dry | Com Furnaces - Hot-Dry | 8.5 | 1 | 0.89024 | CBSA 2014 | -0.2712 | 2012 | 0.6 | SWHC011-03
COM-HVAC-75.22 | Com ¦ Com Code Furnace (81 AFUE) - Hot-Dry ¦ PG&E ¦ Hot-Dry | Com ¦ Com Code Furnace (81 AFUE) - Hot-Dry | PG&E ¦ Hot-Dry | PG&E | All | Gas | Furnace, Commercial, 81% AFUE | Average Existing and Code |  | 2029 | 1 | Conventional | HVAC | Com - Retail | Com | ROB and NEW | 0 | 1000 sqft2 of floor space | Cap-kBTUh | 20 | None | 0 | 0 | 0.361 | SWHC011-03 | 57.81 | 2024 | 5.03 | 2024 | 0 | 0 | SWHC011-03 | Com Furnaces - Hot-Dry ¦ PG&E ¦ Hot-Dry | Com Furnaces - Hot-Dry | 0.43965 | 1 | 0.89024 | CBSA 2014 | -1.7837 | 2012 | 0.6 | SWHC011-03
COM-HVAC-75.23 | Com ¦ Com Code Furnace (81 AFUE) - Hot-Dry ¦ PG&E ¦ Hot-Dry | Com ¦ Com Code Furnace (81 AFUE) - Hot-Dry | PG&E ¦ Hot-Dry | PG&E | All | Gas | Furnace, Commercial, 81% AFUE | Average Existing and Code |  | 2029 | 1 | Conventional | HVAC | Com - School | Com | ROB and NEW | 0 | 1000 sqft2 of floor space | Cap-kBTUh | 20 | None | 0 | 0 | 0.361 | SWHC011-03 | 57.81 | 2024 | 5.03 | 2024 | 0 | 0 | SWHC011-03 | Com Furnaces - Hot-Dry ¦ PG&E ¦ Hot-Dry | Com Furnaces - Hot-Dry | 2.5576 | 1 | 0.89024 | CBSA 2014 | -0.82479 | 2012 | 0.6 | SWHC011-03
COM-HVAC-75.24 | Com ¦ Com Code Furnace (81 AFUE) - Hot-Dry ¦ PG&E ¦ Hot-Dry | Com ¦ Com Code Furnace (81 AFUE) - Hot-Dry | PG&E ¦ Hot-Dry | PG&E | All | Gas | Furnace, Commercial, 81% AFUE | Average Existing and Code |  | 2029 | 1 | Conventional | HVAC | Com - Warehouse | Com | ROB and NEW | 0 | 1000 sqft2 of floor space | Cap-kBTUh | 20 | None | 0 | 0 | 0.361 | SWHC011-03 | 57.81 | 2024 | 5.03 | 2024 | 0 | 0 | SWHC011-03 | Com Furnaces - Hot-Dry ¦ PG&E ¦ Hot-Dry | Com Furnaces - Hot-Dry | 0.02 | 1 | 0.89024 | CBSA 2014 | -1.5218 | 2012 | 0.6 | SWHC011-03
COM-HVAC-75.25 | Com ¦ Com Code Furnace (81 AFUE) - Cold ¦ PG&E ¦ Cold | Com ¦ Com Code Furnace (81 AFUE) - Cold | PG&E ¦ Cold | PG&E | All | Gas | Furnace, Commercial, 81% AFUE | Average Existing and Code |  | 2029 | 1 | Conventional | HVAC | Com - College | Com | ROB and NEW | 0 | 1000 sqft2 of floor space | Cap-kBTUh | 20 | None | 0 | 0 | 0.943 | SWHC011-03 | 57.81 | 2024 | 5.03 | 2024 | 0 | 0 | SWHC011-03 | Com Furnaces - Cold ¦ PG&E ¦ Cold | Com Furnaces - Cold | 0.7206 | 1 | 0.89024 | CBSA 2014 | -3.1106 | 2012 | 0.6 | SWHC011-03
COM-HVAC-75.26 | Com ¦ Com Code Furnace (81 AFUE) - Cold ¦ PG&E ¦ Cold | Com ¦ Com Code Furnace (81 AFUE) - Cold | PG&E ¦ Cold | PG&E | All | Gas | Furnace, Commercial, 81% AFUE | Average Existing and Code |  | 2029 | 1 | Conventional | HVAC | Com - Grocery | Com | ROB and NEW | 0 | 1000 sqft2 of floor space | Cap-kBTUh | 20 | None | 0 | 0 | 0.943 | SWHC011-03 | 57.81 | 2024 | 5.03 | 2024 | 0 | 0 | SWHC011-03 | Com Furnaces - Cold ¦ PG&E ¦ Cold | Com Furnaces - Cold | 0.3 | 1 | 0.89024 | CBSA 2014 | -2.2143 | 2012 | 0.6 | SWHC011-03
COM-HVAC-75.27 | Com ¦ Com Code Furnace (81 AFUE) - Cold ¦ PG&E ¦ Cold | Com ¦ Com Code Furnace (81 AFUE) - Cold | PG&E ¦ Cold | PG&E | All | Gas | Furnace, Commercial, 81% AFUE | Average Existing and Code |  | 2029 | 1 | Conventional | HVAC | Com - Health | Com | ROB and NEW | 0 | 1000 sqft2 of floor space | Cap-kBTUh | 20 | None | 0 | 0 | 0.943 | SWHC011-03 | 57.81 | 2024 | 5.03 | 2024 | 0 | 0 | SWHC011-03 | Com Furnaces - Cold ¦ PG&E ¦ Cold | Com Furnaces - Cold | 1.0074 | 1 | 0.89024 | CBSA 2014 | -2.6636 | 2012 | 0.6 | SWHC011-03
COM-HVAC-75.28 | Com ¦ Com Code Furnace (81 AFUE) - Cold ¦ PG&E ¦ Cold | Com ¦ Com Code Furnace (81 AFUE) - Cold | PG&E ¦ Cold | PG&E | All | Gas | Furnace, Commercial, 81% AFUE | Average Existing and Code |  | 2029 | 1 | Conventional | HVAC | Com - Lodging | Com | ROB and NEW | 0 | 1000 sqft2 of floor space | Cap-kBTUh | 20 | None | 0 | 0 | 0.943 | SWHC011-03 | 57.81 | 2024 | 5.03 | 2024 | 0 | 0 | SWHC011-03 | Com Furnaces - Cold ¦ PG&E ¦ Cold | Com Furnaces - Cold | 0.4628 | 1 | 0.89024 | CBSA 2014 | -9.3153 | 2012 | 0.6 | SWHC011-03
COM-HVAC-75.29 | Com ¦ Com Code Furnace (81 AFUE) - Cold ¦ PG&E ¦ Cold | Com ¦ Com Code Furnace (81 AFUE) - Cold | PG&E ¦ Cold | PG&E | All | Gas | Furnace, Commercial, 81% AFUE | Average Existing and Code |  | 2029 | 1 | Conventional | HVAC | Com - Office (Large) | Com | ROB and NEW | 0 | 1000 sqft2 of floor space | Cap-kBTUh | 20 | None | 0 | 0 | 0.943 | SWHC011-03 | 57.81 | 2024 | 5.03 | 2024 | 0 | 0 | SWHC011-03 | Com Furnaces - Cold ¦ PG&E ¦ Cold | Com Furnaces - Cold | 0.10857 | 1 | 0.89024 | CBSA 2014 | -4.2347 | 2012 | 0.6 | SWHC011-03
COM-HVAC-75.30 | Com ¦ Com Code Furnace (81 AFUE) - Cold ¦ PG&E ¦ Cold | Com ¦ Com Code Furnace (81 AFUE) - Cold | PG&E ¦ Cold | PG&E | All | Gas | Furnace, Commercial, 81% AFUE | Average Existing and Code |  | 2029 | 1 | Conventional | HVAC | Com - Office (Small) | Com | ROB and NEW | 0 | 1000 sqft2 of floor space | Cap-kBTUh | 20 | None | 0 | 0 | 0.943 | SWHC011-03 | 57.81 | 2024 | 5.03 | 2024 | 0 | 0 | SWHC011-03 | Com Furnaces - Cold ¦ PG&E ¦ Cold | Com Furnaces - Cold | 0.3 | 1 | 0.89024 | CBSA 2014 | -1.8668 | 2012 | 0.6 | SWHC011-03
COM-HVAC-75.31 | Com ¦ Com Code Furnace (81 AFUE) - Cold ¦ PG&E ¦ Cold | Com ¦ Com Code Furnace (81 AFUE) - Cold | PG&E ¦ Cold | PG&E | All | Gas | Furnace, Commercial, 81% AFUE | Average Existing and Code |  | 2029 | 1 | Conventional | HVAC | Com - Other | Com | ROB and NEW | 0 | 1000 sqft2 of floor space | Cap-kBTUh | 20 | None | 0 | 0 | 0.943 | SWHC011-03 | 57.81 | 2024 | 5.03 | 2024 | 0 | 0 | SWHC011-03 | Com Furnaces - Cold ¦ PG&E ¦ Cold | Com Furnaces - Cold | 0.88227 | 1 | 0.89024 | CBSA 2014 | -4.2718 | 2012 | 0.6 | SWHC011-03
COM-HVAC-75.32 | Com ¦ Com Code Furnace (81 AFUE) - Cold ¦ PG&E ¦ Cold | Com ¦ Com Code Furnace (81 AFUE) - Cold | PG&E ¦ Cold | PG&E | All | Gas | Furnace, Commercial, 81% AFUE | Average Existing and Code |  | 2029 | 1 | Conventional | HVAC | Com - Refrig. Warehouse | Com | ROB and NEW | 0 | 1000 sqft2 of floor space | Cap-kBTUh | 20 | None | 0 | 0 | 0.943 | SWHC011-03 | 57.81 | 2024 | 5.03 | 2024 | 0 | 0 | SWHC011-03 | Com Furnaces - Cold ¦ PG&E ¦ Cold | Com Furnaces - Cold | 0.05 | 1 | 0.89024 | CBSA 2014 | -0.708 | 2012 | 0.6 | SWHC011-03
COM-HVAC-75.33 | Com ¦ Com Code Furnace (81 AFUE) - Cold ¦ PG&E ¦ Cold | Com ¦ Com Code Furnace (81 AFUE) - Cold | PG&E ¦ Cold | PG&E | All | Gas | Furnace, Commercial, 81% AFUE | Average Existing and Code |  | 2029 | 1 | Conventional | HVAC | Com - Restaurant | Com | ROB and NEW | 0 | 1000 sqft2 of floor space | Cap-kBTUh | 20 | None | 0 | 0 | 0.943 | SWHC011-03 | 57.81 | 2024 | 5.03 | 2024 | 0 | 0 | SWHC011-03 | Com Furnaces - Cold ¦ PG&E ¦ Cold | Com Furnaces - Cold | 8.5 | 1 | 0.89024 | CBSA 2014 | -0.70842 | 2012 | 0.6 | SWHC011-03
COM-HVAC-75.34 | Com ¦ Com Code Furnace (81 AFUE) - Cold ¦ PG&E ¦ Cold | Com ¦ Com Code Furnace (81 AFUE) - Cold | PG&E ¦ Cold | PG&E | All | Gas | Furnace, Commercial, 81% AFUE | Average Existing and Code |  | 2029 | 1 | Conventional | HVAC | Com - Retail | Com | ROB and NEW | 0 | 1000 sqft2 of floor space | Cap-kBTUh | 20 | None | 0 | 0 | 0.943 | SWHC011-03 | 57.81 | 2024 | 5.03 | 2024 | 0 | 0 | SWHC011-03 | Com Furnaces - Cold ¦ PG&E ¦ Cold | Com Furnaces - Cold | 0.43965 | 1 | 0.89024 | CBSA 2014 | -4.6595 | 2012 | 0.6 | SWHC011-03
COM-HVAC-75.35 | Com ¦ Com Code Furnace (81 AFUE) - Cold ¦ PG&E ¦ Cold | Com ¦ Com Code Furnace (81 AFUE) - Cold | PG&E ¦ Cold | PG&E | All | Gas | Furnace, Commercial, 81% AFUE | Average Existing and Code |  | 2029 | 1 | Conventional | HVAC | Com - School | Com | ROB and NEW | 0 | 1000 sqft2 of floor space | Cap-kBTUh | 20 | None | 0 | 0 | 0.943 | SWHC011-03 | 57.81 | 2024 | 5.03 | 2024 | 0 | 0 | SWHC011-03 | Com Furnaces - Cold ¦ PG&E ¦ Cold | Com Furnaces - Cold | 2.5576 | 1 | 0.89024 | CBSA 2014 | -2.1545 | 2012 | 0.6 | SWHC011-03
COM-HVAC-75.36 | Com ¦ Com Code Furnace (81 AFUE) - Cold ¦ PG&E ¦ Cold | Com ¦ Com Code Furnace (81 AFUE) - Cold | PG&E ¦ Cold | PG&E | All | Gas | Furnace, Commercial, 81% AFUE | Average Existing and Code |  | 2029 | 1 | Conventional | HVAC | Com - Warehouse | Com | ROB and NEW | 0 | 1000 sqft2 of floor space | Cap-kBTUh | 20 | None | 0 | 0 | 0.943 | SWHC011-03 | 57.81 | 2024 | 5.03 | 2024 | 0 | 0 | SWHC011-03 | Com Furnaces - Cold ¦ PG&E ¦ Cold | Com Furnaces - Cold | 0.02 | 1 | 0.89024 | CBSA 2014 | -3.9752 | 2012 | 0.6 | SWHC011-03
COM-HVAC-75.37 | Com ¦ Com Code Furnace (81 AFUE) - Marine ¦ SCG ¦ Marine | Com ¦ Com Code Furnace (81 AFUE) - Marine | SCG ¦ Marine | SCG | All | Gas | Furnace, Commercial, 81% AFUE | Average Existing and Code |  | 2029 | 1 | Conventional | HVAC | Com - College | Com | ROB and NEW | 0 | 1000 sqft2 of floor space | Cap-kBTUh | 20 | None | 0 | 0 | 0.176 | SWHC011-03 | 57.81 | 2024 | 5.03 | 2024 | 0 | 0 | SWHC011-03 | Com Furnaces - Marine ¦ SCG ¦ Marine | Com Furnaces - Marine | 0.7206 | 1 | 0.89024 | CBSA 2014 | -0.58056 | 2012 | 0.6 | SWHC011-03
COM-HVAC-75.38 | Com ¦ Com Code Furnace (81 AFUE) - Marine ¦ SCG ¦ Marine | Com ¦ Com Code Furnace (81 AFUE) - Marine | SCG ¦ Marine | SCG | All | Gas | Furnace, Commercial, 81% AFUE | Average Existing and Code |  | 2029 | 1 | Conventional | HVAC | Com - Grocery | Com | ROB and NEW | 0 | 1000 sqft2 of floor space | Cap-kBTUh | 20 | None | 0 | 0 | 0.176 | SWHC011-03 | 57.81 | 2024 | 5.03 | 2024 | 0 | 0 | SWHC011-03 | Com Furnaces - Marine ¦ SCG ¦ Marine | Com Furnaces - Marine | 0.3 | 1 | 0.89024 | CBSA 2014 | -0.41328 | 2012 | 0.6 | SWHC011-03
COM-HVAC-75.39 | Com ¦ Com Code Furnace (81 AFUE) - Marine ¦ SCG ¦ Marine | Com ¦ Com Code Furnace (81 AFUE) - Marine | SCG ¦ Marine | SCG | All | Gas | Furnace, Commercial, 81% AFUE | Average Existing and Code |  | 2029 | 1 | Conventional | HVAC | Com - Health | Com | ROB and NEW | 0 | 1000 sqft2 of floor space | Cap-kBTUh | 20 | None | 0 | 0 | 0.176 | SWHC011-03 | 57.81 | 2024 | 5.03 | 2024 | 0 | 0 | SWHC011-03 | Com Furnaces - Marine ¦ SCG ¦ Marine | Com Furnaces - Marine | 1.0074 | 1 | 0.89024 | CBSA 2014 | -0.49713 | 2012 | 0.6 | SWHC011-03
COM-HVAC-75.40 | Com ¦ Com Code Furnace (81 AFUE) - Marine ¦ SCG ¦ Marine | Com ¦ Com Code Furnace (81 AFUE) - Marine | SCG ¦ Marine | SCG | All | Gas | Furnace, Commercial, 81% AFUE | Average Existing and Code |  | 2029 | 1 | Conventional | HVAC | Com - Lodging | Com | ROB and NEW | 0 | 1000 sqft2 of floor space | Cap-kBTUh | 20 | None | 0 | 0 | 0.176 | SWHC011-03 | 57.81 | 2024 | 5.03 | 2024 | 0 | 0 | SWHC011-03 | Com Furnaces - Marine ¦ SCG ¦ Marine | Com Furnaces - Marine | 0.4628 | 1 | 0.89024 | CBSA 2014 | -1.7386 | 2012 | 0.6 | SWHC011-03
COM-HVAC-75.41 | Com ¦ Com Code Furnace (81 AFUE) - Marine ¦ SCG ¦ Marine | Com ¦ Com Code Furnace (81 AFUE) - Marine | SCG ¦ Marine | SCG | All | Gas | Furnace, Commercial, 81% AFUE | Average Existing and Code |  | 2029 | 1 | Conventional | HVAC | Com - Office (Large) | Com | ROB and NEW | 0 | 1000 sqft2 of floor space | Cap-kBTUh | 20 | None | 0 | 0 | 0.176 | SWHC011-03 | 57.81 | 2024 | 5.03 | 2024 | 0 | 0 | SWHC011-03 | Com Furnaces - Marine ¦ SCG ¦ Marine | Com Furnaces - Marine | 0.10857 | 1 | 0.89024 | CBSA 2014 | -0.79036 | 2012 | 0.6 | SWHC011-03
COM-HVAC-75.42 | Com ¦ Com Code Furnace (81 AFUE) - Marine ¦ SCG ¦ Marine | Com ¦ Com Code Furnace (81 AFUE) - Marine | SCG ¦ Marine | SCG | All | Gas | Furnace, Commercial, 81% AFUE | Average Existing and Code |  | 2029 | 1 | Conventional | HVAC | Com - Office (Small) | Com | ROB and NEW | 0 | 1000 sqft2 of floor space | Cap-kBTUh | 20 | None | 0 | 0 | 0.176 | SWHC011-03 | 57.81 | 2024 | 5.03 | 2024 | 0 | 0 | SWHC011-03 | Com Furnaces - Marine ¦ SCG ¦ Marine | Com Furnaces - Marine | 0.3 | 1 | 0.89024 | CBSA 2014 | -0.34842 | 2012 | 0.6 | SWHC011-03
COM-HVAC-75.43 | Com ¦ Com Code Furnace (81 AFUE) - Marine ¦ SCG ¦ Marine | Com ¦ Com Code Furnace (81 AFUE) - Marine | SCG ¦ Marine | SCG | All | Gas | Furnace, Commercial, 81% AFUE | Average Existing and Code |  | 2029 | 1 | Conventional | HVAC | Com - Other | Com | ROB and NEW | 0 | 1000 sqft2 of floor space | Cap-kBTUh | 20 | None | 0 | 0 | 0.176 | SWHC011-03 | 57.81 | 2024 | 5.03 | 2024 | 0 | 0 | SWHC011-03 | Com Furnaces - Marine ¦ SCG ¦ Marine | Com Furnaces - Marine | 0.88227 | 1 | 0.89024 | CBSA 2014 | -0.79728 | 2012 | 0.6 | SWHC011-03
COM-HVAC-75.44 | Com ¦ Com Code Furnace (81 AFUE) - Marine ¦ SCG ¦ Marine | Com ¦ Com Code Furnace (81 AFUE) - Marine | SCG ¦ Marine | SCG | All | Gas | Furnace, Commercial, 81% AFUE | Average Existing and Code |  | 2029 | 1 | Conventional | HVAC | Com - Refrig. Warehouse | Com | ROB and NEW | 0 | 1000 sqft2 of floor space | Cap-kBTUh | 20 | None | 0 | 0 | 0.176 | SWHC011-03 | 57.81 | 2024 | 5.03 | 2024 | 0 | 0 | SWHC011-03 | Com Furnaces - Marine ¦ SCG ¦ Marine | Com Furnaces - Marine | 0.05 | 1 | 0.89024 | CBSA 2014 | -0.13214 | 2012 | 0.6 | SWHC011-03
COM-HVAC-75.45 | Com ¦ Com Code Furnace (81 AFUE) - Marine ¦ SCG ¦ Marine | Com ¦ Com Code Furnace (81 AFUE) - Marine | SCG ¦ Marine | SCG | All | Gas | Furnace, Commercial, 81% AFUE | Average Existing and Code |  | 2029 | 1 | Conventional | HVAC | Com - Restaurant | Com | ROB and NEW | 0 | 1000 sqft2 of floor space | Cap-kBTUh | 20 | None | 0 | 0 | 0.176 | SWHC011-03 | 57.81 | 2024 | 5.03 | 2024 | 0 | 0 | SWHC011-03 | Com Furnaces - Marine ¦ SCG ¦ Marine | Com Furnaces - Marine | 8.5 | 1 | 0.89024 | CBSA 2014 | -0.13222 | 2012 | 0.6 | SWHC011-03
COM-HVAC-75.46 | Com ¦ Com Code Furnace (81 AFUE) - Marine ¦ SCG ¦ Marine | Com ¦ Com Code Furnace (81 AFUE) - Marine | SCG ¦ Marine | SCG | All | Gas | Furnace, Commercial, 81% AFUE | Average Existing and Code |  | 2029 | 1 | Conventional | HVAC | Com - Retail | Com | ROB and NEW | 0 | 1000 sqft2 of floor space | Cap-kBTUh | 20 | None | 0 | 0 | 0.176 | SWHC011-03 | 57.81 | 2024 | 5.03 | 2024 | 0 | 0 | SWHC011-03 | Com Furnaces - Marine ¦ SCG ¦ Marine | Com Furnaces - Marine | 0.43965 | 1 | 0.89024 | CBSA 2014 | -0.86964 | 2012 | 0.6 | SWHC011-03
COM-HVAC-75.47 | Com ¦ Com Code Furnace (81 AFUE) - Marine ¦ SCG ¦ Marine | Com ¦ Com Code Furnace (81 AFUE) - Marine | SCG ¦ Marine | SCG | All | Gas | Furnace, Commercial, 81% AFUE | Average Existing and Code |  | 2029 | 1 | Conventional | HVAC | Com - School | Com | ROB and NEW | 0 | 1000 sqft2 of floor space | Cap-kBTUh | 20 | None | 0 | 0 | 0.176 | SWHC011-03 | 57.81 | 2024 | 5.03 | 2024 | 0 | 0 | SWHC011-03 | Com Furnaces - Marine ¦ SCG ¦ Marine | Com Furnaces - Marine | 2.5576 | 1 | 0.89024 | CBSA 2014 | -0.40211 | 2012 | 0.6 | SWHC011-03
COM-HVAC-75.48 | Com ¦ Com Code Furnace (81 AFUE) - Marine ¦ SCG ¦ Marine | Com ¦ Com Code Furnace (81 AFUE) - Marine | SCG ¦ Marine | SCG | All | Gas | Furnace, Commercial, 81% AFUE | Average Existing and Code |  | 2029 | 1 | Conventional | HVAC | Com - Warehouse | Com | ROB and NEW | 0 | 1000 sqft2 of floor space | Cap-kBTUh | 20 | None | 0 | 0 | 0.176 | SWHC011-03 | 57.81 | 2024 | 5.03 | 2024 | 0 | 0 | SWHC011-03 | Com Furnaces - Marine ¦ SCG ¦ Marine | Com Furnaces - Marine | 0.02 | 1 | 0.89024 | CBSA 2014 | -0.74192 | 2012 | 0.6 | SWHC011-03
COM-HVAC-75.49 | Com ¦ Com Code Furnace (81 AFUE) - Hot-Dry ¦ SCG ¦ Hot-Dry | Com ¦ Com Code Furnace (81 AFUE) - Hot-Dry | SCG ¦ Hot-Dry | SCG | All | Gas | Furnace, Commercial, 81% AFUE | Average Existing and Code |  | 2029 | 1 | Conventional | HVAC | Com - College | Com | ROB and NEW | 0 | 1000 sqft2 of floor space | Cap-kBTUh | 20 | None | 0 | 0 | 0.163 | SWHC011-03 | 57.81 | 2024 | 5.03 | 2024 | 0 | 0 | SWHC011-03 | Com Furnaces - Hot-Dry ¦ SCG ¦ Hot-Dry | Com Furnaces - Hot-Dry | 0.7206 | 1 | 0.89024 | CBSA 2014 | -0.53768 | 2012 | 0.6 | SWHC011-03
COM-HVAC-75.50 | Com ¦ Com Code Furnace (81 AFUE) - Hot-Dry ¦ SCG ¦ Hot-Dry | Com ¦ Com Code Furnace (81 AFUE) - Hot-Dry | SCG ¦ Hot-Dry | SCG | All | Gas | Furnace, Commercial, 81% AFUE | Average Existing and Code |  | 2029 | 1 | Conventional | HVAC | Com - Grocery | Com | ROB and NEW | 0 | 1000 sqft2 of floor space | Cap-kBTUh | 20 | None | 0 | 0 | 0.163 | SWHC011-03 | 57.81 | 2024 | 5.03 | 2024 | 0 | 0 | SWHC011-03 | Com Furnaces - Hot-Dry ¦ SCG ¦ Hot-Dry | Com Furnaces - Hot-Dry | 0.3 | 1 | 0.89024 | CBSA 2014 | -0.38276 | 2012 | 0.6 | SWHC011-03
COM-HVAC-75.51 | Com ¦ Com Code Furnace (81 AFUE) - Hot-Dry ¦ SCG ¦ Hot-Dry | Com ¦ Com Code Furnace (81 AFUE) - Hot-Dry | SCG ¦ Hot-Dry | SCG | All | Gas | Furnace, Commercial, 81% AFUE | Average Existing and Code |  | 2029 | 1 | Conventional | HVAC | Com - Health | Com | ROB and NEW | 0 | 1000 sqft2 of floor space | Cap-kBTUh | 20 | None | 0 | 0 | 0.163 | SWHC011-03 | 57.81 | 2024 | 5.03 | 2024 | 0 | 0 | SWHC011-03 | Com Furnaces - Hot-Dry ¦ SCG ¦ Hot-Dry | Com Furnaces - Hot-Dry | 1.0074 | 1 | 0.89024 | CBSA 2014 | -0.46041 | 2012 | 0.6 | SWHC011-03
COM-HVAC-75.52 | Com ¦ Com Code Furnace (81 AFUE) - Hot-Dry ¦ SCG ¦ Hot-Dry | Com ¦ Com Code Furnace (81 AFUE) - Hot-Dry | SCG ¦ Hot-Dry | SCG | All | Gas | Furnace, Commercial, 81% AFUE | Average Existing and Code |  | 2029 | 1 | Conventional | HVAC | Com - Lodging | Com | ROB and NEW | 0 | 1000 sqft2 of floor space | Cap-kBTUh | 20 | None | 0 | 0 | 0.163 | SWHC011-03 | 57.81 | 2024 | 5.03 | 2024 | 0 | 0 | SWHC011-03 | Com Furnaces - Hot-Dry ¦ SCG ¦ Hot-Dry | Com Furnaces - Hot-Dry | 0.4628 | 1 | 0.89024 | CBSA 2014 | -1.6102 | 2012 | 0.6 | SWHC011-03
COM-HVAC-75.53 | Com ¦ Com Code Furnace (81 AFUE) - Hot-Dry ¦ SCG ¦ Hot-Dry | Com ¦ Com Code Furnace (81 AFUE) - Hot-Dry | SCG ¦ Hot-Dry | SCG | All | Gas | Furnace, Commercial, 81% AFUE | Average Existing and Code |  | 2029 | 1 | Conventional | HVAC | Com - Office (Large) | Com | ROB and NEW | 0 | 1000 sqft2 of floor space | Cap-kBTUh | 20 | None | 0 | 0 | 0.163 | SWHC011-03 | 57.81 | 2024 | 5.03 | 2024 | 0 | 0 | SWHC011-03 | Com Furnaces - Hot-Dry ¦ SCG ¦ Hot-Dry | Com Furnaces - Hot-Dry | 0.10857 | 1 | 0.89024 | CBSA 2014 | -0.73198 | 2012 | 0.6 | SWHC011-03
COM-HVAC-75.54 | Com ¦ Com Code Furnace (81 AFUE) - Hot-Dry ¦ SCG ¦ Hot-Dry | Com ¦ Com Code Furnace (81 AFUE) - Hot-Dry | SCG ¦ Hot-Dry | SCG | All | Gas | Furnace, Commercial, 81% AFUE | Average Existing and Code |  | 2029 | 1 | Conventional | HVAC | Com - Office (Small) | Com | ROB and NEW | 0 | 1000 sqft2 of floor space | Cap-kBTUh | 20 | None | 0 | 0 | 0.163 | SWHC011-03 | 57.81 | 2024 | 5.03 | 2024 | 0 | 0 | SWHC011-03 | Com Furnaces - Hot-Dry ¦ SCG ¦ Hot-Dry | Com Furnaces - Hot-Dry | 0.3 | 1 | 0.89024 | CBSA 2014 | -0.32269 | 2012 | 0.6 | SWHC011-03
COM-HVAC-75.55 | Com ¦ Com Code Furnace (81 AFUE) - Hot-Dry ¦ SCG ¦ Hot-Dry | Com ¦ Com Code Furnace (81 AFUE) - Hot-Dry | SCG ¦ Hot-Dry | SCG | All | Gas | Furnace, Commercial, 81% AFUE | Average Existing and Code |  | 2029 | 1 | Conventional | HVAC | Com - Other | Com | ROB and NEW | 0 | 1000 sqft2 of floor space | Cap-kBTUh | 20 | None | 0 | 0 | 0.163 | SWHC011-03 | 57.81 | 2024 | 5.03 | 2024 | 0 | 0 | SWHC011-03 | Com Furnaces - Hot-Dry ¦ SCG ¦ Hot-Dry | Com Furnaces - Hot-Dry | 0.88227 | 1 | 0.89024 | CBSA 2014 | -0.73839 | 2012 | 0.6 | SWHC011-03
COM-HVAC-75.56 | Com ¦ Com Code Furnace (81 AFUE) - Hot-Dry ¦ SCG ¦ Hot-Dry | Com ¦ Com Code Furnace (81 AFUE) - Hot-Dry | SCG ¦ Hot-Dry | SCG | All | Gas | Furnace, Commercial, 81% AFUE | Average Existing and Code |  | 2029 | 1 | Conventional | HVAC | Com - Refrig. Warehouse | Com | ROB and NEW | 0 | 1000 sqft2 of floor space | Cap-kBTUh | 20 | None | 0 | 0 | 0.163 | SWHC011-03 | 57.81 | 2024 | 5.03 | 2024 | 0 | 0 | SWHC011-03 | Com Furnaces - Hot-Dry ¦ SCG ¦ Hot-Dry | Com Furnaces - Hot-Dry | 0.05 | 1 | 0.89024 | CBSA 2014 | -0.12238 | 2012 | 0.6 | SWHC011-03
COM-HVAC-75.57 | Com ¦ Com Code Furnace (81 AFUE) - Hot-Dry ¦ SCG ¦ Hot-Dry | Com ¦ Com Code Furnace (81 AFUE) - Hot-Dry | SCG ¦ Hot-Dry | SCG | All | Gas | Furnace, Commercial, 81% AFUE | Average Existing and Code |  | 2029 | 1 | Conventional | HVAC | Com - Restaurant | Com | ROB and NEW | 0 | 1000 sqft2 of floor space | Cap-kBTUh | 20 | None | 0 | 0 | 0.163 | SWHC011-03 | 57.81 | 2024 | 5.03 | 2024 | 0 | 0 | SWHC011-03 | Com Furnaces - Hot-Dry ¦ SCG ¦ Hot-Dry | Com Furnaces - Hot-Dry | 8.5 | 1 | 0.89024 | CBSA 2014 | -0.12245 | 2012 | 0.6 | SWHC011-03
COM-HVAC-75.58 | Com ¦ Com Code Furnace (81 AFUE) - Hot-Dry ¦ SCG ¦ Hot-Dry | Com ¦ Com Code Furnace (81 AFUE) - Hot-Dry | SCG ¦ Hot-Dry | SCG | All | Gas | Furnace, Commercial, 81% AFUE | Average Existing and Code |  | 2029 | 1 | Conventional | HVAC | Com - Retail | Com | ROB and NEW | 0 | 1000 sqft2 of floor space | Cap-kBTUh | 20 | None | 0 | 0 | 0.163 | SWHC011-03 | 57.81 | 2024 | 5.03 | 2024 | 0 | 0 | SWHC011-03 | Com Furnaces - Hot-Dry ¦ SCG ¦ Hot-Dry | Com Furnaces - Hot-Dry | 0.43965 | 1 | 0.89024 | CBSA 2014 | -0.8054 | 2012 | 0.6 | SWHC011-03
COM-HVAC-75.59 | Com ¦ Com Code Furnace (81 AFUE) - Hot-Dry ¦ SCG ¦ Hot-Dry | Com ¦ Com Code Furnace (81 AFUE) - Hot-Dry | SCG ¦ Hot-Dry | SCG | All | Gas | Furnace, Commercial, 81% AFUE | Average Existing and Code |  | 2029 | 1 | Conventional | HVAC | Com - School | Com | ROB and NEW | 0 | 1000 sqft2 of floor space | Cap-kBTUh | 20 | None | 0 | 0 | 0.163 | SWHC011-03 | 57.81 | 2024 | 5.03 | 2024 | 0 | 0 | SWHC011-03 | Com Furnaces - Hot-Dry ¦ SCG ¦ Hot-Dry | Com Furnaces - Hot-Dry | 2.5576 | 1 | 0.89024 | CBSA 2014 | -0.37241 | 2012 | 0.6 | SWHC011-03
COM-HVAC-75.60 | Com ¦ Com Code Furnace (81 AFUE) - Hot-Dry ¦ SCG ¦ Hot-Dry | Com ¦ Com Code Furnace (81 AFUE) - Hot-Dry | SCG ¦ Hot-Dry | SCG | All | Gas | Furnace, Commercial, 81% AFUE | Average Existing and Code |  | 2029 | 1 | Conventional | HVAC | Com - Warehouse | Com | ROB and NEW | 0 | 1000 sqft2 of floor space | Cap-kBTUh | 20 | None | 0 | 0 | 0.163 | SWHC011-03 | 57.81 | 2024 | 5.03 | 2024 | 0 | 0 | SWHC011-03 | Com Furnaces - Hot-Dry ¦ SCG ¦ Hot-Dry | Com Furnaces - Hot-Dry | 0.02 | 1 | 0.89024 | CBSA 2014 | -0.68712 | 2012 | 0.6 | SWHC011-03
COM-HVAC-75.61 | Com ¦ Com Code Furnace (81 AFUE) - Cold ¦ SCG ¦ Cold | Com ¦ Com Code Furnace (81 AFUE) - Cold | SCG ¦ Cold | SCG | All | Gas | Furnace, Commercial, 81% AFUE | Average Existing and Code |  | 2029 | 1 | Conventional | HVAC | Com - College | Com | ROB and NEW | 0 | 1000 sqft2 of floor space | Cap-kBTUh | 20 | None | 0 | 0 | 0.943 | SWHC011-03 | 57.81 | 2024 | 5.03 | 2024 | 0 | 0 | SWHC011-03 | Com Furnaces - Cold ¦ SCG ¦ Cold | Com Furnaces - Cold | 0.7206 | 1 | 0.89024 | CBSA 2014 | -3.1106 | 2012 | 0.6 | SWHC011-03
COM-HVAC-75.62 | Com ¦ Com Code Furnace (81 AFUE) - Cold ¦ SCG ¦ Cold | Com ¦ Com Code Furnace (81 AFUE) - Cold | SCG ¦ Cold | SCG | All | Gas | Furnace, Commercial, 81% AFUE | Average Existing and Code |  | 2029 | 1 | Conventional | HVAC | Com - Grocery | Com | ROB and NEW | 0 | 1000 sqft2 of floor space | Cap-kBTUh | 20 | None | 0 | 0 | 0.943 | SWHC011-03 | 57.81 | 2024 | 5.03 | 2024 | 0 | 0 | SWHC011-03 | Com Furnaces - Cold ¦ SCG ¦ Cold | Com Furnaces - Cold | 0.3 | 1 | 0.89024 | CBSA 2014 | -2.2143 | 2012 | 0.6 | SWHC011-03
COM-HVAC-75.63 | Com ¦ Com Code Furnace (81 AFUE) - Cold ¦ SCG ¦ Cold | Com ¦ Com Code Furnace (81 AFUE) - Cold | SCG ¦ Cold | SCG | All | Gas | Furnace, Commercial, 81% AFUE | Average Existing and Code |  | 2029 | 1 | Conventional | HVAC | Com - Health | Com | ROB and NEW | 0 | 1000 sqft2 of floor space | Cap-kBTUh | 20 | None | 0 | 0 | 0.943 | SWHC011-03 | 57.81 | 2024 | 5.03 | 2024 | 0 | 0 | SWHC011-03 | Com Furnaces - Cold ¦ SCG ¦ Cold | Com Furnaces - Cold | 1.0074 | 1 | 0.89024 | CBSA 2014 | -2.6636 | 2012 | 0.6 | SWHC011-03
COM-HVAC-75.64 | Com ¦ Com Code Furnace (81 AFUE) - Cold ¦ SCG ¦ Cold | Com ¦ Com Code Furnace (81 AFUE) - Cold | SCG ¦ Cold | SCG | All | Gas | Furnace, Commercial, 81% AFUE | Average Existing and Code |  | 2029 | 1 | Conventional | HVAC | Com - Lodging | Com | ROB and NEW | 0 | 1000 sqft2 of floor space | Cap-kBTUh | 20 | None | 0 | 0 | 0.943 | SWHC011-03 | 57.81 | 2024 | 5.03 | 2024 | 0 | 0 | SWHC011-03 | Com Furnaces - Cold ¦ SCG ¦ Cold | Com Furnaces - Cold | 0.4628 | 1 | 0.89024 | CBSA 2014 | -9.3153 | 2012 | 0.6 | SWHC011-03
COM-HVAC-75.65 | Com ¦ Com Code Furnace (81 AFUE) - Cold ¦ SCG ¦ Cold | Com ¦ Com Code Furnace (81 AFUE) - Cold | SCG ¦ Cold | SCG | All | Gas | Furnace, Commercial, 81% AFUE | Average Existing and Code |  | 2029 | 1 | Conventional | HVAC | Com - Office (Large) | Com | ROB and NEW | 0 | 1000 sqft2 of floor space | Cap-kBTUh | 20 | None | 0 | 0 | 0.943 | SWHC011-03 | 57.81 | 2024 | 5.03 | 2024 | 0 | 0 | SWHC011-03 | Com Furnaces - Cold ¦ SCG ¦ Cold | Com Furnaces - Cold | 0.10857 | 1 | 0.89024 | CBSA 2014 | -4.2347 | 2012 | 0.6 | SWHC011-03
COM-HVAC-75.66 | Com ¦ Com Code Furnace (81 AFUE) - Cold ¦ SCG ¦ Cold | Com ¦ Com Code Furnace (81 AFUE) - Cold | SCG ¦ Cold | SCG | All | Gas | Furnace, Commercial, 81% AFUE | Average Existing and Code |  | 2029 | 1 | Conventional | HVAC | Com - Office (Small) | Com | ROB and NEW | 0 | 1000 sqft2 of floor space | Cap-kBTUh | 20 | None | 0 | 0 | 0.943 | SWHC011-03 | 57.81 | 2024 | 5.03 | 2024 | 0 | 0 | SWHC011-03 | Com Furnaces - Cold ¦ SCG ¦ Cold | Com Furnaces - Cold | 0.3 | 1 | 0.89024 | CBSA 2014 | -1.8668 | 2012 | 0.6 | SWHC011-03
COM-HVAC-75.67 | Com ¦ Com Code Furnace (81 AFUE) - Cold ¦ SCG ¦ Cold | Com ¦ Com Code Furnace (81 AFUE) - Cold | SCG ¦ Cold | SCG | All | Gas | Furnace, Commercial, 81% AFUE | Average Existing and Code |  | 2029 | 1 | Conventional | HVAC | Com - Other | Com | ROB and NEW | 0 | 1000 sqft2 of floor space | Cap-kBTUh | 20 | None | 0 | 0 | 0.943 | SWHC011-03 | 57.81 | 2024 | 5.03 | 2024 | 0 | 0 | SWHC011-03 | Com Furnaces - Cold ¦ SCG ¦ Cold | Com Furnaces - Cold | 0.88227 | 1 | 0.89024 | CBSA 2014 | -4.2718 | 2012 | 0.6 | SWHC011-03
COM-HVAC-75.68 | Com ¦ Com Code Furnace (81 AFUE) - Cold ¦ SCG ¦ Cold | Com ¦ Com Code Furnace (81 AFUE) - Cold | SCG ¦ Cold | SCG | All | Gas | Furnace, Commercial, 81% AFUE | Average Existing and Code |  | 2029 | 1 | Conventional | HVAC | Com - Refrig. Warehouse | Com | ROB and NEW | 0 | 1000 sqft2 of floor space | Cap-kBTUh | 20 | None | 0 | 0 | 0.943 | SWHC011-03 | 57.81 | 2024 | 5.03 | 2024 | 0 | 0 | SWHC011-03 | Com Furnaces - Cold ¦ SCG ¦ Cold | Com Furnaces - Cold | 0.05 | 1 | 0.89024 | CBSA 2014 | -0.708 | 2012 | 0.6 | SWHC011-03
COM-HVAC-75.69 | Com ¦ Com Code Furnace (81 AFUE) - Cold ¦ SCG ¦ Cold | Com ¦ Com Code Furnace (81 AFUE) - Cold | SCG ¦ Cold | SCG | All | Gas | Furnace, Commercial, 81% AFUE | Average Existing and Code |  | 2029 | 1 | Conventional | HVAC | Com - Restaurant | Com | ROB and NEW | 0 | 1000 sqft2 of floor space | Cap-kBTUh | 20 | None | 0 | 0 | 0.943 | SWHC011-03 | 57.81 | 2024 | 5.03 | 2024 | 0 | 0 | SWHC011-03 | Com Furnaces - Cold ¦ SCG ¦ Cold | Com Furnaces - Cold | 8.5 | 1 | 0.89024 | CBSA 2014 | -0.70842 | 2012 | 0.6 | SWHC011-03
COM-HVAC-75.70 | Com ¦ Com Code Furnace (81 AFUE) - Cold ¦ SCG ¦ Cold | Com ¦ Com Code Furnace (81 AFUE) - Cold | SCG ¦ Cold | SCG | All | Gas | Furnace, Commercial, 81% AFUE | Average Existing and Code |  | 2029 | 1 | Conventional | HVAC | Com - Retail | Com | ROB and NEW | 0 | 1000 sqft2 of floor space | Cap-kBTUh | 20 | None | 0 | 0 | 0.943 | SWHC011-03 | 57.81 | 2024 | 5.03 | 2024 | 0 | 0 | SWHC011-03 | Com Furnaces - Cold ¦ SCG ¦ Cold | Com Furnaces - Cold | 0.43965 | 1 | 0.89024 | CBSA 2014 | -4.6595 | 2012 | 0.6 | SWHC011-03
COM-HVAC-75.71 | Com ¦ Com Code Furnace (81 AFUE) - Cold ¦ SCG ¦ Cold | Com ¦ Com Code Furnace (81 AFUE) - Cold | SCG ¦ Cold | SCG | All | Gas | Furnace, Commercial, 81% AFUE | Average Existing and Code |  | 2029 | 1 | Conventional | HVAC | Com - School | Com | ROB and NEW | 0 | 1000 sqft2 of floor space | Cap-kBTUh | 20 | None | 0 | 0 | 0.943 | SWHC011-03 | 57.81 | 2024 | 5.03 | 2024 | 0 | 0 | SWHC011-03 | Com Furnaces - Cold ¦ SCG ¦ Cold | Com Furnaces - Cold | 2.5576 | 1 | 0.89024 | CBSA 2014 | -2.1545 | 2012 | 0.6 | SWHC011-03
COM-HVAC-75.72 | Com ¦ Com Code Furnace (81 AFUE) - Cold ¦ SCG ¦ Cold | Com ¦ Com Code Furnace (81 AFUE) - Cold | SCG ¦ Cold | SCG | All | Gas | Furnace, Commercial, 81% AFUE | Average Existing and Code |  | 2029 | 1 | Conventional | HVAC | Com - Warehouse | Com | ROB and NEW | 0 | 1000 sqft2 of floor space | Cap-kBTUh | 20 | None | 0 | 0 | 0.943 | SWHC011-03 | 57.81 | 2024 | 5.03 | 2024 | 0 | 0 | SWHC011-03 | Com Furnaces - Cold ¦ SCG ¦ Cold | Com Furnaces - Cold | 0.02 | 1 | 0.89024 | CBSA 2014 | -3.9752 | 2012 | 0.6 | SWHC011-03
COM-HVAC-75.73 | Com ¦ Com Code Furnace (81 AFUE) - Marine ¦ SDG&E ¦ Marine | Com ¦ Com Code Furnace (81 AFUE) - Marine | SDG&E ¦ Marine | SDG&E | All | Gas | Furnace, Commercial, 81% AFUE | Average Existing and Code |  | 2029 | 1 | Conventional | HVAC | Com - College | Com | ROB and NEW | 0 | 1000 sqft2 of floor space | Cap-kBTUh | 20 | None | 0 | 0 | 0.176 | SWHC011-03 | 57.81 | 2024 | 5.03 | 2024 | 0 | 0 | SWHC011-03 | Com Furnaces - Marine ¦ SDG&E ¦ Marine | Com Furnaces - Marine | 0.7206 | 1 | 0.89024 | CBSA 2014 | -0.58056 | 2012 | 0.6 | SWHC011-03
COM-HVAC-75.74 | Com ¦ Com Code Furnace (81 AFUE) - Marine ¦ SDG&E ¦ Marine | Com ¦ Com Code Furnace (81 AFUE) - Marine | SDG&E ¦ Marine | SDG&E | All | Gas | Furnace, Commercial, 81% AFUE | Average Existing and Code |  | 2029 | 1 | Conventional | HVAC | Com - Grocery | Com | ROB and NEW | 0 | 1000 sqft2 of floor space | Cap-kBTUh | 20 | None | 0 | 0 | 0.176 | SWHC011-03 | 57.81 | 2024 | 5.03 | 2024 | 0 | 0 | SWHC011-03 | Com Furnaces - Marine ¦ SDG&E ¦ Marine | Com Furnaces - Marine | 0.3 | 1 | 0.89024 | CBSA 2014 | -0.41328 | 2012 | 0.6 | SWHC011-03
COM-HVAC-75.75 | Com ¦ Com Code Furnace (81 AFUE) - Marine ¦ SDG&E ¦ Marine | Com ¦ Com Code Furnace (81 AFUE) - Marine | SDG&E ¦ Marine | SDG&E | All | Gas | Furnace, Commercial, 81% AFUE | Average Existing and Code |  | 2029 | 1 | Conventional | HVAC | Com - Health | Com | ROB and NEW | 0 | 1000 sqft2 of floor space | Cap-kBTUh | 20 | None | 0 | 0 | 0.176 | SWHC011-03 | 57.81 | 2024 | 5.03 | 2024 | 0 | 0 | SWHC011-03 | Com Furnaces - Marine ¦ SDG&E ¦ Marine | Com Furnaces - Marine | 1.0074 | 1 | 0.89024 | CBSA 2014 | -0.49713 | 2012 | 0.6 | SWHC011-03
COM-HVAC-75.76 | Com ¦ Com Code Furnace (81 AFUE) - Marine ¦ SDG&E ¦ Marine | Com ¦ Com Code Furnace (81 AFUE) - Marine | SDG&E ¦ Marine | SDG&E | All | Gas | Furnace, Commercial, 81% AFUE | Average Existing and Code |  | 2029 | 1 | Conventional | HVAC | Com - Lodging | Com | ROB and NEW | 0 | 1000 sqft2 of floor space | Cap-kBTUh | 20 | None | 0 | 0 | 0.176 | SWHC011-03 | 57.81 | 2024 | 5.03 | 2024 | 0 | 0 | SWHC011-03 | Com Furnaces - Marine ¦ SDG&E ¦ Marine | Com Furnaces - Marine | 0.4628 | 1 | 0.89024 | CBSA 2014 | -1.7386 | 2012 | 0.6 | SWHC011-03
COM-HVAC-75.77 | Com ¦ Com Code Furnace (81 AFUE) - Marine ¦ SDG&E ¦ Marine | Com ¦ Com Code Furnace (81 AFUE) - Marine | SDG&E ¦ Marine | SDG&E | All | Gas | Furnace, Commercial, 81% AFUE | Average Existing and Code |  | 2029 | 1 | Conventional | HVAC | Com - Office (Large) | Com | ROB and NEW | 0 | 1000 sqft2 of floor space | Cap-kBTUh | 20 | None | 0 | 0 | 0.176 | SWHC011-03 | 57.81 | 2024 | 5.03 | 2024 | 0 | 0 | SWHC011-03 | Com Furnaces - Marine ¦ SDG&E ¦ Marine | Com Furnaces - Marine | 0.10857 | 1 | 0.89024 | CBSA 2014 | -0.79036 | 2012 | 0.6 | SWHC011-03
COM-HVAC-75.78 | Com ¦ Com Code Furnace (81 AFUE) - Marine ¦ SDG&E ¦ Marine | Com ¦ Com Code Furnace (81 AFUE) - Marine | SDG&E ¦ Marine | SDG&E | All | Gas | Furnace, Commercial, 81% AFUE | Average Existing and Code |  | 2029 | 1 | Conventional | HVAC | Com - Office (Small) | Com | ROB and NEW | 0 | 1000 sqft2 of floor space | Cap-kBTUh | 20 | None | 0 | 0 | 0.176 | SWHC011-03 | 57.81 | 2024 | 5.03 | 2024 | 0 | 0 | SWHC011-03 | Com Furnaces - Marine ¦ SDG&E ¦ Marine | Com Furnaces - Marine | 0.3 | 1 | 0.89024 | CBSA 2014 | -0.34842 | 2012 | 0.6 | SWHC011-03
COM-HVAC-75.79 | Com ¦ Com Code Furnace (81 AFUE) - Marine ¦ SDG&E ¦ Marine | Com ¦ Com Code Furnace (81 AFUE) - Marine | SDG&E ¦ Marine | SDG&E | All | Gas | Furnace, Commercial, 81% AFUE | Average Existing and Code |  | 2029 | 1 | Conventional | HVAC | Com - Other | Com | ROB and NEW | 0 | 1000 sqft2 of floor space | Cap-kBTUh | 20 | None | 0 | 0 | 0.176 | SWHC011-03 | 57.81 | 2024 | 5.03 | 2024 | 0 | 0 | SWHC011-03 | Com Furnaces - Marine ¦ SDG&E ¦ Marine | Com Furnaces - Marine | 0.88227 | 1 | 0.89024 | CBSA 2014 | -0.79728 | 2012 | 0.6 | SWHC011-03
COM-HVAC-75.80 | Com ¦ Com Code Furnace (81 AFUE) - Marine ¦ SDG&E ¦ Marine | Com ¦ Com Code Furnace (81 AFUE) - Marine | SDG&E ¦ Marine | SDG&E | All | Gas | Furnace, Commercial, 81% AFUE | Average Existing and Code |  | 2029 | 1 | Conventional | HVAC | Com - Refrig. Warehouse | Com | ROB and NEW | 0 | 1000 sqft2 of floor space | Cap-kBTUh | 20 | None | 0 | 0 | 0.176 | SWHC011-03 | 57.81 | 2024 | 5.03 | 2024 | 0 | 0 | SWHC011-03 | Com Furnaces - Marine ¦ SDG&E ¦ Marine | Com Furnaces - Marine | 0.05 | 1 | 0.89024 | CBSA 2014 | -0.13214 | 2012 | 0.6 | SWHC011-03
COM-HVAC-75.81 | Com ¦ Com Code Furnace (81 AFUE) - Marine ¦ SDG&E ¦ Marine | Com ¦ Com Code Furnace (81 AFUE) - Marine | SDG&E ¦ Marine | SDG&E | All | Gas | Furnace, Commercial, 81% AFUE | Average Existing and Code |  | 2029 | 1 | Conventional | HVAC | Com - Restaurant | Com | ROB and NEW | 0 | 1000 sqft2 of floor space | Cap-kBTUh | 20 | None | 0 | 0 | 0.176 | SWHC011-03 | 57.81 | 2024 | 5.03 | 2024 | 0 | 0 | SWHC011-03 | Com Furnaces - Marine ¦ SDG&E ¦ Marine | Com Furnaces - Marine | 8.5 | 1 | 0.89024 | CBSA 2014 | -0.13222 | 2012 | 0.6 | SWHC011-03
COM-HVAC-75.82 | Com ¦ Com Code Furnace (81 AFUE) - Marine ¦ SDG&E ¦ Marine | Com ¦ Com Code Furnace (81 AFUE) - Marine | SDG&E ¦ Marine | SDG&E | All | Gas | Furnace, Commercial, 81% AFUE | Average Existing and Code |  | 2029 | 1 | Conventional | HVAC | Com - Retail | Com | ROB and NEW | 0 | 1000 sqft2 of floor space | Cap-kBTUh | 20 | None | 0 | 0 | 0.176 | SWHC011-03 | 57.81 | 2024 | 5.03 | 2024 | 0 | 0 | SWHC011-03 | Com Furnaces - Marine ¦ SDG&E ¦ Marine | Com Furnaces - Marine | 0.43965 | 1 | 0.89024 | CBSA 2014 | -0.86964 | 2012 | 0.6 | SWHC011-03
COM-HVAC-75.83 | Com ¦ Com Code Furnace (81 AFUE) - Marine ¦ SDG&E ¦ Marine | Com ¦ Com Code Furnace (81 AFUE) - Marine | SDG&E ¦ Marine | SDG&E | All | Gas | Furnace, Commercial, 81% AFUE | Average Existing and Code |  | 2029 | 1 | Conventional | HVAC | Com - School | Com | ROB and NEW | 0 | 1000 sqft2 of floor space | Cap-kBTUh | 20 | None | 0 | 0 | 0.176 | SWHC011-03 | 57.81 | 2024 | 5.03 | 2024 | 0 | 0 | SWHC011-03 | Com Furnaces - Marine ¦ SDG&E ¦ Marine | Com Furnaces - Marine | 2.5576 | 1 | 0.89024 | CBSA 2014 | -0.40211 | 2012 | 0.6 | SWHC011-03
COM-HVAC-75.84 | Com ¦ Com Code Furnace (81 AFUE) - Marine ¦ SDG&E ¦ Marine | Com ¦ Com Code Furnace (81 AFUE) - Marine | SDG&E ¦ Marine | SDG&E | All | Gas | Furnace, Commercial, 81% AFUE | Average Existing and Code |  | 2029 | 1 | Conventional | HVAC | Com - Warehouse | Com | ROB and NEW | 0 | 1000 sqft2 of floor space | Cap-kBTUh | 20 | None | 0 | 0 | 0.176 | SWHC011-03 | 57.81 | 2024 | 5.03 | 2024 | 0 | 0 | SWHC011-03 | Com Furnaces - Marine ¦ SDG&E ¦ Marine | Com Furnaces - Marine | 0.02 | 1 | 0.89024 | CBSA 2014 | -0.74192 | 2012 | 0.6 | SWHC011-03
COM-HVAC-75.85 | Com ¦ Com Code Furnace (81 AFUE) - Hot-Dry ¦ SDG&E ¦ Hot-Dry | Com ¦ Com Code Furnace (81 AFUE) - Hot-Dry | SDG&E ¦ Hot-Dry | SDG&E | All | Gas | Furnace, Commercial, 81% AFUE | Average Existing and Code |  | 2029 | 1 | Conventional | HVAC | Com - College | Com | ROB and NEW | 0 | 1000 sqft2 of floor space | Cap-kBTUh | 20 | None | 0 | 0 | 0.167 | SWHC011-03 | 57.81 | 2024 | 5.03 | 2024 | 0 | 0 | SWHC011-03 | Com Furnaces - Hot-Dry ¦ SDG&E ¦ Hot-Dry | Com Furnaces - Hot-Dry | 0.7206 | 1 | 0.89024 | CBSA 2014 | -0.55087 | 2012 | 0.6 | SWHC011-03
COM-HVAC-75.86 | Com ¦ Com Code Furnace (81 AFUE) - Hot-Dry ¦ SDG&E ¦ Hot-Dry | Com ¦ Com Code Furnace (81 AFUE) - Hot-Dry | SDG&E ¦ Hot-Dry | SDG&E | All | Gas | Furnace, Commercial, 81% AFUE | Average Existing and Code |  | 2029 | 1 | Conventional | HVAC | Com - Grocery | Com | ROB and NEW | 0 | 1000 sqft2 of floor space | Cap-kBTUh | 20 | None | 0 | 0 | 0.167 | SWHC011-03 | 57.81 | 2024 | 5.03 | 2024 | 0 | 0 | SWHC011-03 | Com Furnaces - Hot-Dry ¦ SDG&E ¦ Hot-Dry | Com Furnaces - Hot-Dry | 0.3 | 1 | 0.89024 | CBSA 2014 | -0.39215 | 2012 | 0.6 | SWHC011-03
COM-HVAC-75.87 | Com ¦ Com Code Furnace (81 AFUE) - Hot-Dry ¦ SDG&E ¦ Hot-Dry | Com ¦ Com Code Furnace (81 AFUE) - Hot-Dry | SDG&E ¦ Hot-Dry | SDG&E | All | Gas | Furnace, Commercial, 81% AFUE | Average Existing and Code |  | 2029 | 1 | Conventional | HVAC | Com - Health | Com | ROB and NEW | 0 | 1000 sqft2 of floor space | Cap-kBTUh | 20 | None | 0 | 0 | 0.167 | SWHC011-03 | 57.81 | 2024 | 5.03 | 2024 | 0 | 0 | SWHC011-03 | Com Furnaces - Hot-Dry ¦ SDG&E ¦ Hot-Dry | Com Furnaces - Hot-Dry | 1.0074 | 1 | 0.89024 | CBSA 2014 | -0.47171 | 2012 | 0.6 | SWHC011-03
COM-HVAC-75.88 | Com ¦ Com Code Furnace (81 AFUE) - Hot-Dry ¦ SDG&E ¦ Hot-Dry | Com ¦ Com Code Furnace (81 AFUE) - Hot-Dry | SDG&E ¦ Hot-Dry | SDG&E | All | Gas | Furnace, Commercial, 81% AFUE | Average Existing and Code |  | 2029 | 1 | Conventional | HVAC | Com - Lodging | Com | ROB and NEW | 0 | 1000 sqft2 of floor space | Cap-kBTUh | 20 | None | 0 | 0 | 0.167 | SWHC011-03 | 57.81 | 2024 | 5.03 | 2024 | 0 | 0 | SWHC011-03 | Com Furnaces - Hot-Dry ¦ SDG&E ¦ Hot-Dry | Com Furnaces - Hot-Dry | 0.4628 | 1 | 0.89024 | CBSA 2014 | -1.6497 | 2012 | 0.6 | SWHC011-03
COM-HVAC-75.89 | Com ¦ Com Code Furnace (81 AFUE) - Hot-Dry ¦ SDG&E ¦ Hot-Dry | Com ¦ Com Code Furnace (81 AFUE) - Hot-Dry | SDG&E ¦ Hot-Dry | SDG&E | All | Gas | Furnace, Commercial, 81% AFUE | Average Existing and Code |  | 2029 | 1 | Conventional | HVAC | Com - Office (Large) | Com | ROB and NEW | 0 | 1000 sqft2 of floor space | Cap-kBTUh | 20 | None | 0 | 0 | 0.167 | SWHC011-03 | 57.81 | 2024 | 5.03 | 2024 | 0 | 0 | SWHC011-03 | Com Furnaces - Hot-Dry ¦ SDG&E ¦ Hot-Dry | Com Furnaces - Hot-Dry | 0.10857 | 1 | 0.89024 | CBSA 2014 | -0.74995 | 2012 | 0.6 | SWHC011-03
COM-HVAC-75.90 | Com ¦ Com Code Furnace (81 AFUE) - Hot-Dry ¦ SDG&E ¦ Hot-Dry | Com ¦ Com Code Furnace (81 AFUE) - Hot-Dry | SDG&E ¦ Hot-Dry | SDG&E | All | Gas | Furnace, Commercial, 81% AFUE | Average Existing and Code |  | 2029 | 1 | Conventional | HVAC | Com - Office (Small) | Com | ROB and NEW | 0 | 1000 sqft2 of floor space | Cap-kBTUh | 20 | None | 0 | 0 | 0.167 | SWHC011-03 | 57.81 | 2024 | 5.03 | 2024 | 0 | 0 | SWHC011-03 | Com Furnaces - Hot-Dry ¦ SDG&E ¦ Hot-Dry | Com Furnaces - Hot-Dry | 0.3 | 1 | 0.89024 | CBSA 2014 | -0.33061 | 2012 | 0.6 | SWHC011-03
COM-HVAC-75.91 | Com ¦ Com Code Furnace (81 AFUE) - Hot-Dry ¦ SDG&E ¦ Hot-Dry | Com ¦ Com Code Furnace (81 AFUE) - Hot-Dry | SDG&E ¦ Hot-Dry | SDG&E | All | Gas | Furnace, Commercial, 81% AFUE | Average Existing and Code |  | 2029 | 1 | Conventional | HVAC | Com - Other | Com | ROB and NEW | 0 | 1000 sqft2 of floor space | Cap-kBTUh | 20 | None | 0 | 0 | 0.167 | SWHC011-03 | 57.81 | 2024 | 5.03 | 2024 | 0 | 0 | SWHC011-03 | Com Furnaces - Hot-Dry ¦ SDG&E ¦ Hot-Dry | Com Furnaces - Hot-Dry | 0.88227 | 1 | 0.89024 | CBSA 2014 | -0.75651 | 2012 | 0.6 | SWHC011-03
COM-HVAC-75.92 | Com ¦ Com Code Furnace (81 AFUE) - Hot-Dry ¦ SDG&E ¦ Hot-Dry | Com ¦ Com Code Furnace (81 AFUE) - Hot-Dry | SDG&E ¦ Hot-Dry | SDG&E | All | Gas | Furnace, Commercial, 81% AFUE | Average Existing and Code |  | 2029 | 1 | Conventional | HVAC | Com - Refrig. Warehouse | Com | ROB and NEW | 0 | 1000 sqft2 of floor space | Cap-kBTUh | 20 | None | 0 | 0 | 0.167 | SWHC011-03 | 57.81 | 2024 | 5.03 | 2024 | 0 | 0 | SWHC011-03 | Com Furnaces - Hot-Dry ¦ SDG&E ¦ Hot-Dry | Com Furnaces - Hot-Dry | 0.05 | 1 | 0.89024 | CBSA 2014 | -0.12538 | 2012 | 0.6 | SWHC011-03
COM-HVAC-75.93 | Com ¦ Com Code Furnace (81 AFUE) - Hot-Dry ¦ SDG&E ¦ Hot-Dry | Com ¦ Com Code Furnace (81 AFUE) - Hot-Dry | SDG&E ¦ Hot-Dry | SDG&E | All | Gas | Furnace, Commercial, 81% AFUE | Average Existing and Code |  | 2029 | 1 | Conventional | HVAC | Com - Restaurant | Com | ROB and NEW | 0 | 1000 sqft2 of floor space | Cap-kBTUh | 20 | None | 0 | 0 | 0.167 | SWHC011-03 | 57.81 | 2024 | 5.03 | 2024 | 0 | 0 | SWHC011-03 | Com Furnaces - Hot-Dry ¦ SDG&E ¦ Hot-Dry | Com Furnaces - Hot-Dry | 8.5 | 1 | 0.89024 | CBSA 2014 | -0.12546 | 2012 | 0.6 | SWHC011-03
COM-HVAC-75.94 | Com ¦ Com Code Furnace (81 AFUE) - Hot-Dry ¦ SDG&E ¦ Hot-Dry | Com ¦ Com Code Furnace (81 AFUE) - Hot-Dry | SDG&E ¦ Hot-Dry | SDG&E | All | Gas | Furnace, Commercial, 81% AFUE | Average Existing and Code |  | 2029 | 1 | Conventional | HVAC | Com - Retail | Com | ROB and NEW | 0 | 1000 sqft2 of floor space | Cap-kBTUh | 20 | None | 0 | 0 | 0.167 | SWHC011-03 | 57.81 | 2024 | 5.03 | 2024 | 0 | 0 | SWHC011-03 | Com Furnaces - Hot-Dry ¦ SDG&E ¦ Hot-Dry | Com Furnaces - Hot-Dry | 0.43965 | 1 | 0.89024 | CBSA 2014 | -0.82517 | 2012 | 0.6 | SWHC011-03
COM-HVAC-75.95 | Com ¦ Com Code Furnace (81 AFUE) - Hot-Dry ¦ SDG&E ¦ Hot-Dry | Com ¦ Com Code Furnace (81 AFUE) - Hot-Dry | SDG&E ¦ Hot-Dry | SDG&E | All | Gas | Furnace, Commercial, 81% AFUE | Average Existing and Code |  | 2029 | 1 | Conventional | HVAC | Com - School | Com | ROB and NEW | 0 | 1000 sqft2 of floor space | Cap-kBTUh | 20 | None | 0 | 0 | 0.167 | SWHC011-03 | 57.81 | 2024 | 5.03 | 2024 | 0 | 0 | SWHC011-03 | Com Furnaces - Hot-Dry ¦ SDG&E ¦ Hot-Dry | Com Furnaces - Hot-Dry | 2.5576 | 1 | 0.89024 | CBSA 2014 | -0.38155 | 2012 | 0.6 | SWHC011-03
COM-HVAC-75.96 | Com ¦ Com Code Furnace (81 AFUE) - Hot-Dry ¦ SDG&E ¦ Hot-Dry | Com ¦ Com Code Furnace (81 AFUE) - Hot-Dry | SDG&E ¦ Hot-Dry | SDG&E | All | Gas | Furnace, Commercial, 81% AFUE | Average Existing and Code |  | 2029 | 1 | Conventional | HVAC | Com - Warehouse | Com | ROB and NEW | 0 | 1000 sqft2 of floor space | Cap-kBTUh | 20 | None | 0 | 0 | 0.167 | SWHC011-03 | 57.81 | 2024 | 5.03 | 2024 | 0 | 0 | SWHC011-03 | Com Furnaces - Hot-Dry ¦ SDG&E ¦ Hot-Dry | Com Furnaces - Hot-Dry | 0.02 | 1 | 0.89024 | CBSA 2014 | -0.70398 | 2012 | 0.6 | SWHC011-03
COM-HVAC-76.1 | Com ¦ Com High Eff. Furnace (95 AFUE) - Marine ¦ PG&E ¦ Marine | Com ¦ Com High Eff. Furnace (95 AFUE) - Marine | PG&E ¦ Marine | PG&E | All | Gas | High Efficiency Furnace, Commercial, 95% AFUE | Efficient | 2029 |  | 1 | Conventional | HVAC | Com - College | Com | ROB and NEW | 0 | 1000 sqft2 of floor space | Cap-kBTUh | 20 | None | 0 | 0 | 0 | SWHC011-03 | 107.96 | 2024 | 5.03 | 2024 | 0 | 0 | SWHC011-03 | Com Furnaces - Marine ¦ PG&E ¦ Marine | Com Furnaces - Marine | 0.7206 | 1 | 0.10976 | CBSA 2014 | 0 | 2032 | 0.6 | SWHC011-03
COM-HVAC-76.2 | Com ¦ Com High Eff. Furnace (95 AFUE) - Marine ¦ PG&E ¦ Marine | Com ¦ Com High Eff. Furnace (95 AFUE) - Marine | PG&E ¦ Marine | PG&E | All | Gas | High Efficiency Furnace, Commercial, 95% AFUE | Efficient | 2029 |  | 1 | Conventional | HVAC | Com - Grocery | Com | ROB and NEW | 0 | 1000 sqft2 of floor space | Cap-kBTUh | 20 | None | 0 | 0 | 0 | SWHC011-03 | 107.96 | 2024 | 5.03 | 2024 | 0 | 0 | SWHC011-03 | Com Furnaces - Marine ¦ PG&E ¦ Marine | Com Furnaces - Marine | 0.3 | 1 | 0.10976 | CBSA 2014 | 0 | 2032 | 0.6 | SWHC011-03
COM-HVAC-76.3 | Com ¦ Com High Eff. Furnace (95 AFUE) - Marine ¦ PG&E ¦ Marine | Com ¦ Com High Eff. Furnace (95 AFUE) - Marine | PG&E ¦ Marine | PG&E | All | Gas | High Efficiency Furnace, Commercial, 95% AFUE | Efficient | 2029 |  | 1 | Conventional | HVAC | Com - Health | Com | ROB and NEW | 0 | 1000 sqft2 of floor space | Cap-kBTUh | 20 | None | 0 | 0 | 0 | SWHC011-03 | 107.96 | 2024 | 5.03 | 2024 | 0 | 0 | SWHC011-03 | Com Furnaces - Marine ¦ PG&E ¦ Marine | Com Furnaces - Marine | 1.0074 | 1 | 0.10976 | CBSA 2014 | 0 | 2032 | 0.6 | SWHC011-03
COM-HVAC-76.4 | Com ¦ Com High Eff. Furnace (95 AFUE) - Marine ¦ PG&E ¦ Marine | Com ¦ Com High Eff. Furnace (95 AFUE) - Marine | PG&E ¦ Marine | PG&E | All | Gas | High Efficiency Furnace, Commercial, 95% AFUE | Efficient | 2029 |  | 1 | Conventional | HVAC | Com - Lodging | Com | ROB and NEW | 0 | 1000 sqft2 of floor space | Cap-kBTUh | 20 | None | 0 | 0 | 0 | SWHC011-03 | 107.96 | 2024 | 5.03 | 2024 | 0 | 0 | SWHC011-03 | Com Furnaces - Marine ¦ PG&E ¦ Marine | Com Furnaces - Marine | 0.4628 | 1 | 0.10976 | CBSA 2014 | 0 | 2032 | 0.6 | SWHC011-03
COM-HVAC-76.5 | Com ¦ Com High Eff. Furnace (95 AFUE) - Marine ¦ PG&E ¦ Marine | Com ¦ Com High Eff. Furnace (95 AFUE) - Marine | PG&E ¦ Marine | PG&E | All | Gas | High Efficiency Furnace, Commercial, 95% AFUE | Efficient | 2029 |  | 1 | Conventional | HVAC | Com - Office (Large) | Com | ROB and NEW | 0 | 1000 sqft2 of floor space | Cap-kBTUh | 20 | None | 0 | 0 | 0 | SWHC011-03 | 107.96 | 2024 | 5.03 | 2024 | 0 | 0 | SWHC011-03 | Com Furnaces - Marine ¦ PG&E ¦ Marine | Com Furnaces - Marine | 0.10857 | 1 | 0.10976 | CBSA 2014 | 0 | 2032 | 0.6 | SWHC011-03
COM-HVAC-76.6 | Com ¦ Com High Eff. Furnace (95 AFUE) - Marine ¦ PG&E ¦ Marine | Com ¦ Com High Eff. Furnace (95 AFUE) - Marine | PG&E ¦ Marine | PG&E | All | Gas | High Efficiency Furnace, Commercial, 95% AFUE | Efficient | 2029 |  | 1 | Conventional | HVAC | Com - Office (Small) | Com | ROB and NEW | 0 | 1000 sqft2 of floor space | Cap-kBTUh | 20 | None | 0 | 0 | 0 | SWHC011-03 | 107.96 | 2024 | 5.03 | 2024 | 0 | 0 | SWHC011-03 | Com Furnaces - Marine ¦ PG&E ¦ Marine | Com Furnaces - Marine | 0.3 | 1 | 0.10976 | CBSA 2014 | 0 | 2032 | 0.6 | SWHC011-03
COM-HVAC-76.7 | Com ¦ Com High Eff. Furnace (95 AFUE) - Marine ¦ PG&E ¦ Marine | Com ¦ Com High Eff. Furnace (95 AFUE) - Marine | PG&E ¦ Marine | PG&E | All | Gas | High Efficiency Furnace, Commercial, 95% AFUE | Efficient | 2029 |  | 1 | Conventional | HVAC | Com - Other | Com | ROB and NEW | 0 | 1000 sqft2 of floor space | Cap-kBTUh | 20 | None | 0 | 0 | 0 | SWHC011-03 | 107.96 | 2024 | 5.03 | 2024 | 0 | 0 | SWHC011-03 | Com Furnaces - Marine ¦ PG&E ¦ Marine | Com Furnaces - Marine | 0.88227 | 1 | 0.10976 | CBSA 2014 | 0 | 2032 | 0.6 | SWHC011-03
COM-HVAC-76.8 | Com ¦ Com High Eff. Furnace (95 AFUE) - Marine ¦ PG&E ¦ Marine | Com ¦ Com High Eff. Furnace (95 AFUE) - Marine | PG&E ¦ Marine | PG&E | All | Gas | High Efficiency Furnace, Commercial, 95% AFUE | Efficient | 2029 |  | 1 | Conventional | HVAC | Com - Refrig. Warehouse | Com | ROB and NEW | 0 | 1000 sqft2 of floor space | Cap-kBTUh | 20 | None | 0 | 0 | 0 | SWHC011-03 | 107.96 | 2024 | 5.03 | 2024 | 0 | 0 | SWHC011-03 | Com Furnaces - Marine ¦ PG&E ¦ Marine | Com Furnaces - Marine | 0.05 | 1 | 0.10976 | CBSA 2014 | 0 | 2032 | 0.6 | SWHC011-03
COM-HVAC-76.9 | Com ¦ Com High Eff. Furnace (95 AFUE) - Marine ¦ PG&E ¦ Marine | Com ¦ Com High Eff. Furnace (95 AFUE) - Marine | PG&E ¦ Marine | PG&E | All | Gas | High Efficiency Furnace, Commercial, 95% AFUE | Efficient | 2029 |  | 1 | Conventional | HVAC | Com - Restaurant | Com | ROB and NEW | 0 | 1000 sqft2 of floor space | Cap-kBTUh | 20 | None | 0 | 0 | 0 | SWHC011-03 | 107.96 | 2024 | 5.03 | 2024 | 0 | 0 | SWHC011-03 | Com Furnaces - Marine ¦ PG&E ¦ Marine | Com Furnaces - Marine | 8.5 | 1 | 0.10976 | CBSA 2014 | 0 | 2032 | 0.6 | SWHC011-03
COM-HVAC-76.10 | Com ¦ Com High Eff. Furnace (95 AFUE) - Marine ¦ PG&E ¦ Marine | Com ¦ Com High Eff. Furnace (95 AFUE) - Marine | PG&E ¦ Marine | PG&E | All | Gas | High Efficiency Furnace, Commercial, 95% AFUE | Efficient | 2029 |  | 1 | Conventional | HVAC | Com - Retail | Com | ROB and NEW | 0 | 1000 sqft2 of floor space | Cap-kBTUh | 20 | None | 0 | 0 | 0 | SWHC011-03 | 107.96 | 2024 | 5.03 | 2024 | 0 | 0 | SWHC011-03 | Com Furnaces - Marine ¦ PG&E ¦ Marine | Com Furnaces - Marine | 0.43965 | 1 | 0.10976 | CBSA 2014 | 0 | 2032 | 0.6 | SWHC011-03
COM-HVAC-76.11 | Com ¦ Com High Eff. Furnace (95 AFUE) - Marine ¦ PG&E ¦ Marine | Com ¦ Com High Eff. Furnace (95 AFUE) - Marine | PG&E ¦ Marine | PG&E | All | Gas | High Efficiency Furnace, Commercial, 95% AFUE | Efficient | 2029 |  | 1 | Conventional | HVAC | Com - School | Com | ROB and NEW | 0 | 1000 sqft2 of floor space | Cap-kBTUh | 20 | None | 0 | 0 | 0 | SWHC011-03 | 107.96 | 2024 | 5.03 | 2024 | 0 | 0 | SWHC011-03 | Com Furnaces - Marine ¦ PG&E ¦ Marine | Com Furnaces - Marine | 2.5576 | 1 | 0.10976 | CBSA 2014 | 0 | 2032 | 0.6 | SWHC011-03
COM-HVAC-76.12 | Com ¦ Com High Eff. Furnace (95 AFUE) - Marine ¦ PG&E ¦ Marine | Com ¦ Com High Eff. Furnace (95 AFUE) - Marine | PG&E ¦ Marine | PG&E | All | Gas | High Efficiency Furnace, Commercial, 95% AFUE | Efficient | 2029 |  | 1 | Conventional | HVAC | Com - Warehouse | Com | ROB and NEW | 0 | 1000 sqft2 of floor space | Cap-kBTUh | 20 | None | 0 | 0 | 0 | SWHC011-03 | 107.96 | 2024 | 5.03 | 2024 | 0 | 0 | SWHC011-03 | Com Furnaces - Marine ¦ PG&E ¦ Marine | Com Furnaces - Marine | 0.02 | 1 | 0.10976 | CBSA 2014 | 0 | 2032 | 0.6 | SWHC011-03
COM-HVAC-76.13 | Com ¦ Com High Eff. Furnace (95 AFUE) - Hot-Dry ¦ PG&E ¦ Hot-Dry | Com ¦ Com High Eff. Furnace (95 AFUE) - Hot-Dry | PG&E ¦ Hot-Dry | PG&E | All | Gas | High Efficiency Furnace, Commercial, 95% AFUE | Efficient | 2029 |  | 1 | Conventional | HVAC | Com - College | Com | ROB and NEW | 0 | 1000 sqft2 of floor space | Cap-kBTUh | 20 | None | 0 | 0 | 0 | SWHC011-03 | 107.96 | 2024 | 5.03 | 2024 | 0 | 0 | SWHC011-03 | Com Furnaces - Hot-Dry ¦ PG&E ¦ Hot-Dry | Com Furnaces - Hot-Dry | 0.7206 | 1 | 0.10976 | CBSA 2014 | 0 | 2032 | 0.6 | SWHC011-03
COM-HVAC-76.14 | Com ¦ Com High Eff. Furnace (95 AFUE) - Hot-Dry ¦ PG&E ¦ Hot-Dry | Com ¦ Com High Eff. Furnace (95 AFUE) - Hot-Dry | PG&E ¦ Hot-Dry | PG&E | All | Gas | High Efficiency Furnace, Commercial, 95% AFUE | Efficient | 2029 |  | 1 | Conventional | HVAC | Com - Grocery | Com | ROB and NEW | 0 | 1000 sqft2 of floor space | Cap-kBTUh | 20 | None | 0 | 0 | 0 | SWHC011-03 | 107.96 | 2024 | 5.03 | 2024 | 0 | 0 | SWHC011-03 | Com Furnaces - Hot-Dry ¦ PG&E ¦ Hot-Dry | Com Furnaces - Hot-Dry | 0.3 | 1 | 0.10976 | CBSA 2014 | 0 | 2032 | 0.6 | SWHC011-03
COM-HVAC-76.15 | Com ¦ Com High Eff. Furnace (95 AFUE) - Hot-Dry ¦ PG&E ¦ Hot-Dry | Com ¦ Com High Eff. Furnace (95 AFUE) - Hot-Dry | PG&E ¦ Hot-Dry | PG&E | All | Gas | High Efficiency Furnace, Commercial, 95% AFUE | Efficient | 2029 |  | 1 | Conventional | HVAC | Com - Health | Com | ROB and NEW | 0 | 1000 sqft2 of floor space | Cap-kBTUh | 20 | None | 0 | 0 | 0 | SWHC011-03 | 107.96 | 2024 | 5.03 | 2024 | 0 | 0 | SWHC011-03 | Com Furnaces - Hot-Dry ¦ PG&E ¦ Hot-Dry | Com Furnaces - Hot-Dry | 1.0074 | 1 | 0.10976 | CBSA 2014 | 0 | 2032 | 0.6 | SWHC011-03
COM-HVAC-76.16 | Com ¦ Com High Eff. Furnace (95 AFUE) - Hot-Dry ¦ PG&E ¦ Hot-Dry | Com ¦ Com High Eff. Furnace (95 AFUE) - Hot-Dry | PG&E ¦ Hot-Dry | PG&E | All | Gas | High Efficiency Furnace, Commercial, 95% AFUE | Efficient | 2029 |  | 1 | Conventional | HVAC | Com - Lodging | Com | ROB and NEW | 0 | 1000 sqft2 of floor space | Cap-kBTUh | 20 | None | 0 | 0 | 0 | SWHC011-03 | 107.96 | 2024 | 5.03 | 2024 | 0 | 0 | SWHC011-03 | Com Furnaces - Hot-Dry ¦ PG&E ¦ Hot-Dry | Com Furnaces - Hot-Dry | 0.4628 | 1 | 0.10976 | CBSA 2014 | 0 | 2032 | 0.6 | SWHC011-03
COM-HVAC-76.17 | Com ¦ Com High Eff. Furnace (95 AFUE) - Hot-Dry ¦ PG&E ¦ Hot-Dry | Com ¦ Com High Eff. Furnace (95 AFUE) - Hot-Dry | PG&E ¦ Hot-Dry | PG&E | All | Gas | High Efficiency Furnace, Commercial, 95% AFUE | Efficient | 2029 |  | 1 | Conventional | HVAC | Com - Office (Large) | Com | ROB and NEW | 0 | 1000 sqft2 of floor space | Cap-kBTUh | 20 | None | 0 | 0 | 0 | SWHC011-03 | 107.96 | 2024 | 5.03 | 2024 | 0 | 0 | SWHC011-03 | Com Furnaces - Hot-Dry ¦ PG&E ¦ Hot-Dry | Com Furnaces - Hot-Dry | 0.10857 | 1 | 0.10976 | CBSA 2014 | 0 | 2032 | 0.6 | SWHC011-03
COM-HVAC-76.18 | Com ¦ Com High Eff. Furnace (95 AFUE) - Hot-Dry ¦ PG&E ¦ Hot-Dry | Com ¦ Com High Eff. Furnace (95 AFUE) - Hot-Dry | PG&E ¦ Hot-Dry | PG&E | All | Gas | High Efficiency Furnace, Commercial, 95% AFUE | Efficient | 2029 |  | 1 | Conventional | HVAC | Com - Office (Small) | Com | ROB and NEW | 0 | 1000 sqft2 of floor space | Cap-kBTUh | 20 | None | 0 | 0 | 0 | SWHC011-03 | 107.96 | 2024 | 5.03 | 2024 | 0 | 0 | SWHC011-03 | Com Furnaces - Hot-Dry ¦ PG&E ¦ Hot-Dry | Com Furnaces - Hot-Dry | 0.3 | 1 | 0.10976 | CBSA 2014 | 0 | 2032 | 0.6 | SWHC011-03
COM-HVAC-76.19 | Com ¦ Com High Eff. Furnace (95 AFUE) - Hot-Dry ¦ PG&E ¦ Hot-Dry | Com ¦ Com High Eff. Furnace (95 AFUE) - Hot-Dry | PG&E ¦ Hot-Dry | PG&E | All | Gas | High Efficiency Furnace, Commercial, 95% AFUE | Efficient | 2029 |  | 1 | Conventional | HVAC | Com - Other | Com | ROB and NEW | 0 | 1000 sqft2 of floor space | Cap-kBTUh | 20 | None | 0 | 0 | 0 | SWHC011-03 | 107.96 | 2024 | 5.03 | 2024 | 0 | 0 | SWHC011-03 | Com Furnaces - Hot-Dry ¦ PG&E ¦ Hot-Dry | Com Furnaces - Hot-Dry | 0.88227 | 1 | 0.10976 | CBSA 2014 | 0 | 2032 | 0.6 | SWHC011-03
COM-HVAC-76.20 | Com ¦ Com High Eff. Furnace (95 AFUE) - Hot-Dry ¦ PG&E ¦ Hot-Dry | Com ¦ Com High Eff. Furnace (95 AFUE) - Hot-Dry | PG&E ¦ Hot-Dry | PG&E | All | Gas | High Efficiency Furnace, Commercial, 95% AFUE | Efficient | 2029 |  | 1 | Conventional | HVAC | Com - Refrig. Warehouse | Com | ROB and NEW | 0 | 1000 sqft2 of floor space | Cap-kBTUh | 20 | None | 0 | 0 | 0 | SWHC011-03 | 107.96 | 2024 | 5.03 | 2024 | 0 | 0 | SWHC011-03 | Com Furnaces - Hot-Dry ¦ PG&E ¦ Hot-Dry | Com Furnaces - Hot-Dry | 0.05 | 1 | 0.10976 | CBSA 2014 | 0 | 2032 | 0.6 | SWHC011-03
COM-HVAC-76.21 | Com ¦ Com High Eff. Furnace (95 AFUE) - Hot-Dry ¦ PG&E ¦ Hot-Dry | Com ¦ Com High Eff. Furnace (95 AFUE) - Hot-Dry | PG&E ¦ Hot-Dry | PG&E | All | Gas | High Efficiency Furnace, Commercial, 95% AFUE | Efficient | 2029 |  | 1 | Conventional | HVAC | Com - Restaurant | Com | ROB and NEW | 0 | 1000 sqft2 of floor space | Cap-kBTUh | 20 | None | 0 | 0 | 0 | SWHC011-03 | 107.96 | 2024 | 5.03 | 2024 | 0 | 0 | SWHC011-03 | Com Furnaces - Hot-Dry ¦ PG&E ¦ Hot-Dry | Com Furnaces - Hot-Dry | 8.5 | 1 | 0.10976 | CBSA 2014 | 0 | 2032 | 0.6 | SWHC011-03
COM-HVAC-76.22 | Com ¦ Com High Eff. Furnace (95 AFUE) - Hot-Dry ¦ PG&E ¦ Hot-Dry | Com ¦ Com High Eff. Furnace (95 AFUE) - Hot-Dry | PG&E ¦ Hot-Dry | PG&E | All | Gas | High Efficiency Furnace, Commercial, 95% AFUE | Efficient | 2029 |  | 1 | Conventional | HVAC | Com - Retail | Com | ROB and NEW | 0 | 1000 sqft2 of floor space | Cap-kBTUh | 20 | None | 0 | 0 | 0 | SWHC011-03 | 107.96 | 2024 | 5.03 | 2024 | 0 | 0 | SWHC011-03 | Com Furnaces - Hot-Dry ¦ PG&E ¦ Hot-Dry | Com Furnaces - Hot-Dry | 0.43965 | 1 | 0.10976 | CBSA 2014 | 0 | 2032 | 0.6 | SWHC011-03
COM-HVAC-76.23 | Com ¦ Com High Eff. Furnace (95 AFUE) - Hot-Dry ¦ PG&E ¦ Hot-Dry | Com ¦ Com High Eff. Furnace (95 AFUE) - Hot-Dry | PG&E ¦ Hot-Dry | PG&E | All | Gas | High Efficiency Furnace, Commercial, 95% AFUE | Efficient | 2029 |  | 1 | Conventional | HVAC | Com - School | Com | ROB and NEW | 0 | 1000 sqft2 of floor space | Cap-kBTUh | 20 | None | 0 | 0 | 0 | SWHC011-03 | 107.96 | 2024 | 5.03 | 2024 | 0 | 0 | SWHC011-03 | Com Furnaces - Hot-Dry ¦ PG&E ¦ Hot-Dry | Com Furnaces - Hot-Dry | 2.5576 | 1 | 0.10976 | CBSA 2014 | 0 | 2032 | 0.6 | SWHC011-03
COM-HVAC-76.24 | Com ¦ Com High Eff. Furnace (95 AFUE) - Hot-Dry ¦ PG&E ¦ Hot-Dry | Com ¦ Com High Eff. Furnace (95 AFUE) - Hot-Dry | PG&E ¦ Hot-Dry | PG&E | All | Gas | High Efficiency Furnace, Commercial, 95% AFUE | Efficient | 2029 |  | 1 | Conventional | HVAC | Com - Warehouse | Com | ROB and NEW | 0 | 1000 sqft2 of floor space | Cap-kBTUh | 20 | None | 0 | 0 | 0 | SWHC011-03 | 107.96 | 2024 | 5.03 | 2024 | 0 | 0 | SWHC011-03 | Com Furnaces - Hot-Dry ¦ PG&E ¦ Hot-Dry | Com Furnaces - Hot-Dry | 0.02 | 1 | 0.10976 | CBSA 2014 | 0 | 2032 | 0.6 | SWHC011-03
COM-HVAC-76.25 | Com ¦ Com High Eff. Furnace (95 AFUE) - Cold ¦ PG&E ¦ Cold | Com ¦ Com High Eff. Furnace (95 AFUE) - Cold | PG&E ¦ Cold | PG&E | All | Gas | High Efficiency Furnace, Commercial, 95% AFUE | Efficient | 2029 |  | 1 | Conventional | HVAC | Com - College | Com | ROB and NEW | 0 | 1000 sqft2 of floor space | Cap-kBTUh | 20 | None | 0 | 0 | 0 | SWHC011-03 | 107.96 | 2024 | 5.03 | 2024 | 0 | 0 | SWHC011-03 | Com Furnaces - Cold ¦ PG&E ¦ Cold | Com Furnaces - Cold | 0.7206 | 1 | 0.10976 | CBSA 2014 | 0 | 2032 | 0.6 | SWHC011-03
COM-HVAC-76.26 | Com ¦ Com High Eff. Furnace (95 AFUE) - Cold ¦ PG&E ¦ Cold | Com ¦ Com High Eff. Furnace (95 AFUE) - Cold | PG&E ¦ Cold | PG&E | All | Gas | High Efficiency Furnace, Commercial, 95% AFUE | Efficient | 2029 |  | 1 | Conventional | HVAC | Com - Grocery | Com | ROB and NEW | 0 | 1000 sqft2 of floor space | Cap-kBTUh | 20 | None | 0 | 0 | 0 | SWHC011-03 | 107.96 | 2024 | 5.03 | 2024 | 0 | 0 | SWHC011-03 | Com Furnaces - Cold ¦ PG&E ¦ Cold | Com Furnaces - Cold | 0.3 | 1 | 0.10976 | CBSA 2014 | 0 | 2032 | 0.6 | SWHC011-03
COM-HVAC-76.27 | Com ¦ Com High Eff. Furnace (95 AFUE) - Cold ¦ PG&E ¦ Cold | Com ¦ Com High Eff. Furnace (95 AFUE) - Cold | PG&E ¦ Cold | PG&E | All | Gas | High Efficiency Furnace, Commercial, 95% AFUE | Efficient | 2029 |  | 1 | Conventional | HVAC | Com - Health | Com | ROB and NEW | 0 | 1000 sqft2 of floor space | Cap-kBTUh | 20 | None | 0 | 0 | 0 | SWHC011-03 | 107.96 | 2024 | 5.03 | 2024 | 0 | 0 | SWHC011-03 | Com Furnaces - Cold ¦ PG&E ¦ Cold | Com Furnaces - Cold | 1.0074 | 1 | 0.10976 | CBSA 2014 | 0 | 2032 | 0.6 | SWHC011-03
COM-HVAC-76.28 | Com ¦ Com High Eff. Furnace (95 AFUE) - Cold ¦ PG&E ¦ Cold | Com ¦ Com High Eff. Furnace (95 AFUE) - Cold | PG&E ¦ Cold | PG&E | All | Gas | High Efficiency Furnace, Commercial, 95% AFUE | Efficient | 2029 |  | 1 | Conventional | HVAC | Com - Lodging | Com | ROB and NEW | 0 | 1000 sqft2 of floor space | Cap-kBTUh | 20 | None | 0 | 0 | 0 | SWHC011-03 | 107.96 | 2024 | 5.03 | 2024 | 0 | 0 | SWHC011-03 | Com Furnaces - Cold ¦ PG&E ¦ Cold | Com Furnaces - Cold | 0.4628 | 1 | 0.10976 | CBSA 2014 | 0 | 2032 | 0.6 | SWHC011-03
COM-HVAC-76.29 | Com ¦ Com High Eff. Furnace (95 AFUE) - Cold ¦ PG&E ¦ Cold | Com ¦ Com High Eff. Furnace (95 AFUE) - Cold | PG&E ¦ Cold | PG&E | All | Gas | High Efficiency Furnace, Commercial, 95% AFUE | Efficient | 2029 |  | 1 | Conventional | HVAC | Com - Office (Large) | Com | ROB and NEW | 0 | 1000 sqft2 of floor space | Cap-kBTUh | 20 | None | 0 | 0 | 0 | SWHC011-03 | 107.96 | 2024 | 5.03 | 2024 | 0 | 0 | SWHC011-03 | Com Furnaces - Cold ¦ PG&E ¦ Cold | Com Furnaces - Cold | 0.10857 | 1 | 0.10976 | CBSA 2014 | 0 | 2032 | 0.6 | SWHC011-03
COM-HVAC-76.30 | Com ¦ Com High Eff. Furnace (95 AFUE) - Cold ¦ PG&E ¦ Cold | Com ¦ Com High Eff. Furnace (95 AFUE) - Cold | PG&E ¦ Cold | PG&E | All | Gas | High Efficiency Furnace, Commercial, 95% AFUE | Efficient | 2029 |  | 1 | Conventional | HVAC | Com - Office (Small) | Com | ROB and NEW | 0 | 1000 sqft2 of floor space | Cap-kBTUh | 20 | None | 0 | 0 | 0 | SWHC011-03 | 107.96 | 2024 | 5.03 | 2024 | 0 | 0 | SWHC011-03 | Com Furnaces - Cold ¦ PG&E ¦ Cold | Com Furnaces - Cold | 0.3 | 1 | 0.10976 | CBSA 2014 | 0 | 2032 | 0.6 | SWHC011-03
COM-HVAC-76.31 | Com ¦ Com High Eff. Furnace (95 AFUE) - Cold ¦ PG&E ¦ Cold | Com ¦ Com High Eff. Furnace (95 AFUE) - Cold | PG&E ¦ Cold | PG&E | All | Gas | High Efficiency Furnace, Commercial, 95% AFUE | Efficient | 2029 |  | 1 | Conventional | HVAC | Com - Other | Com | ROB and NEW | 0 | 1000 sqft2 of floor space | Cap-kBTUh | 20 | None | 0 | 0 | 0 | SWHC011-03 | 107.96 | 2024 | 5.03 | 2024 | 0 | 0 | SWHC011-03 | Com Furnaces - Cold ¦ PG&E ¦ Cold | Com Furnaces - Cold | 0.88227 | 1 | 0.10976 | CBSA 2014 | 0 | 2032 | 0.6 | SWHC011-03
COM-HVAC-76.32 | Com ¦ Com High Eff. Furnace (95 AFUE) - Cold ¦ PG&E ¦ Cold | Com ¦ Com High Eff. Furnace (95 AFUE) - Cold | PG&E ¦ Cold | PG&E | All | Gas | High Efficiency Furnace, Commercial, 95% AFUE | Efficient | 2029 |  | 1 | Conventional | HVAC | Com - Refrig. Warehouse | Com | ROB and NEW | 0 | 1000 sqft2 of floor space | Cap-kBTUh | 20 | None | 0 | 0 | 0 | SWHC011-03 | 107.96 | 2024 | 5.03 | 2024 | 0 | 0 | SWHC011-03 | Com Furnaces - Cold ¦ PG&E ¦ Cold | Com Furnaces - Cold | 0.05 | 1 | 0.10976 | CBSA 2014 | 0 | 2032 | 0.6 | SWHC011-03
COM-HVAC-76.33 | Com ¦ Com High Eff. Furnace (95 AFUE) - Cold ¦ PG&E ¦ Cold | Com ¦ Com High Eff. Furnace (95 AFUE) - Cold | PG&E ¦ Cold | PG&E | All | Gas | High Efficiency Furnace, Commercial, 95% AFUE | Efficient | 2029 |  | 1 | Conventional | HVAC | Com - Restaurant | Com | ROB and NEW | 0 | 1000 sqft2 of floor space | Cap-kBTUh | 20 | None | 0 | 0 | 0 | SWHC011-03 | 107.96 | 2024 | 5.03 | 2024 | 0 | 0 | SWHC011-03 | Com Furnaces - Cold ¦ PG&E ¦ Cold | Com Furnaces - Cold | 8.5 | 1 | 0.10976 | CBSA 2014 | 0 | 2032 | 0.6 | SWHC011-03
COM-HVAC-76.34 | Com ¦ Com High Eff. Furnace (95 AFUE) - Cold ¦ PG&E ¦ Cold | Com ¦ Com High Eff. Furnace (95 AFUE) - Cold | PG&E ¦ Cold | PG&E | All | Gas | High Efficiency Furnace, Commercial, 95% AFUE | Efficient | 2029 |  | 1 | Conventional | HVAC | Com - Retail | Com | ROB and NEW | 0 | 1000 sqft2 of floor space | Cap-kBTUh | 20 | None | 0 | 0 | 0 | SWHC011-03 | 107.96 | 2024 | 5.03 | 2024 | 0 | 0 | SWHC011-03 | Com Furnaces - Cold ¦ PG&E ¦ Cold | Com Furnaces - Cold | 0.43965 | 1 | 0.10976 | CBSA 2014 | 0 | 2032 | 0.6 | SWHC011-03
COM-HVAC-76.35 | Com ¦ Com High Eff. Furnace (95 AFUE) - Cold ¦ PG&E ¦ Cold | Com ¦ Com High Eff. Furnace (95 AFUE) - Cold | PG&E ¦ Cold | PG&E | All | Gas | High Efficiency Furnace, Commercial, 95% AFUE | Efficient | 2029 |  | 1 | Conventional | HVAC | Com - School | Com | ROB and NEW | 0 | 1000 sqft2 of floor space | Cap-kBTUh | 20 | None | 0 | 0 | 0 | SWHC011-03 | 107.96 | 2024 | 5.03 | 2024 | 0 | 0 | SWHC011-03 | Com Furnaces - Cold ¦ PG&E ¦ Cold | Com Furnaces - Cold | 2.5576 | 1 | 0.10976 | CBSA 2014 | 0 | 2032 | 0.6 | SWHC011-03
COM-HVAC-76.36 | Com ¦ Com High Eff. Furnace (95 AFUE) - Cold ¦ PG&E ¦ Cold | Com ¦ Com High Eff. Furnace (95 AFUE) - Cold | PG&E ¦ Cold | PG&E | All | Gas | High Efficiency Furnace, Commercial, 95% AFUE | Efficient | 2029 |  | 1 | Conventional | HVAC | Com - Warehouse | Com | ROB and NEW | 0 | 1000 sqft2 of floor space | Cap-kBTUh | 20 | None | 0 | 0 | 0 | SWHC011-03 | 107.96 | 2024 | 5.03 | 2024 | 0 | 0 | SWHC011-03 | Com Furnaces - Cold ¦ PG&E ¦ Cold | Com Furnaces - Cold | 0.02 | 1 | 0.10976 | CBSA 2014 | 0 | 2032 | 0.6 | SWHC011-03
COM-HVAC-76.37 | Com ¦ Com High Eff. Furnace (95 AFUE) - Marine ¦ SCG ¦ Marine | Com ¦ Com High Eff. Furnace (95 AFUE) - Marine | SCG ¦ Marine | SCG | All | Gas | High Efficiency Furnace, Commercial, 95% AFUE | Efficient | 2029 |  | 1 | Conventional | HVAC | Com - College | Com | ROB and NEW | 0 | 1000 sqft2 of floor space | Cap-kBTUh | 20 | None | 0 | 0 | 0 | SWHC011-03 | 107.96 | 2024 | 5.03 | 2024 | 0 | 0 | SWHC011-03 | Com Furnaces - Marine ¦ SCG ¦ Marine | Com Furnaces - Marine | 0.7206 | 1 | 0.10976 | CBSA 2014 | 0 | 2032 | 0.6 | SWHC011-03
COM-HVAC-76.38 | Com ¦ Com High Eff. Furnace (95 AFUE) - Marine ¦ SCG ¦ Marine | Com ¦ Com High Eff. Furnace (95 AFUE) - Marine | SCG ¦ Marine | SCG | All | Gas | High Efficiency Furnace, Commercial, 95% AFUE | Efficient | 2029 |  | 1 | Conventional | HVAC | Com - Grocery | Com | ROB and NEW | 0 | 1000 sqft2 of floor space | Cap-kBTUh | 20 | None | 0 | 0 | 0 | SWHC011-03 | 107.96 | 2024 | 5.03 | 2024 | 0 | 0 | SWHC011-03 | Com Furnaces - Marine ¦ SCG ¦ Marine | Com Furnaces - Marine | 0.3 | 1 | 0.10976 | CBSA 2014 | 0 | 2032 | 0.6 | SWHC011-03
COM-HVAC-76.39 | Com ¦ Com High Eff. Furnace (95 AFUE) - Marine ¦ SCG ¦ Marine | Com ¦ Com High Eff. Furnace (95 AFUE) - Marine | SCG ¦ Marine | SCG | All | Gas | High Efficiency Furnace, Commercial, 95% AFUE | Efficient | 2029 |  | 1 | Conventional | HVAC | Com - Health | Com | ROB and NEW | 0 | 1000 sqft2 of floor space | Cap-kBTUh | 20 | None | 0 | 0 | 0 | SWHC011-03 | 107.96 | 2024 | 5.03 | 2024 | 0 | 0 | SWHC011-03 | Com Furnaces - Marine ¦ SCG ¦ Marine | Com Furnaces - Marine | 1.0074 | 1 | 0.10976 | CBSA 2014 | 0 | 2032 | 0.6 | SWHC011-03
COM-HVAC-76.40 | Com ¦ Com High Eff. Furnace (95 AFUE) - Marine ¦ SCG ¦ Marine | Com ¦ Com High Eff. Furnace (95 AFUE) - Marine | SCG ¦ Marine | SCG | All | Gas | High Efficiency Furnace, Commercial, 95% AFUE | Efficient | 2029 |  | 1 | Conventional | HVAC | Com - Lodging | Com | ROB and NEW | 0 | 1000 sqft2 of floor space | Cap-kBTUh | 20 | None | 0 | 0 | 0 | SWHC011-03 | 107.96 | 2024 | 5.03 | 2024 | 0 | 0 | SWHC011-03 | Com Furnaces - Marine ¦ SCG ¦ Marine | Com Furnaces - Marine | 0.4628 | 1 | 0.10976 | CBSA 2014 | 0 | 2032 | 0.6 | SWHC011-03
COM-HVAC-76.41 | Com ¦ Com High Eff. Furnace (95 AFUE) - Marine ¦ SCG ¦ Marine | Com ¦ Com High Eff. Furnace (95 AFUE) - Marine | SCG ¦ Marine | SCG | All | Gas | High Efficiency Furnace, Commercial, 95% AFUE | Efficient | 2029 |  | 1 | Conventional | HVAC | Com - Office (Large) | Com | ROB and NEW | 0 | 1000 sqft2 of floor space | Cap-kBTUh | 20 | None | 0 | 0 | 0 | SWHC011-03 | 107.96 | 2024 | 5.03 | 2024 | 0 | 0 | SWHC011-03 | Com Furnaces - Marine ¦ SCG ¦ Marine | Com Furnaces - Marine | 0.10857 | 1 | 0.10976 | CBSA 2014 | 0 | 2032 | 0.6 | SWHC011-03
COM-HVAC-76.42 | Com ¦ Com High Eff. Furnace (95 AFUE) - Marine ¦ SCG ¦ Marine | Com ¦ Com High Eff. Furnace (95 AFUE) - Marine | SCG ¦ Marine | SCG | All | Gas | High Efficiency Furnace, Commercial, 95% AFUE | Efficient | 2029 |  | 1 | Conventional | HVAC | Com - Office (Small) | Com | ROB and NEW | 0 | 1000 sqft2 of floor space | Cap-kBTUh | 20 | None | 0 | 0 | 0 | SWHC011-03 | 107.96 | 2024 | 5.03 | 2024 | 0 | 0 | SWHC011-03 | Com Furnaces - Marine ¦ SCG ¦ Marine | Com Furnaces - Marine | 0.3 | 1 | 0.10976 | CBSA 2014 | 0 | 2032 | 0.6 | SWHC011-03
COM-HVAC-76.43 | Com ¦ Com High Eff. Furnace (95 AFUE) - Marine ¦ SCG ¦ Marine | Com ¦ Com High Eff. Furnace (95 AFUE) - Marine | SCG ¦ Marine | SCG | All | Gas | High Efficiency Furnace, Commercial, 95% AFUE | Efficient | 2029 |  | 1 | Conventional | HVAC | Com - Other | Com | ROB and NEW | 0 | 1000 sqft2 of floor space | Cap-kBTUh | 20 | None | 0 | 0 | 0 | SWHC011-03 | 107.96 | 2024 | 5.03 | 2024 | 0 | 0 | SWHC011-03 | Com Furnaces - Marine ¦ SCG ¦ Marine | Com Furnaces - Marine | 0.88227 | 1 | 0.10976 | CBSA 2014 | 0 | 2032 | 0.6 | SWHC011-03
COM-HVAC-76.44 | Com ¦ Com High Eff. Furnace (95 AFUE) - Marine ¦ SCG ¦ Marine | Com ¦ Com High Eff. Furnace (95 AFUE) - Marine | SCG ¦ Marine | SCG | All | Gas | High Efficiency Furnace, Commercial, 95% AFUE | Efficient | 2029 |  | 1 | Conventional | HVAC | Com - Refrig. Warehouse | Com | ROB and NEW | 0 | 1000 sqft2 of floor space | Cap-kBTUh | 20 | None | 0 | 0 | 0 | SWHC011-03 | 107.96 | 2024 | 5.03 | 2024 | 0 | 0 | SWHC011-03 | Com Furnaces - Marine ¦ SCG ¦ Marine | Com Furnaces - Marine | 0.05 | 1 | 0.10976 | CBSA 2014 | 0 | 2032 | 0.6 | SWHC011-03
COM-HVAC-76.45 | Com ¦ Com High Eff. Furnace (95 AFUE) - Marine ¦ SCG ¦ Marine | Com ¦ Com High Eff. Furnace (95 AFUE) - Marine | SCG ¦ Marine | SCG | All | Gas | High Efficiency Furnace, Commercial, 95% AFUE | Efficient | 2029 |  | 1 | Conventional | HVAC | Com - Restaurant | Com | ROB and NEW | 0 | 1000 sqft2 of floor space | Cap-kBTUh | 20 | None | 0 | 0 | 0 | SWHC011-03 | 107.96 | 2024 | 5.03 | 2024 | 0 | 0 | SWHC011-03 | Com Furnaces - Marine ¦ SCG ¦ Marine | Com Furnaces - Marine | 8.5 | 1 | 0.10976 | CBSA 2014 | 0 | 2032 | 0.6 | SWHC011-03
COM-HVAC-76.46 | Com ¦ Com High Eff. Furnace (95 AFUE) - Marine ¦ SCG ¦ Marine | Com ¦ Com High Eff. Furnace (95 AFUE) - Marine | SCG ¦ Marine | SCG | All | Gas | High Efficiency Furnace, Commercial, 95% AFUE | Efficient | 2029 |  | 1 | Conventional | HVAC | Com - Retail | Com | ROB and NEW | 0 | 1000 sqft2 of floor space | Cap-kBTUh | 20 | None | 0 | 0 | 0 | SWHC011-03 | 107.96 | 2024 | 5.03 | 2024 | 0 | 0 | SWHC011-03 | Com Furnaces - Marine ¦ SCG ¦ Marine | Com Furnaces - Marine | 0.43965 | 1 | 0.10976 | CBSA 2014 | 0 | 2032 | 0.6 | SWHC011-03
COM-HVAC-76.47 | Com ¦ Com High Eff. Furnace (95 AFUE) - Marine ¦ SCG ¦ Marine | Com ¦ Com High Eff. Furnace (95 AFUE) - Marine | SCG ¦ Marine | SCG | All | Gas | High Efficiency Furnace, Commercial, 95% AFUE | Efficient | 2029 |  | 1 | Conventional | HVAC | Com - School | Com | ROB and NEW | 0 | 1000 sqft2 of floor space | Cap-kBTUh | 20 | None | 0 | 0 | 0 | SWHC011-03 | 107.96 | 2024 | 5.03 | 2024 | 0 | 0 | SWHC011-03 | Com Furnaces - Marine ¦ SCG ¦ Marine | Com Furnaces - Marine | 2.5576 | 1 | 0.10976 | CBSA 2014 | 0 | 2032 | 0.6 | SWHC011-03
COM-HVAC-76.48 | Com ¦ Com High Eff. Furnace (95 AFUE) - Marine ¦ SCG ¦ Marine | Com ¦ Com High Eff. Furnace (95 AFUE) - Marine | SCG ¦ Marine | SCG | All | Gas | High Efficiency Furnace, Commercial, 95% AFUE | Efficient | 2029 |  | 1 | Conventional | HVAC | Com - Warehouse | Com | ROB and NEW | 0 | 1000 sqft2 of floor space | Cap-kBTUh | 20 | None | 0 | 0 | 0 | SWHC011-03 | 107.96 | 2024 | 5.03 | 2024 | 0 | 0 | SWHC011-03 | Com Furnaces - Marine ¦ SCG ¦ Marine | Com Furnaces - Marine | 0.02 | 1 | 0.10976 | CBSA 2014 | 0 | 2032 | 0.6 | SWHC011-03
COM-HVAC-76.49 | Com ¦ Com High Eff. Furnace (95 AFUE) - Hot-Dry ¦ SCG ¦ Hot-Dry | Com ¦ Com High Eff. Furnace (95 AFUE) - Hot-Dry | SCG ¦ Hot-Dry | SCG | All | Gas | High Efficiency Furnace, Commercial, 95% AFUE | Efficient | 2029 |  | 1 | Conventional | HVAC | Com - College | Com | ROB and NEW | 0 | 1000 sqft2 of floor space | Cap-kBTUh | 20 | None | 0 | 0 | 0 | SWHC011-03 | 107.96 | 2024 | 5.03 | 2024 | 0 | 0 | SWHC011-03 | Com Furnaces - Hot-Dry ¦ SCG ¦ Hot-Dry | Com Furnaces - Hot-Dry | 0.7206 | 1 | 0.10976 | CBSA 2014 | 0 | 2032 | 0.6 | SWHC011-03
COM-HVAC-76.50 | Com ¦ Com High Eff. Furnace (95 AFUE) - Hot-Dry ¦ SCG ¦ Hot-Dry | Com ¦ Com High Eff. Furnace (95 AFUE) - Hot-Dry | SCG ¦ Hot-Dry | SCG | All | Gas | High Efficiency Furnace, Commercial, 95% AFUE | Efficient | 2029 |  | 1 | Conventional | HVAC | Com - Grocery | Com | ROB and NEW | 0 | 1000 sqft2 of floor space | Cap-kBTUh | 20 | None | 0 | 0 | 0 | SWHC011-03 | 107.96 | 2024 | 5.03 | 2024 | 0 | 0 | SWHC011-03 | Com Furnaces - Hot-Dry ¦ SCG ¦ Hot-Dry | Com Furnaces - Hot-Dry | 0.3 | 1 | 0.10976 | CBSA 2014 | 0 | 2032 | 0.6 | SWHC011-03
COM-HVAC-76.51 | Com ¦ Com High Eff. Furnace (95 AFUE) - Hot-Dry ¦ SCG ¦ Hot-Dry | Com ¦ Com High Eff. Furnace (95 AFUE) - Hot-Dry | SCG ¦ Hot-Dry | SCG | All | Gas | High Efficiency Furnace, Commercial, 95% AFUE | Efficient | 2029 |  | 1 | Conventional | HVAC | Com - Health | Com | ROB and NEW | 0 | 1000 sqft2 of floor space | Cap-kBTUh | 20 | None | 0 | 0 | 0 | SWHC011-03 | 107.96 | 2024 | 5.03 | 2024 | 0 | 0 | SWHC011-03 | Com Furnaces - Hot-Dry ¦ SCG ¦ Hot-Dry | Com Furnaces - Hot-Dry | 1.0074 | 1 | 0.10976 | CBSA 2014 | 0 | 2032 | 0.6 | SWHC011-03
COM-HVAC-76.52 | Com ¦ Com High Eff. Furnace (95 AFUE) - Hot-Dry ¦ SCG ¦ Hot-Dry | Com ¦ Com High Eff. Furnace (95 AFUE) - Hot-Dry | SCG ¦ Hot-Dry | SCG | All | Gas | High Efficiency Furnace, Commercial, 95% AFUE | Efficient | 2029 |  | 1 | Conventional | HVAC | Com - Lodging | Com | ROB and NEW | 0 | 1000 sqft2 of floor space | Cap-kBTUh | 20 | None | 0 | 0 | 0 | SWHC011-03 | 107.96 | 2024 | 5.03 | 2024 | 0 | 0 | SWHC011-03 | Com Furnaces - Hot-Dry ¦ SCG ¦ Hot-Dry | Com Furnaces - Hot-Dry | 0.4628 | 1 | 0.10976 | CBSA 2014 | 0 | 2032 | 0.6 | SWHC011-03
COM-HVAC-76.53 | Com ¦ Com High Eff. Furnace (95 AFUE) - Hot-Dry ¦ SCG ¦ Hot-Dry | Com ¦ Com High Eff. Furnace (95 AFUE) - Hot-Dry | SCG ¦ Hot-Dry | SCG | All | Gas | High Efficiency Furnace, Commercial, 95% AFUE | Efficient | 2029 |  | 1 | Conventional | HVAC | Com - Office (Large) | Com | ROB and NEW | 0 | 1000 sqft2 of floor space | Cap-kBTUh | 20 | None | 0 | 0 | 0 | SWHC011-03 | 107.96 | 2024 | 5.03 | 2024 | 0 | 0 | SWHC011-03 | Com Furnaces - Hot-Dry ¦ SCG ¦ Hot-Dry | Com Furnaces - Hot-Dry | 0.10857 | 1 | 0.10976 | CBSA 2014 | 0 | 2032 | 0.6 | SWHC011-03
COM-HVAC-76.54 | Com ¦ Com High Eff. Furnace (95 AFUE) - Hot-Dry ¦ SCG ¦ Hot-Dry | Com ¦ Com High Eff. Furnace (95 AFUE) - Hot-Dry | SCG ¦ Hot-Dry | SCG | All | Gas | High Efficiency Furnace, Commercial, 95% AFUE | Efficient | 2029 |  | 1 | Conventional | HVAC | Com - Office (Small) | Com | ROB and NEW | 0 | 1000 sqft2 of floor space | Cap-kBTUh | 20 | None | 0 | 0 | 0 | SWHC011-03 | 107.96 | 2024 | 5.03 | 2024 | 0 | 0 | SWHC011-03 | Com Furnaces - Hot-Dry ¦ SCG ¦ Hot-Dry | Com Furnaces - Hot-Dry | 0.3 | 1 | 0.10976 | CBSA 2014 | 0 | 2032 | 0.6 | SWHC011-03
COM-HVAC-76.55 | Com ¦ Com High Eff. Furnace (95 AFUE) - Hot-Dry ¦ SCG ¦ Hot-Dry | Com ¦ Com High Eff. Furnace (95 AFUE) - Hot-Dry | SCG ¦ Hot-Dry | SCG | All | Gas | High Efficiency Furnace, Commercial, 95% AFUE | Efficient | 2029 |  | 1 | Conventional | HVAC | Com - Other | Com | ROB and NEW | 0 | 1000 sqft2 of floor space | Cap-kBTUh | 20 | None | 0 | 0 | 0 | SWHC011-03 | 107.96 | 2024 | 5.03 | 2024 | 0 | 0 | SWHC011-03 | Com Furnaces - Hot-Dry ¦ SCG ¦ Hot-Dry | Com Furnaces - Hot-Dry | 0.88227 | 1 | 0.10976 | CBSA 2014 | 0 | 2032 | 0.6 | SWHC011-03
COM-HVAC-76.56 | Com ¦ Com High Eff. Furnace (95 AFUE) - Hot-Dry ¦ SCG ¦ Hot-Dry | Com ¦ Com High Eff. Furnace (95 AFUE) - Hot-Dry | SCG ¦ Hot-Dry | SCG | All | Gas | High Efficiency Furnace, Commercial, 95% AFUE | Efficient | 2029 |  | 1 | Conventional | HVAC | Com - Refrig. Warehouse | Com | ROB and NEW | 0 | 1000 sqft2 of floor space | Cap-kBTUh | 20 | None | 0 | 0 | 0 | SWHC011-03 | 107.96 | 2024 | 5.03 | 2024 | 0 | 0 | SWHC011-03 | Com Furnaces - Hot-Dry ¦ SCG ¦ Hot-Dry | Com Furnaces - Hot-Dry | 0.05 | 1 | 0.10976 | CBSA 2014 | 0 | 2032 | 0.6 | SWHC011-03
COM-HVAC-76.57 | Com ¦ Com High Eff. Furnace (95 AFUE) - Hot-Dry ¦ SCG ¦ Hot-Dry | Com ¦ Com High Eff. Furnace (95 AFUE) - Hot-Dry | SCG ¦ Hot-Dry | SCG | All | Gas | High Efficiency Furnace, Commercial, 95% AFUE | Efficient | 2029 |  | 1 | Conventional | HVAC | Com - Restaurant | Com | ROB and NEW | 0 | 1000 sqft2 of floor space | Cap-kBTUh | 20 | None | 0 | 0 | 0 | SWHC011-03 | 107.96 | 2024 | 5.03 | 2024 | 0 | 0 | SWHC011-03 | Com Furnaces - Hot-Dry ¦ SCG ¦ Hot-Dry | Com Furnaces - Hot-Dry | 8.5 | 1 | 0.10976 | CBSA 2014 | 0 | 2032 | 0.6 | SWHC011-03
COM-HVAC-76.58 | Com ¦ Com High Eff. Furnace (95 AFUE) - Hot-Dry ¦ SCG ¦ Hot-Dry | Com ¦ Com High Eff. Furnace (95 AFUE) - Hot-Dry | SCG ¦ Hot-Dry | SCG | All | Gas | High Efficiency Furnace, Commercial, 95% AFUE | Efficient | 2029 |  | 1 | Conventional | HVAC | Com - Retail | Com | ROB and NEW | 0 | 1000 sqft2 of floor space | Cap-kBTUh | 20 | None | 0 | 0 | 0 | SWHC011-03 | 107.96 | 2024 | 5.03 | 2024 | 0 | 0 | SWHC011-03 | Com Furnaces - Hot-Dry ¦ SCG ¦ Hot-Dry | Com Furnaces - Hot-Dry | 0.43965 | 1 | 0.10976 | CBSA 2014 | 0 | 2032 | 0.6 | SWHC011-03
COM-HVAC-76.59 | Com ¦ Com High Eff. Furnace (95 AFUE) - Hot-Dry ¦ SCG ¦ Hot-Dry | Com ¦ Com High Eff. Furnace (95 AFUE) - Hot-Dry | SCG ¦ Hot-Dry | SCG | All | Gas | High Efficiency Furnace, Commercial, 95% AFUE | Efficient | 2029 |  | 1 | Conventional | HVAC | Com - School | Com | ROB and NEW | 0 | 1000 sqft2 of floor space | Cap-kBTUh | 20 | None | 0 | 0 | 0 | SWHC011-03 | 107.96 | 2024 | 5.03 | 2024 | 0 | 0 | SWHC011-03 | Com Furnaces - Hot-Dry ¦ SCG ¦ Hot-Dry | Com Furnaces - Hot-Dry | 2.5576 | 1 | 0.10976 | CBSA 2014 | 0 | 2032 | 0.6 | SWHC011-03
COM-HVAC-76.60 | Com ¦ Com High Eff. Furnace (95 AFUE) - Hot-Dry ¦ SCG ¦ Hot-Dry | Com ¦ Com High Eff. Furnace (95 AFUE) - Hot-Dry | SCG ¦ Hot-Dry | SCG | All | Gas | High Efficiency Furnace, Commercial, 95% AFUE | Efficient | 2029 |  | 1 | Conventional | HVAC | Com - Warehouse | Com | ROB and NEW | 0 | 1000 sqft2 of floor space | Cap-kBTUh | 20 | None | 0 | 0 | 0 | SWHC011-03 | 107.96 | 2024 | 5.03 | 2024 | 0 | 0 | SWHC011-03 | Com Furnaces - Hot-Dry ¦ SCG ¦ Hot-Dry | Com Furnaces - Hot-Dry | 0.02 | 1 | 0.10976 | CBSA 2014 | 0 | 2032 | 0.6 | SWHC011-03
COM-HVAC-76.61 | Com ¦ Com High Eff. Furnace (95 AFUE) - Cold ¦ SCG ¦ Cold | Com ¦ Com High Eff. Furnace (95 AFUE) - Cold | SCG ¦ Cold | SCG | All | Gas | High Efficiency Furnace, Commercial, 95% AFUE | Efficient | 2029 |  | 1 | Conventional | HVAC | Com - College | Com | ROB and NEW | 0 | 1000 sqft2 of floor space | Cap-kBTUh | 20 | None | 0 | 0 | 0 | SWHC011-03 | 107.96 | 2024 | 5.03 | 2024 | 0 | 0 | SWHC011-03 | Com Furnaces - Cold ¦ SCG ¦ Cold | Com Furnaces - Cold | 0.7206 | 1 | 0.10976 | CBSA 2014 | 0 | 2032 | 0.6 | SWHC011-03
COM-HVAC-76.62 | Com ¦ Com High Eff. Furnace (95 AFUE) - Cold ¦ SCG ¦ Cold | Com ¦ Com High Eff. Furnace (95 AFUE) - Cold | SCG ¦ Cold | SCG | All | Gas | High Efficiency Furnace, Commercial, 95% AFUE | Efficient | 2029 |  | 1 | Conventional | HVAC | Com - Grocery | Com | ROB and NEW | 0 | 1000 sqft2 of floor space | Cap-kBTUh | 20 | None | 0 | 0 | 0 | SWHC011-03 | 107.96 | 2024 | 5.03 | 2024 | 0 | 0 | SWHC011-03 | Com Furnaces - Cold ¦ SCG ¦ Cold | Com Furnaces - Cold | 0.3 | 1 | 0.10976 | CBSA 2014 | 0 | 2032 | 0.6 | SWHC011-03
COM-HVAC-76.63 | Com ¦ Com High Eff. Furnace (95 AFUE) - Cold ¦ SCG ¦ Cold | Com ¦ Com High Eff. Furnace (95 AFUE) - Cold | SCG ¦ Cold | SCG | All | Gas | High Efficiency Furnace, Commercial, 95% AFUE | Efficient | 2029 |  | 1 | Conventional | HVAC | Com - Health | Com | ROB and NEW | 0 | 1000 sqft2 of floor space | Cap-kBTUh | 20 | None | 0 | 0 | 0 | SWHC011-03 | 107.96 | 2024 | 5.03 | 2024 | 0 | 0 | SWHC011-03 | Com Furnaces - Cold ¦ SCG ¦ Cold | Com Furnaces - Cold | 1.0074 | 1 | 0.10976 | CBSA 2014 | 0 | 2032 | 0.6 | SWHC011-03
COM-HVAC-76.64 | Com ¦ Com High Eff. Furnace (95 AFUE) - Cold ¦ SCG ¦ Cold | Com ¦ Com High Eff. Furnace (95 AFUE) - Cold | SCG ¦ Cold | SCG | All | Gas | High Efficiency Furnace, Commercial, 95% AFUE | Efficient | 2029 |  | 1 | Conventional | HVAC | Com - Lodging | Com | ROB and NEW | 0 | 1000 sqft2 of floor space | Cap-kBTUh | 20 | None | 0 | 0 | 0 | SWHC011-03 | 107.96 | 2024 | 5.03 | 2024 | 0 | 0 | SWHC011-03 | Com Furnaces - Cold ¦ SCG ¦ Cold | Com Furnaces - Cold | 0.4628 | 1 | 0.10976 | CBSA 2014 | 0 | 2032 | 0.6 | SWHC011-03
COM-HVAC-76.65 | Com ¦ Com High Eff. Furnace (95 AFUE) - Cold ¦ SCG ¦ Cold | Com ¦ Com High Eff. Furnace (95 AFUE) - Cold | SCG ¦ Cold | SCG | All | Gas | High Efficiency Furnace, Commercial, 95% AFUE | Efficient | 2029 |  | 1 | Conventional | HVAC | Com - Office (Large) | Com | ROB and NEW | 0 | 1000 sqft2 of floor space | Cap-kBTUh | 20 | None | 0 | 0 | 0 | SWHC011-03 | 107.96 | 2024 | 5.03 | 2024 | 0 | 0 | SWHC011-03 | Com Furnaces - Cold ¦ SCG ¦ Cold | Com Furnaces - Cold | 0.10857 | 1 | 0.10976 | CBSA 2014 | 0 | 2032 | 0.6 | SWHC011-03
COM-HVAC-76.66 | Com ¦ Com High Eff. Furnace (95 AFUE) - Cold ¦ SCG ¦ Cold | Com ¦ Com High Eff. Furnace (95 AFUE) - Cold | SCG ¦ Cold | SCG | All | Gas | High Efficiency Furnace, Commercial, 95% AFUE | Efficient | 2029 |  | 1 | Conventional | HVAC | Com - Office (Small) | Com | ROB and NEW | 0 | 1000 sqft2 of floor space | Cap-kBTUh | 20 | None | 0 | 0 | 0 | SWHC011-03 | 107.96 | 2024 | 5.03 | 2024 | 0 | 0 | SWHC011-03 | Com Furnaces - Cold ¦ SCG ¦ Cold | Com Furnaces - Cold | 0.3 | 1 | 0.10976 | CBSA 2014 | 0 | 2032 | 0.6 | SWHC011-03
COM-HVAC-76.67 | Com ¦ Com High Eff. Furnace (95 AFUE) - Cold ¦ SCG ¦ Cold | Com ¦ Com High Eff. Furnace (95 AFUE) - Cold | SCG ¦ Cold | SCG | All | Gas | High Efficiency Furnace, Commercial, 95% AFUE | Efficient | 2029 |  | 1 | Conventional | HVAC | Com - Other | Com | ROB and NEW | 0 | 1000 sqft2 of floor space | Cap-kBTUh | 20 | None | 0 | 0 | 0 | SWHC011-03 | 107.96 | 2024 | 5.03 | 2024 | 0 | 0 | SWHC011-03 | Com Furnaces - Cold ¦ SCG ¦ Cold | Com Furnaces - Cold | 0.88227 | 1 | 0.10976 | CBSA 2014 | 0 | 2032 | 0.6 | SWHC011-03
COM-HVAC-76.68 | Com ¦ Com High Eff. Furnace (95 AFUE) - Cold ¦ SCG ¦ Cold | Com ¦ Com High Eff. Furnace (95 AFUE) - Cold | SCG ¦ Cold | SCG | All | Gas | High Efficiency Furnace, Commercial, 95% AFUE | Efficient | 2029 |  | 1 | Conventional | HVAC | Com - Refrig. Warehouse | Com | ROB and NEW | 0 | 1000 sqft2 of floor space | Cap-kBTUh | 20 | None | 0 | 0 | 0 | SWHC011-03 | 107.96 | 2024 | 5.03 | 2024 | 0 | 0 | SWHC011-03 | Com Furnaces - Cold ¦ SCG ¦ Cold | Com Furnaces - Cold | 0.05 | 1 | 0.10976 | CBSA 2014 | 0 | 2032 | 0.6 | SWHC011-03
COM-HVAC-76.69 | Com ¦ Com High Eff. Furnace (95 AFUE) - Cold ¦ SCG ¦ Cold | Com ¦ Com High Eff. Furnace (95 AFUE) - Cold | SCG ¦ Cold | SCG | All | Gas | High Efficiency Furnace, Commercial, 95% AFUE | Efficient | 2029 |  | 1 | Conventional | HVAC | Com - Restaurant | Com | ROB and NEW | 0 | 1000 sqft2 of floor space | Cap-kBTUh | 20 | None | 0 | 0 | 0 | SWHC011-03 | 107.96 | 2024 | 5.03 | 2024 | 0 | 0 | SWHC011-03 | Com Furnaces - Cold ¦ SCG ¦ Cold | Com Furnaces - Cold | 8.5 | 1 | 0.10976 | CBSA 2014 | 0 | 2032 | 0.6 | SWHC011-03
COM-HVAC-76.70 | Com ¦ Com High Eff. Furnace (95 AFUE) - Cold ¦ SCG ¦ Cold | Com ¦ Com High Eff. Furnace (95 AFUE) - Cold | SCG ¦ Cold | SCG | All | Gas | High Efficiency Furnace, Commercial, 95% AFUE | Efficient | 2029 |  | 1 | Conventional | HVAC | Com - Retail | Com | ROB and NEW | 0 | 1000 sqft2 of floor space | Cap-kBTUh | 20 | None | 0 | 0 | 0 | SWHC011-03 | 107.96 | 2024 | 5.03 | 2024 | 0 | 0 | SWHC011-03 | Com Furnaces - Cold ¦ SCG ¦ Cold | Com Furnaces - Cold | 0.43965 | 1 | 0.10976 | CBSA 2014 | 0 | 2032 | 0.6 | SWHC011-03
COM-HVAC-76.71 | Com ¦ Com High Eff. Furnace (95 AFUE) - Cold ¦ SCG ¦ Cold | Com ¦ Com High Eff. Furnace (95 AFUE) - Cold | SCG ¦ Cold | SCG | All | Gas | High Efficiency Furnace, Commercial, 95% AFUE | Efficient | 2029 |  | 1 | Conventional | HVAC | Com - School | Com | ROB and NEW | 0 | 1000 sqft2 of floor space | Cap-kBTUh | 20 | None | 0 | 0 | 0 | SWHC011-03 | 107.96 | 2024 | 5.03 | 2024 | 0 | 0 | SWHC011-03 | Com Furnaces - Cold ¦ SCG ¦ Cold | Com Furnaces - Cold | 2.5576 | 1 | 0.10976 | CBSA 2014 | 0 | 2032 | 0.6 | SWHC011-03
COM-HVAC-76.72 | Com ¦ Com High Eff. Furnace (95 AFUE) - Cold ¦ SCG ¦ Cold | Com ¦ Com High Eff. Furnace (95 AFUE) - Cold | SCG ¦ Cold | SCG | All | Gas | High Efficiency Furnace, Commercial, 95% AFUE | Efficient | 2029 |  | 1 | Conventional | HVAC | Com - Warehouse | Com | ROB and NEW | 0 | 1000 sqft2 of floor space | Cap-kBTUh | 20 | None | 0 | 0 | 0 | SWHC011-03 | 107.96 | 2024 | 5.03 | 2024 | 0 | 0 | SWHC011-03 | Com Furnaces - Cold ¦ SCG ¦ Cold | Com Furnaces - Cold | 0.02 | 1 | 0.10976 | CBSA 2014 | 0 | 2032 | 0.6 | SWHC011-03
COM-HVAC-76.73 | Com ¦ Com High Eff. Furnace (95 AFUE) - Marine ¦ SDG&E ¦ Marine | Com ¦ Com High Eff. Furnace (95 AFUE) - Marine | SDG&E ¦ Marine | SDG&E | All | Gas | High Efficiency Furnace, Commercial, 95% AFUE | Efficient | 2029 |  | 1 | Conventional | HVAC | Com - College | Com | ROB and NEW | 0 | 1000 sqft2 of floor space | Cap-kBTUh | 20 | None | 0 | 0 | 0 | SWHC011-03 | 107.96 | 2024 | 5.03 | 2024 | 0 | 0 | SWHC011-03 | Com Furnaces - Marine ¦ SDG&E ¦ Marine | Com Furnaces - Marine | 0.7206 | 1 | 0.10976 | CBSA 2014 | 0 | 2032 | 0.6 | SWHC011-03
COM-HVAC-76.74 | Com ¦ Com High Eff. Furnace (95 AFUE) - Marine ¦ SDG&E ¦ Marine | Com ¦ Com High Eff. Furnace (95 AFUE) - Marine | SDG&E ¦ Marine | SDG&E | All | Gas | High Efficiency Furnace, Commercial, 95% AFUE | Efficient | 2029 |  | 1 | Conventional | HVAC | Com - Grocery | Com | ROB and NEW | 0 | 1000 sqft2 of floor space | Cap-kBTUh | 20 | None | 0 | 0 | 0 | SWHC011-03 | 107.96 | 2024 | 5.03 | 2024 | 0 | 0 | SWHC011-03 | Com Furnaces - Marine ¦ SDG&E ¦ Marine | Com Furnaces - Marine | 0.3 | 1 | 0.10976 | CBSA 2014 | 0 | 2032 | 0.6 | SWHC011-03
COM-HVAC-76.75 | Com ¦ Com High Eff. Furnace (95 AFUE) - Marine ¦ SDG&E ¦ Marine | Com ¦ Com High Eff. Furnace (95 AFUE) - Marine | SDG&E ¦ Marine | SDG&E | All | Gas | High Efficiency Furnace, Commercial, 95% AFUE | Efficient | 2029 |  | 1 | Conventional | HVAC | Com - Health | Com | ROB and NEW | 0 | 1000 sqft2 of floor space | Cap-kBTUh | 20 | None | 0 | 0 | 0 | SWHC011-03 | 107.96 | 2024 | 5.03 | 2024 | 0 | 0 | SWHC011-03 | Com Furnaces - Marine ¦ SDG&E ¦ Marine | Com Furnaces - Marine | 1.0074 | 1 | 0.10976 | CBSA 2014 | 0 | 2032 | 0.6 | SWHC011-03
COM-HVAC-76.76 | Com ¦ Com High Eff. Furnace (95 AFUE) - Marine ¦ SDG&E ¦ Marine | Com ¦ Com High Eff. Furnace (95 AFUE) - Marine | SDG&E ¦ Marine | SDG&E | All | Gas | High Efficiency Furnace, Commercial, 95% AFUE | Efficient | 2029 |  | 1 | Conventional | HVAC | Com - Lodging | Com | ROB and NEW | 0 | 1000 sqft2 of floor space | Cap-kBTUh | 20 | None | 0 | 0 | 0 | SWHC011-03 | 107.96 | 2024 | 5.03 | 2024 | 0 | 0 | SWHC011-03 | Com Furnaces - Marine ¦ SDG&E ¦ Marine | Com Furnaces - Marine | 0.4628 | 1 | 0.10976 | CBSA 2014 | 0 | 2032 | 0.6 | SWHC011-03
COM-HVAC-76.77 | Com ¦ Com High Eff. Furnace (95 AFUE) - Marine ¦ SDG&E ¦ Marine | Com ¦ Com High Eff. Furnace (95 AFUE) - Marine | SDG&E ¦ Marine | SDG&E | All | Gas | High Efficiency Furnace, Commercial, 95% AFUE | Efficient | 2029 |  | 1 | Conventional | HVAC | Com - Office (Large) | Com | ROB and NEW | 0 | 1000 sqft2 of floor space | Cap-kBTUh | 20 | None | 0 | 0 | 0 | SWHC011-03 | 107.96 | 2024 | 5.03 | 2024 | 0 | 0 | SWHC011-03 | Com Furnaces - Marine ¦ SDG&E ¦ Marine | Com Furnaces - Marine | 0.10857 | 1 | 0.10976 | CBSA 2014 | 0 | 2032 | 0.6 | SWHC011-03
COM-HVAC-76.78 | Com ¦ Com High Eff. Furnace (95 AFUE) - Marine ¦ SDG&E ¦ Marine | Com ¦ Com High Eff. Furnace (95 AFUE) - Marine | SDG&E ¦ Marine | SDG&E | All | Gas | High Efficiency Furnace, Commercial, 95% AFUE | Efficient | 2029 |  | 1 | Conventional | HVAC | Com - Office (Small) | Com | ROB and NEW | 0 | 1000 sqft2 of floor space | Cap-kBTUh | 20 | None | 0 | 0 | 0 | SWHC011-03 | 107.96 | 2024 | 5.03 | 2024 | 0 | 0 | SWHC011-03 | Com Furnaces - Marine ¦ SDG&E ¦ Marine | Com Furnaces - Marine | 0.3 | 1 | 0.10976 | CBSA 2014 | 0 | 2032 | 0.6 | SWHC011-03
COM-HVAC-76.79 | Com ¦ Com High Eff. Furnace (95 AFUE) - Marine ¦ SDG&E ¦ Marine | Com ¦ Com High Eff. Furnace (95 AFUE) - Marine | SDG&E ¦ Marine | SDG&E | All | Gas | High Efficiency Furnace, Commercial, 95% AFUE | Efficient | 2029 |  | 1 | Conventional | HVAC | Com - Other | Com | ROB and NEW | 0 | 1000 sqft2 of floor space | Cap-kBTUh | 20 | None | 0 | 0 | 0 | SWHC011-03 | 107.96 | 2024 | 5.03 | 2024 | 0 | 0 | SWHC011-03 | Com Furnaces - Marine ¦ SDG&E ¦ Marine | Com Furnaces - Marine | 0.88227 | 1 | 0.10976 | CBSA 2014 | 0 | 2032 | 0.6 | SWHC011-03
COM-HVAC-76.80 | Com ¦ Com High Eff. Furnace (95 AFUE) - Marine ¦ SDG&E ¦ Marine | Com ¦ Com High Eff. Furnace (95 AFUE) - Marine | SDG&E ¦ Marine | SDG&E | All | Gas | High Efficiency Furnace, Commercial, 95% AFUE | Efficient | 2029 |  | 1 | Conventional | HVAC | Com - Refrig. Warehouse | Com | ROB and NEW | 0 | 1000 sqft2 of floor space | Cap-kBTUh | 20 | None | 0 | 0 | 0 | SWHC011-03 | 107.96 | 2024 | 5.03 | 2024 | 0 | 0 | SWHC011-03 | Com Furnaces - Marine ¦ SDG&E ¦ Marine | Com Furnaces - Marine | 0.05 | 1 | 0.10976 | CBSA 2014 | 0 | 2032 | 0.6 | SWHC011-03
COM-HVAC-76.81 | Com ¦ Com High Eff. Furnace (95 AFUE) - Marine ¦ SDG&E ¦ Marine | Com ¦ Com High Eff. Furnace (95 AFUE) - Marine | SDG&E ¦ Marine | SDG&E | All | Gas | High Efficiency Furnace, Commercial, 95% AFUE | Efficient | 2029 |  | 1 | Conventional | HVAC | Com - Restaurant | Com | ROB and NEW | 0 | 1000 sqft2 of floor space | Cap-kBTUh | 20 | None | 0 | 0 | 0 | SWHC011-03 | 107.96 | 2024 | 5.03 | 2024 | 0 | 0 | SWHC011-03 | Com Furnaces - Marine ¦ SDG&E ¦ Marine | Com Furnaces - Marine | 8.5 | 1 | 0.10976 | CBSA 2014 | 0 | 2032 | 0.6 | SWHC011-03
COM-HVAC-76.82 | Com ¦ Com High Eff. Furnace (95 AFUE) - Marine ¦ SDG&E ¦ Marine | Com ¦ Com High Eff. Furnace (95 AFUE) - Marine | SDG&E ¦ Marine | SDG&E | All | Gas | High Efficiency Furnace, Commercial, 95% AFUE | Efficient | 2029 |  | 1 | Conventional | HVAC | Com - Retail | Com | ROB and NEW | 0 | 1000 sqft2 of floor space | Cap-kBTUh | 20 | None | 0 | 0 | 0 | SWHC011-03 | 107.96 | 2024 | 5.03 | 2024 | 0 | 0 | SWHC011-03 | Com Furnaces - Marine ¦ SDG&E ¦ Marine | Com Furnaces - Marine | 0.43965 | 1 | 0.10976 | CBSA 2014 | 0 | 2032 | 0.6 | SWHC011-03
COM-HVAC-76.83 | Com ¦ Com High Eff. Furnace (95 AFUE) - Marine ¦ SDG&E ¦ Marine | Com ¦ Com High Eff. Furnace (95 AFUE) - Marine | SDG&E ¦ Marine | SDG&E | All | Gas | High Efficiency Furnace, Commercial, 95% AFUE | Efficient | 2029 |  | 1 | Conventional | HVAC | Com - School | Com | ROB and NEW | 0 | 1000 sqft2 of floor space | Cap-kBTUh | 20 | None | 0 | 0 | 0 | SWHC011-03 | 107.96 | 2024 | 5.03 | 2024 | 0 | 0 | SWHC011-03 | Com Furnaces - Marine ¦ SDG&E ¦ Marine | Com Furnaces - Marine | 2.5576 | 1 | 0.10976 | CBSA 2014 | 0 | 2032 | 0.6 | SWHC011-03
COM-HVAC-76.84 | Com ¦ Com High Eff. Furnace (95 AFUE) - Marine ¦ SDG&E ¦ Marine | Com ¦ Com High Eff. Furnace (95 AFUE) - Marine | SDG&E ¦ Marine | SDG&E | All | Gas | High Efficiency Furnace, Commercial, 95% AFUE | Efficient | 2029 |  | 1 | Conventional | HVAC | Com - Warehouse | Com | ROB and NEW | 0 | 1000 sqft2 of floor space | Cap-kBTUh | 20 | None | 0 | 0 | 0 | SWHC011-03 | 107.96 | 2024 | 5.03 | 2024 | 0 | 0 | SWHC011-03 | Com Furnaces - Marine ¦ SDG&E ¦ Marine | Com Furnaces - Marine | 0.02 | 1 | 0.10976 | CBSA 2014 | 0 | 2032 | 0.6 | SWHC011-03
COM-HVAC-76.85 | Com ¦ Com High Eff. Furnace (95 AFUE) - Hot-Dry ¦ SDG&E ¦ Hot-Dry | Com ¦ Com High Eff. Furnace (95 AFUE) - Hot-Dry | SDG&E ¦ Hot-Dry | SDG&E | All | Gas | High Efficiency Furnace, Commercial, 95% AFUE | Efficient | 2029 |  | 1 | Conventional | HVAC | Com - College | Com | ROB and NEW | 0 | 1000 sqft2 of floor space | Cap-kBTUh | 20 | None | 0 | 0 | 0 | SWHC011-03 | 107.96 | 2024 | 5.03 | 2024 | 0 | 0 | SWHC011-03 | Com Furnaces - Hot-Dry ¦ SDG&E ¦ Hot-Dry | Com Furnaces - Hot-Dry | 0.7206 | 1 | 0.10976 | CBSA 2014 | 0 | 2032 | 0.6 | SWHC011-03
COM-HVAC-76.86 | Com ¦ Com High Eff. Furnace (95 AFUE) - Hot-Dry ¦ SDG&E ¦ Hot-Dry | Com ¦ Com High Eff. Furnace (95 AFUE) - Hot-Dry | SDG&E ¦ Hot-Dry | SDG&E | All | Gas | High Efficiency Furnace, Commercial, 95% AFUE | Efficient | 2029 |  | 1 | Conventional | HVAC | Com - Grocery | Com | ROB and NEW | 0 | 1000 sqft2 of floor space | Cap-kBTUh | 20 | None | 0 | 0 | 0 | SWHC011-03 | 107.96 | 2024 | 5.03 | 2024 | 0 | 0 | SWHC011-03 | Com Furnaces - Hot-Dry ¦ SDG&E ¦ Hot-Dry | Com Furnaces - Hot-Dry | 0.3 | 1 | 0.10976 | CBSA 2014 | 0 | 2032 | 0.6 | SWHC011-03
COM-HVAC-76.87 | Com ¦ Com High Eff. Furnace (95 AFUE) - Hot-Dry ¦ SDG&E ¦ Hot-Dry | Com ¦ Com High Eff. Furnace (95 AFUE) - Hot-Dry | SDG&E ¦ Hot-Dry | SDG&E | All | Gas | High Efficiency Furnace, Commercial, 95% AFUE | Efficient | 2029 |  | 1 | Conventional | HVAC | Com - Health | Com | ROB and NEW | 0 | 1000 sqft2 of floor space | Cap-kBTUh | 20 | None | 0 | 0 | 0 | SWHC011-03 | 107.96 | 2024 | 5.03 | 2024 | 0 | 0 | SWHC011-03 | Com Furnaces - Hot-Dry ¦ SDG&E ¦ Hot-Dry | Com Furnaces - Hot-Dry | 1.0074 | 1 | 0.10976 | CBSA 2014 | 0 | 2032 | 0.6 | SWHC011-03
COM-HVAC-76.88 | Com ¦ Com High Eff. Furnace (95 AFUE) - Hot-Dry ¦ SDG&E ¦ Hot-Dry | Com ¦ Com High Eff. Furnace (95 AFUE) - Hot-Dry | SDG&E ¦ Hot-Dry | SDG&E | All | Gas | High Efficiency Furnace, Commercial, 95% AFUE | Efficient | 2029 |  | 1 | Conventional | HVAC | Com - Lodging | Com | ROB and NEW | 0 | 1000 sqft2 of floor space | Cap-kBTUh | 20 | None | 0 | 0 | 0 | SWHC011-03 | 107.96 | 2024 | 5.03 | 2024 | 0 | 0 | SWHC011-03 | Com Furnaces - Hot-Dry ¦ SDG&E ¦ Hot-Dry | Com Furnaces - Hot-Dry | 0.4628 | 1 | 0.10976 | CBSA 2014 | 0 | 2032 | 0.6 | SWHC011-03
COM-HVAC-76.89 | Com ¦ Com High Eff. Furnace (95 AFUE) - Hot-Dry ¦ SDG&E ¦ Hot-Dry | Com ¦ Com High Eff. Furnace (95 AFUE) - Hot-Dry | SDG&E ¦ Hot-Dry | SDG&E | All | Gas | High Efficiency Furnace, Commercial, 95% AFUE | Efficient | 2029 |  | 1 | Conventional | HVAC | Com - Office (Large) | Com | ROB and NEW | 0 | 1000 sqft2 of floor space | Cap-kBTUh | 20 | None | 0 | 0 | 0 | SWHC011-03 | 107.96 | 2024 | 5.03 | 2024 | 0 | 0 | SWHC011-03 | Com Furnaces - Hot-Dry ¦ SDG&E ¦ Hot-Dry | Com Furnaces - Hot-Dry | 0.10857 | 1 | 0.10976 | CBSA 2014 | 0 | 2032 | 0.6 | SWHC011-03
COM-HVAC-76.90 | Com ¦ Com High Eff. Furnace (95 AFUE) - Hot-Dry ¦ SDG&E ¦ Hot-Dry | Com ¦ Com High Eff. Furnace (95 AFUE) - Hot-Dry | SDG&E ¦ Hot-Dry | SDG&E | All | Gas | High Efficiency Furnace, Commercial, 95% AFUE | Efficient | 2029 |  | 1 | Conventional | HVAC | Com - Office (Small) | Com | ROB and NEW | 0 | 1000 sqft2 of floor space | Cap-kBTUh | 20 | None | 0 | 0 | 0 | SWHC011-03 | 107.96 | 2024 | 5.03 | 2024 | 0 | 0 | SWHC011-03 | Com Furnaces - Hot-Dry ¦ SDG&E ¦ Hot-Dry | Com Furnaces - Hot-Dry | 0.3 | 1 | 0.10976 | CBSA 2014 | 0 | 2032 | 0.6 | SWHC011-03
COM-HVAC-76.91 | Com ¦ Com High Eff. Furnace (95 AFUE) - Hot-Dry ¦ SDG&E ¦ Hot-Dry | Com ¦ Com High Eff. Furnace (95 AFUE) - Hot-Dry | SDG&E ¦ Hot-Dry | SDG&E | All | Gas | High Efficiency Furnace, Commercial, 95% AFUE | Efficient | 2029 |  | 1 | Conventional | HVAC | Com - Other | Com | ROB and NEW | 0 | 1000 sqft2 of floor space | Cap-kBTUh | 20 | None | 0 | 0 | 0 | SWHC011-03 | 107.96 | 2024 | 5.03 | 2024 | 0 | 0 | SWHC011-03 | Com Furnaces - Hot-Dry ¦ SDG&E ¦ Hot-Dry | Com Furnaces - Hot-Dry | 0.88227 | 1 | 0.10976 | CBSA 2014 | 0 | 2032 | 0.6 | SWHC011-03
COM-HVAC-76.92 | Com ¦ Com High Eff. Furnace (95 AFUE) - Hot-Dry ¦ SDG&E ¦ Hot-Dry | Com ¦ Com High Eff. Furnace (95 AFUE) - Hot-Dry | SDG&E ¦ Hot-Dry | SDG&E | All | Gas | High Efficiency Furnace, Commercial, 95% AFUE | Efficient | 2029 |  | 1 | Conventional | HVAC | Com - Refrig. Warehouse | Com | ROB and NEW | 0 | 1000 sqft2 of floor space | Cap-kBTUh | 20 | None | 0 | 0 | 0 | SWHC011-03 | 107.96 | 2024 | 5.03 | 2024 | 0 | 0 | SWHC011-03 | Com Furnaces - Hot-Dry ¦ SDG&E ¦ Hot-Dry | Com Furnaces - Hot-Dry | 0.05 | 1 | 0.10976 | CBSA 2014 | 0 | 2032 | 0.6 | SWHC011-03
COM-HVAC-76.93 | Com ¦ Com High Eff. Furnace (95 AFUE) - Hot-Dry ¦ SDG&E ¦ Hot-Dry | Com ¦ Com High Eff. Furnace (95 AFUE) - Hot-Dry | SDG&E ¦ Hot-Dry | SDG&E | All | Gas | High Efficiency Furnace, Commercial, 95% AFUE | Efficient | 2029 |  | 1 | Conventional | HVAC | Com - Restaurant | Com | ROB and NEW | 0 | 1000 sqft2 of floor space | Cap-kBTUh | 20 | None | 0 | 0 | 0 | SWHC011-03 | 107.96 | 2024 | 5.03 | 2024 | 0 | 0 | SWHC011-03 | Com Furnaces - Hot-Dry ¦ SDG&E ¦ Hot-Dry | Com Furnaces - Hot-Dry | 8.5 | 1 | 0.10976 | CBSA 2014 | 0 | 2032 | 0.6 | SWHC011-03
COM-HVAC-76.94 | Com ¦ Com High Eff. Furnace (95 AFUE) - Hot-Dry ¦ SDG&E ¦ Hot-Dry | Com ¦ Com High Eff. Furnace (95 AFUE) - Hot-Dry | SDG&E ¦ Hot-Dry | SDG&E | All | Gas | High Efficiency Furnace, Commercial, 95% AFUE | Efficient | 2029 |  | 1 | Conventional | HVAC | Com - Retail | Com | ROB and NEW | 0 | 1000 sqft2 of floor space | Cap-kBTUh | 20 | None | 0 | 0 | 0 | SWHC011-03 | 107.96 | 2024 | 5.03 | 2024 | 0 | 0 | SWHC011-03 | Com Furnaces - Hot-Dry ¦ SDG&E ¦ Hot-Dry | Com Furnaces - Hot-Dry | 0.43965 | 1 | 0.10976 | CBSA 2014 | 0 | 2032 | 0.6 | SWHC011-03
COM-HVAC-76.95 | Com ¦ Com High Eff. Furnace (95 AFUE) - Hot-Dry ¦ SDG&E ¦ Hot-Dry | Com ¦ Com High Eff. Furnace (95 AFUE) - Hot-Dry | SDG&E ¦ Hot-Dry | SDG&E | All | Gas | High Efficiency Furnace, Commercial, 95% AFUE | Efficient | 2029 |  | 1 | Conventional | HVAC | Com - School | Com | ROB and NEW | 0 | 1000 sqft2 of floor space | Cap-kBTUh | 20 | None | 0 | 0 | 0 | SWHC011-03 | 107.96 | 2024 | 5.03 | 2024 | 0 | 0 | SWHC011-03 | Com Furnaces - Hot-Dry ¦ SDG&E ¦ Hot-Dry | Com Furnaces - Hot-Dry | 2.5576 | 1 | 0.10976 | CBSA 2014 | 0 | 2032 | 0.6 | SWHC011-03
COM-HVAC-76.96 | Com ¦ Com High Eff. Furnace (95 AFUE) - Hot-Dry ¦ SDG&E ¦ Hot-Dry | Com ¦ Com High Eff. Furnace (95 AFUE) - Hot-Dry | SDG&E ¦ Hot-Dry | SDG&E | All | Gas | High Efficiency Furnace, Commercial, 95% AFUE | Efficient | 2029 |  | 1 | Conventional | HVAC | Com - Warehouse | Com | ROB and NEW | 0 | 1000 sqft2 of floor space | Cap-kBTUh | 20 | None | 0 | 0 | 0 | SWHC011-03 | 107.96 | 2024 | 5.03 | 2024 | 0 | 0 | SWHC011-03 | Com Furnaces - Hot-Dry ¦ SDG&E ¦ Hot-Dry | Com Furnaces - Hot-Dry | 0.02 | 1 | 0.10976 | CBSA 2014 | 0 | 2032 | 0.6 | SWHC011-03
COM-HVAC-77.1 | Com ¦ HVAC Pump with no VFD - Marine ¦ PG&E ¦ Marine | Com ¦ HVAC Pump with no VFD - Marine | PG&E ¦ Marine | PG&E | All | Electric | Constant Speed CWP/CHWP Control | Average Existing and Code |  |  | 0 | Conventional | HVAC | Com - College | Com | RET Only | 0 | 1000 sqft2 of floor space | Cap-kBTUh | 15 | DEER:HVAC_Chillers | 45020.9081 | 9.9174 | 0 | SWHC008-02 | 0 | 2023 | 0 | 2023 | 0 | 0 | SWHC008-02 | Com HVAC Pump VFD - Marine ¦ PG&E ¦ Marine | Com HVAC Pump VFD - Marine | 0.21688 | 1 | 0.67492 | CBSA 2014 | -3398.9904 | 2012 | 0.6 | SWHC008-02
COM-HVAC-77.2 | Com ¦ HVAC Pump with no VFD - Marine ¦ PG&E ¦ Marine | Com ¦ HVAC Pump with no VFD - Marine | PG&E ¦ Marine | PG&E | All | Electric | Constant Speed CWP/CHWP Control | Average Existing and Code |  |  | 0 | Conventional | HVAC | Com - Grocery | Com | RET Only | 0 | 1000 sqft2 of floor space | Cap-kBTUh | 15 | DEER:HVAC_Chillers | 0 | 0 | 0 | SWHC008-02 | 0 | 2023 | 0 | 2023 | 0 | 0 | SWHC008-02 | Com HVAC Pump VFD - Marine ¦ PG&E ¦ Marine | Com HVAC Pump VFD - Marine | 0.0017703 | 1 | 0.67492 | CBSA 2014 | 0 | 2012 | 0.6 | SWHC008-02
COM-HVAC-77.3 | Com ¦ HVAC Pump with no VFD - Marine ¦ PG&E ¦ Marine | Com ¦ HVAC Pump with no VFD - Marine | PG&E ¦ Marine | PG&E | All | Electric | Constant Speed CWP/CHWP Control | Average Existing and Code |  |  | 0 | Conventional | HVAC | Com - Health | Com | RET Only | 0 | 1000 sqft2 of floor space | Cap-kBTUh | 15 | DEER:HVAC_Chillers | 69046.5936 | 12.712 | 0 | SWHC008-02 | 0 | 2023 | 0 | 2023 | 0 | 0 | SWHC008-02 | Com HVAC Pump VFD - Marine ¦ PG&E ¦ Marine | Com HVAC Pump VFD - Marine | 0.13315 | 1 | 0.67492 | CBSA 2014 | -4518.1794 | 2012 | 0.6 | SWHC008-02
COM-HVAC-77.4 | Com ¦ HVAC Pump with no VFD - Marine ¦ PG&E ¦ Marine | Com ¦ HVAC Pump with no VFD - Marine | PG&E ¦ Marine | PG&E | All | Electric | Constant Speed CWP/CHWP Control | Average Existing and Code |  |  | 0 | Conventional | HVAC | Com - Lodging | Com | RET Only | 0 | 1000 sqft2 of floor space | Cap-kBTUh | 15 | DEER:HVAC_Chillers | 48500 | 10.9 | 0 | SWHC008-02 | 0 | 2023 | 0 | 2023 | 0 | 0 | SWHC008-02 | Com HVAC Pump VFD - Marine ¦ PG&E ¦ Marine | Com HVAC Pump VFD - Marine | 0.11253 | 1 | 0.67492 | CBSA 2014 | -7647.6042 | 2012 | 0.6 | SWHC008-02
COM-HVAC-77.5 | Com ¦ HVAC Pump with no VFD - Marine ¦ PG&E ¦ Marine | Com ¦ HVAC Pump with no VFD - Marine | PG&E ¦ Marine | PG&E | All | Electric | Constant Speed CWP/CHWP Control | Average Existing and Code |  |  | 0 | Conventional | HVAC | Com - Office (Large) | Com | RET Only | 0 | 1000 sqft2 of floor space | Cap-kBTUh | 15 | DEER:HVAC_Chillers | 56000 | 11.4 | 0 | SWHC008-02 | 0 | 2023 | 0 | 2023 | 0 | 0 | SWHC008-02 | Com HVAC Pump VFD - Marine ¦ PG&E ¦ Marine | Com HVAC Pump VFD - Marine | 0.27108 | 1 | 0.67492 | CBSA 2014 | -5569.2805 | 2012 | 0.6 | SWHC008-02
COM-HVAC-77.6 | Com ¦ HVAC Pump with no VFD - Marine ¦ PG&E ¦ Marine | Com ¦ HVAC Pump with no VFD - Marine | PG&E ¦ Marine | PG&E | All | Electric | Constant Speed CWP/CHWP Control | Average Existing and Code |  |  | 0 | Conventional | HVAC | Com - Office (Small) | Com | RET Only | 0 | 1000 sqft2 of floor space | Cap-kBTUh | 15 | DEER:HVAC_Chillers | 31500 | 6.9 | 0 | SWHC008-02 | 0 | 2023 | 0 | 2023 | 0 | 0 | SWHC008-02 | Com HVAC Pump VFD - Marine ¦ PG&E ¦ Marine | Com HVAC Pump VFD - Marine | 0.070806 | 1 | 0.67492 | CBSA 2014 | -1444.2131 | 2012 | 0.6 | SWHC008-02
COM-HVAC-77.7 | Com ¦ HVAC Pump with no VFD - Marine ¦ PG&E ¦ Marine | Com ¦ HVAC Pump with no VFD - Marine | PG&E ¦ Marine | PG&E | All | Electric | Constant Speed CWP/CHWP Control | Average Existing and Code |  |  | 0 | Conventional | HVAC | Com - Other | Com | RET Only | 0 | 1000 sqft2 of floor space | Cap-kBTUh | 15 | DEER:HVAC_Chillers | 0 | 0 | 0 | SWHC008-02 | 0 | 2023 | 0 | 2023 | 0 | 0 | SWHC008-02 | Com HVAC Pump VFD - Marine ¦ PG&E ¦ Marine | Com HVAC Pump VFD - Marine | 0.044383 | 1 | 0.67492 | CBSA 2014 | 0 | 2012 | 0.6 | SWHC008-02
COM-HVAC-77.8 | Com ¦ HVAC Pump with no VFD - Marine ¦ PG&E ¦ Marine | Com ¦ HVAC Pump with no VFD - Marine | PG&E ¦ Marine | PG&E | All | Electric | Constant Speed CWP/CHWP Control | Average Existing and Code |  |  | 0 | Conventional | HVAC | Com - Refrig. Warehouse | Com | RET Only | 0 | 1000 sqft2 of floor space | Cap-kBTUh | 15 | DEER:HVAC_Chillers | 0 | 0 | 0 | SWHC008-02 | 0 | 2023 | 0 | 2023 | 0 | 0 | SWHC008-02 | Com HVAC Pump VFD - Marine ¦ PG&E ¦ Marine | Com HVAC Pump VFD - Marine | 0.010581 | 1 | 0.67492 | CBSA 2014 | 0 | 2012 | 0.6 | SWHC008-02
COM-HVAC-77.9 | Com ¦ HVAC Pump with no VFD - Marine ¦ PG&E ¦ Marine | Com ¦ HVAC Pump with no VFD - Marine | PG&E ¦ Marine | PG&E | All | Electric | Constant Speed CWP/CHWP Control | Average Existing and Code |  |  | 0 | Conventional | HVAC | Com - Restaurant | Com | RET Only | 0 | 1000 sqft2 of floor space | Cap-kBTUh | 15 | DEER:HVAC_Chillers | 0 | 0 | 0 | SWHC008-02 | 0 | 2023 | 0 | 2023 | 0 | 0 | SWHC008-02 | Com HVAC Pump VFD - Marine ¦ PG&E ¦ Marine | Com HVAC Pump VFD - Marine | 0 | 1 | 0 | CBSA 2014 | 0 | 2012 | 0.6 | SWHC008-02
COM-HVAC-77.10 | Com ¦ HVAC Pump with no VFD - Marine ¦ PG&E ¦ Marine | Com ¦ HVAC Pump with no VFD - Marine | PG&E ¦ Marine | PG&E | All | Electric | Constant Speed CWP/CHWP Control | Average Existing and Code |  |  | 0 | Conventional | HVAC | Com - Retail | Com | RET Only | 0 | 1000 sqft2 of floor space | Cap-kBTUh | 15 | DEER:HVAC_Chillers | 79400 | 18.5 | 0 | SWHC008-02 | 0 | 2023 | 0 | 2023 | 0 | 0 | SWHC008-02 | Com HVAC Pump VFD - Marine ¦ PG&E ¦ Marine | Com HVAC Pump VFD - Marine | 0.011221 | 1 | 0.67492 | CBSA 2014 | -27894.5938 | 2012 | 0.6 | SWHC008-02
COM-HVAC-77.11 | Com ¦ HVAC Pump with no VFD - Marine ¦ PG&E ¦ Marine | Com ¦ HVAC Pump with no VFD - Marine | PG&E ¦ Marine | PG&E | All | Electric | Constant Speed CWP/CHWP Control | Average Existing and Code |  |  | 0 | Conventional | HVAC | Com - School | Com | RET Only | 0 | 1000 sqft2 of floor space | Cap-kBTUh | 15 | DEER:HVAC_Chillers | 33000 | 3.78 | 0 | SWHC008-02 | 0 | 2023 | 0 | 2023 | 0 | 0 | SWHC008-02 | Com HVAC Pump VFD - Marine ¦ PG&E ¦ Marine | Com HVAC Pump VFD - Marine | 0.21688 | 1 | 0.67492 | CBSA 2014 | -5433.3205 | 2012 | 0.6 | SWHC008-02
COM-HVAC-77.12 | Com ¦ HVAC Pump with no VFD - Marine ¦ PG&E ¦ Marine | Com ¦ HVAC Pump with no VFD - Marine | PG&E ¦ Marine | PG&E | All | Electric | Constant Speed CWP/CHWP Control | Average Existing and Code |  |  | 0 | Conventional | HVAC | Com - Warehouse | Com | RET Only | 0 | 1000 sqft2 of floor space | Cap-kBTUh | 15 | DEER:HVAC_Chillers | 0 | 0 | 0 | SWHC008-02 | 0 | 2023 | 0 | 2023 | 0 | 0 | SWHC008-02 | Com HVAC Pump VFD - Marine ¦ PG&E ¦ Marine | Com HVAC Pump VFD - Marine | 0.010581 | 1 | 0.67492 | CBSA 2014 | 0 | 2012 | 0.6 | SWHC008-02
COM-HVAC-77.13 | Com ¦ HVAC Pump with no VFD - Hot-Dry ¦ PG&E ¦ Hot-Dry | Com ¦ HVAC Pump with no VFD - Hot-Dry | PG&E ¦ Hot-Dry | PG&E | All | Electric | Constant Speed CWP/CHWP Control | Average Existing and Code |  |  | 0 | Conventional | HVAC | Com - College | Com | RET Only | 0 | 1000 sqft2 of floor space | Cap-kBTUh | 15 | DEER:HVAC_Chillers | 40166.9979 | 10.327 | 0 | SWHC008-02 | 0 | 2023 | 0 | 2023 | 0 | 0 | SWHC008-02 | Com HVAC Pump VFD - Hot-Dry ¦ PG&E ¦ Hot-Dry | Com HVAC Pump VFD - Hot-Dry | 0.21688 | 1 | 0.67492 | CBSA 2014 | -3032.5297 | 2012 | 0.6 | SWHC008-02
COM-HVAC-77.14 | Com ¦ HVAC Pump with no VFD - Hot-Dry ¦ PG&E ¦ Hot-Dry | Com ¦ HVAC Pump with no VFD - Hot-Dry | PG&E ¦ Hot-Dry | PG&E | All | Electric | Constant Speed CWP/CHWP Control | Average Existing and Code |  |  | 0 | Conventional | HVAC | Com - Grocery | Com | RET Only | 0 | 1000 sqft2 of floor space | Cap-kBTUh | 15 | DEER:HVAC_Chillers | 0 | 0 | 0 | SWHC008-02 | 0 | 2023 | 0 | 2023 | 0 | 0 | SWHC008-02 | Com HVAC Pump VFD - Hot-Dry ¦ PG&E ¦ Hot-Dry | Com HVAC Pump VFD - Hot-Dry | 0.0017703 | 1 | 0.67492 | CBSA 2014 | 0 | 2012 | 0.6 | SWHC008-02
COM-HVAC-77.15 | Com ¦ HVAC Pump with no VFD - Hot-Dry ¦ PG&E ¦ Hot-Dry | Com ¦ HVAC Pump with no VFD - Hot-Dry | PG&E ¦ Hot-Dry | PG&E | All | Electric | Constant Speed CWP/CHWP Control | Average Existing and Code |  |  | 0 | Conventional | HVAC | Com - Health | Com | RET Only | 0 | 1000 sqft2 of floor space | Cap-kBTUh | 15 | DEER:HVAC_Chillers | 62376.0801 | 12.7545 | 0 | SWHC008-02 | 0 | 2023 | 0 | 2023 | 0 | 0 | SWHC008-02 | Com HVAC Pump VFD - Hot-Dry ¦ PG&E ¦ Hot-Dry | Com HVAC Pump VFD - Hot-Dry | 0.13315 | 1 | 0.67492 | CBSA 2014 | -4081.6832 | 2012 | 0.6 | SWHC008-02
COM-HVAC-77.16 | Com ¦ HVAC Pump with no VFD - Hot-Dry ¦ PG&E ¦ Hot-Dry | Com ¦ HVAC Pump with no VFD - Hot-Dry | PG&E ¦ Hot-Dry | PG&E | All | Electric | Constant Speed CWP/CHWP Control | Average Existing and Code |  |  | 0 | Conventional | HVAC | Com - Lodging | Com | RET Only | 0 | 1000 sqft2 of floor space | Cap-kBTUh | 15 | DEER:HVAC_Chillers | 39800 | 10.2 | 0 | SWHC008-02 | 0 | 2023 | 0 | 2023 | 0 | 0 | SWHC008-02 | Com HVAC Pump VFD - Hot-Dry ¦ PG&E ¦ Hot-Dry | Com HVAC Pump VFD - Hot-Dry | 0.11253 | 1 | 0.67492 | CBSA 2014 | -6275.766 | 2012 | 0.6 | SWHC008-02
COM-HVAC-77.17 | Com ¦ HVAC Pump with no VFD - Hot-Dry ¦ PG&E ¦ Hot-Dry | Com ¦ HVAC Pump with no VFD - Hot-Dry | PG&E ¦ Hot-Dry | PG&E | All | Electric | Constant Speed CWP/CHWP Control | Average Existing and Code |  |  | 0 | Conventional | HVAC | Com - Office (Large) | Com | RET Only | 0 | 1000 sqft2 of floor space | Cap-kBTUh | 15 | DEER:HVAC_Chillers | 46900 | 10.1 | 0 | SWHC008-02 | 0 | 2023 | 0 | 2023 | 0 | 0 | SWHC008-02 | Com HVAC Pump VFD - Hot-Dry ¦ PG&E ¦ Hot-Dry | Com HVAC Pump VFD - Hot-Dry | 0.27108 | 1 | 0.67492 | CBSA 2014 | -4664.2725 | 2012 | 0.6 | SWHC008-02
COM-HVAC-77.18 | Com ¦ HVAC Pump with no VFD - Hot-Dry ¦ PG&E ¦ Hot-Dry | Com ¦ HVAC Pump with no VFD - Hot-Dry | PG&E ¦ Hot-Dry | PG&E | All | Electric | Constant Speed CWP/CHWP Control | Average Existing and Code |  |  | 0 | Conventional | HVAC | Com - Office (Small) | Com | RET Only | 0 | 1000 sqft2 of floor space | Cap-kBTUh | 15 | DEER:HVAC_Chillers | 35600 | 8.39 | 0 | SWHC008-02 | 0 | 2023 | 0 | 2023 | 0 | 0 | SWHC008-02 | Com HVAC Pump VFD - Hot-Dry ¦ PG&E ¦ Hot-Dry | Com HVAC Pump VFD - Hot-Dry | 0.070806 | 1 | 0.67492 | CBSA 2014 | -1632.19 | 2012 | 0.6 | SWHC008-02
COM-HVAC-77.19 | Com ¦ HVAC Pump with no VFD - Hot-Dry ¦ PG&E ¦ Hot-Dry | Com ¦ HVAC Pump with no VFD - Hot-Dry | PG&E ¦ Hot-Dry | PG&E | All | Electric | Constant Speed CWP/CHWP Control | Average Existing and Code |  |  | 0 | Conventional | HVAC | Com - Other | Com | RET Only | 0 | 1000 sqft2 of floor space | Cap-kBTUh | 15 | DEER:HVAC_Chillers | 0 | 0 | 0 | SWHC008-02 | 0 | 2023 | 0 | 2023 | 0 | 0 | SWHC008-02 | Com HVAC Pump VFD - Hot-Dry ¦ PG&E ¦ Hot-Dry | Com HVAC Pump VFD - Hot-Dry | 0.044383 | 1 | 0.67492 | CBSA 2014 | 0 | 2012 | 0.6 | SWHC008-02
COM-HVAC-77.20 | Com ¦ HVAC Pump with no VFD - Hot-Dry ¦ PG&E ¦ Hot-Dry | Com ¦ HVAC Pump with no VFD - Hot-Dry | PG&E ¦ Hot-Dry | PG&E | All | Electric | Constant Speed CWP/CHWP Control | Average Existing and Code |  |  | 0 | Conventional | HVAC | Com - Refrig. Warehouse | Com | RET Only | 0 | 1000 sqft2 of floor space | Cap-kBTUh | 15 | DEER:HVAC_Chillers | 0 | 0 | 0 | SWHC008-02 | 0 | 2023 | 0 | 2023 | 0 | 0 | SWHC008-02 | Com HVAC Pump VFD - Hot-Dry ¦ PG&E ¦ Hot-Dry | Com HVAC Pump VFD - Hot-Dry | 0.010581 | 1 | 0.67492 | CBSA 2014 | 0 | 2012 | 0.6 | SWHC008-02
COM-HVAC-77.21 | Com ¦ HVAC Pump with no VFD - Hot-Dry ¦ PG&E ¦ Hot-Dry | Com ¦ HVAC Pump with no VFD - Hot-Dry | PG&E ¦ Hot-Dry | PG&E | All | Electric | Constant Speed CWP/CHWP Control | Average Existing and Code |  |  | 0 | Conventional | HVAC | Com - Restaurant | Com | RET Only | 0 | 1000 sqft2 of floor space | Cap-kBTUh | 15 | DEER:HVAC_Chillers | 0 | 0 | 0 | SWHC008-02 | 0 | 2023 | 0 | 2023 | 0 | 0 | SWHC008-02 | Com HVAC Pump VFD - Hot-Dry ¦ PG&E ¦ Hot-Dry | Com HVAC Pump VFD - Hot-Dry | 0 | 1 | 0 | CBSA 2014 | 0 | 2012 | 0.6 | SWHC008-02
COM-HVAC-77.22 | Com ¦ HVAC Pump with no VFD - Hot-Dry ¦ PG&E ¦ Hot-Dry | Com ¦ HVAC Pump with no VFD - Hot-Dry | PG&E ¦ Hot-Dry | PG&E | All | Electric | Constant Speed CWP/CHWP Control | Average Existing and Code |  |  | 0 | Conventional | HVAC | Com - Retail | Com | RET Only | 0 | 1000 sqft2 of floor space | Cap-kBTUh | 15 | DEER:HVAC_Chillers | 51000 | 12.7 | 0 | SWHC008-02 | 0 | 2023 | 0 | 2023 | 0 | 0 | SWHC008-02 | Com HVAC Pump VFD - Hot-Dry ¦ PG&E ¦ Hot-Dry | Com HVAC Pump VFD - Hot-Dry | 0.011221 | 1 | 0.67492 | CBSA 2014 | -17917.1824 | 2012 | 0.6 | SWHC008-02
COM-HVAC-77.23 | Com ¦ HVAC Pump with no VFD - Hot-Dry ¦ PG&E ¦ Hot-Dry | Com ¦ HVAC Pump with no VFD - Hot-Dry | PG&E ¦ Hot-Dry | PG&E | All | Electric | Constant Speed CWP/CHWP Control | Average Existing and Code |  |  | 0 | Conventional | HVAC | Com - School | Com | RET Only | 0 | 1000 sqft2 of floor space | Cap-kBTUh | 15 | DEER:HVAC_Chillers | 32800 | 4.41 | 0 | SWHC008-02 | 0 | 2023 | 0 | 2023 | 0 | 0 | SWHC008-02 | Com HVAC Pump VFD - Hot-Dry ¦ PG&E ¦ Hot-Dry | Com HVAC Pump VFD - Hot-Dry | 0.21688 | 1 | 0.67492 | CBSA 2014 | -5400.3913 | 2012 | 0.6 | SWHC008-02
COM-HVAC-77.24 | Com ¦ HVAC Pump with no VFD - Hot-Dry ¦ PG&E ¦ Hot-Dry | Com ¦ HVAC Pump with no VFD - Hot-Dry | PG&E ¦ Hot-Dry | PG&E | All | Electric | Constant Speed CWP/CHWP Control | Average Existing and Code |  |  | 0 | Conventional | HVAC | Com - Warehouse | Com | RET Only | 0 | 1000 sqft2 of floor space | Cap-kBTUh | 15 | DEER:HVAC_Chillers | 0 | 0 | 0 | SWHC008-02 | 0 | 2023 | 0 | 2023 | 0 | 0 | SWHC008-02 | Com HVAC Pump VFD - Hot-Dry ¦ PG&E ¦ Hot-Dry | Com HVAC Pump VFD - Hot-Dry | 0.010581 | 1 | 0.67492 | CBSA 2014 | 0 | 2012 | 0.6 | SWHC008-02
COM-HVAC-77.25 | Com ¦ HVAC Pump with no VFD - Cold ¦ PG&E ¦ Cold | Com ¦ HVAC Pump with no VFD - Cold | PG&E ¦ Cold | PG&E | All | Electric | Constant Speed CWP/CHWP Control | Average Existing and Code |  |  | 0 | Conventional | HVAC | Com - College | Com | RET Only | 0 | 1000 sqft2 of floor space | Cap-kBTUh | 15 | DEER:HVAC_Chillers | 53155.6838 | 12.3348 | 0 | SWHC008-02 | 0 | 2023 | 0 | 2023 | 0 | 0 | SWHC008-02 | Com HVAC Pump VFD - Cold ¦ PG&E ¦ Cold | Com HVAC Pump VFD - Cold | 0.21688 | 1 | 0.67492 | CBSA 2014 | -4013.15 | 2012 | 0.6 | SWHC008-02
COM-HVAC-77.26 | Com ¦ HVAC Pump with no VFD - Cold ¦ PG&E ¦ Cold | Com ¦ HVAC Pump with no VFD - Cold | PG&E ¦ Cold | PG&E | All | Electric | Constant Speed CWP/CHWP Control | Average Existing and Code |  |  | 0 | Conventional | HVAC | Com - Grocery | Com | RET Only | 0 | 1000 sqft2 of floor space | Cap-kBTUh | 15 | DEER:HVAC_Chillers | 0 | 0 | 0 | SWHC008-02 | 0 | 2023 | 0 | 2023 | 0 | 0 | SWHC008-02 | Com HVAC Pump VFD - Cold ¦ PG&E ¦ Cold | Com HVAC Pump VFD - Cold | 0.0017703 | 1 | 0.67492 | CBSA 2014 | 0 | 2012 | 0.6 | SWHC008-02
COM-HVAC-77.27 | Com ¦ HVAC Pump with no VFD - Cold ¦ PG&E ¦ Cold | Com ¦ HVAC Pump with no VFD - Cold | PG&E ¦ Cold | PG&E | All | Electric | Constant Speed CWP/CHWP Control | Average Existing and Code |  |  | 0 | Conventional | HVAC | Com - Health | Com | RET Only | 0 | 1000 sqft2 of floor space | Cap-kBTUh | 15 | DEER:HVAC_Chillers | 69610.6207 | 13.1669 | 0 | SWHC008-02 | 0 | 2023 | 0 | 2023 | 0 | 0 | SWHC008-02 | Com HVAC Pump VFD - Cold ¦ PG&E ¦ Cold | Com HVAC Pump VFD - Cold | 0.13315 | 1 | 0.67492 | CBSA 2014 | -4555.0874 | 2012 | 0.6 | SWHC008-02
COM-HVAC-77.28 | Com ¦ HVAC Pump with no VFD - Cold ¦ PG&E ¦ Cold | Com ¦ HVAC Pump with no VFD - Cold | PG&E ¦ Cold | PG&E | All | Electric | Constant Speed CWP/CHWP Control | Average Existing and Code |  |  | 0 | Conventional | HVAC | Com - Lodging | Com | RET Only | 0 | 1000 sqft2 of floor space | Cap-kBTUh | 15 | DEER:HVAC_Chillers | 56900 | 13.2 | 0 | SWHC008-02 | 0 | 2023 | 0 | 2023 | 0 | 0 | SWHC008-02 | Com HVAC Pump VFD - Cold ¦ PG&E ¦ Cold | Com HVAC Pump VFD - Cold | 0.11253 | 1 | 0.67492 | CBSA 2014 | -8972.1378 | 2012 | 0.6 | SWHC008-02
COM-HVAC-77.29 | Com ¦ HVAC Pump with no VFD - Cold ¦ PG&E ¦ Cold | Com ¦ HVAC Pump with no VFD - Cold | PG&E ¦ Cold | PG&E | All | Electric | Constant Speed CWP/CHWP Control | Average Existing and Code |  |  | 0 | Conventional | HVAC | Com - Office (Large) | Com | RET Only | 0 | 1000 sqft2 of floor space | Cap-kBTUh | 15 | DEER:HVAC_Chillers | 55300 | 11.5 | 0 | SWHC008-02 | 0 | 2023 | 0 | 2023 | 0 | 0 | SWHC008-02 | Com HVAC Pump VFD - Cold ¦ PG&E ¦ Cold | Com HVAC Pump VFD - Cold | 0.27108 | 1 | 0.67492 | CBSA 2014 | -5499.6645 | 2012 | 0.6 | SWHC008-02
COM-HVAC-77.30 | Com ¦ HVAC Pump with no VFD - Cold ¦ PG&E ¦ Cold | Com ¦ HVAC Pump with no VFD - Cold | PG&E ¦ Cold | PG&E | All | Electric | Constant Speed CWP/CHWP Control | Average Existing and Code |  |  | 0 | Conventional | HVAC | Com - Office (Small) | Com | RET Only | 0 | 1000 sqft2 of floor space | Cap-kBTUh | 15 | DEER:HVAC_Chillers | 31700 | 7.15 | 0 | SWHC008-02 | 0 | 2023 | 0 | 2023 | 0 | 0 | SWHC008-02 | Com HVAC Pump VFD - Cold ¦ PG&E ¦ Cold | Com HVAC Pump VFD - Cold | 0.070806 | 1 | 0.67492 | CBSA 2014 | -1453.3827 | 2012 | 0.6 | SWHC008-02
COM-HVAC-77.31 | Com ¦ HVAC Pump with no VFD - Cold ¦ PG&E ¦ Cold | Com ¦ HVAC Pump with no VFD - Cold | PG&E ¦ Cold | PG&E | All | Electric | Constant Speed CWP/CHWP Control | Average Existing and Code |  |  | 0 | Conventional | HVAC | Com - Other | Com | RET Only | 0 | 1000 sqft2 of floor space | Cap-kBTUh | 15 | DEER:HVAC_Chillers | 0 | 0 | 0 | SWHC008-02 | 0 | 2023 | 0 | 2023 | 0 | 0 | SWHC008-02 | Com HVAC Pump VFD - Cold ¦ PG&E ¦ Cold | Com HVAC Pump VFD - Cold | 0.044383 | 1 | 0.67492 | CBSA 2014 | 0 | 2012 | 0.6 | SWHC008-02
COM-HVAC-77.32 | Com ¦ HVAC Pump with no VFD - Cold ¦ PG&E ¦ Cold | Com ¦ HVAC Pump with no VFD - Cold | PG&E ¦ Cold | PG&E | All | Electric | Constant Speed CWP/CHWP Control | Average Existing and Code |  |  | 0 | Conventional | HVAC | Com - Refrig. Warehouse | Com | RET Only | 0 | 1000 sqft2 of floor space | Cap-kBTUh | 15 | DEER:HVAC_Chillers | 0 | 0 | 0 | SWHC008-02 | 0 | 2023 | 0 | 2023 | 0 | 0 | SWHC008-02 | Com HVAC Pump VFD - Cold ¦ PG&E ¦ Cold | Com HVAC Pump VFD - Cold | 0.010581 | 1 | 0.67492 | CBSA 2014 | 0 | 2012 | 0.6 | SWHC008-02
COM-HVAC-77.33 | Com ¦ HVAC Pump with no VFD - Cold ¦ PG&E ¦ Cold | Com ¦ HVAC Pump with no VFD - Cold | PG&E ¦ Cold | PG&E | All | Electric | Constant Speed CWP/CHWP Control | Average Existing and Code |  |  | 0 | Conventional | HVAC | Com - Restaurant | Com | RET Only | 0 | 1000 sqft2 of floor space | Cap-kBTUh | 15 | DEER:HVAC_Chillers | 0 | 0 | 0 | SWHC008-02 | 0 | 2023 | 0 | 2023 | 0 | 0 | SWHC008-02 | Com HVAC Pump VFD - Cold ¦ PG&E ¦ Cold | Com HVAC Pump VFD - Cold | 0 | 1 | 0 | CBSA 2014 | 0 | 2012 | 0.6 | SWHC008-02
COM-HVAC-77.34 | Com ¦ HVAC Pump with no VFD - Cold ¦ PG&E ¦ Cold | Com ¦ HVAC Pump with no VFD - Cold | PG&E ¦ Cold | PG&E | All | Electric | Constant Speed CWP/CHWP Control | Average Existing and Code |  |  | 0 | Conventional | HVAC | Com - Retail | Com | RET Only | 0 | 1000 sqft2 of floor space | Cap-kBTUh | 15 | DEER:HVAC_Chillers | 73500 | 17.5 | 0 | SWHC008-02 | 0 | 2023 | 0 | 2023 | 0 | 0 | SWHC008-02 | Com HVAC Pump VFD - Cold ¦ PG&E ¦ Cold | Com HVAC Pump VFD - Cold | 0.011221 | 1 | 0.67492 | CBSA 2014 | -25821.8217 | 2012 | 0.6 | SWHC008-02
COM-HVAC-77.35 | Com ¦ HVAC Pump with no VFD - Cold ¦ PG&E ¦ Cold | Com ¦ HVAC Pump with no VFD - Cold | PG&E ¦ Cold | PG&E | All | Electric | Constant Speed CWP/CHWP Control | Average Existing and Code |  |  | 0 | Conventional | HVAC | Com - School | Com | RET Only | 0 | 1000 sqft2 of floor space | Cap-kBTUh | 15 | DEER:HVAC_Chillers | 44400 | 5.51 | 0 | SWHC008-02 | 0 | 2023 | 0 | 2023 | 0 | 0 | SWHC008-02 | Com HVAC Pump VFD - Cold ¦ PG&E ¦ Cold | Com HVAC Pump VFD - Cold | 0.21688 | 1 | 0.67492 | CBSA 2014 | -7310.2858 | 2012 | 0.6 | SWHC008-02
COM-HVAC-77.36 | Com ¦ HVAC Pump with no VFD - Cold ¦ PG&E ¦ Cold | Com ¦ HVAC Pump with no VFD - Cold | PG&E ¦ Cold | PG&E | All | Electric | Constant Speed CWP/CHWP Control | Average Existing and Code |  |  | 0 | Conventional | HVAC | Com - Warehouse | Com | RET Only | 0 | 1000 sqft2 of floor space | Cap-kBTUh | 15 | DEER:HVAC_Chillers | 0 | 0 | 0 | SWHC008-02 | 0 | 2023 | 0 | 2023 | 0 | 0 | SWHC008-02 | Com HVAC Pump VFD - Cold ¦ PG&E ¦ Cold | Com HVAC Pump VFD - Cold | 0.010581 | 1 | 0.67492 | CBSA 2014 | 0 | 2012 | 0.6 | SWHC008-02
COM-HVAC-77.37 | Com ¦ HVAC Pump with no VFD - Marine ¦ SCE ¦ Marine | Com ¦ HVAC Pump with no VFD - Marine | SCE ¦ Marine | SCE | All | Electric | Constant Speed CWP/CHWP Control | Average Existing and Code |  |  | 0 | Conventional | HVAC | Com - College | Com | RET Only | 0 | 1000 sqft2 of floor space | Cap-kBTUh | 15 | DEER:HVAC_Chillers | 40415.6945 | 13.0357 | 0 | SWHC008-02 | 0 | 2023 | 0 | 2023 | 0 | 0 | SWHC008-02 | Com HVAC Pump VFD - Marine ¦ SCE ¦ Marine | Com HVAC Pump VFD - Marine | 0.21688 | 1 | 0.67492 | CBSA 2014 | -3051.3058 | 2012 | 0.6 | SWHC008-02
COM-HVAC-77.38 | Com ¦ HVAC Pump with no VFD - Marine ¦ SCE ¦ Marine | Com ¦ HVAC Pump with no VFD - Marine | SCE ¦ Marine | SCE | All | Electric | Constant Speed CWP/CHWP Control | Average Existing and Code |  |  | 0 | Conventional | HVAC | Com - Grocery | Com | RET Only | 0 | 1000 sqft2 of floor space | Cap-kBTUh | 15 | DEER:HVAC_Chillers | 0 | 0 | 0 | SWHC008-02 | 0 | 2023 | 0 | 2023 | 0 | 0 | SWHC008-02 | Com HVAC Pump VFD - Marine ¦ SCE ¦ Marine | Com HVAC Pump VFD - Marine | 0.0017703 | 1 | 0.67492 | CBSA 2014 | 0 | 2012 | 0.6 | SWHC008-02
COM-HVAC-77.39 | Com ¦ HVAC Pump with no VFD - Marine ¦ SCE ¦ Marine | Com ¦ HVAC Pump with no VFD - Marine | SCE ¦ Marine | SCE | All | Electric | Constant Speed CWP/CHWP Control | Average Existing and Code |  |  | 0 | Conventional | HVAC | Com - Health | Com | RET Only | 0 | 1000 sqft2 of floor space | Cap-kBTUh | 15 | DEER:HVAC_Chillers | 70704.0526 | 12.9474 | 0 | SWHC008-02 | 0 | 2023 | 0 | 2023 | 0 | 0 | SWHC008-02 | Com HVAC Pump VFD - Marine ¦ SCE ¦ Marine | Com HVAC Pump VFD - Marine | 0.13315 | 1 | 0.67492 | CBSA 2014 | -4626.638 | 2012 | 0.6 | SWHC008-02
COM-HVAC-77.40 | Com ¦ HVAC Pump with no VFD - Marine ¦ SCE ¦ Marine | Com ¦ HVAC Pump with no VFD - Marine | SCE ¦ Marine | SCE | All | Electric | Constant Speed CWP/CHWP Control | Average Existing and Code |  |  | 0 | Conventional | HVAC | Com - Lodging | Com | RET Only | 0 | 1000 sqft2 of floor space | Cap-kBTUh | 15 | DEER:HVAC_Chillers | 52300 | 11.2 | 0 | SWHC008-02 | 0 | 2023 | 0 | 2023 | 0 | 0 | SWHC008-02 | Com HVAC Pump VFD - Marine ¦ SCE ¦ Marine | Com HVAC Pump VFD - Marine | 0.11253 | 1 | 0.67492 | CBSA 2014 | -8246.798 | 2012 | 0.6 | SWHC008-02
COM-HVAC-77.41 | Com ¦ HVAC Pump with no VFD - Marine ¦ SCE ¦ Marine | Com ¦ HVAC Pump with no VFD - Marine | SCE ¦ Marine | SCE | All | Electric | Constant Speed CWP/CHWP Control | Average Existing and Code |  |  | 0 | Conventional | HVAC | Com - Office (Large) | Com | RET Only | 0 | 1000 sqft2 of floor space | Cap-kBTUh | 15 | DEER:HVAC_Chillers | 50800 | 9.13 | 0 | SWHC008-02 | 0 | 2023 | 0 | 2023 | 0 | 0 | SWHC008-02 | Com HVAC Pump VFD - Marine ¦ SCE ¦ Marine | Com HVAC Pump VFD - Marine | 0.27108 | 1 | 0.67492 | CBSA 2014 | -5052.1331 | 2012 | 0.6 | SWHC008-02
COM-HVAC-77.42 | Com ¦ HVAC Pump with no VFD - Marine ¦ SCE ¦ Marine | Com ¦ HVAC Pump with no VFD - Marine | SCE ¦ Marine | SCE | All | Electric | Constant Speed CWP/CHWP Control | Average Existing and Code |  |  | 0 | Conventional | HVAC | Com - Office (Small) | Com | RET Only | 0 | 1000 sqft2 of floor space | Cap-kBTUh | 15 | DEER:HVAC_Chillers | 37100 | 6.59 | 0 | SWHC008-02 | 0 | 2023 | 0 | 2023 | 0 | 0 | SWHC008-02 | Com HVAC Pump VFD - Marine ¦ SCE ¦ Marine | Com HVAC Pump VFD - Marine | 0.070806 | 1 | 0.67492 | CBSA 2014 | -1700.9621 | 2012 | 0.6 | SWHC008-02
COM-HVAC-77.43 | Com ¦ HVAC Pump with no VFD - Marine ¦ SCE ¦ Marine | Com ¦ HVAC Pump with no VFD - Marine | SCE ¦ Marine | SCE | All | Electric | Constant Speed CWP/CHWP Control | Average Existing and Code |  |  | 0 | Conventional | HVAC | Com - Other | Com | RET Only | 0 | 1000 sqft2 of floor space | Cap-kBTUh | 15 | DEER:HVAC_Chillers | 0 | 0 | 0 | SWHC008-02 | 0 | 2023 | 0 | 2023 | 0 | 0 | SWHC008-02 | Com HVAC Pump VFD - Marine ¦ SCE ¦ Marine | Com HVAC Pump VFD - Marine | 0.044383 | 1 | 0.67492 | CBSA 2014 | 0 | 2012 | 0.6 | SWHC008-02
COM-HVAC-77.44 | Com ¦ HVAC Pump with no VFD - Marine ¦ SCE ¦ Marine | Com ¦ HVAC Pump with no VFD - Marine | SCE ¦ Marine | SCE | All | Electric | Constant Speed CWP/CHWP Control | Average Existing and Code |  |  | 0 | Conventional | HVAC | Com - Refrig. Warehouse | Com | RET Only | 0 | 1000 sqft2 of floor space | Cap-kBTUh | 15 | DEER:HVAC_Chillers | 0 | 0 | 0 | SWHC008-02 | 0 | 2023 | 0 | 2023 | 0 | 0 | SWHC008-02 | Com HVAC Pump VFD - Marine ¦ SCE ¦ Marine | Com HVAC Pump VFD - Marine | 0.010581 | 1 | 0.67492 | CBSA 2014 | 0 | 2012 | 0.6 | SWHC008-02
COM-HVAC-77.45 | Com ¦ HVAC Pump with no VFD - Marine ¦ SCE ¦ Marine | Com ¦ HVAC Pump with no VFD - Marine | SCE ¦ Marine | SCE | All | Electric | Constant Speed CWP/CHWP Control | Average Existing and Code |  |  | 0 | Conventional | HVAC | Com - Restaurant | Com | RET Only | 0 | 1000 sqft2 of floor space | Cap-kBTUh | 15 | DEER:HVAC_Chillers | 0 | 0 | 0 | SWHC008-02 | 0 | 2023 | 0 | 2023 | 0 | 0 | SWHC008-02 | Com HVAC Pump VFD - Marine ¦ SCE ¦ Marine | Com HVAC Pump VFD - Marine | 0 | 1 | 0 | CBSA 2014 | 0 | 2012 | 0.6 | SWHC008-02
COM-HVAC-77.46 | Com ¦ HVAC Pump with no VFD - Marine ¦ SCE ¦ Marine | Com ¦ HVAC Pump with no VFD - Marine | SCE ¦ Marine | SCE | All | Electric | Constant Speed CWP/CHWP Control | Average Existing and Code |  |  | 0 | Conventional | HVAC | Com - Retail | Com | RET Only | 0 | 1000 sqft2 of floor space | Cap-kBTUh | 15 | DEER:HVAC_Chillers | 71200 | 16.8 | 0 | SWHC008-02 | 0 | 2023 | 0 | 2023 | 0 | 0 | SWHC008-02 | Com HVAC Pump VFD - Marine ¦ SCE ¦ Marine | Com HVAC Pump VFD - Marine | 0.011221 | 1 | 0.67492 | CBSA 2014 | -25013.7919 | 2012 | 0.6 | SWHC008-02
COM-HVAC-77.47 | Com ¦ HVAC Pump with no VFD - Marine ¦ SCE ¦ Marine | Com ¦ HVAC Pump with no VFD - Marine | SCE ¦ Marine | SCE | All | Electric | Constant Speed CWP/CHWP Control | Average Existing and Code |  |  | 0 | Conventional | HVAC | Com - School | Com | RET Only | 0 | 1000 sqft2 of floor space | Cap-kBTUh | 15 | DEER:HVAC_Chillers | 33800 | 7.6 | 0 | SWHC008-02 | 0 | 2023 | 0 | 2023 | 0 | 0 | SWHC008-02 | Com HVAC Pump VFD - Marine ¦ SCE ¦ Marine | Com HVAC Pump VFD - Marine | 0.21688 | 1 | 0.67492 | CBSA 2014 | -5565.0374 | 2012 | 0.6 | SWHC008-02
COM-HVAC-77.48 | Com ¦ HVAC Pump with no VFD - Marine ¦ SCE ¦ Marine | Com ¦ HVAC Pump with no VFD - Marine | SCE ¦ Marine | SCE | All | Electric | Constant Speed CWP/CHWP Control | Average Existing and Code |  |  | 0 | Conventional | HVAC | Com - Warehouse | Com | RET Only | 0 | 1000 sqft2 of floor space | Cap-kBTUh | 15 | DEER:HVAC_Chillers | 0 | 0 | 0 | SWHC008-02 | 0 | 2023 | 0 | 2023 | 0 | 0 | SWHC008-02 | Com HVAC Pump VFD - Marine ¦ SCE ¦ Marine | Com HVAC Pump VFD - Marine | 0.010581 | 1 | 0.67492 | CBSA 2014 | 0 | 2012 | 0.6 | SWHC008-02
COM-HVAC-77.49 | Com ¦ HVAC Pump with no VFD - Hot-Dry ¦ SCE ¦ Hot-Dry | Com ¦ HVAC Pump with no VFD - Hot-Dry | SCE ¦ Hot-Dry | SCE | All | Electric | Constant Speed CWP/CHWP Control | Average Existing and Code |  |  | 0 | Conventional | HVAC | Com - College | Com | RET Only | 0 | 1000 sqft2 of floor space | Cap-kBTUh | 15 | DEER:HVAC_Chillers | 34038.2692 | 12.0757 | 0 | SWHC008-02 | 0 | 2023 | 0 | 2023 | 0 | 0 | SWHC008-02 | Com HVAC Pump VFD - Hot-Dry ¦ SCE ¦ Hot-Dry | Com HVAC Pump VFD - Hot-Dry | 0.21688 | 1 | 0.67492 | CBSA 2014 | -2569.8227 | 2012 | 0.6 | SWHC008-02
COM-HVAC-77.50 | Com ¦ HVAC Pump with no VFD - Hot-Dry ¦ SCE ¦ Hot-Dry | Com ¦ HVAC Pump with no VFD - Hot-Dry | SCE ¦ Hot-Dry | SCE | All | Electric | Constant Speed CWP/CHWP Control | Average Existing and Code |  |  | 0 | Conventional | HVAC | Com - Grocery | Com | RET Only | 0 | 1000 sqft2 of floor space | Cap-kBTUh | 15 | DEER:HVAC_Chillers | 0 | 0 | 0 | SWHC008-02 | 0 | 2023 | 0 | 2023 | 0 | 0 | SWHC008-02 | Com HVAC Pump VFD - Hot-Dry ¦ SCE ¦ Hot-Dry | Com HVAC Pump VFD - Hot-Dry | 0.0017703 | 1 | 0.67492 | CBSA 2014 | 0 | 2012 | 0.6 | SWHC008-02
COM-HVAC-77.51 | Com ¦ HVAC Pump with no VFD - Hot-Dry ¦ SCE ¦ Hot-Dry | Com ¦ HVAC Pump with no VFD - Hot-Dry | SCE ¦ Hot-Dry | SCE | All | Electric | Constant Speed CWP/CHWP Control | Average Existing and Code |  |  | 0 | Conventional | HVAC | Com - Health | Com | RET Only | 0 | 1000 sqft2 of floor space | Cap-kBTUh | 15 | DEER:HVAC_Chillers | 56517.1072 | 11.1256 | 0 | SWHC008-02 | 0 | 2023 | 0 | 2023 | 0 | 0 | SWHC008-02 | Com HVAC Pump VFD - Hot-Dry ¦ SCE ¦ Hot-Dry | Com HVAC Pump VFD - Hot-Dry | 0.13315 | 1 | 0.67492 | CBSA 2014 | -3698.2915 | 2012 | 0.6 | SWHC008-02
COM-HVAC-77.52 | Com ¦ HVAC Pump with no VFD - Hot-Dry ¦ SCE ¦ Hot-Dry | Com ¦ HVAC Pump with no VFD - Hot-Dry | SCE ¦ Hot-Dry | SCE | All | Electric | Constant Speed CWP/CHWP Control | Average Existing and Code |  |  | 0 | Conventional | HVAC | Com - Lodging | Com | RET Only | 0 | 1000 sqft2 of floor space | Cap-kBTUh | 15 | DEER:HVAC_Chillers | 37600 | 9.05 | 0 | SWHC008-02 | 0 | 2023 | 0 | 2023 | 0 | 0 | SWHC008-02 | Com HVAC Pump VFD - Hot-Dry ¦ SCE ¦ Hot-Dry | Com HVAC Pump VFD - Hot-Dry | 0.11253 | 1 | 0.67492 | CBSA 2014 | -5928.8643 | 2012 | 0.6 | SWHC008-02
COM-HVAC-77.53 | Com ¦ HVAC Pump with no VFD - Hot-Dry ¦ SCE ¦ Hot-Dry | Com ¦ HVAC Pump with no VFD - Hot-Dry | SCE ¦ Hot-Dry | SCE | All | Electric | Constant Speed CWP/CHWP Control | Average Existing and Code |  |  | 0 | Conventional | HVAC | Com - Office (Large) | Com | RET Only | 0 | 1000 sqft2 of floor space | Cap-kBTUh | 15 | DEER:HVAC_Chillers | 45800 | 9.11 | 0 | SWHC008-02 | 0 | 2023 | 0 | 2023 | 0 | 0 | SWHC008-02 | Com HVAC Pump VFD - Hot-Dry ¦ SCE ¦ Hot-Dry | Com HVAC Pump VFD - Hot-Dry | 0.27108 | 1 | 0.67492 | CBSA 2014 | -4554.8759 | 2012 | 0.6 | SWHC008-02
COM-HVAC-77.54 | Com ¦ HVAC Pump with no VFD - Hot-Dry ¦ SCE ¦ Hot-Dry | Com ¦ HVAC Pump with no VFD - Hot-Dry | SCE ¦ Hot-Dry | SCE | All | Electric | Constant Speed CWP/CHWP Control | Average Existing and Code |  |  | 0 | Conventional | HVAC | Com - Office (Small) | Com | RET Only | 0 | 1000 sqft2 of floor space | Cap-kBTUh | 15 | DEER:HVAC_Chillers | 33000 | 6.59 | 0 | SWHC008-02 | 0 | 2023 | 0 | 2023 | 0 | 0 | SWHC008-02 | Com HVAC Pump VFD - Hot-Dry ¦ SCE ¦ Hot-Dry | Com HVAC Pump VFD - Hot-Dry | 0.070806 | 1 | 0.67492 | CBSA 2014 | -1512.9851 | 2012 | 0.6 | SWHC008-02
COM-HVAC-77.55 | Com ¦ HVAC Pump with no VFD - Hot-Dry ¦ SCE ¦ Hot-Dry | Com ¦ HVAC Pump with no VFD - Hot-Dry | SCE ¦ Hot-Dry | SCE | All | Electric | Constant Speed CWP/CHWP Control | Average Existing and Code |  |  | 0 | Conventional | HVAC | Com - Other | Com | RET Only | 0 | 1000 sqft2 of floor space | Cap-kBTUh | 15 | DEER:HVAC_Chillers | 0 | 0 | 0 | SWHC008-02 | 0 | 2023 | 0 | 2023 | 0 | 0 | SWHC008-02 | Com HVAC Pump VFD - Hot-Dry ¦ SCE ¦ Hot-Dry | Com HVAC Pump VFD - Hot-Dry | 0.044383 | 1 | 0.67492 | CBSA 2014 | 0 | 2012 | 0.6 | SWHC008-02
COM-HVAC-77.56 | Com ¦ HVAC Pump with no VFD - Hot-Dry ¦ SCE ¦ Hot-Dry | Com ¦ HVAC Pump with no VFD - Hot-Dry | SCE ¦ Hot-Dry | SCE | All | Electric | Constant Speed CWP/CHWP Control | Average Existing and Code |  |  | 0 | Conventional | HVAC | Com - Refrig. Warehouse | Com | RET Only | 0 | 1000 sqft2 of floor space | Cap-kBTUh | 15 | DEER:HVAC_Chillers | 0 | 0 | 0 | SWHC008-02 | 0 | 2023 | 0 | 2023 | 0 | 0 | SWHC008-02 | Com HVAC Pump VFD - Hot-Dry ¦ SCE ¦ Hot-Dry | Com HVAC Pump VFD - Hot-Dry | 0.010581 | 1 | 0.67492 | CBSA 2014 | 0 | 2012 | 0.6 | SWHC008-02
COM-HVAC-77.57 | Com ¦ HVAC Pump with no VFD - Hot-Dry ¦ SCE ¦ Hot-Dry | Com ¦ HVAC Pump with no VFD - Hot-Dry | SCE ¦ Hot-Dry | SCE | All | Electric | Constant Speed CWP/CHWP Control | Average Existing and Code |  |  | 0 | Conventional | HVAC | Com - Restaurant | Com | RET Only | 0 | 1000 sqft2 of floor space | Cap-kBTUh | 15 | DEER:HVAC_Chillers | 0 | 0 | 0 | SWHC008-02 | 0 | 2023 | 0 | 2023 | 0 | 0 | SWHC008-02 | Com HVAC Pump VFD - Hot-Dry ¦ SCE ¦ Hot-Dry | Com HVAC Pump VFD - Hot-Dry | 0 | 1 | 0 | CBSA 2014 | 0 | 2012 | 0.6 | SWHC008-02
COM-HVAC-77.58 | Com ¦ HVAC Pump with no VFD - Hot-Dry ¦ SCE ¦ Hot-Dry | Com ¦ HVAC Pump with no VFD - Hot-Dry | SCE ¦ Hot-Dry | SCE | All | Electric | Constant Speed CWP/CHWP Control | Average Existing and Code |  |  | 0 | Conventional | HVAC | Com - Retail | Com | RET Only | 0 | 1000 sqft2 of floor space | Cap-kBTUh | 15 | DEER:HVAC_Chillers | 53400 | 13.3 | 0 | SWHC008-02 | 0 | 2023 | 0 | 2023 | 0 | 0 | SWHC008-02 | Com HVAC Pump VFD - Hot-Dry ¦ SCE ¦ Hot-Dry | Com HVAC Pump VFD - Hot-Dry | 0.011221 | 1 | 0.67492 | CBSA 2014 | -18760.3439 | 2012 | 0.6 | SWHC008-02
COM-HVAC-77.59 | Com ¦ HVAC Pump with no VFD - Hot-Dry ¦ SCE ¦ Hot-Dry | Com ¦ HVAC Pump with no VFD - Hot-Dry | SCE ¦ Hot-Dry | SCE | All | Electric | Constant Speed CWP/CHWP Control | Average Existing and Code |  |  | 0 | Conventional | HVAC | Com - School | Com | RET Only | 0 | 1000 sqft2 of floor space | Cap-kBTUh | 15 | DEER:HVAC_Chillers | 27800 | 7.38 | 0 | SWHC008-02 | 0 | 2023 | 0 | 2023 | 0 | 0 | SWHC008-02 | Com HVAC Pump VFD - Hot-Dry ¦ SCE ¦ Hot-Dry | Com HVAC Pump VFD - Hot-Dry | 0.21688 | 1 | 0.67492 | CBSA 2014 | -4577.1609 | 2012 | 0.6 | SWHC008-02
COM-HVAC-77.60 | Com ¦ HVAC Pump with no VFD - Hot-Dry ¦ SCE ¦ Hot-Dry | Com ¦ HVAC Pump with no VFD - Hot-Dry | SCE ¦ Hot-Dry | SCE | All | Electric | Constant Speed CWP/CHWP Control | Average Existing and Code |  |  | 0 | Conventional | HVAC | Com - Warehouse | Com | RET Only | 0 | 1000 sqft2 of floor space | Cap-kBTUh | 15 | DEER:HVAC_Chillers | 0 | 0 | 0 | SWHC008-02 | 0 | 2023 | 0 | 2023 | 0 | 0 | SWHC008-02 | Com HVAC Pump VFD - Hot-Dry ¦ SCE ¦ Hot-Dry | Com HVAC Pump VFD - Hot-Dry | 0.010581 | 1 | 0.67492 | CBSA 2014 | 0 | 2012 | 0.6 | SWHC008-02
COM-HVAC-77.61 | Com ¦ HVAC Pump with no VFD - Cold ¦ SCE ¦ Cold | Com ¦ HVAC Pump with no VFD - Cold | SCE ¦ Cold | SCE | All | Electric | Constant Speed CWP/CHWP Control | Average Existing and Code |  |  | 0 | Conventional | HVAC | Com - College | Com | RET Only | 0 | 1000 sqft2 of floor space | Cap-kBTUh | 15 | DEER:HVAC_Chillers | 53155.6838 | 12.3348 | 0 | SWHC008-02 | 0 | 2023 | 0 | 2023 | 0 | 0 | SWHC008-02 | Com HVAC Pump VFD - Cold ¦ SCE ¦ Cold | Com HVAC Pump VFD - Cold | 0.21688 | 1 | 0.67492 | CBSA 2014 | -4013.15 | 2012 | 0.6 | SWHC008-02
COM-HVAC-77.62 | Com ¦ HVAC Pump with no VFD - Cold ¦ SCE ¦ Cold | Com ¦ HVAC Pump with no VFD - Cold | SCE ¦ Cold | SCE | All | Electric | Constant Speed CWP/CHWP Control | Average Existing and Code |  |  | 0 | Conventional | HVAC | Com - Grocery | Com | RET Only | 0 | 1000 sqft2 of floor space | Cap-kBTUh | 15 | DEER:HVAC_Chillers | 0 | 0 | 0 | SWHC008-02 | 0 | 2023 | 0 | 2023 | 0 | 0 | SWHC008-02 | Com HVAC Pump VFD - Cold ¦ SCE ¦ Cold | Com HVAC Pump VFD - Cold | 0.0017703 | 1 | 0.67492 | CBSA 2014 | 0 | 2012 | 0.6 | SWHC008-02
COM-HVAC-77.63 | Com ¦ HVAC Pump with no VFD - Cold ¦ SCE ¦ Cold | Com ¦ HVAC Pump with no VFD - Cold | SCE ¦ Cold | SCE | All | Electric | Constant Speed CWP/CHWP Control | Average Existing and Code |  |  | 0 | Conventional | HVAC | Com - Health | Com | RET Only | 0 | 1000 sqft2 of floor space | Cap-kBTUh | 15 | DEER:HVAC_Chillers | 69610.6207 | 13.1669 | 0 | SWHC008-02 | 0 | 2023 | 0 | 2023 | 0 | 0 | SWHC008-02 | Com HVAC Pump VFD - Cold ¦ SCE ¦ Cold | Com HVAC Pump VFD - Cold | 0.13315 | 1 | 0.67492 | CBSA 2014 | -4555.0874 | 2012 | 0.6 | SWHC008-02
COM-HVAC-77.64 | Com ¦ HVAC Pump with no VFD - Cold ¦ SCE ¦ Cold | Com ¦ HVAC Pump with no VFD - Cold | SCE ¦ Cold | SCE | All | Electric | Constant Speed CWP/CHWP Control | Average Existing and Code |  |  | 0 | Conventional | HVAC | Com - Lodging | Com | RET Only | 0 | 1000 sqft2 of floor space | Cap-kBTUh | 15 | DEER:HVAC_Chillers | 56900 | 13.2 | 0 | SWHC008-02 | 0 | 2023 | 0 | 2023 | 0 | 0 | SWHC008-02 | Com HVAC Pump VFD - Cold ¦ SCE ¦ Cold | Com HVAC Pump VFD - Cold | 0.11253 | 1 | 0.67492 | CBSA 2014 | -8972.1378 | 2012 | 0.6 | SWHC008-02
COM-HVAC-77.65 | Com ¦ HVAC Pump with no VFD - Cold ¦ SCE ¦ Cold | Com ¦ HVAC Pump with no VFD - Cold | SCE ¦ Cold | SCE | All | Electric | Constant Speed CWP/CHWP Control | Average Existing and Code |  |  | 0 | Conventional | HVAC | Com - Office (Large) | Com | RET Only | 0 | 1000 sqft2 of floor space | Cap-kBTUh | 15 | DEER:HVAC_Chillers | 55300 | 11.5 | 0 | SWHC008-02 | 0 | 2023 | 0 | 2023 | 0 | 0 | SWHC008-02 | Com HVAC Pump VFD - Cold ¦ SCE ¦ Cold | Com HVAC Pump VFD - Cold | 0.27108 | 1 | 0.67492 | CBSA 2014 | -5499.6645 | 2012 | 0.6 | SWHC008-02
COM-HVAC-77.66 | Com ¦ HVAC Pump with no VFD - Cold ¦ SCE ¦ Cold | Com ¦ HVAC Pump with no VFD - Cold | SCE ¦ Cold | SCE | All | Electric | Constant Speed CWP/CHWP Control | Average Existing and Code |  |  | 0 | Conventional | HVAC | Com - Office (Small) | Com | RET Only | 0 | 1000 sqft2 of floor space | Cap-kBTUh | 15 | DEER:HVAC_Chillers | 31700 | 7.15 | 0 | SWHC008-02 | 0 | 2023 | 0 | 2023 | 0 | 0 | SWHC008-02 | Com HVAC Pump VFD - Cold ¦ SCE ¦ Cold | Com HVAC Pump VFD - Cold | 0.070806 | 1 | 0.67492 | CBSA 2014 | -1453.3827 | 2012 | 0.6 | SWHC008-02
COM-HVAC-77.67 | Com ¦ HVAC Pump with no VFD - Cold ¦ SCE ¦ Cold | Com ¦ HVAC Pump with no VFD - Cold | SCE ¦ Cold | SCE | All | Electric | Constant Speed CWP/CHWP Control | Average Existing and Code |  |  | 0 | Conventional | HVAC | Com - Other | Com | RET Only | 0 | 1000 sqft2 of floor space | Cap-kBTUh | 15 | DEER:HVAC_Chillers | 0 | 0 | 0 | SWHC008-02 | 0 | 2023 | 0 | 2023 | 0 | 0 | SWHC008-02 | Com HVAC Pump VFD - Cold ¦ SCE ¦ Cold | Com HVAC Pump VFD - Cold | 0.044383 | 1 | 0.67492 | CBSA 2014 | 0 | 2012 | 0.6 | SWHC008-02
COM-HVAC-77.68 | Com ¦ HVAC Pump with no VFD - Cold ¦ SCE ¦ Cold | Com ¦ HVAC Pump with no VFD - Cold | SCE ¦ Cold | SCE | All | Electric | Constant Speed CWP/CHWP Control | Average Existing and Code |  |  | 0 | Conventional | HVAC | Com - Refrig. Warehouse | Com | RET Only | 0 | 1000 sqft2 of floor space | Cap-kBTUh | 15 | DEER:HVAC_Chillers | 0 | 0 | 0 | SWHC008-02 | 0 | 2023 | 0 | 2023 | 0 | 0 | SWHC008-02 | Com HVAC Pump VFD - Cold ¦ SCE ¦ Cold | Com HVAC Pump VFD - Cold | 0.010581 | 1 | 0.67492 | CBSA 2014 | 0 | 2012 | 0.6 | SWHC008-02
COM-HVAC-77.69 | Com ¦ HVAC Pump with no VFD - Cold ¦ SCE ¦ Cold | Com ¦ HVAC Pump with no VFD - Cold | SCE ¦ Cold | SCE | All | Electric | Constant Speed CWP/CHWP Control | Average Existing and Code |  |  | 0 | Conventional | HVAC | Com - Restaurant | Com | RET Only | 0 | 1000 sqft2 of floor space | Cap-kBTUh | 15 | DEER:HVAC_Chillers | 0 | 0 | 0 | SWHC008-02 | 0 | 2023 | 0 | 2023 | 0 | 0 | SWHC008-02 | Com HVAC Pump VFD - Cold ¦ SCE ¦ Cold | Com HVAC Pump VFD - Cold | 0 | 1 | 0 | CBSA 2014 | 0 | 2012 | 0.6 | SWHC008-02
COM-HVAC-77.70 | Com ¦ HVAC Pump with no VFD - Cold ¦ SCE ¦ Cold | Com ¦ HVAC Pump with no VFD - Cold | SCE ¦ Cold | SCE | All | Electric | Constant Speed CWP/CHWP Control | Average Existing and Code |  |  | 0 | Conventional | HVAC | Com - Retail | Com | RET Only | 0 | 1000 sqft2 of floor space | Cap-kBTUh | 15 | DEER:HVAC_Chillers | 73500 | 17.5 | 0 | SWHC008-02 | 0 | 2023 | 0 | 2023 | 0 | 0 | SWHC008-02 | Com HVAC Pump VFD - Cold ¦ SCE ¦ Cold | Com HVAC Pump VFD - Cold | 0.011221 | 1 | 0.67492 | CBSA 2014 | -25821.8217 | 2012 | 0.6 | SWHC008-02
COM-HVAC-77.71 | Com ¦ HVAC Pump with no VFD - Cold ¦ SCE ¦ Cold | Com ¦ HVAC Pump with no VFD - Cold | SCE ¦ Cold | SCE | All | Electric | Constant Speed CWP/CHWP Control | Average Existing and Code |  |  | 0 | Conventional | HVAC | Com - School | Com | RET Only | 0 | 1000 sqft2 of floor space | Cap-kBTUh | 15 | DEER:HVAC_Chillers | 44400 | 5.51 | 0 | SWHC008-02 | 0 | 2023 | 0 | 2023 | 0 | 0 | SWHC008-02 | Com HVAC Pump VFD - Cold ¦ SCE ¦ Cold | Com HVAC Pump VFD - Cold | 0.21688 | 1 | 0.67492 | CBSA 2014 | -7310.2858 | 2012 | 0.6 | SWHC008-02
COM-HVAC-77.72 | Com ¦ HVAC Pump with no VFD - Cold ¦ SCE ¦ Cold | Com ¦ HVAC Pump with no VFD - Cold | SCE ¦ Cold | SCE | All | Electric | Constant Speed CWP/CHWP Control | Average Existing and Code |  |  | 0 | Conventional | HVAC | Com - Warehouse | Com | RET Only | 0 | 1000 sqft2 of floor space | Cap-kBTUh | 15 | DEER:HVAC_Chillers | 0 | 0 | 0 | SWHC008-02 | 0 | 2023 | 0 | 2023 | 0 | 0 | SWHC008-02 | Com HVAC Pump VFD - Cold ¦ SCE ¦ Cold | Com HVAC Pump VFD - Cold | 0.010581 | 1 | 0.67492 | CBSA 2014 | 0 | 2012 | 0.6 | SWHC008-02
COM-HVAC-77.73 | Com ¦ HVAC Pump with no VFD - Marine ¦ SDG&E ¦ Marine | Com ¦ HVAC Pump with no VFD - Marine | SDG&E ¦ Marine | SDG&E | All | Electric | Constant Speed CWP/CHWP Control | Average Existing and Code |  |  | 0 | Conventional | HVAC | Com - College | Com | RET Only | 0 | 1000 sqft2 of floor space | Cap-kBTUh | 15 | DEER:HVAC_Chillers | 40415.6945 | 13.0357 | 0 | SWHC008-02 | 0 | 2023 | 0 | 2023 | 0 | 0 | SWHC008-02 | Com HVAC Pump VFD - Marine ¦ SDG&E ¦ Marine | Com HVAC Pump VFD - Marine | 0.21688 | 1 | 0.67492 | CBSA 2014 | -3051.3058 | 2012 | 0.6 | SWHC008-02
COM-HVAC-77.74 | Com ¦ HVAC Pump with no VFD - Marine ¦ SDG&E ¦ Marine | Com ¦ HVAC Pump with no VFD - Marine | SDG&E ¦ Marine | SDG&E | All | Electric | Constant Speed CWP/CHWP Control | Average Existing and Code |  |  | 0 | Conventional | HVAC | Com - Grocery | Com | RET Only | 0 | 1000 sqft2 of floor space | Cap-kBTUh | 15 | DEER:HVAC_Chillers | 0 | 0 | 0 | SWHC008-02 | 0 | 2023 | 0 | 2023 | 0 | 0 | SWHC008-02 | Com HVAC Pump VFD - Marine ¦ SDG&E ¦ Marine | Com HVAC Pump VFD - Marine | 0.0017703 | 1 | 0.67492 | CBSA 2014 | 0 | 2012 | 0.6 | SWHC008-02
COM-HVAC-77.75 | Com ¦ HVAC Pump with no VFD - Marine ¦ SDG&E ¦ Marine | Com ¦ HVAC Pump with no VFD - Marine | SDG&E ¦ Marine | SDG&E | All | Electric | Constant Speed CWP/CHWP Control | Average Existing and Code |  |  | 0 | Conventional | HVAC | Com - Health | Com | RET Only | 0 | 1000 sqft2 of floor space | Cap-kBTUh | 15 | DEER:HVAC_Chillers | 70704.0526 | 12.9474 | 0 | SWHC008-02 | 0 | 2023 | 0 | 2023 | 0 | 0 | SWHC008-02 | Com HVAC Pump VFD - Marine ¦ SDG&E ¦ Marine | Com HVAC Pump VFD - Marine | 0.13315 | 1 | 0.67492 | CBSA 2014 | -4626.638 | 2012 | 0.6 | SWHC008-02
COM-HVAC-77.76 | Com ¦ HVAC Pump with no VFD - Marine ¦ SDG&E ¦ Marine | Com ¦ HVAC Pump with no VFD - Marine | SDG&E ¦ Marine | SDG&E | All | Electric | Constant Speed CWP/CHWP Control | Average Existing and Code |  |  | 0 | Conventional | HVAC | Com - Lodging | Com | RET Only | 0 | 1000 sqft2 of floor space | Cap-kBTUh | 15 | DEER:HVAC_Chillers | 52300 | 11.2 | 0 | SWHC008-02 | 0 | 2023 | 0 | 2023 | 0 | 0 | SWHC008-02 | Com HVAC Pump VFD - Marine ¦ SDG&E ¦ Marine | Com HVAC Pump VFD - Marine | 0.11253 | 1 | 0.67492 | CBSA 2014 | -8246.798 | 2012 | 0.6 | SWHC008-02
COM-HVAC-77.77 | Com ¦ HVAC Pump with no VFD - Marine ¦ SDG&E ¦ Marine | Com ¦ HVAC Pump with no VFD - Marine | SDG&E ¦ Marine | SDG&E | All | Electric | Constant Speed CWP/CHWP Control | Average Existing and Code |  |  | 0 | Conventional | HVAC | Com - Office (Large) | Com | RET Only | 0 | 1000 sqft2 of floor space | Cap-kBTUh | 15 | DEER:HVAC_Chillers | 50800 | 9.13 | 0 | SWHC008-02 | 0 | 2023 | 0 | 2023 | 0 | 0 | SWHC008-02 | Com HVAC Pump VFD - Marine ¦ SDG&E ¦ Marine | Com HVAC Pump VFD - Marine | 0.27108 | 1 | 0.67492 | CBSA 2014 | -5052.1331 | 2012 | 0.6 | SWHC008-02
COM-HVAC-77.78 | Com ¦ HVAC Pump with no VFD - Marine ¦ SDG&E ¦ Marine | Com ¦ HVAC Pump with no VFD - Marine | SDG&E ¦ Marine | SDG&E | All | Electric | Constant Speed CWP/CHWP Control | Average Existing and Code |  |  | 0 | Conventional | HVAC | Com - Office (Small) | Com | RET Only | 0 | 1000 sqft2 of floor space | Cap-kBTUh | 15 | DEER:HVAC_Chillers | 37100 | 6.59 | 0 | SWHC008-02 | 0 | 2023 | 0 | 2023 | 0 | 0 | SWHC008-02 | Com HVAC Pump VFD - Marine ¦ SDG&E ¦ Marine | Com HVAC Pump VFD - Marine | 0.070806 | 1 | 0.67492 | CBSA 2014 | -1700.9621 | 2012 | 0.6 | SWHC008-02
COM-HVAC-77.79 | Com ¦ HVAC Pump with no VFD - Marine ¦ SDG&E ¦ Marine | Com ¦ HVAC Pump with no VFD - Marine | SDG&E ¦ Marine | SDG&E | All | Electric | Constant Speed CWP/CHWP Control | Average Existing and Code |  |  | 0 | Conventional | HVAC | Com - Other | Com | RET Only | 0 | 1000 sqft2 of floor space | Cap-kBTUh | 15 | DEER:HVAC_Chillers | 0 | 0 | 0 | SWHC008-02 | 0 | 2023 | 0 | 2023 | 0 | 0 | SWHC008-02 | Com HVAC Pump VFD - Marine ¦ SDG&E ¦ Marine | Com HVAC Pump VFD - Marine | 0.044383 | 1 | 0.67492 | CBSA 2014 | 0 | 2012 | 0.6 | SWHC008-02
COM-HVAC-77.80 | Com ¦ HVAC Pump with no VFD - Marine ¦ SDG&E ¦ Marine | Com ¦ HVAC Pump with no VFD - Marine | SDG&E ¦ Marine | SDG&E | All | Electric | Constant Speed CWP/CHWP Control | Average Existing and Code |  |  | 0 | Conventional | HVAC | Com - Refrig. Warehouse | Com | RET Only | 0 | 1000 sqft2 of floor space | Cap-kBTUh | 15 | DEER:HVAC_Chillers | 0 | 0 | 0 | SWHC008-02 | 0 | 2023 | 0 | 2023 | 0 | 0 | SWHC008-02 | Com HVAC Pump VFD - Marine ¦ SDG&E ¦ Marine | Com HVAC Pump VFD - Marine | 0.010581 | 1 | 0.67492 | CBSA 2014 | 0 | 2012 | 0.6 | SWHC008-02
COM-HVAC-77.81 | Com ¦ HVAC Pump with no VFD - Marine ¦ SDG&E ¦ Marine | Com ¦ HVAC Pump with no VFD - Marine | SDG&E ¦ Marine | SDG&E | All | Electric | Constant Speed CWP/CHWP Control | Average Existing and Code |  |  | 0 | Conventional | HVAC | Com - Restaurant | Com | RET Only | 0 | 1000 sqft2 of floor space | Cap-kBTUh | 15 | DEER:HVAC_Chillers | 0 | 0 | 0 | SWHC008-02 | 0 | 2023 | 0 | 2023 | 0 | 0 | SWHC008-02 | Com HVAC Pump VFD - Marine ¦ SDG&E ¦ Marine | Com HVAC Pump VFD - Marine | 0 | 1 | 0 | CBSA 2014 | 0 | 2012 | 0.6 | SWHC008-02
COM-HVAC-77.82 | Com ¦ HVAC Pump with no VFD - Marine ¦ SDG&E ¦ Marine | Com ¦ HVAC Pump with no VFD - Marine | SDG&E ¦ Marine | SDG&E | All | Electric | Constant Speed CWP/CHWP Control | Average Existing and Code |  |  | 0 | Conventional | HVAC | Com - Retail | Com | RET Only | 0 | 1000 sqft2 of floor space | Cap-kBTUh | 15 | DEER:HVAC_Chillers | 71200 | 16.8 | 0 | SWHC008-02 | 0 | 2023 | 0 | 2023 | 0 | 0 | SWHC008-02 | Com HVAC Pump VFD - Marine ¦ SDG&E ¦ Marine | Com HVAC Pump VFD - Marine | 0.011221 | 1 | 0.67492 | CBSA 2014 | -25013.7919 | 2012 | 0.6 | SWHC008-02
COM-HVAC-77.83 | Com ¦ HVAC Pump with no VFD - Marine ¦ SDG&E ¦ Marine | Com ¦ HVAC Pump with no VFD - Marine | SDG&E ¦ Marine | SDG&E | All | Electric | Constant Speed CWP/CHWP Control | Average Existing and Code |  |  | 0 | Conventional | HVAC | Com - School | Com | RET Only | 0 | 1000 sqft2 of floor space | Cap-kBTUh | 15 | DEER:HVAC_Chillers | 33800 | 7.6 | 0 | SWHC008-02 | 0 | 2023 | 0 | 2023 | 0 | 0 | SWHC008-02 | Com HVAC Pump VFD - Marine ¦ SDG&E ¦ Marine | Com HVAC Pump VFD - Marine | 0.21688 | 1 | 0.67492 | CBSA 2014 | -5565.0374 | 2012 | 0.6 | SWHC008-02
COM-HVAC-77.84 | Com ¦ HVAC Pump with no VFD - Marine ¦ SDG&E ¦ Marine | Com ¦ HVAC Pump with no VFD - Marine | SDG&E ¦ Marine | SDG&E | All | Electric | Constant Speed CWP/CHWP Control | Average Existing and Code |  |  | 0 | Conventional | HVAC | Com - Warehouse | Com | RET Only | 0 | 1000 sqft2 of floor space | Cap-kBTUh | 15 | DEER:HVAC_Chillers | 0 | 0 | 0 | SWHC008-02 | 0 | 2023 | 0 | 2023 | 0 | 0 | SWHC008-02 | Com HVAC Pump VFD - Marine ¦ SDG&E ¦ Marine | Com HVAC Pump VFD - Marine | 0.010581 | 1 | 0.67492 | CBSA 2014 | 0 | 2012 | 0.6 | SWHC008-02
COM-HVAC-77.85 | Com ¦ HVAC Pump with no VFD - Hot-Dry ¦ SDG&E ¦ Hot-Dry | Com ¦ HVAC Pump with no VFD - Hot-Dry | SDG&E ¦ Hot-Dry | SDG&E | All | Electric | Constant Speed CWP/CHWP Control | Average Existing and Code |  |  | 0 | Conventional | HVAC | Com - College | Com | RET Only | 0 | 1000 sqft2 of floor space | Cap-kBTUh | 15 | DEER:HVAC_Chillers | 40440.0428 | 12.5357 | 0 | SWHC008-02 | 0 | 2023 | 0 | 2023 | 0 | 0 | SWHC008-02 | Com HVAC Pump VFD - Hot-Dry ¦ SDG&E ¦ Hot-Dry | Com HVAC Pump VFD - Hot-Dry | 0.21688 | 1 | 0.67492 | CBSA 2014 | -3053.144 | 2012 | 0.6 | SWHC008-02
COM-HVAC-77.86 | Com ¦ HVAC Pump with no VFD - Hot-Dry ¦ SDG&E ¦ Hot-Dry | Com ¦ HVAC Pump with no VFD - Hot-Dry | SDG&E ¦ Hot-Dry | SDG&E | All | Electric | Constant Speed CWP/CHWP Control | Average Existing and Code |  |  | 0 | Conventional | HVAC | Com - Grocery | Com | RET Only | 0 | 1000 sqft2 of floor space | Cap-kBTUh | 15 | DEER:HVAC_Chillers | 0 | 0 | 0 | SWHC008-02 | 0 | 2023 | 0 | 2023 | 0 | 0 | SWHC008-02 | Com HVAC Pump VFD - Hot-Dry ¦ SDG&E ¦ Hot-Dry | Com HVAC Pump VFD - Hot-Dry | 0.0017703 | 1 | 0.67492 | CBSA 2014 | 0 | 2012 | 0.6 | SWHC008-02
COM-HVAC-77.87 | Com ¦ HVAC Pump with no VFD - Hot-Dry ¦ SDG&E ¦ Hot-Dry | Com ¦ HVAC Pump with no VFD - Hot-Dry | SDG&E ¦ Hot-Dry | SDG&E | All | Electric | Constant Speed CWP/CHWP Control | Average Existing and Code |  |  | 0 | Conventional | HVAC | Com - Health | Com | RET Only | 0 | 1000 sqft2 of floor space | Cap-kBTUh | 15 | DEER:HVAC_Chillers | 71449.3769 | 12.3012 | 0 | SWHC008-02 | 0 | 2023 | 0 | 2023 | 0 | 0 | SWHC008-02 | Com HVAC Pump VFD - Hot-Dry ¦ SDG&E ¦ Hot-Dry | Com HVAC Pump VFD - Hot-Dry | 0.13315 | 1 | 0.67492 | CBSA 2014 | -4675.4095 | 2012 | 0.6 | SWHC008-02
COM-HVAC-77.88 | Com ¦ HVAC Pump with no VFD - Hot-Dry ¦ SDG&E ¦ Hot-Dry | Com ¦ HVAC Pump with no VFD - Hot-Dry | SDG&E ¦ Hot-Dry | SDG&E | All | Electric | Constant Speed CWP/CHWP Control | Average Existing and Code |  |  | 0 | Conventional | HVAC | Com - Lodging | Com | RET Only | 0 | 1000 sqft2 of floor space | Cap-kBTUh | 15 | DEER:HVAC_Chillers | 52500 | 10.1 | 0 | SWHC008-02 | 0 | 2023 | 0 | 2023 | 0 | 0 | SWHC008-02 | Com HVAC Pump VFD - Hot-Dry ¦ SDG&E ¦ Hot-Dry | Com HVAC Pump VFD - Hot-Dry | 0.11253 | 1 | 0.67492 | CBSA 2014 | -8278.3345 | 2012 | 0.6 | SWHC008-02
COM-HVAC-77.89 | Com ¦ HVAC Pump with no VFD - Hot-Dry ¦ SDG&E ¦ Hot-Dry | Com ¦ HVAC Pump with no VFD - Hot-Dry | SDG&E ¦ Hot-Dry | SDG&E | All | Electric | Constant Speed CWP/CHWP Control | Average Existing and Code |  |  | 0 | Conventional | HVAC | Com - Office (Large) | Com | RET Only | 0 | 1000 sqft2 of floor space | Cap-kBTUh | 15 | DEER:HVAC_Chillers | 51900 | 8.68 | 0 | SWHC008-02 | 0 | 2023 | 0 | 2023 | 0 | 0 | SWHC008-02 | Com HVAC Pump VFD - Hot-Dry ¦ SDG&E ¦ Hot-Dry | Com HVAC Pump VFD - Hot-Dry | 0.27108 | 1 | 0.67492 | CBSA 2014 | -5161.5297 | 2012 | 0.6 | SWHC008-02
COM-HVAC-77.90 | Com ¦ HVAC Pump with no VFD - Hot-Dry ¦ SDG&E ¦ Hot-Dry | Com ¦ HVAC Pump with no VFD - Hot-Dry | SDG&E ¦ Hot-Dry | SDG&E | All | Electric | Constant Speed CWP/CHWP Control | Average Existing and Code |  |  | 0 | Conventional | HVAC | Com - Office (Small) | Com | RET Only | 0 | 1000 sqft2 of floor space | Cap-kBTUh | 15 | DEER:HVAC_Chillers | 36800 | 5.93 | 0 | SWHC008-02 | 0 | 2023 | 0 | 2023 | 0 | 0 | SWHC008-02 | Com HVAC Pump VFD - Hot-Dry ¦ SDG&E ¦ Hot-Dry | Com HVAC Pump VFD - Hot-Dry | 0.070806 | 1 | 0.67492 | CBSA 2014 | -1687.2077 | 2012 | 0.6 | SWHC008-02
COM-HVAC-77.91 | Com ¦ HVAC Pump with no VFD - Hot-Dry ¦ SDG&E ¦ Hot-Dry | Com ¦ HVAC Pump with no VFD - Hot-Dry | SDG&E ¦ Hot-Dry | SDG&E | All | Electric | Constant Speed CWP/CHWP Control | Average Existing and Code |  |  | 0 | Conventional | HVAC | Com - Other | Com | RET Only | 0 | 1000 sqft2 of floor space | Cap-kBTUh | 15 | DEER:HVAC_Chillers | 0 | 0 | 0 | SWHC008-02 | 0 | 2023 | 0 | 2023 | 0 | 0 | SWHC008-02 | Com HVAC Pump VFD - Hot-Dry ¦ SDG&E ¦ Hot-Dry | Com HVAC Pump VFD - Hot-Dry | 0.044383 | 1 | 0.67492 | CBSA 2014 | 0 | 2012 | 0.6 | SWHC008-02
COM-HVAC-77.92 | Com ¦ HVAC Pump with no VFD - Hot-Dry ¦ SDG&E ¦ Hot-Dry | Com ¦ HVAC Pump with no VFD - Hot-Dry | SDG&E ¦ Hot-Dry | SDG&E | All | Electric | Constant Speed CWP/CHWP Control | Average Existing and Code |  |  | 0 | Conventional | HVAC | Com - Refrig. Warehouse | Com | RET Only | 0 | 1000 sqft2 of floor space | Cap-kBTUh | 15 | DEER:HVAC_Chillers | 0 | 0 | 0 | SWHC008-02 | 0 | 2023 | 0 | 2023 | 0 | 0 | SWHC008-02 | Com HVAC Pump VFD - Hot-Dry ¦ SDG&E ¦ Hot-Dry | Com HVAC Pump VFD - Hot-Dry | 0.010581 | 1 | 0.67492 | CBSA 2014 | 0 | 2012 | 0.6 | SWHC008-02
COM-HVAC-77.93 | Com ¦ HVAC Pump with no VFD - Hot-Dry ¦ SDG&E ¦ Hot-Dry | Com ¦ HVAC Pump with no VFD - Hot-Dry | SDG&E ¦ Hot-Dry | SDG&E | All | Electric | Constant Speed CWP/CHWP Control | Average Existing and Code |  |  | 0 | Conventional | HVAC | Com - Restaurant | Com | RET Only | 0 | 1000 sqft2 of floor space | Cap-kBTUh | 15 | DEER:HVAC_Chillers | 0 | 0 | 0 | SWHC008-02 | 0 | 2023 | 0 | 2023 | 0 | 0 | SWHC008-02 | Com HVAC Pump VFD - Hot-Dry ¦ SDG&E ¦ Hot-Dry | Com HVAC Pump VFD - Hot-Dry | 0 | 1 | 0 | CBSA 2014 | 0 | 2012 | 0.6 | SWHC008-02
COM-HVAC-77.94 | Com ¦ HVAC Pump with no VFD - Hot-Dry ¦ SDG&E ¦ Hot-Dry | Com ¦ HVAC Pump with no VFD - Hot-Dry | SDG&E ¦ Hot-Dry | SDG&E | All | Electric | Constant Speed CWP/CHWP Control | Average Existing and Code |  |  | 0 | Conventional | HVAC | Com - Retail | Com | RET Only | 0 | 1000 sqft2 of floor space | Cap-kBTUh | 15 | DEER:HVAC_Chillers | 71300 | 16.3 | 0 | SWHC008-02 | 0 | 2023 | 0 | 2023 | 0 | 0 | SWHC008-02 | Com HVAC Pump VFD - Hot-Dry ¦ SDG&E ¦ Hot-Dry | Com HVAC Pump VFD - Hot-Dry | 0.011221 | 1 | 0.67492 | CBSA 2014 | -25048.9236 | 2012 | 0.6 | SWHC008-02
COM-HVAC-77.95 | Com ¦ HVAC Pump with no VFD - Hot-Dry ¦ SDG&E ¦ Hot-Dry | Com ¦ HVAC Pump with no VFD - Hot-Dry | SDG&E ¦ Hot-Dry | SDG&E | All | Electric | Constant Speed CWP/CHWP Control | Average Existing and Code |  |  | 0 | Conventional | HVAC | Com - School | Com | RET Only | 0 | 1000 sqft2 of floor space | Cap-kBTUh | 15 | DEER:HVAC_Chillers | 34600 | 7.02 | 0 | SWHC008-02 | 0 | 2023 | 0 | 2023 | 0 | 0 | SWHC008-02 | Com HVAC Pump VFD - Hot-Dry ¦ SDG&E ¦ Hot-Dry | Com HVAC Pump VFD - Hot-Dry | 0.21688 | 1 | 0.67492 | CBSA 2014 | -5696.7542 | 2012 | 0.6 | SWHC008-02
COM-HVAC-77.96 | Com ¦ HVAC Pump with no VFD - Hot-Dry ¦ SDG&E ¦ Hot-Dry | Com ¦ HVAC Pump with no VFD - Hot-Dry | SDG&E ¦ Hot-Dry | SDG&E | All | Electric | Constant Speed CWP/CHWP Control | Average Existing and Code |  |  | 0 | Conventional | HVAC | Com - Warehouse | Com | RET Only | 0 | 1000 sqft2 of floor space | Cap-kBTUh | 15 | DEER:HVAC_Chillers | 0 | 0 | 0 | SWHC008-02 | 0 | 2023 | 0 | 2023 | 0 | 0 | SWHC008-02 | Com HVAC Pump VFD - Hot-Dry ¦ SDG&E ¦ Hot-Dry | Com HVAC Pump VFD - Hot-Dry | 0.010581 | 1 | 0.67492 | CBSA 2014 | 0 | 2012 | 0.6 | SWHC008-02
COM-HVAC-78.1 | Com ¦ HVAC Pump Variable Frequency Drive (VFD) - Marine ¦ PG&E ¦ Marine | Com ¦ HVAC Pump Variable Frequency Drive (VFD) - Marine | PG&E ¦ Marine | PG&E | All | Electric | Variable Speed Drive on Chilled Water Pump (CHWP) or Condenser Water Pump (CWP) | Efficient |  |  | 0 | Conventional | HVAC | Com - College | Com | RET Only | 0 | 1000 sqft2 of floor space | Cap-kBTUh | 15 | DEER:HVAC_Chillers | 44596.5599 | 9.8247 | 0 | SWHC008-02 | 373.7 | 2023 | 133.05 | 2023 | 0 | 0 | SWHC008-02 | Com HVAC Pump VFD - Marine ¦ PG&E ¦ Marine | Com HVAC Pump VFD - Marine | 0.21688 | 1 | 0.32508 | CBSA 2014 | -3366.9529 | 2032 | 0.6 | SWHC008-02
COM-HVAC-78.2 | Com ¦ HVAC Pump Variable Frequency Drive (VFD) - Marine ¦ PG&E ¦ Marine | Com ¦ HVAC Pump Variable Frequency Drive (VFD) - Marine | PG&E ¦ Marine | PG&E | All | Electric | Variable Speed Drive on Chilled Water Pump (CHWP) or Condenser Water Pump (CWP) | Efficient |  |  | 0 | Conventional | HVAC | Com - Grocery | Com | RET Only | 0 | 1000 sqft2 of floor space | Cap-kBTUh | 15 | DEER:HVAC_Chillers | 0 | 0 | 0 | SWHC008-02 | 373.7 | 2023 | 133.05 | 2023 | 0 | 0 | SWHC008-02 | Com HVAC Pump VFD - Marine ¦ PG&E ¦ Marine | Com HVAC Pump VFD - Marine | 0.0017703 | 1 | 0.32508 | CBSA 2014 | 0 | 2032 | 0.6 | SWHC008-02
COM-HVAC-78.3 | Com ¦ HVAC Pump Variable Frequency Drive (VFD) - Marine ¦ PG&E ¦ Marine | Com ¦ HVAC Pump Variable Frequency Drive (VFD) - Marine | PG&E ¦ Marine | PG&E | All | Electric | Variable Speed Drive on Chilled Water Pump (CHWP) or Condenser Water Pump (CWP) | Efficient |  |  | 0 | Conventional | HVAC | Com - Health | Com | RET Only | 0 | 1000 sqft2 of floor space | Cap-kBTUh | 15 | DEER:HVAC_Chillers | 68537.2423 | 12.6712 | 0 | SWHC008-02 | 373.7 | 2023 | 133.05 | 2023 | 0 | 0 | SWHC008-02 | Com HVAC Pump VFD - Marine ¦ PG&E ¦ Marine | Com HVAC Pump VFD - Marine | 0.13315 | 1 | 0.32508 | CBSA 2014 | -4484.8491 | 2032 | 0.6 | SWHC008-02
COM-HVAC-78.4 | Com ¦ HVAC Pump Variable Frequency Drive (VFD) - Marine ¦ PG&E ¦ Marine | Com ¦ HVAC Pump Variable Frequency Drive (VFD) - Marine | PG&E ¦ Marine | PG&E | All | Electric | Variable Speed Drive on Chilled Water Pump (CHWP) or Condenser Water Pump (CWP) | Efficient |  |  | 0 | Conventional | HVAC | Com - Lodging | Com | RET Only | 0 | 1000 sqft2 of floor space | Cap-kBTUh | 15 | DEER:HVAC_Chillers | 47500 | 10.8 | 0 | SWHC008-02 | 373.7 | 2023 | 133.05 | 2023 | 0 | 0 | SWHC008-02 | Com HVAC Pump VFD - Marine ¦ PG&E ¦ Marine | Com HVAC Pump VFD - Marine | 0.11253 | 1 | 0.32508 | CBSA 2014 | -7489.9217 | 2032 | 0.6 | SWHC008-02
COM-HVAC-78.5 | Com ¦ HVAC Pump Variable Frequency Drive (VFD) - Marine ¦ PG&E ¦ Marine | Com ¦ HVAC Pump Variable Frequency Drive (VFD) - Marine | PG&E ¦ Marine | PG&E | All | Electric | Variable Speed Drive on Chilled Water Pump (CHWP) or Condenser Water Pump (CWP) | Efficient |  |  | 0 | Conventional | HVAC | Com - Office (Large) | Com | RET Only | 0 | 1000 sqft2 of floor space | Cap-kBTUh | 15 | DEER:HVAC_Chillers | 55600 | 11.3 | 0 | SWHC008-02 | 373.7 | 2023 | 133.05 | 2023 | 0 | 0 | SWHC008-02 | Com HVAC Pump VFD - Marine ¦ PG&E ¦ Marine | Com HVAC Pump VFD - Marine | 0.27108 | 1 | 0.32508 | CBSA 2014 | -5529.5 | 2032 | 0.6 | SWHC008-02
COM-HVAC-78.6 | Com ¦ HVAC Pump Variable Frequency Drive (VFD) - Marine ¦ PG&E ¦ Marine | Com ¦ HVAC Pump Variable Frequency Drive (VFD) - Marine | PG&E ¦ Marine | PG&E | All | Electric | Variable Speed Drive on Chilled Water Pump (CHWP) or Condenser Water Pump (CWP) | Efficient |  |  | 0 | Conventional | HVAC | Com - Office (Small) | Com | RET Only | 0 | 1000 sqft2 of floor space | Cap-kBTUh | 15 | DEER:HVAC_Chillers | 31000 | 6.8 | 0 | SWHC008-02 | 373.7 | 2023 | 133.05 | 2023 | 0 | 0 | SWHC008-02 | Com HVAC Pump VFD - Marine ¦ PG&E ¦ Marine | Com HVAC Pump VFD - Marine | 0.070806 | 1 | 0.32508 | CBSA 2014 | -1421.2891 | 2032 | 0.6 | SWHC008-02
COM-HVAC-78.7 | Com ¦ HVAC Pump Variable Frequency Drive (VFD) - Marine ¦ PG&E ¦ Marine | Com ¦ HVAC Pump Variable Frequency Drive (VFD) - Marine | PG&E ¦ Marine | PG&E | All | Electric | Variable Speed Drive on Chilled Water Pump (CHWP) or Condenser Water Pump (CWP) | Efficient |  |  | 0 | Conventional | HVAC | Com - Other | Com | RET Only | 0 | 1000 sqft2 of floor space | Cap-kBTUh | 15 | DEER:HVAC_Chillers | 0 | 0 | 0 | SWHC008-02 | 373.7 | 2023 | 133.05 | 2023 | 0 | 0 | SWHC008-02 | Com HVAC Pump VFD - Marine ¦ PG&E ¦ Marine | Com HVAC Pump VFD - Marine | 0.044383 | 1 | 0.32508 | CBSA 2014 | 0 | 2032 | 0.6 | SWHC008-02
COM-HVAC-78.8 | Com ¦ HVAC Pump Variable Frequency Drive (VFD) - Marine ¦ PG&E ¦ Marine | Com ¦ HVAC Pump Variable Frequency Drive (VFD) - Marine | PG&E ¦ Marine | PG&E | All | Electric | Variable Speed Drive on Chilled Water Pump (CHWP) or Condenser Water Pump (CWP) | Efficient |  |  | 0 | Conventional | HVAC | Com - Refrig. Warehouse | Com | RET Only | 0 | 1000 sqft2 of floor space | Cap-kBTUh | 15 | DEER:HVAC_Chillers | 0 | 0 | 0 | SWHC008-02 | 373.7 | 2023 | 133.05 | 2023 | 0 | 0 | SWHC008-02 | Com HVAC Pump VFD - Marine ¦ PG&E ¦ Marine | Com HVAC Pump VFD - Marine | 0.010581 | 1 | 0.32508 | CBSA 2014 | 0 | 2032 | 0.6 | SWHC008-02
COM-HVAC-78.9 | Com ¦ HVAC Pump Variable Frequency Drive (VFD) - Marine ¦ PG&E ¦ Marine | Com ¦ HVAC Pump Variable Frequency Drive (VFD) - Marine | PG&E ¦ Marine | PG&E | All | Electric | Variable Speed Drive on Chilled Water Pump (CHWP) or Condenser Water Pump (CWP) | Efficient |  |  | 0 | Conventional | HVAC | Com - Restaurant | Com | RET Only | 0 | 1000 sqft2 of floor space | Cap-kBTUh | 15 | DEER:HVAC_Chillers | 0 | 0 | 0 | SWHC008-02 | 373.7 | 2023 | 133.05 | 2023 | 0 | 0 | SWHC008-02 | Com HVAC Pump VFD - Marine ¦ PG&E ¦ Marine | Com HVAC Pump VFD - Marine | 0 | 1 | 0 | CBSA 2014 | 0 | 2032 | 0.6 | SWHC008-02
COM-HVAC-78.10 | Com ¦ HVAC Pump Variable Frequency Drive (VFD) - Marine ¦ PG&E ¦ Marine | Com ¦ HVAC Pump Variable Frequency Drive (VFD) - Marine | PG&E ¦ Marine | PG&E | All | Electric | Variable Speed Drive on Chilled Water Pump (CHWP) or Condenser Water Pump (CWP) | Efficient |  |  | 0 | Conventional | HVAC | Com - Retail | Com | RET Only | 0 | 1000 sqft2 of floor space | Cap-kBTUh | 15 | DEER:HVAC_Chillers | 78900 | 18.4 | 0 | SWHC008-02 | 373.7 | 2023 | 133.05 | 2023 | 0 | 0 | SWHC008-02 | Com HVAC Pump VFD - Marine ¦ PG&E ¦ Marine | Com HVAC Pump VFD - Marine | 0.011221 | 1 | 0.32508 | CBSA 2014 | -27718.9351 | 2032 | 0.6 | SWHC008-02
COM-HVAC-78.11 | Com ¦ HVAC Pump Variable Frequency Drive (VFD) - Marine ¦ PG&E ¦ Marine | Com ¦ HVAC Pump Variable Frequency Drive (VFD) - Marine | PG&E ¦ Marine | PG&E | All | Electric | Variable Speed Drive on Chilled Water Pump (CHWP) or Condenser Water Pump (CWP) | Efficient |  |  | 0 | Conventional | HVAC | Com - School | Com | RET Only | 0 | 1000 sqft2 of floor space | Cap-kBTUh | 15 | DEER:HVAC_Chillers | 32700 | 3.68 | 0 | SWHC008-02 | 373.7 | 2023 | 133.05 | 2023 | 0 | 0 | SWHC008-02 | Com HVAC Pump VFD - Marine ¦ PG&E ¦ Marine | Com HVAC Pump VFD - Marine | 0.21688 | 1 | 0.32508 | CBSA 2014 | -5383.9267 | 2032 | 0.6 | SWHC008-02
COM-HVAC-78.12 | Com ¦ HVAC Pump Variable Frequency Drive (VFD) - Marine ¦ PG&E ¦ Marine | Com ¦ HVAC Pump Variable Frequency Drive (VFD) - Marine | PG&E ¦ Marine | PG&E | All | Electric | Variable Speed Drive on Chilled Water Pump (CHWP) or Condenser Water Pump (CWP) | Efficient |  |  | 0 | Conventional | HVAC | Com - Warehouse | Com | RET Only | 0 | 1000 sqft2 of floor space | Cap-kBTUh | 15 | DEER:HVAC_Chillers | 0 | 0 | 0 | SWHC008-02 | 373.7 | 2023 | 133.05 | 2023 | 0 | 0 | SWHC008-02 | Com HVAC Pump VFD - Marine ¦ PG&E ¦ Marine | Com HVAC Pump VFD - Marine | 0.010581 | 1 | 0.32508 | CBSA 2014 | 0 | 2032 | 0.6 | SWHC008-02
COM-HVAC-78.13 | Com ¦ HVAC Pump Variable Frequency Drive (VFD) - Hot-Dry ¦ PG&E ¦ Hot-Dry | Com ¦ HVAC Pump Variable Frequency Drive (VFD) - Hot-Dry | PG&E ¦ Hot-Dry | PG&E | All | Electric | Variable Speed Drive on Chilled Water Pump (CHWP) or Condenser Water Pump (CWP) | Efficient |  |  | 0 | Conventional | HVAC | Com - College | Com | RET Only | 0 | 1000 sqft2 of floor space | Cap-kBTUh | 15 | DEER:HVAC_Chillers | 39718.3013 | 10.227 | 0 | SWHC008-02 | 373.7 | 2023 | 133.05 | 2023 | 0 | 0 | SWHC008-02 | Com HVAC Pump VFD - Hot-Dry ¦ PG&E ¦ Hot-Dry | Com HVAC Pump VFD - Hot-Dry | 0.21688 | 1 | 0.32508 | CBSA 2014 | -2998.654 | 2032 | 0.6 | SWHC008-02
COM-HVAC-78.14 | Com ¦ HVAC Pump Variable Frequency Drive (VFD) - Hot-Dry ¦ PG&E ¦ Hot-Dry | Com ¦ HVAC Pump Variable Frequency Drive (VFD) - Hot-Dry | PG&E ¦ Hot-Dry | PG&E | All | Electric | Variable Speed Drive on Chilled Water Pump (CHWP) or Condenser Water Pump (CWP) | Efficient |  |  | 0 | Conventional | HVAC | Com - Grocery | Com | RET Only | 0 | 1000 sqft2 of floor space | Cap-kBTUh | 15 | DEER:HVAC_Chillers | 0 | 0 | 0 | SWHC008-02 | 373.7 | 2023 | 133.05 | 2023 | 0 | 0 | SWHC008-02 | Com HVAC Pump VFD - Hot-Dry ¦ PG&E ¦ Hot-Dry | Com HVAC Pump VFD - Hot-Dry | 0.0017703 | 1 | 0.32508 | CBSA 2014 | 0 | 2032 | 0.6 | SWHC008-02
COM-HVAC-78.15 | Com ¦ HVAC Pump Variable Frequency Drive (VFD) - Hot-Dry ¦ PG&E ¦ Hot-Dry | Com ¦ HVAC Pump Variable Frequency Drive (VFD) - Hot-Dry | PG&E ¦ Hot-Dry | PG&E | All | Electric | Variable Speed Drive on Chilled Water Pump (CHWP) or Condenser Water Pump (CWP) | Efficient |  |  | 0 | Conventional | HVAC | Com - Health | Com | RET Only | 0 | 1000 sqft2 of floor space | Cap-kBTUh | 15 | DEER:HVAC_Chillers | 61766.7287 | 12.65 | 0 | SWHC008-02 | 373.7 | 2023 | 133.05 | 2023 | 0 | 0 | SWHC008-02 | Com HVAC Pump VFD - Hot-Dry ¦ PG&E ¦ Hot-Dry | Com HVAC Pump VFD - Hot-Dry | 0.13315 | 1 | 0.32508 | CBSA 2014 | -4041.8092 | 2032 | 0.6 | SWHC008-02
COM-HVAC-78.16 | Com ¦ HVAC Pump Variable Frequency Drive (VFD) - Hot-Dry ¦ PG&E ¦ Hot-Dry | Com ¦ HVAC Pump Variable Frequency Drive (VFD) - Hot-Dry | PG&E ¦ Hot-Dry | PG&E | All | Electric | Variable Speed Drive on Chilled Water Pump (CHWP) or Condenser Water Pump (CWP) | Efficient |  |  | 0 | Conventional | HVAC | Com - Lodging | Com | RET Only | 0 | 1000 sqft2 of floor space | Cap-kBTUh | 15 | DEER:HVAC_Chillers | 39000 | 10.1 | 0 | SWHC008-02 | 373.7 | 2023 | 133.05 | 2023 | 0 | 0 | SWHC008-02 | Com HVAC Pump VFD - Hot-Dry ¦ PG&E ¦ Hot-Dry | Com HVAC Pump VFD - Hot-Dry | 0.11253 | 1 | 0.32508 | CBSA 2014 | -6149.6199 | 2032 | 0.6 | SWHC008-02
COM-HVAC-78.17 | Com ¦ HVAC Pump Variable Frequency Drive (VFD) - Hot-Dry ¦ PG&E ¦ Hot-Dry | Com ¦ HVAC Pump Variable Frequency Drive (VFD) - Hot-Dry | PG&E ¦ Hot-Dry | PG&E | All | Electric | Variable Speed Drive on Chilled Water Pump (CHWP) or Condenser Water Pump (CWP) | Efficient |  |  | 0 | Conventional | HVAC | Com - Office (Large) | Com | RET Only | 0 | 1000 sqft2 of floor space | Cap-kBTUh | 15 | DEER:HVAC_Chillers | 46500 | 9.99 | 0 | SWHC008-02 | 373.7 | 2023 | 133.05 | 2023 | 0 | 0 | SWHC008-02 | Com HVAC Pump VFD - Hot-Dry ¦ PG&E ¦ Hot-Dry | Com HVAC Pump VFD - Hot-Dry | 0.27108 | 1 | 0.32508 | CBSA 2014 | -4624.4919 | 2032 | 0.6 | SWHC008-02
COM-HVAC-78.18 | Com ¦ HVAC Pump Variable Frequency Drive (VFD) - Hot-Dry ¦ PG&E ¦ Hot-Dry | Com ¦ HVAC Pump Variable Frequency Drive (VFD) - Hot-Dry | PG&E ¦ Hot-Dry | PG&E | All | Electric | Variable Speed Drive on Chilled Water Pump (CHWP) or Condenser Water Pump (CWP) | Efficient |  |  | 0 | Conventional | HVAC | Com - Office (Small) | Com | RET Only | 0 | 1000 sqft2 of floor space | Cap-kBTUh | 15 | DEER:HVAC_Chillers | 35200 | 8.32 | 0 | SWHC008-02 | 373.7 | 2023 | 133.05 | 2023 | 0 | 0 | SWHC008-02 | Com HVAC Pump VFD - Hot-Dry ¦ PG&E ¦ Hot-Dry | Com HVAC Pump VFD - Hot-Dry | 0.070806 | 1 | 0.32508 | CBSA 2014 | -1613.8508 | 2032 | 0.6 | SWHC008-02
COM-HVAC-78.19 | Com ¦ HVAC Pump Variable Frequency Drive (VFD) - Hot-Dry ¦ PG&E ¦ Hot-Dry | Com ¦ HVAC Pump Variable Frequency Drive (VFD) - Hot-Dry | PG&E ¦ Hot-Dry | PG&E | All | Electric | Variable Speed Drive on Chilled Water Pump (CHWP) or Condenser Water Pump (CWP) | Efficient |  |  | 0 | Conventional | HVAC | Com - Other | Com | RET Only | 0 | 1000 sqft2 of floor space | Cap-kBTUh | 15 | DEER:HVAC_Chillers | 0 | 0 | 0 | SWHC008-02 | 373.7 | 2023 | 133.05 | 2023 | 0 | 0 | SWHC008-02 | Com HVAC Pump VFD - Hot-Dry ¦ PG&E ¦ Hot-Dry | Com HVAC Pump VFD - Hot-Dry | 0.044383 | 1 | 0.32508 | CBSA 2014 | 0 | 2032 | 0.6 | SWHC008-02
COM-HVAC-78.20 | Com ¦ HVAC Pump Variable Frequency Drive (VFD) - Hot-Dry ¦ PG&E ¦ Hot-Dry | Com ¦ HVAC Pump Variable Frequency Drive (VFD) - Hot-Dry | PG&E ¦ Hot-Dry | PG&E | All | Electric | Variable Speed Drive on Chilled Water Pump (CHWP) or Condenser Water Pump (CWP) | Efficient |  |  | 0 | Conventional | HVAC | Com - Refrig. Warehouse | Com | RET Only | 0 | 1000 sqft2 of floor space | Cap-kBTUh | 15 | DEER:HVAC_Chillers | 0 | 0 | 0 | SWHC008-02 | 373.7 | 2023 | 133.05 | 2023 | 0 | 0 | SWHC008-02 | Com HVAC Pump VFD - Hot-Dry ¦ PG&E ¦ Hot-Dry | Com HVAC Pump VFD - Hot-Dry | 0.010581 | 1 | 0.32508 | CBSA 2014 | 0 | 2032 | 0.6 | SWHC008-02
COM-HVAC-78.21 | Com ¦ HVAC Pump Variable Frequency Drive (VFD) - Hot-Dry ¦ PG&E ¦ Hot-Dry | Com ¦ HVAC Pump Variable Frequency Drive (VFD) - Hot-Dry | PG&E ¦ Hot-Dry | PG&E | All | Electric | Variable Speed Drive on Chilled Water Pump (CHWP) or Condenser Water Pump (CWP) | Efficient |  |  | 0 | Conventional | HVAC | Com - Restaurant | Com | RET Only | 0 | 1000 sqft2 of floor space | Cap-kBTUh | 15 | DEER:HVAC_Chillers | 0 | 0 | 0 | SWHC008-02 | 373.7 | 2023 | 133.05 | 2023 | 0 | 0 | SWHC008-02 | Com HVAC Pump VFD - Hot-Dry ¦ PG&E ¦ Hot-Dry | Com HVAC Pump VFD - Hot-Dry | 0 | 1 | 0 | CBSA 2014 | 0 | 2032 | 0.6 | SWHC008-02
COM-HVAC-78.22 | Com ¦ HVAC Pump Variable Frequency Drive (VFD) - Hot-Dry ¦ PG&E ¦ Hot-Dry | Com ¦ HVAC Pump Variable Frequency Drive (VFD) - Hot-Dry | PG&E ¦ Hot-Dry | PG&E | All | Electric | Variable Speed Drive on Chilled Water Pump (CHWP) or Condenser Water Pump (CWP) | Efficient |  |  | 0 | Conventional | HVAC | Com - Retail | Com | RET Only | 0 | 1000 sqft2 of floor space | Cap-kBTUh | 15 | DEER:HVAC_Chillers | 50700 | 12.6 | 0 | SWHC008-02 | 373.7 | 2023 | 133.05 | 2023 | 0 | 0 | SWHC008-02 | Com HVAC Pump VFD - Hot-Dry ¦ PG&E ¦ Hot-Dry | Com HVAC Pump VFD - Hot-Dry | 0.011221 | 1 | 0.32508 | CBSA 2014 | -17811.7872 | 2032 | 0.6 | SWHC008-02
COM-HVAC-78.23 | Com ¦ HVAC Pump Variable Frequency Drive (VFD) - Hot-Dry ¦ PG&E ¦ Hot-Dry | Com ¦ HVAC Pump Variable Frequency Drive (VFD) - Hot-Dry | PG&E ¦ Hot-Dry | PG&E | All | Electric | Variable Speed Drive on Chilled Water Pump (CHWP) or Condenser Water Pump (CWP) | Efficient |  |  | 0 | Conventional | HVAC | Com - School | Com | RET Only | 0 | 1000 sqft2 of floor space | Cap-kBTUh | 15 | DEER:HVAC_Chillers | 32400 | 4.3 | 0 | SWHC008-02 | 373.7 | 2023 | 133.05 | 2023 | 0 | 0 | SWHC008-02 | Com HVAC Pump VFD - Hot-Dry ¦ PG&E ¦ Hot-Dry | Com HVAC Pump VFD - Hot-Dry | 0.21688 | 1 | 0.32508 | CBSA 2014 | -5334.5329 | 2032 | 0.6 | SWHC008-02
COM-HVAC-78.24 | Com ¦ HVAC Pump Variable Frequency Drive (VFD) - Hot-Dry ¦ PG&E ¦ Hot-Dry | Com ¦ HVAC Pump Variable Frequency Drive (VFD) - Hot-Dry | PG&E ¦ Hot-Dry | PG&E | All | Electric | Variable Speed Drive on Chilled Water Pump (CHWP) or Condenser Water Pump (CWP) | Efficient |  |  | 0 | Conventional | HVAC | Com - Warehouse | Com | RET Only | 0 | 1000 sqft2 of floor space | Cap-kBTUh | 15 | DEER:HVAC_Chillers | 0 | 0 | 0 | SWHC008-02 | 373.7 | 2023 | 133.05 | 2023 | 0 | 0 | SWHC008-02 | Com HVAC Pump VFD - Hot-Dry ¦ PG&E ¦ Hot-Dry | Com HVAC Pump VFD - Hot-Dry | 0.010581 | 1 | 0.32508 | CBSA 2014 | 0 | 2032 | 0.6 | SWHC008-02
COM-HVAC-78.25 | Com ¦ HVAC Pump Variable Frequency Drive (VFD) - Cold ¦ PG&E ¦ Cold | Com ¦ HVAC Pump Variable Frequency Drive (VFD) - Cold | PG&E ¦ Cold | PG&E | All | Electric | Variable Speed Drive on Chilled Water Pump (CHWP) or Condenser Water Pump (CWP) | Efficient |  |  | 0 | Conventional | HVAC | Com - College | Com | RET Only | 0 | 1000 sqft2 of floor space | Cap-kBTUh | 15 | DEER:HVAC_Chillers | 52831.3355 | 12.2591 | 0 | SWHC008-02 | 373.7 | 2023 | 133.05 | 2023 | 0 | 0 | SWHC008-02 | Com HVAC Pump VFD - Cold ¦ PG&E ¦ Cold | Com HVAC Pump VFD - Cold | 0.21688 | 1 | 0.32508 | CBSA 2014 | -3988.6624 | 2032 | 0.6 | SWHC008-02
COM-HVAC-78.26 | Com ¦ HVAC Pump Variable Frequency Drive (VFD) - Cold ¦ PG&E ¦ Cold | Com ¦ HVAC Pump Variable Frequency Drive (VFD) - Cold | PG&E ¦ Cold | PG&E | All | Electric | Variable Speed Drive on Chilled Water Pump (CHWP) or Condenser Water Pump (CWP) | Efficient |  |  | 0 | Conventional | HVAC | Com - Grocery | Com | RET Only | 0 | 1000 sqft2 of floor space | Cap-kBTUh | 15 | DEER:HVAC_Chillers | 0 | 0 | 0 | SWHC008-02 | 373.7 | 2023 | 133.05 | 2023 | 0 | 0 | SWHC008-02 | Com HVAC Pump VFD - Cold ¦ PG&E ¦ Cold | Com HVAC Pump VFD - Cold | 0.0017703 | 1 | 0.32508 | CBSA 2014 | 0 | 2032 | 0.6 | SWHC008-02
COM-HVAC-78.27 | Com ¦ HVAC Pump Variable Frequency Drive (VFD) - Cold ¦ PG&E ¦ Cold | Com ¦ HVAC Pump Variable Frequency Drive (VFD) - Cold | PG&E ¦ Cold | PG&E | All | Electric | Variable Speed Drive on Chilled Water Pump (CHWP) or Condenser Water Pump (CWP) | Efficient |  |  | 0 | Conventional | HVAC | Com - Health | Com | RET Only | 0 | 1000 sqft2 of floor space | Cap-kBTUh | 15 | DEER:HVAC_Chillers | 69255.945 | 13.1262 | 0 | SWHC008-02 | 373.7 | 2023 | 133.05 | 2023 | 0 | 0 | SWHC008-02 | Com HVAC Pump VFD - Cold ¦ PG&E ¦ Cold | Com HVAC Pump VFD - Cold | 0.13315 | 1 | 0.32508 | CBSA 2014 | -4531.8786 | 2032 | 0.6 | SWHC008-02
COM-HVAC-78.28 | Com ¦ HVAC Pump Variable Frequency Drive (VFD) - Cold ¦ PG&E ¦ Cold | Com ¦ HVAC Pump Variable Frequency Drive (VFD) - Cold | PG&E ¦ Cold | PG&E | All | Electric | Variable Speed Drive on Chilled Water Pump (CHWP) or Condenser Water Pump (CWP) | Efficient |  |  | 0 | Conventional | HVAC | Com - Lodging | Com | RET Only | 0 | 1000 sqft2 of floor space | Cap-kBTUh | 15 | DEER:HVAC_Chillers | 56100 | 13.1 | 0 | SWHC008-02 | 373.7 | 2023 | 133.05 | 2023 | 0 | 0 | SWHC008-02 | Com HVAC Pump VFD - Cold ¦ PG&E ¦ Cold | Com HVAC Pump VFD - Cold | 0.11253 | 1 | 0.32508 | CBSA 2014 | -8845.9917 | 2032 | 0.6 | SWHC008-02
COM-HVAC-78.29 | Com ¦ HVAC Pump Variable Frequency Drive (VFD) - Cold ¦ PG&E ¦ Cold | Com ¦ HVAC Pump Variable Frequency Drive (VFD) - Cold | PG&E ¦ Cold | PG&E | All | Electric | Variable Speed Drive on Chilled Water Pump (CHWP) or Condenser Water Pump (CWP) | Efficient |  |  | 0 | Conventional | HVAC | Com - Office (Large) | Com | RET Only | 0 | 1000 sqft2 of floor space | Cap-kBTUh | 15 | DEER:HVAC_Chillers | 55100 | 11.4 | 0 | SWHC008-02 | 373.7 | 2023 | 133.05 | 2023 | 0 | 0 | SWHC008-02 | Com HVAC Pump VFD - Cold ¦ PG&E ¦ Cold | Com HVAC Pump VFD - Cold | 0.27108 | 1 | 0.32508 | CBSA 2014 | -5479.7743 | 2032 | 0.6 | SWHC008-02
COM-HVAC-78.30 | Com ¦ HVAC Pump Variable Frequency Drive (VFD) - Cold ¦ PG&E ¦ Cold | Com ¦ HVAC Pump Variable Frequency Drive (VFD) - Cold | PG&E ¦ Cold | PG&E | All | Electric | Variable Speed Drive on Chilled Water Pump (CHWP) or Condenser Water Pump (CWP) | Efficient |  |  | 0 | Conventional | HVAC | Com - Office (Small) | Com | RET Only | 0 | 1000 sqft2 of floor space | Cap-kBTUh | 15 | DEER:HVAC_Chillers | 31400 | 7.06 | 0 | SWHC008-02 | 373.7 | 2023 | 133.05 | 2023 | 0 | 0 | SWHC008-02 | Com HVAC Pump VFD - Cold ¦ PG&E ¦ Cold | Com HVAC Pump VFD - Cold | 0.070806 | 1 | 0.32508 | CBSA 2014 | -1439.6283 | 2032 | 0.6 | SWHC008-02
COM-HVAC-78.31 | Com ¦ HVAC Pump Variable Frequency Drive (VFD) - Cold ¦ PG&E ¦ Cold | Com ¦ HVAC Pump Variable Frequency Drive (VFD) - Cold | PG&E ¦ Cold | PG&E | All | Electric | Variable Speed Drive on Chilled Water Pump (CHWP) or Condenser Water Pump (CWP) | Efficient |  |  | 0 | Conventional | HVAC | Com - Other | Com | RET Only | 0 | 1000 sqft2 of floor space | Cap-kBTUh | 15 | DEER:HVAC_Chillers | 0 | 0 | 0 | SWHC008-02 | 373.7 | 2023 | 133.05 | 2023 | 0 | 0 | SWHC008-02 | Com HVAC Pump VFD - Cold ¦ PG&E ¦ Cold | Com HVAC Pump VFD - Cold | 0.044383 | 1 | 0.32508 | CBSA 2014 | 0 | 2032 | 0.6 | SWHC008-02
COM-HVAC-78.32 | Com ¦ HVAC Pump Variable Frequency Drive (VFD) - Cold ¦ PG&E ¦ Cold | Com ¦ HVAC Pump Variable Frequency Drive (VFD) - Cold | PG&E ¦ Cold | PG&E | All | Electric | Variable Speed Drive on Chilled Water Pump (CHWP) or Condenser Water Pump (CWP) | Efficient |  |  | 0 | Conventional | HVAC | Com - Refrig. Warehouse | Com | RET Only | 0 | 1000 sqft2 of floor space | Cap-kBTUh | 15 | DEER:HVAC_Chillers | 0 | 0 | 0 | SWHC008-02 | 373.7 | 2023 | 133.05 | 2023 | 0 | 0 | SWHC008-02 | Com HVAC Pump VFD - Cold ¦ PG&E ¦ Cold | Com HVAC Pump VFD - Cold | 0.010581 | 1 | 0.32508 | CBSA 2014 | 0 | 2032 | 0.6 | SWHC008-02
COM-HVAC-78.33 | Com ¦ HVAC Pump Variable Frequency Drive (VFD) - Cold ¦ PG&E ¦ Cold | Com ¦ HVAC Pump Variable Frequency Drive (VFD) - Cold | PG&E ¦ Cold | PG&E | All | Electric | Variable Speed Drive on Chilled Water Pump (CHWP) or Condenser Water Pump (CWP) | Efficient |  |  | 0 | Conventional | HVAC | Com - Restaurant | Com | RET Only | 0 | 1000 sqft2 of floor space | Cap-kBTUh | 15 | DEER:HVAC_Chillers | 0 | 0 | 0 | SWHC008-02 | 373.7 | 2023 | 133.05 | 2023 | 0 | 0 | SWHC008-02 | Com HVAC Pump VFD - Cold ¦ PG&E ¦ Cold | Com HVAC Pump VFD - Cold | 0 | 1 | 0 | CBSA 2014 | 0 | 2032 | 0.6 | SWHC008-02
COM-HVAC-78.34 | Com ¦ HVAC Pump Variable Frequency Drive (VFD) - Cold ¦ PG&E ¦ Cold | Com ¦ HVAC Pump Variable Frequency Drive (VFD) - Cold | PG&E ¦ Cold | PG&E | All | Electric | Variable Speed Drive on Chilled Water Pump (CHWP) or Condenser Water Pump (CWP) | Efficient |  |  | 0 | Conventional | HVAC | Com - Retail | Com | RET Only | 0 | 1000 sqft2 of floor space | Cap-kBTUh | 15 | DEER:HVAC_Chillers | 73200 | 17.4 | 0 | SWHC008-02 | 373.7 | 2023 | 133.05 | 2023 | 0 | 0 | SWHC008-02 | Com HVAC Pump VFD - Cold ¦ PG&E ¦ Cold | Com HVAC Pump VFD - Cold | 0.011221 | 1 | 0.32508 | CBSA 2014 | -25716.4265 | 2032 | 0.6 | SWHC008-02
COM-HVAC-78.35 | Com ¦ HVAC Pump Variable Frequency Drive (VFD) - Cold ¦ PG&E ¦ Cold | Com ¦ HVAC Pump Variable Frequency Drive (VFD) - Cold | PG&E ¦ Cold | PG&E | All | Electric | Variable Speed Drive on Chilled Water Pump (CHWP) or Condenser Water Pump (CWP) | Efficient |  |  | 0 | Conventional | HVAC | Com - School | Com | RET Only | 0 | 1000 sqft2 of floor space | Cap-kBTUh | 15 | DEER:HVAC_Chillers | 44100 | 5.38 | 0 | SWHC008-02 | 373.7 | 2023 | 133.05 | 2023 | 0 | 0 | SWHC008-02 | Com HVAC Pump VFD - Cold ¦ PG&E ¦ Cold | Com HVAC Pump VFD - Cold | 0.21688 | 1 | 0.32508 | CBSA 2014 | -7260.892 | 2032 | 0.6 | SWHC008-02
COM-HVAC-78.36 | Com ¦ HVAC Pump Variable Frequency Drive (VFD) - Cold ¦ PG&E ¦ Cold | Com ¦ HVAC Pump Variable Frequency Drive (VFD) - Cold | PG&E ¦ Cold | PG&E | All | Electric | Variable Speed Drive on Chilled Water Pump (CHWP) or Condenser Water Pump (CWP) | Efficient |  |  | 0 | Conventional | HVAC | Com - Warehouse | Com | RET Only | 0 | 1000 sqft2 of floor space | Cap-kBTUh | 15 | DEER:HVAC_Chillers | 0 | 0 | 0 | SWHC008-02 | 373.7 | 2023 | 133.05 | 2023 | 0 | 0 | SWHC008-02 | Com HVAC Pump VFD - Cold ¦ PG&E ¦ Cold | Com HVAC Pump VFD - Cold | 0.010581 | 1 | 0.32508 | CBSA 2014 | 0 | 2032 | 0.6 | SWHC008-02
COM-HVAC-78.37 | Com ¦ HVAC Pump Variable Frequency Drive (VFD) - Marine ¦ SCE ¦ Marine | Com ¦ HVAC Pump Variable Frequency Drive (VFD) - Marine | SCE ¦ Marine | SCE | All | Electric | Variable Speed Drive on Chilled Water Pump (CHWP) or Condenser Water Pump (CWP) | Efficient |  |  | 0 | Conventional | HVAC | Com - College | Com | RET Only | 0 | 1000 sqft2 of floor space | Cap-kBTUh | 15 | DEER:HVAC_Chillers | 39918.3013 | 12.96 | 0 | SWHC008-02 | 373.7 | 2023 | 133.05 | 2023 | 0 | 0 | SWHC008-02 | Com HVAC Pump VFD - Marine ¦ SCE ¦ Marine | Com HVAC Pump VFD - Marine | 0.21688 | 1 | 0.32508 | CBSA 2014 | -3013.7536 | 2032 | 0.6 | SWHC008-02
COM-HVAC-78.38 | Com ¦ HVAC Pump Variable Frequency Drive (VFD) - Marine ¦ SCE ¦ Marine | Com ¦ HVAC Pump Variable Frequency Drive (VFD) - Marine | SCE ¦ Marine | SCE | All | Electric | Variable Speed Drive on Chilled Water Pump (CHWP) or Condenser Water Pump (CWP) | Efficient |  |  | 0 | Conventional | HVAC | Com - Grocery | Com | RET Only | 0 | 1000 sqft2 of floor space | Cap-kBTUh | 15 | DEER:HVAC_Chillers | 0 | 0 | 0 | SWHC008-02 | 373.7 | 2023 | 133.05 | 2023 | 0 | 0 | SWHC008-02 | Com HVAC Pump VFD - Marine ¦ SCE ¦ Marine | Com HVAC Pump VFD - Marine | 0.0017703 | 1 | 0.32508 | CBSA 2014 | 0 | 2032 | 0.6 | SWHC008-02
COM-HVAC-78.39 | Com ¦ HVAC Pump Variable Frequency Drive (VFD) - Marine ¦ SCE ¦ Marine | Com ¦ HVAC Pump Variable Frequency Drive (VFD) - Marine | SCE ¦ Marine | SCE | All | Electric | Variable Speed Drive on Chilled Water Pump (CHWP) or Condenser Water Pump (CWP) | Efficient |  |  | 0 | Conventional | HVAC | Com - Health | Com | RET Only | 0 | 1000 sqft2 of floor space | Cap-kBTUh | 15 | DEER:HVAC_Chillers | 69840.0256 | 12.852 | 0 | SWHC008-02 | 373.7 | 2023 | 133.05 | 2023 | 0 | 0 | SWHC008-02 | Com HVAC Pump VFD - Marine ¦ SCE ¦ Marine | Com HVAC Pump VFD - Marine | 0.13315 | 1 | 0.32508 | CBSA 2014 | -4570.0989 | 2032 | 0.6 | SWHC008-02
COM-HVAC-78.40 | Com ¦ HVAC Pump Variable Frequency Drive (VFD) - Marine ¦ SCE ¦ Marine | Com ¦ HVAC Pump Variable Frequency Drive (VFD) - Marine | SCE ¦ Marine | SCE | All | Electric | Variable Speed Drive on Chilled Water Pump (CHWP) or Condenser Water Pump (CWP) | Efficient |  |  | 0 | Conventional | HVAC | Com - Lodging | Com | RET Only | 0 | 1000 sqft2 of floor space | Cap-kBTUh | 15 | DEER:HVAC_Chillers | 51000 | 11.1 | 0 | SWHC008-02 | 373.7 | 2023 | 133.05 | 2023 | 0 | 0 | SWHC008-02 | Com HVAC Pump VFD - Marine ¦ SCE ¦ Marine | Com HVAC Pump VFD - Marine | 0.11253 | 1 | 0.32508 | CBSA 2014 | -8041.8106 | 2032 | 0.6 | SWHC008-02
COM-HVAC-78.41 | Com ¦ HVAC Pump Variable Frequency Drive (VFD) - Marine ¦ SCE ¦ Marine | Com ¦ HVAC Pump Variable Frequency Drive (VFD) - Marine | SCE ¦ Marine | SCE | All | Electric | Variable Speed Drive on Chilled Water Pump (CHWP) or Condenser Water Pump (CWP) | Efficient |  |  | 0 | Conventional | HVAC | Com - Office (Large) | Com | RET Only | 0 | 1000 sqft2 of floor space | Cap-kBTUh | 15 | DEER:HVAC_Chillers | 50300 | 9.07 | 0 | SWHC008-02 | 373.7 | 2023 | 133.05 | 2023 | 0 | 0 | SWHC008-02 | Com HVAC Pump VFD - Marine ¦ SCE ¦ Marine | Com HVAC Pump VFD - Marine | 0.27108 | 1 | 0.32508 | CBSA 2014 | -5002.4074 | 2032 | 0.6 | SWHC008-02
COM-HVAC-78.42 | Com ¦ HVAC Pump Variable Frequency Drive (VFD) - Marine ¦ SCE ¦ Marine | Com ¦ HVAC Pump Variable Frequency Drive (VFD) - Marine | SCE ¦ Marine | SCE | All | Electric | Variable Speed Drive on Chilled Water Pump (CHWP) or Condenser Water Pump (CWP) | Efficient |  |  | 0 | Conventional | HVAC | Com - Office (Small) | Com | RET Only | 0 | 1000 sqft2 of floor space | Cap-kBTUh | 15 | DEER:HVAC_Chillers | 36500 | 6.52 | 0 | SWHC008-02 | 373.7 | 2023 | 133.05 | 2023 | 0 | 0 | SWHC008-02 | Com HVAC Pump VFD - Marine ¦ SCE ¦ Marine | Com HVAC Pump VFD - Marine | 0.070806 | 1 | 0.32508 | CBSA 2014 | -1673.4532 | 2032 | 0.6 | SWHC008-02
COM-HVAC-78.43 | Com ¦ HVAC Pump Variable Frequency Drive (VFD) - Marine ¦ SCE ¦ Marine | Com ¦ HVAC Pump Variable Frequency Drive (VFD) - Marine | SCE ¦ Marine | SCE | All | Electric | Variable Speed Drive on Chilled Water Pump (CHWP) or Condenser Water Pump (CWP) | Efficient |  |  | 0 | Conventional | HVAC | Com - Other | Com | RET Only | 0 | 1000 sqft2 of floor space | Cap-kBTUh | 15 | DEER:HVAC_Chillers | 0 | 0 | 0 | SWHC008-02 | 373.7 | 2023 | 133.05 | 2023 | 0 | 0 | SWHC008-02 | Com HVAC Pump VFD - Marine ¦ SCE ¦ Marine | Com HVAC Pump VFD - Marine | 0.044383 | 1 | 0.32508 | CBSA 2014 | 0 | 2032 | 0.6 | SWHC008-02
COM-HVAC-78.44 | Com ¦ HVAC Pump Variable Frequency Drive (VFD) - Marine ¦ SCE ¦ Marine | Com ¦ HVAC Pump Variable Frequency Drive (VFD) - Marine | SCE ¦ Marine | SCE | All | Electric | Variable Speed Drive on Chilled Water Pump (CHWP) or Condenser Water Pump (CWP) | Efficient |  |  | 0 | Conventional | HVAC | Com - Refrig. Warehouse | Com | RET Only | 0 | 1000 sqft2 of floor space | Cap-kBTUh | 15 | DEER:HVAC_Chillers | 0 | 0 | 0 | SWHC008-02 | 373.7 | 2023 | 133.05 | 2023 | 0 | 0 | SWHC008-02 | Com HVAC Pump VFD - Marine ¦ SCE ¦ Marine | Com HVAC Pump VFD - Marine | 0.010581 | 1 | 0.32508 | CBSA 2014 | 0 | 2032 | 0.6 | SWHC008-02
COM-HVAC-78.45 | Com ¦ HVAC Pump Variable Frequency Drive (VFD) - Marine ¦ SCE ¦ Marine | Com ¦ HVAC Pump Variable Frequency Drive (VFD) - Marine | SCE ¦ Marine | SCE | All | Electric | Variable Speed Drive on Chilled Water Pump (CHWP) or Condenser Water Pump (CWP) | Efficient |  |  | 0 | Conventional | HVAC | Com - Restaurant | Com | RET Only | 0 | 1000 sqft2 of floor space | Cap-kBTUh | 15 | DEER:HVAC_Chillers | 0 | 0 | 0 | SWHC008-02 | 373.7 | 2023 | 133.05 | 2023 | 0 | 0 | SWHC008-02 | Com HVAC Pump VFD - Marine ¦ SCE ¦ Marine | Com HVAC Pump VFD - Marine | 0 | 1 | 0 | CBSA 2014 | 0 | 2032 | 0.6 | SWHC008-02
COM-HVAC-78.46 | Com ¦ HVAC Pump Variable Frequency Drive (VFD) - Marine ¦ SCE ¦ Marine | Com ¦ HVAC Pump Variable Frequency Drive (VFD) - Marine | SCE ¦ Marine | SCE | All | Electric | Variable Speed Drive on Chilled Water Pump (CHWP) or Condenser Water Pump (CWP) | Efficient |  |  | 0 | Conventional | HVAC | Com - Retail | Com | RET Only | 0 | 1000 sqft2 of floor space | Cap-kBTUh | 15 | DEER:HVAC_Chillers | 70500 | 16.8 | 0 | SWHC008-02 | 373.7 | 2023 | 133.05 | 2023 | 0 | 0 | SWHC008-02 | Com HVAC Pump VFD - Marine ¦ SCE ¦ Marine | Com HVAC Pump VFD - Marine | 0.011221 | 1 | 0.32508 | CBSA 2014 | -24767.8698 | 2032 | 0.6 | SWHC008-02
COM-HVAC-78.47 | Com ¦ HVAC Pump Variable Frequency Drive (VFD) - Marine ¦ SCE ¦ Marine | Com ¦ HVAC Pump Variable Frequency Drive (VFD) - Marine | SCE ¦ Marine | SCE | All | Electric | Variable Speed Drive on Chilled Water Pump (CHWP) or Condenser Water Pump (CWP) | Efficient |  |  | 0 | Conventional | HVAC | Com - School | Com | RET Only | 0 | 1000 sqft2 of floor space | Cap-kBTUh | 15 | DEER:HVAC_Chillers | 33200 | 7.52 | 0 | SWHC008-02 | 373.7 | 2023 | 133.05 | 2023 | 0 | 0 | SWHC008-02 | Com HVAC Pump VFD - Marine ¦ SCE ¦ Marine | Com HVAC Pump VFD - Marine | 0.21688 | 1 | 0.32508 | CBSA 2014 | -5466.2497 | 2032 | 0.6 | SWHC008-02
COM-HVAC-78.48 | Com ¦ HVAC Pump Variable Frequency Drive (VFD) - Marine ¦ SCE ¦ Marine | Com ¦ HVAC Pump Variable Frequency Drive (VFD) - Marine | SCE ¦ Marine | SCE | All | Electric | Variable Speed Drive on Chilled Water Pump (CHWP) or Condenser Water Pump (CWP) | Efficient |  |  | 0 | Conventional | HVAC | Com - Warehouse | Com | RET Only | 0 | 1000 sqft2 of floor space | Cap-kBTUh | 15 | DEER:HVAC_Chillers | 0 | 0 | 0 | SWHC008-02 | 373.7 | 2023 | 133.05 | 2023 | 0 | 0 | SWHC008-02 | Com HVAC Pump VFD - Marine ¦ SCE ¦ Marine | Com HVAC Pump VFD - Marine | 0.010581 | 1 | 0.32508 | CBSA 2014 | 0 | 2032 | 0.6 | SWHC008-02
COM-HVAC-78.49 | Com ¦ HVAC Pump Variable Frequency Drive (VFD) - Hot-Dry ¦ SCE ¦ Hot-Dry | Com ¦ HVAC Pump Variable Frequency Drive (VFD) - Hot-Dry | SCE ¦ Hot-Dry | SCE | All | Electric | Variable Speed Drive on Chilled Water Pump (CHWP) or Condenser Water Pump (CWP) | Efficient |  |  | 0 | Conventional | HVAC | Com - College | Com | RET Only | 0 | 1000 sqft2 of floor space | Cap-kBTUh | 15 | DEER:HVAC_Chillers | 33489.5727 | 12 | 0 | SWHC008-02 | 373.7 | 2023 | 133.05 | 2023 | 0 | 0 | SWHC008-02 | Com HVAC Pump VFD - Hot-Dry ¦ SCE ¦ Hot-Dry | Com HVAC Pump VFD - Hot-Dry | 0.21688 | 1 | 0.32508 | CBSA 2014 | -2528.3972 | 2032 | 0.6 | SWHC008-02
COM-HVAC-78.50 | Com ¦ HVAC Pump Variable Frequency Drive (VFD) - Hot-Dry ¦ SCE ¦ Hot-Dry | Com ¦ HVAC Pump Variable Frequency Drive (VFD) - Hot-Dry | SCE ¦ Hot-Dry | SCE | All | Electric | Variable Speed Drive on Chilled Water Pump (CHWP) or Condenser Water Pump (CWP) | Efficient |  |  | 0 | Conventional | HVAC | Com - Grocery | Com | RET Only | 0 | 1000 sqft2 of floor space | Cap-kBTUh | 15 | DEER:HVAC_Chillers | 0 | 0 | 0 | SWHC008-02 | 373.7 | 2023 | 133.05 | 2023 | 0 | 0 | SWHC008-02 | Com HVAC Pump VFD - Hot-Dry ¦ SCE ¦ Hot-Dry | Com HVAC Pump VFD - Hot-Dry | 0.0017703 | 1 | 0.32508 | CBSA 2014 | 0 | 2032 | 0.6 | SWHC008-02
COM-HVAC-78.51 | Com ¦ HVAC Pump Variable Frequency Drive (VFD) - Hot-Dry ¦ SCE ¦ Hot-Dry | Com ¦ HVAC Pump Variable Frequency Drive (VFD) - Hot-Dry | SCE ¦ Hot-Dry | SCE | All | Electric | Variable Speed Drive on Chilled Water Pump (CHWP) or Condenser Water Pump (CWP) | Efficient |  |  | 0 | Conventional | HVAC | Com - Health | Com | RET Only | 0 | 1000 sqft2 of floor space | Cap-kBTUh | 15 | DEER:HVAC_Chillers | 55707.7559 | 11.0256 | 0 | SWHC008-02 | 373.7 | 2023 | 133.05 | 2023 | 0 | 0 | SWHC008-02 | Com HVAC Pump VFD - Hot-Dry ¦ SCE ¦ Hot-Dry | Com HVAC Pump VFD - Hot-Dry | 0.13315 | 1 | 0.32508 | CBSA 2014 | -3645.3302 | 2032 | 0.6 | SWHC008-02
COM-HVAC-78.52 | Com ¦ HVAC Pump Variable Frequency Drive (VFD) - Hot-Dry ¦ SCE ¦ Hot-Dry | Com ¦ HVAC Pump Variable Frequency Drive (VFD) - Hot-Dry | SCE ¦ Hot-Dry | SCE | All | Electric | Variable Speed Drive on Chilled Water Pump (CHWP) or Condenser Water Pump (CWP) | Efficient |  |  | 0 | Conventional | HVAC | Com - Lodging | Com | RET Only | 0 | 1000 sqft2 of floor space | Cap-kBTUh | 15 | DEER:HVAC_Chillers | 36400 | 8.99 | 0 | SWHC008-02 | 373.7 | 2023 | 133.05 | 2023 | 0 | 0 | SWHC008-02 | Com HVAC Pump VFD - Hot-Dry ¦ SCE ¦ Hot-Dry | Com HVAC Pump VFD - Hot-Dry | 0.11253 | 1 | 0.32508 | CBSA 2014 | -5739.6452 | 2032 | 0.6 | SWHC008-02
COM-HVAC-78.53 | Com ¦ HVAC Pump Variable Frequency Drive (VFD) - Hot-Dry ¦ SCE ¦ Hot-Dry | Com ¦ HVAC Pump Variable Frequency Drive (VFD) - Hot-Dry | SCE ¦ Hot-Dry | SCE | All | Electric | Variable Speed Drive on Chilled Water Pump (CHWP) or Condenser Water Pump (CWP) | Efficient |  |  | 0 | Conventional | HVAC | Com - Office (Large) | Com | RET Only | 0 | 1000 sqft2 of floor space | Cap-kBTUh | 15 | DEER:HVAC_Chillers | 45300 | 9.05 | 0 | SWHC008-02 | 373.7 | 2023 | 133.05 | 2023 | 0 | 0 | SWHC008-02 | Com HVAC Pump VFD - Hot-Dry ¦ SCE ¦ Hot-Dry | Com HVAC Pump VFD - Hot-Dry | 0.27108 | 1 | 0.32508 | CBSA 2014 | -4505.1502 | 2032 | 0.6 | SWHC008-02
COM-HVAC-78.54 | Com ¦ HVAC Pump Variable Frequency Drive (VFD) - Hot-Dry ¦ SCE ¦ Hot-Dry | Com ¦ HVAC Pump Variable Frequency Drive (VFD) - Hot-Dry | SCE ¦ Hot-Dry | SCE | All | Electric | Variable Speed Drive on Chilled Water Pump (CHWP) or Condenser Water Pump (CWP) | Efficient |  |  | 0 | Conventional | HVAC | Com - Office (Small) | Com | RET Only | 0 | 1000 sqft2 of floor space | Cap-kBTUh | 15 | DEER:HVAC_Chillers | 32700 | 6.57 | 0 | SWHC008-02 | 373.7 | 2023 | 133.05 | 2023 | 0 | 0 | SWHC008-02 | Com HVAC Pump VFD - Hot-Dry ¦ SCE ¦ Hot-Dry | Com HVAC Pump VFD - Hot-Dry | 0.070806 | 1 | 0.32508 | CBSA 2014 | -1499.2307 | 2032 | 0.6 | SWHC008-02
COM-HVAC-78.55 | Com ¦ HVAC Pump Variable Frequency Drive (VFD) - Hot-Dry ¦ SCE ¦ Hot-Dry | Com ¦ HVAC Pump Variable Frequency Drive (VFD) - Hot-Dry | SCE ¦ Hot-Dry | SCE | All | Electric | Variable Speed Drive on Chilled Water Pump (CHWP) or Condenser Water Pump (CWP) | Efficient |  |  | 0 | Conventional | HVAC | Com - Other | Com | RET Only | 0 | 1000 sqft2 of floor space | Cap-kBTUh | 15 | DEER:HVAC_Chillers | 0 | 0 | 0 | SWHC008-02 | 373.7 | 2023 | 133.05 | 2023 | 0 | 0 | SWHC008-02 | Com HVAC Pump VFD - Hot-Dry ¦ SCE ¦ Hot-Dry | Com HVAC Pump VFD - Hot-Dry | 0.044383 | 1 | 0.32508 | CBSA 2014 | 0 | 2032 | 0.6 | SWHC008-02
COM-HVAC-78.56 | Com ¦ HVAC Pump Variable Frequency Drive (VFD) - Hot-Dry ¦ SCE ¦ Hot-Dry | Com ¦ HVAC Pump Variable Frequency Drive (VFD) - Hot-Dry | SCE ¦ Hot-Dry | SCE | All | Electric | Variable Speed Drive on Chilled Water Pump (CHWP) or Condenser Water Pump (CWP) | Efficient |  |  | 0 | Conventional | HVAC | Com - Refrig. Warehouse | Com | RET Only | 0 | 1000 sqft2 of floor space | Cap-kBTUh | 15 | DEER:HVAC_Chillers | 0 | 0 | 0 | SWHC008-02 | 373.7 | 2023 | 133.05 | 2023 | 0 | 0 | SWHC008-02 | Com HVAC Pump VFD - Hot-Dry ¦ SCE ¦ Hot-Dry | Com HVAC Pump VFD - Hot-Dry | 0.010581 | 1 | 0.32508 | CBSA 2014 | 0 | 2032 | 0.6 | SWHC008-02
COM-HVAC-78.57 | Com ¦ HVAC Pump Variable Frequency Drive (VFD) - Hot-Dry ¦ SCE ¦ Hot-Dry | Com ¦ HVAC Pump Variable Frequency Drive (VFD) - Hot-Dry | SCE ¦ Hot-Dry | SCE | All | Electric | Variable Speed Drive on Chilled Water Pump (CHWP) or Condenser Water Pump (CWP) | Efficient |  |  | 0 | Conventional | HVAC | Com - Restaurant | Com | RET Only | 0 | 1000 sqft2 of floor space | Cap-kBTUh | 15 | DEER:HVAC_Chillers | 0 | 0 | 0 | SWHC008-02 | 373.7 | 2023 | 133.05 | 2023 | 0 | 0 | SWHC008-02 | Com HVAC Pump VFD - Hot-Dry ¦ SCE ¦ Hot-Dry | Com HVAC Pump VFD - Hot-Dry | 0 | 1 | 0 | CBSA 2014 | 0 | 2032 | 0.6 | SWHC008-02
COM-HVAC-78.58 | Com ¦ HVAC Pump Variable Frequency Drive (VFD) - Hot-Dry ¦ SCE ¦ Hot-Dry | Com ¦ HVAC Pump Variable Frequency Drive (VFD) - Hot-Dry | SCE ¦ Hot-Dry | SCE | All | Electric | Variable Speed Drive on Chilled Water Pump (CHWP) or Condenser Water Pump (CWP) | Efficient |  |  | 0 | Conventional | HVAC | Com - Retail | Com | RET Only | 0 | 1000 sqft2 of floor space | Cap-kBTUh | 15 | DEER:HVAC_Chillers | 52700 | 13.3 | 0 | SWHC008-02 | 373.7 | 2023 | 133.05 | 2023 | 0 | 0 | SWHC008-02 | Com HVAC Pump VFD - Hot-Dry ¦ SCE ¦ Hot-Dry | Com HVAC Pump VFD - Hot-Dry | 0.011221 | 1 | 0.32508 | CBSA 2014 | -18514.4218 | 2032 | 0.6 | SWHC008-02
COM-HVAC-78.59 | Com ¦ HVAC Pump Variable Frequency Drive (VFD) - Hot-Dry ¦ SCE ¦ Hot-Dry | Com ¦ HVAC Pump Variable Frequency Drive (VFD) - Hot-Dry | SCE ¦ Hot-Dry | SCE | All | Electric | Variable Speed Drive on Chilled Water Pump (CHWP) or Condenser Water Pump (CWP) | Efficient |  |  | 0 | Conventional | HVAC | Com - School | Com | RET Only | 0 | 1000 sqft2 of floor space | Cap-kBTUh | 15 | DEER:HVAC_Chillers | 27200 | 7.3 | 0 | SWHC008-02 | 373.7 | 2023 | 133.05 | 2023 | 0 | 0 | SWHC008-02 | Com HVAC Pump VFD - Hot-Dry ¦ SCE ¦ Hot-Dry | Com HVAC Pump VFD - Hot-Dry | 0.21688 | 1 | 0.32508 | CBSA 2014 | -4478.3733 | 2032 | 0.6 | SWHC008-02
COM-HVAC-78.60 | Com ¦ HVAC Pump Variable Frequency Drive (VFD) - Hot-Dry ¦ SCE ¦ Hot-Dry | Com ¦ HVAC Pump Variable Frequency Drive (VFD) - Hot-Dry | SCE ¦ Hot-Dry | SCE | All | Electric | Variable Speed Drive on Chilled Water Pump (CHWP) or Condenser Water Pump (CWP) | Efficient |  |  | 0 | Conventional | HVAC | Com - Warehouse | Com | RET Only | 0 | 1000 sqft2 of floor space | Cap-kBTUh | 15 | DEER:HVAC_Chillers | 0 | 0 | 0 | SWHC008-02 | 373.7 | 2023 | 133.05 | 2023 | 0 | 0 | SWHC008-02 | Com HVAC Pump VFD - Hot-Dry ¦ SCE ¦ Hot-Dry | Com HVAC Pump VFD - Hot-Dry | 0.010581 | 1 | 0.32508 | CBSA 2014 | 0 | 2032 | 0.6 | SWHC008-02
COM-HVAC-78.61 | Com ¦ HVAC Pump Variable Frequency Drive (VFD) - Cold ¦ SCE ¦ Cold | Com ¦ HVAC Pump Variable Frequency Drive (VFD) - Cold | SCE ¦ Cold | SCE | All | Electric | Variable Speed Drive on Chilled Water Pump (CHWP) or Condenser Water Pump (CWP) | Efficient |  |  | 0 | Conventional | HVAC | Com - College | Com | RET Only | 0 | 1000 sqft2 of floor space | Cap-kBTUh | 15 | DEER:HVAC_Chillers | 52831.3355 | 12.2591 | 0 | SWHC008-02 | 373.7 | 2023 | 133.05 | 2023 | 0 | 0 | SWHC008-02 | Com HVAC Pump VFD - Cold ¦ SCE ¦ Cold | Com HVAC Pump VFD - Cold | 0.21688 | 1 | 0.32508 | CBSA 2014 | -3988.6624 | 2032 | 0.6 | SWHC008-02
COM-HVAC-78.62 | Com ¦ HVAC Pump Variable Frequency Drive (VFD) - Cold ¦ SCE ¦ Cold | Com ¦ HVAC Pump Variable Frequency Drive (VFD) - Cold | SCE ¦ Cold | SCE | All | Electric | Variable Speed Drive on Chilled Water Pump (CHWP) or Condenser Water Pump (CWP) | Efficient |  |  | 0 | Conventional | HVAC | Com - Grocery | Com | RET Only | 0 | 1000 sqft2 of floor space | Cap-kBTUh | 15 | DEER:HVAC_Chillers | 0 | 0 | 0 | SWHC008-02 | 373.7 | 2023 | 133.05 | 2023 | 0 | 0 | SWHC008-02 | Com HVAC Pump VFD - Cold ¦ SCE ¦ Cold | Com HVAC Pump VFD - Cold | 0.0017703 | 1 | 0.32508 | CBSA 2014 | 0 | 2032 | 0.6 | SWHC008-02
COM-HVAC-78.63 | Com ¦ HVAC Pump Variable Frequency Drive (VFD) - Cold ¦ SCE ¦ Cold | Com ¦ HVAC Pump Variable Frequency Drive (VFD) - Cold | SCE ¦ Cold | SCE | All | Electric | Variable Speed Drive on Chilled Water Pump (CHWP) or Condenser Water Pump (CWP) | Efficient |  |  | 0 | Conventional | HVAC | Com - Health | Com | RET Only | 0 | 1000 sqft2 of floor space | Cap-kBTUh | 15 | DEER:HVAC_Chillers | 69255.945 | 13.1262 | 0 | SWHC008-02 | 373.7 | 2023 | 133.05 | 2023 | 0 | 0 | SWHC008-02 | Com HVAC Pump VFD - Cold ¦ SCE ¦ Cold | Com HVAC Pump VFD - Cold | 0.13315 | 1 | 0.32508 | CBSA 2014 | -4531.8786 | 2032 | 0.6 | SWHC008-02
COM-HVAC-78.64 | Com ¦ HVAC Pump Variable Frequency Drive (VFD) - Cold ¦ SCE ¦ Cold | Com ¦ HVAC Pump Variable Frequency Drive (VFD) - Cold | SCE ¦ Cold | SCE | All | Electric | Variable Speed Drive on Chilled Water Pump (CHWP) or Condenser Water Pump (CWP) | Efficient |  |  | 0 | Conventional | HVAC | Com - Lodging | Com | RET Only | 0 | 1000 sqft2 of floor space | Cap-kBTUh | 15 | DEER:HVAC_Chillers | 56100 | 13.1 | 0 | SWHC008-02 | 373.7 | 2023 | 133.05 | 2023 | 0 | 0 | SWHC008-02 | Com HVAC Pump VFD - Cold ¦ SCE ¦ Cold | Com HVAC Pump VFD - Cold | 0.11253 | 1 | 0.32508 | CBSA 2014 | -8845.9917 | 2032 | 0.6 | SWHC008-02
COM-HVAC-78.65 | Com ¦ HVAC Pump Variable Frequency Drive (VFD) - Cold ¦ SCE ¦ Cold | Com ¦ HVAC Pump Variable Frequency Drive (VFD) - Cold | SCE ¦ Cold | SCE | All | Electric | Variable Speed Drive on Chilled Water Pump (CHWP) or Condenser Water Pump (CWP) | Efficient |  |  | 0 | Conventional | HVAC | Com - Office (Large) | Com | RET Only | 0 | 1000 sqft2 of floor space | Cap-kBTUh | 15 | DEER:HVAC_Chillers | 55100 | 11.4 | 0 | SWHC008-02 | 373.7 | 2023 | 133.05 | 2023 | 0 | 0 | SWHC008-02 | Com HVAC Pump VFD - Cold ¦ SCE ¦ Cold | Com HVAC Pump VFD - Cold | 0.27108 | 1 | 0.32508 | CBSA 2014 | -5479.7743 | 2032 | 0.6 | SWHC008-02
COM-HVAC-78.66 | Com ¦ HVAC Pump Variable Frequency Drive (VFD) - Cold ¦ SCE ¦ Cold | Com ¦ HVAC Pump Variable Frequency Drive (VFD) - Cold | SCE ¦ Cold | SCE | All | Electric | Variable Speed Drive on Chilled Water Pump (CHWP) or Condenser Water Pump (CWP) | Efficient |  |  | 0 | Conventional | HVAC | Com - Office (Small) | Com | RET Only | 0 | 1000 sqft2 of floor space | Cap-kBTUh | 15 | DEER:HVAC_Chillers | 31400 | 7.06 | 0 | SWHC008-02 | 373.7 | 2023 | 133.05 | 2023 | 0 | 0 | SWHC008-02 | Com HVAC Pump VFD - Cold ¦ SCE ¦ Cold | Com HVAC Pump VFD - Cold | 0.070806 | 1 | 0.32508 | CBSA 2014 | -1439.6283 | 2032 | 0.6 | SWHC008-02
COM-HVAC-78.67 | Com ¦ HVAC Pump Variable Frequency Drive (VFD) - Cold ¦ SCE ¦ Cold | Com ¦ HVAC Pump Variable Frequency Drive (VFD) - Cold | SCE ¦ Cold | SCE | All | Electric | Variable Speed Drive on Chilled Water Pump (CHWP) or Condenser Water Pump (CWP) | Efficient |  |  | 0 | Conventional | HVAC | Com - Other | Com | RET Only | 0 | 1000 sqft2 of floor space | Cap-kBTUh | 15 | DEER:HVAC_Chillers | 0 | 0 | 0 | SWHC008-02 | 373.7 | 2023 | 133.05 | 2023 | 0 | 0 | SWHC008-02 | Com HVAC Pump VFD - Cold ¦ SCE ¦ Cold | Com HVAC Pump VFD - Cold | 0.044383 | 1 | 0.32508 | CBSA 2014 | 0 | 2032 | 0.6 | SWHC008-02
COM-HVAC-78.68 | Com ¦ HVAC Pump Variable Frequency Drive (VFD) - Cold ¦ SCE ¦ Cold | Com ¦ HVAC Pump Variable Frequency Drive (VFD) - Cold | SCE ¦ Cold | SCE | All | Electric | Variable Speed Drive on Chilled Water Pump (CHWP) or Condenser Water Pump (CWP) | Efficient |  |  | 0 | Conventional | HVAC | Com - Refrig. Warehouse | Com | RET Only | 0 | 1000 sqft2 of floor space | Cap-kBTUh | 15 | DEER:HVAC_Chillers | 0 | 0 | 0 | SWHC008-02 | 373.7 | 2023 | 133.05 | 2023 | 0 | 0 | SWHC008-02 | Com HVAC Pump VFD - Cold ¦ SCE ¦ Cold | Com HVAC Pump VFD - Cold | 0.010581 | 1 | 0.32508 | CBSA 2014 | 0 | 2032 | 0.6 | SWHC008-02
COM-HVAC-78.69 | Com ¦ HVAC Pump Variable Frequency Drive (VFD) - Cold ¦ SCE ¦ Cold | Com ¦ HVAC Pump Variable Frequency Drive (VFD) - Cold | SCE ¦ Cold | SCE | All | Electric | Variable Speed Drive on Chilled Water Pump (CHWP) or Condenser Water Pump (CWP) | Efficient |  |  | 0 | Conventional | HVAC | Com - Restaurant | Com | RET Only | 0 | 1000 sqft2 of floor space | Cap-kBTUh | 15 | DEER:HVAC_Chillers | 0 | 0 | 0 | SWHC008-02 | 373.7 | 2023 | 133.05 | 2023 | 0 | 0 | SWHC008-02 | Com HVAC Pump VFD - Cold ¦ SCE ¦ Cold | Com HVAC Pump VFD - Cold | 0 | 1 | 0 | CBSA 2014 | 0 | 2032 | 0.6 | SWHC008-02
COM-HVAC-78.70 | Com ¦ HVAC Pump Variable Frequency Drive (VFD) - Cold ¦ SCE ¦ Cold | Com ¦ HVAC Pump Variable Frequency Drive (VFD) - Cold | SCE ¦ Cold | SCE | All | Electric | Variable Speed Drive on Chilled Water Pump (CHWP) or Condenser Water Pump (CWP) | Efficient |  |  | 0 | Conventional | HVAC | Com - Retail | Com | RET Only | 0 | 1000 sqft2 of floor space | Cap-kBTUh | 15 | DEER:HVAC_Chillers | 73200 | 17.4 | 0 | SWHC008-02 | 373.7 | 2023 | 133.05 | 2023 | 0 | 0 | SWHC008-02 | Com HVAC Pump VFD - Cold ¦ SCE ¦ Cold | Com HVAC Pump VFD - Cold | 0.011221 | 1 | 0.32508 | CBSA 2014 | -25716.4265 | 2032 | 0.6 | SWHC008-02
COM-HVAC-78.71 | Com ¦ HVAC Pump Variable Frequency Drive (VFD) - Cold ¦ SCE ¦ Cold | Com ¦ HVAC Pump Variable Frequency Drive (VFD) - Cold | SCE ¦ Cold | SCE | All | Electric | Variable Speed Drive on Chilled Water Pump (CHWP) or Condenser Water Pump (CWP) | Efficient |  |  | 0 | Conventional | HVAC | Com - School | Com | RET Only | 0 | 1000 sqft2 of floor space | Cap-kBTUh | 15 | DEER:HVAC_Chillers | 44100 | 5.38 | 0 | SWHC008-02 | 373.7 | 2023 | 133.05 | 2023 | 0 | 0 | SWHC008-02 | Com HVAC Pump VFD - Cold ¦ SCE ¦ Cold | Com HVAC Pump VFD - Cold | 0.21688 | 1 | 0.32508 | CBSA 2014 | -7260.892 | 2032 | 0.6 | SWHC008-02
COM-HVAC-78.72 | Com ¦ HVAC Pump Variable Frequency Drive (VFD) - Cold ¦ SCE ¦ Cold | Com ¦ HVAC Pump Variable Frequency Drive (VFD) - Cold | SCE ¦ Cold | SCE | All | Electric | Variable Speed Drive on Chilled Water Pump (CHWP) or Condenser Water Pump (CWP) | Efficient |  |  | 0 | Conventional | HVAC | Com - Warehouse | Com | RET Only | 0 | 1000 sqft2 of floor space | Cap-kBTUh | 15 | DEER:HVAC_Chillers | 0 | 0 | 0 | SWHC008-02 | 373.7 | 2023 | 133.05 | 2023 | 0 | 0 | SWHC008-02 | Com HVAC Pump VFD - Cold ¦ SCE ¦ Cold | Com HVAC Pump VFD - Cold | 0.010581 | 1 | 0.32508 | CBSA 2014 | 0 | 2032 | 0.6 | SWHC008-02
COM-HVAC-78.73 | Com ¦ HVAC Pump Variable Frequency Drive (VFD) - Marine ¦ SDG&E ¦ Marine | Com ¦ HVAC Pump Variable Frequency Drive (VFD) - Marine | SDG&E ¦ Marine | SDG&E | All | Electric | Variable Speed Drive on Chilled Water Pump (CHWP) or Condenser Water Pump (CWP) | Efficient |  |  | 0 | Conventional | HVAC | Com - College | Com | RET Only | 0 | 1000 sqft2 of floor space | Cap-kBTUh | 15 | DEER:HVAC_Chillers | 39918.3013 | 12.96 | 0 | SWHC008-02 | 373.7 | 2023 | 133.05 | 2023 | 0 | 0 | SWHC008-02 | Com HVAC Pump VFD - Marine ¦ SDG&E ¦ Marine | Com HVAC Pump VFD - Marine | 0.21688 | 1 | 0.32508 | CBSA 2014 | -3013.7536 | 2032 | 0.6 | SWHC008-02
COM-HVAC-78.74 | Com ¦ HVAC Pump Variable Frequency Drive (VFD) - Marine ¦ SDG&E ¦ Marine | Com ¦ HVAC Pump Variable Frequency Drive (VFD) - Marine | SDG&E ¦ Marine | SDG&E | All | Electric | Variable Speed Drive on Chilled Water Pump (CHWP) or Condenser Water Pump (CWP) | Efficient |  |  | 0 | Conventional | HVAC | Com - Grocery | Com | RET Only | 0 | 1000 sqft2 of floor space | Cap-kBTUh | 15 | DEER:HVAC_Chillers | 0 | 0 | 0 | SWHC008-02 | 373.7 | 2023 | 133.05 | 2023 | 0 | 0 | SWHC008-02 | Com HVAC Pump VFD - Marine ¦ SDG&E ¦ Marine | Com HVAC Pump VFD - Marine | 0.0017703 | 1 | 0.32508 | CBSA 2014 | 0 | 2032 | 0.6 | SWHC008-02
COM-HVAC-78.75 | Com ¦ HVAC Pump Variable Frequency Drive (VFD) - Marine ¦ SDG&E ¦ Marine | Com ¦ HVAC Pump Variable Frequency Drive (VFD) - Marine | SDG&E ¦ Marine | SDG&E | All | Electric | Variable Speed Drive on Chilled Water Pump (CHWP) or Condenser Water Pump (CWP) | Efficient |  |  | 0 | Conventional | HVAC | Com - Health | Com | RET Only | 0 | 1000 sqft2 of floor space | Cap-kBTUh | 15 | DEER:HVAC_Chillers | 69840.0256 | 12.852 | 0 | SWHC008-02 | 373.7 | 2023 | 133.05 | 2023 | 0 | 0 | SWHC008-02 | Com HVAC Pump VFD - Marine ¦ SDG&E ¦ Marine | Com HVAC Pump VFD - Marine | 0.13315 | 1 | 0.32508 | CBSA 2014 | -4570.0989 | 2032 | 0.6 | SWHC008-02
COM-HVAC-78.76 | Com ¦ HVAC Pump Variable Frequency Drive (VFD) - Marine ¦ SDG&E ¦ Marine | Com ¦ HVAC Pump Variable Frequency Drive (VFD) - Marine | SDG&E ¦ Marine | SDG&E | All | Electric | Variable Speed Drive on Chilled Water Pump (CHWP) or Condenser Water Pump (CWP) | Efficient |  |  | 0 | Conventional | HVAC | Com - Lodging | Com | RET Only | 0 | 1000 sqft2 of floor space | Cap-kBTUh | 15 | DEER:HVAC_Chillers | 51000 | 11.1 | 0 | SWHC008-02 | 373.7 | 2023 | 133.05 | 2023 | 0 | 0 | SWHC008-02 | Com HVAC Pump VFD - Marine ¦ SDG&E ¦ Marine | Com HVAC Pump VFD - Marine | 0.11253 | 1 | 0.32508 | CBSA 2014 | -8041.8106 | 2032 | 0.6 | SWHC008-02
COM-HVAC-78.77 | Com ¦ HVAC Pump Variable Frequency Drive (VFD) - Marine ¦ SDG&E ¦ Marine | Com ¦ HVAC Pump Variable Frequency Drive (VFD) - Marine | SDG&E ¦ Marine | SDG&E | All | Electric | Variable Speed Drive on Chilled Water Pump (CHWP) or Condenser Water Pump (CWP) | Efficient |  |  | 0 | Conventional | HVAC | Com - Office (Large) | Com | RET Only | 0 | 1000 sqft2 of floor space | Cap-kBTUh | 15 | DEER:HVAC_Chillers | 50300 | 9.07 | 0 | SWHC008-02 | 373.7 | 2023 | 133.05 | 2023 | 0 | 0 | SWHC008-02 | Com HVAC Pump VFD - Marine ¦ SDG&E ¦ Marine | Com HVAC Pump VFD - Marine | 0.27108 | 1 | 0.32508 | CBSA 2014 | -5002.4074 | 2032 | 0.6 | SWHC008-02
COM-HVAC-78.78 | Com ¦ HVAC Pump Variable Frequency Drive (VFD) - Marine ¦ SDG&E ¦ Marine | Com ¦ HVAC Pump Variable Frequency Drive (VFD) - Marine | SDG&E ¦ Marine | SDG&E | All | Electric | Variable Speed Drive on Chilled Water Pump (CHWP) or Condenser Water Pump (CWP) | Efficient |  |  | 0 | Conventional | HVAC | Com - Office (Small) | Com | RET Only | 0 | 1000 sqft2 of floor space | Cap-kBTUh | 15 | DEER:HVAC_Chillers | 36500 | 6.52 | 0 | SWHC008-02 | 373.7 | 2023 | 133.05 | 2023 | 0 | 0 | SWHC008-02 | Com HVAC Pump VFD - Marine ¦ SDG&E ¦ Marine | Com HVAC Pump VFD - Marine | 0.070806 | 1 | 0.32508 | CBSA 2014 | -1673.4532 | 2032 | 0.6 | SWHC008-02
COM-HVAC-78.79 | Com ¦ HVAC Pump Variable Frequency Drive (VFD) - Marine ¦ SDG&E ¦ Marine | Com ¦ HVAC Pump Variable Frequency Drive (VFD) - Marine | SDG&E ¦ Marine | SDG&E | All | Electric | Variable Speed Drive on Chilled Water Pump (CHWP) or Condenser Water Pump (CWP) | Efficient |  |  | 0 | Conventional | HVAC | Com - Other | Com | RET Only | 0 | 1000 sqft2 of floor space | Cap-kBTUh | 15 | DEER:HVAC_Chillers | 0 | 0 | 0 | SWHC008-02 | 373.7 | 2023 | 133.05 | 2023 | 0 | 0 | SWHC008-02 | Com HVAC Pump VFD - Marine ¦ SDG&E ¦ Marine | Com HVAC Pump VFD - Marine | 0.044383 | 1 | 0.32508 | CBSA 2014 | 0 | 2032 | 0.6 | SWHC008-02
COM-HVAC-78.80 | Com ¦ HVAC Pump Variable Frequency Drive (VFD) - Marine ¦ SDG&E ¦ Marine | Com ¦ HVAC Pump Variable Frequency Drive (VFD) - Marine | SDG&E ¦ Marine | SDG&E | All | Electric | Variable Speed Drive on Chilled Water Pump (CHWP) or Condenser Water Pump (CWP) | Efficient |  |  | 0 | Conventional | HVAC | Com - Refrig. Warehouse | Com | RET Only | 0 | 1000 sqft2 of floor space | Cap-kBTUh | 15 | DEER:HVAC_Chillers | 0 | 0 | 0 | SWHC008-02 | 373.7 | 2023 | 133.05 | 2023 | 0 | 0 | SWHC008-02 | Com HVAC Pump VFD - Marine ¦ SDG&E ¦ Marine | Com HVAC Pump VFD - Marine | 0.010581 | 1 | 0.32508 | CBSA 2014 | 0 | 2032 | 0.6 | SWHC008-02
COM-HVAC-78.81 | Com ¦ HVAC Pump Variable Frequency Drive (VFD) - Marine ¦ SDG&E ¦ Marine | Com ¦ HVAC Pump Variable Frequency Drive (VFD) - Marine | SDG&E ¦ Marine | SDG&E | All | Electric | Variable Speed Drive on Chilled Water Pump (CHWP) or Condenser Water Pump (CWP) | Efficient |  |  | 0 | Conventional | HVAC | Com - Restaurant | Com | RET Only | 0 | 1000 sqft2 of floor space | Cap-kBTUh | 15 | DEER:HVAC_Chillers | 0 | 0 | 0 | SWHC008-02 | 373.7 | 2023 | 133.05 | 2023 | 0 | 0 | SWHC008-02 | Com HVAC Pump VFD - Marine ¦ SDG&E ¦ Marine | Com HVAC Pump VFD - Marine | 0 | 1 | 0 | CBSA 2014 | 0 | 2032 | 0.6 | SWHC008-02
COM-HVAC-78.82 | Com ¦ HVAC Pump Variable Frequency Drive (VFD) - Marine ¦ SDG&E ¦ Marine | Com ¦ HVAC Pump Variable Frequency Drive (VFD) - Marine | SDG&E ¦ Marine | SDG&E | All | Electric | Variable Speed Drive on Chilled Water Pump (CHWP) or Condenser Water Pump (CWP) | Efficient |  |  | 0 | Conventional | HVAC | Com - Retail | Com | RET Only | 0 | 1000 sqft2 of floor space | Cap-kBTUh | 15 | DEER:HVAC_Chillers | 70500 | 16.8 | 0 | SWHC008-02 | 373.7 | 2023 | 133.05 | 2023 | 0 | 0 | SWHC008-02 | Com HVAC Pump VFD - Marine ¦ SDG&E ¦ Marine | Com HVAC Pump VFD - Marine | 0.011221 | 1 | 0.32508 | CBSA 2014 | -24767.8698 | 2032 | 0.6 | SWHC008-02
COM-HVAC-78.83 | Com ¦ HVAC Pump Variable Frequency Drive (VFD) - Marine ¦ SDG&E ¦ Marine | Com ¦ HVAC Pump Variable Frequency Drive (VFD) - Marine | SDG&E ¦ Marine | SDG&E | All | Electric | Variable Speed Drive on Chilled Water Pump (CHWP) or Condenser Water Pump (CWP) | Efficient |  |  | 0 | Conventional | HVAC | Com - School | Com | RET Only | 0 | 1000 sqft2 of floor space | Cap-kBTUh | 15 | DEER:HVAC_Chillers | 33200 | 7.52 | 0 | SWHC008-02 | 373.7 | 2023 | 133.05 | 2023 | 0 | 0 | SWHC008-02 | Com HVAC Pump VFD - Marine ¦ SDG&E ¦ Marine | Com HVAC Pump VFD - Marine | 0.21688 | 1 | 0.32508 | CBSA 2014 | -5466.2497 | 2032 | 0.6 | SWHC008-02
COM-HVAC-78.84 | Com ¦ HVAC Pump Variable Frequency Drive (VFD) - Marine ¦ SDG&E ¦ Marine | Com ¦ HVAC Pump Variable Frequency Drive (VFD) - Marine | SDG&E ¦ Marine | SDG&E | All | Electric | Variable Speed Drive on Chilled Water Pump (CHWP) or Condenser Water Pump (CWP) | Efficient |  |  | 0 | Conventional | HVAC | Com - Warehouse | Com | RET Only | 0 | 1000 sqft2 of floor space | Cap-kBTUh | 15 | DEER:HVAC_Chillers | 0 | 0 | 0 | SWHC008-02 | 373.7 | 2023 | 133.05 | 2023 | 0 | 0 | SWHC008-02 | Com HVAC Pump VFD - Marine ¦ SDG&E ¦ Marine | Com HVAC Pump VFD - Marine | 0.010581 | 1 | 0.32508 | CBSA 2014 | 0 | 2032 | 0.6 | SWHC008-02
COM-HVAC-78.85 | Com ¦ HVAC Pump Variable Frequency Drive (VFD) - Hot-Dry ¦ SDG&E ¦ Hot-Dry | Com ¦ HVAC Pump Variable Frequency Drive (VFD) - Hot-Dry | SDG&E ¦ Hot-Dry | SDG&E | All | Electric | Variable Speed Drive on Chilled Water Pump (CHWP) or Condenser Water Pump (CWP) | Efficient |  |  | 0 | Conventional | HVAC | Com - College | Com | RET Only | 0 | 1000 sqft2 of floor space | Cap-kBTUh | 15 | DEER:HVAC_Chillers | 39842.6496 | 12.4357 | 0 | SWHC008-02 | 373.7 | 2023 | 133.05 | 2023 | 0 | 0 | SWHC008-02 | Com HVAC Pump VFD - Hot-Dry ¦ SDG&E ¦ Hot-Dry | Com HVAC Pump VFD - Hot-Dry | 0.21688 | 1 | 0.32508 | CBSA 2014 | -3008.042 | 2032 | 0.6 | SWHC008-02
COM-HVAC-78.86 | Com ¦ HVAC Pump Variable Frequency Drive (VFD) - Hot-Dry ¦ SDG&E ¦ Hot-Dry | Com ¦ HVAC Pump Variable Frequency Drive (VFD) - Hot-Dry | SDG&E ¦ Hot-Dry | SDG&E | All | Electric | Variable Speed Drive on Chilled Water Pump (CHWP) or Condenser Water Pump (CWP) | Efficient |  |  | 0 | Conventional | HVAC | Com - Grocery | Com | RET Only | 0 | 1000 sqft2 of floor space | Cap-kBTUh | 15 | DEER:HVAC_Chillers | 0 | 0 | 0 | SWHC008-02 | 373.7 | 2023 | 133.05 | 2023 | 0 | 0 | SWHC008-02 | Com HVAC Pump VFD - Hot-Dry ¦ SDG&E ¦ Hot-Dry | Com HVAC Pump VFD - Hot-Dry | 0.0017703 | 1 | 0.32508 | CBSA 2014 | 0 | 2032 | 0.6 | SWHC008-02
COM-HVAC-78.87 | Com ¦ HVAC Pump Variable Frequency Drive (VFD) - Hot-Dry ¦ SDG&E ¦ Hot-Dry | Com ¦ HVAC Pump Variable Frequency Drive (VFD) - Hot-Dry | SDG&E ¦ Hot-Dry | SDG&E | All | Electric | Variable Speed Drive on Chilled Water Pump (CHWP) or Condenser Water Pump (CWP) | Efficient |  |  | 0 | Conventional | HVAC | Com - Health | Com | RET Only | 0 | 1000 sqft2 of floor space | Cap-kBTUh | 15 | DEER:HVAC_Chillers | 70485.3499 | 12.2103 | 0 | SWHC008-02 | 373.7 | 2023 | 133.05 | 2023 | 0 | 0 | SWHC008-02 | Com HVAC Pump VFD - Hot-Dry ¦ SDG&E ¦ Hot-Dry | Com HVAC Pump VFD - Hot-Dry | 0.13315 | 1 | 0.32508 | CBSA 2014 | -4612.3268 | 2032 | 0.6 | SWHC008-02
COM-HVAC-78.88 | Com ¦ HVAC Pump Variable Frequency Drive (VFD) - Hot-Dry ¦ SDG&E ¦ Hot-Dry | Com ¦ HVAC Pump Variable Frequency Drive (VFD) - Hot-Dry | SDG&E ¦ Hot-Dry | SDG&E | All | Electric | Variable Speed Drive on Chilled Water Pump (CHWP) or Condenser Water Pump (CWP) | Efficient |  |  | 0 | Conventional | HVAC | Com - Lodging | Com | RET Only | 0 | 1000 sqft2 of floor space | Cap-kBTUh | 15 | DEER:HVAC_Chillers | 51200 | 10 | 0 | SWHC008-02 | 373.7 | 2023 | 133.05 | 2023 | 0 | 0 | SWHC008-02 | Com HVAC Pump VFD - Hot-Dry ¦ SDG&E ¦ Hot-Dry | Com HVAC Pump VFD - Hot-Dry | 0.11253 | 1 | 0.32508 | CBSA 2014 | -8073.3472 | 2032 | 0.6 | SWHC008-02
COM-HVAC-78.89 | Com ¦ HVAC Pump Variable Frequency Drive (VFD) - Hot-Dry ¦ SDG&E ¦ Hot-Dry | Com ¦ HVAC Pump Variable Frequency Drive (VFD) - Hot-Dry | SDG&E ¦ Hot-Dry | SDG&E | All | Electric | Variable Speed Drive on Chilled Water Pump (CHWP) or Condenser Water Pump (CWP) | Efficient |  |  | 0 | Conventional | HVAC | Com - Office (Large) | Com | RET Only | 0 | 1000 sqft2 of floor space | Cap-kBTUh | 15 | DEER:HVAC_Chillers | 51300 | 8.64 | 0 | SWHC008-02 | 373.7 | 2023 | 133.05 | 2023 | 0 | 0 | SWHC008-02 | Com HVAC Pump VFD - Hot-Dry ¦ SDG&E ¦ Hot-Dry | Com HVAC Pump VFD - Hot-Dry | 0.27108 | 1 | 0.32508 | CBSA 2014 | -5101.8588 | 2032 | 0.6 | SWHC008-02
COM-HVAC-78.90 | Com ¦ HVAC Pump Variable Frequency Drive (VFD) - Hot-Dry ¦ SDG&E ¦ Hot-Dry | Com ¦ HVAC Pump Variable Frequency Drive (VFD) - Hot-Dry | SDG&E ¦ Hot-Dry | SDG&E | All | Electric | Variable Speed Drive on Chilled Water Pump (CHWP) or Condenser Water Pump (CWP) | Efficient |  |  | 0 | Conventional | HVAC | Com - Office (Small) | Com | RET Only | 0 | 1000 sqft2 of floor space | Cap-kBTUh | 15 | DEER:HVAC_Chillers | 36100 | 5.89 | 0 | SWHC008-02 | 373.7 | 2023 | 133.05 | 2023 | 0 | 0 | SWHC008-02 | Com HVAC Pump VFD - Hot-Dry ¦ SDG&E ¦ Hot-Dry | Com HVAC Pump VFD - Hot-Dry | 0.070806 | 1 | 0.32508 | CBSA 2014 | -1655.114 | 2032 | 0.6 | SWHC008-02
COM-HVAC-78.91 | Com ¦ HVAC Pump Variable Frequency Drive (VFD) - Hot-Dry ¦ SDG&E ¦ Hot-Dry | Com ¦ HVAC Pump Variable Frequency Drive (VFD) - Hot-Dry | SDG&E ¦ Hot-Dry | SDG&E | All | Electric | Variable Speed Drive on Chilled Water Pump (CHWP) or Condenser Water Pump (CWP) | Efficient |  |  | 0 | Conventional | HVAC | Com - Other | Com | RET Only | 0 | 1000 sqft2 of floor space | Cap-kBTUh | 15 | DEER:HVAC_Chillers | 0 | 0 | 0 | SWHC008-02 | 373.7 | 2023 | 133.05 | 2023 | 0 | 0 | SWHC008-02 | Com HVAC Pump VFD - Hot-Dry ¦ SDG&E ¦ Hot-Dry | Com HVAC Pump VFD - Hot-Dry | 0.044383 | 1 | 0.32508 | CBSA 2014 | 0 | 2032 | 0.6 | SWHC008-02
COM-HVAC-78.92 | Com ¦ HVAC Pump Variable Frequency Drive (VFD) - Hot-Dry ¦ SDG&E ¦ Hot-Dry | Com ¦ HVAC Pump Variable Frequency Drive (VFD) - Hot-Dry | SDG&E ¦ Hot-Dry | SDG&E | All | Electric | Variable Speed Drive on Chilled Water Pump (CHWP) or Condenser Water Pump (CWP) | Efficient |  |  | 0 | Conventional | HVAC | Com - Refrig. Warehouse | Com | RET Only | 0 | 1000 sqft2 of floor space | Cap-kBTUh | 15 | DEER:HVAC_Chillers | 0 | 0 | 0 | SWHC008-02 | 373.7 | 2023 | 133.05 | 2023 | 0 | 0 | SWHC008-02 | Com HVAC Pump VFD - Hot-Dry ¦ SDG&E ¦ Hot-Dry | Com HVAC Pump VFD - Hot-Dry | 0.010581 | 1 | 0.32508 | CBSA 2014 | 0 | 2032 | 0.6 | SWHC008-02
COM-HVAC-78.93 | Com ¦ HVAC Pump Variable Frequency Drive (VFD) - Hot-Dry ¦ SDG&E ¦ Hot-Dry | Com ¦ HVAC Pump Variable Frequency Drive (VFD) - Hot-Dry | SDG&E ¦ Hot-Dry | SDG&E | All | Electric | Variable Speed Drive on Chilled Water Pump (CHWP) or Condenser Water Pump (CWP) | Efficient |  |  | 0 | Conventional | HVAC | Com - Restaurant | Com | RET Only | 0 | 1000 sqft2 of floor space | Cap-kBTUh | 15 | DEER:HVAC_Chillers | 0 | 0 | 0 | SWHC008-02 | 373.7 | 2023 | 133.05 | 2023 | 0 | 0 | SWHC008-02 | Com HVAC Pump VFD - Hot-Dry ¦ SDG&E ¦ Hot-Dry | Com HVAC Pump VFD - Hot-Dry | 0 | 1 | 0 | CBSA 2014 | 0 | 2032 | 0.6 | SWHC008-02
COM-HVAC-78.94 | Com ¦ HVAC Pump Variable Frequency Drive (VFD) - Hot-Dry ¦ SDG&E ¦ Hot-Dry | Com ¦ HVAC Pump Variable Frequency Drive (VFD) - Hot-Dry | SDG&E ¦ Hot-Dry | SDG&E | All | Electric | Variable Speed Drive on Chilled Water Pump (CHWP) or Condenser Water Pump (CWP) | Efficient |  |  | 0 | Conventional | HVAC | Com - Retail | Com | RET Only | 0 | 1000 sqft2 of floor space | Cap-kBTUh | 15 | DEER:HVAC_Chillers | 70500 | 16.2 | 0 | SWHC008-02 | 373.7 | 2023 | 133.05 | 2023 | 0 | 0 | SWHC008-02 | Com HVAC Pump VFD - Hot-Dry ¦ SDG&E ¦ Hot-Dry | Com HVAC Pump VFD - Hot-Dry | 0.011221 | 1 | 0.32508 | CBSA 2014 | -24767.8698 | 2032 | 0.6 | SWHC008-02
COM-HVAC-78.95 | Com ¦ HVAC Pump Variable Frequency Drive (VFD) - Hot-Dry ¦ SDG&E ¦ Hot-Dry | Com ¦ HVAC Pump Variable Frequency Drive (VFD) - Hot-Dry | SDG&E ¦ Hot-Dry | SDG&E | All | Electric | Variable Speed Drive on Chilled Water Pump (CHWP) or Condenser Water Pump (CWP) | Efficient |  |  | 0 | Conventional | HVAC | Com - School | Com | RET Only | 0 | 1000 sqft2 of floor space | Cap-kBTUh | 15 | DEER:HVAC_Chillers | 33900 | 6.96 | 0 | SWHC008-02 | 373.7 | 2023 | 133.05 | 2023 | 0 | 0 | SWHC008-02 | Com HVAC Pump VFD - Hot-Dry ¦ SDG&E ¦ Hot-Dry | Com HVAC Pump VFD - Hot-Dry | 0.21688 | 1 | 0.32508 | CBSA 2014 | -5581.502 | 2032 | 0.6 | SWHC008-02
COM-HVAC-78.96 | Com ¦ HVAC Pump Variable Frequency Drive (VFD) - Hot-Dry ¦ SDG&E ¦ Hot-Dry | Com ¦ HVAC Pump Variable Frequency Drive (VFD) - Hot-Dry | SDG&E ¦ Hot-Dry | SDG&E | All | Electric | Variable Speed Drive on Chilled Water Pump (CHWP) or Condenser Water Pump (CWP) | Efficient |  |  | 0 | Conventional | HVAC | Com - Warehouse | Com | RET Only | 0 | 1000 sqft2 of floor space | Cap-kBTUh | 15 | DEER:HVAC_Chillers | 0 | 0 | 0 | SWHC008-02 | 373.7 | 2023 | 133.05 | 2023 | 0 | 0 | SWHC008-02 | Com HVAC Pump VFD - Hot-Dry ¦ SDG&E ¦ Hot-Dry | Com HVAC Pump VFD - Hot-Dry | 0.010581 | 1 | 0.32508 | CBSA 2014 | 0 | 2032 | 0.6 | SWHC008-02
COM-HVAC-79.1 | Com ¦ HVAC Fan with no VFD - Marine ¦ PG&E ¦ Marine | Com ¦ HVAC Fan with no VFD - Marine | PG&E ¦ Marine | PG&E | All | Electric | Damper controlled VAV | Average Existing and Code |  |  | 0 | Conventional | HVAC | Com - College | Com | RET Only | 0 | 1000 sqft2 of floor space | Cap-kBTUh | 15 | DEER:HVAC_Split-Package_AC | 1182.1741 | 0.27412 | -4.4143 | SWHC018-04 | 0 | 2022 | 0 | 2022 | 0 | 0 | SWHC018-04 | Com HVAC Fan VFD - Marine ¦ PG&E ¦ Marine | Com HVAC Fan VFD - Marine | 0.097588 | 1 | 0.50609 | CBSA 2014 | -74.6904 | 2012 | 0.6 | SWHC018-04
COM-HVAC-79.2 | Com ¦ HVAC Fan with no VFD - Marine ¦ PG&E ¦ Marine | Com ¦ HVAC Fan with no VFD - Marine | PG&E ¦ Marine | PG&E | All | Electric | Damper controlled VAV | Average Existing and Code |  |  | 0 | Conventional | HVAC | Com - Grocery | Com | RET Only | 0 | 1000 sqft2 of floor space | Cap-kBTUh | 15 | DEER:HVAC_Split-Package_AC | 1570 | 0.21 | -64.5 | SWHC018-04 | 0 | 2022 | 0 | 2022 | 0 | 0 | SWHC018-04 | Com HVAC Fan VFD - Marine ¦ PG&E ¦ Marine | Com HVAC Fan VFD - Marine | 0.0011938 | 1 | 0.50609 | CBSA 2014 | 63.1477 | 2012 | 0.6 | SWHC018-04
COM-HVAC-79.3 | Com ¦ HVAC Fan with no VFD - Marine ¦ PG&E ¦ Marine | Com ¦ HVAC Fan with no VFD - Marine | PG&E ¦ Marine | PG&E | All | Electric | Damper controlled VAV | Average Existing and Code |  |  | 0 | Conventional | HVAC | Com - Health | Com | RET Only | 0 | 1000 sqft2 of floor space | Cap-kBTUh | 15 | DEER:HVAC_Split-Package_AC | 1806.5459 | 0.266 | -7.0065 | SWHC018-04 | 0 | 2022 | 0 | 2022 | 0 | 0 | SWHC018-04 | Com HVAC Fan VFD - Marine ¦ PG&E ¦ Marine | Com HVAC Fan VFD - Marine | 0.09389 | 1 | 0.50609 | CBSA 2014 | -98.424 | 2012 | 0.6 | SWHC018-04
COM-HVAC-79.4 | Com ¦ HVAC Fan with no VFD - Marine ¦ PG&E ¦ Marine | Com ¦ HVAC Fan with no VFD - Marine | PG&E ¦ Marine | PG&E | All | Electric | Damper controlled VAV | Average Existing and Code |  |  | 0 | Conventional | HVAC | Com - Lodging | Com | RET Only | 0 | 1000 sqft2 of floor space | Cap-kBTUh | 15 | DEER:HVAC_Split-Package_AC | 1640 | 0.18 | -16.5 | SWHC018-04 | 0 | 2022 | 0 | 2022 | 0 | 0 | SWHC018-04 | Com HVAC Fan VFD - Marine ¦ PG&E ¦ Marine | Com HVAC Fan VFD - Marine | 0.026398 | 1 | 0.50609 | CBSA 2014 | -95.6066 | 2012 | 0.6 | SWHC018-04
COM-HVAC-79.5 | Com ¦ HVAC Fan with no VFD - Marine ¦ PG&E ¦ Marine | Com ¦ HVAC Fan with no VFD - Marine | PG&E ¦ Marine | PG&E | All | Electric | Damper controlled VAV | Average Existing and Code |  |  | 0 | Conventional | HVAC | Com - Office (Large) | Com | RET Only | 0 | 1000 sqft2 of floor space | Cap-kBTUh | 15 | DEER:HVAC_Split-Package_AC | 930 | 0.135 | -0.242 | SWHC018-04 | 0 | 2022 | 0 | 2022 | 0 | 0 | SWHC018-04 | Com HVAC Fan VFD - Marine ¦ PG&E ¦ Marine | Com HVAC Fan VFD - Marine | 0.19641 | 1 | 0.50609 | CBSA 2014 | -91.4031 | 2012 | 0.6 | SWHC018-04
COM-HVAC-79.6 | Com ¦ HVAC Fan with no VFD - Marine ¦ PG&E ¦ Marine | Com ¦ HVAC Fan with no VFD - Marine | PG&E ¦ Marine | PG&E | All | Electric | Damper controlled VAV | Average Existing and Code |  |  | 0 | Conventional | HVAC | Com - Office (Small) | Com | RET Only | 0 | 1000 sqft2 of floor space | Cap-kBTUh | 15 | DEER:HVAC_Split-Package_AC | 0 | 0 | 0 | SWHC018-04 | 0 | 2022 | 0 | 2022 | 0 | 0 | SWHC018-04 | Com HVAC Fan VFD - Marine ¦ PG&E ¦ Marine | Com HVAC Fan VFD - Marine | 0.041357 | 1 | 0.50609 | CBSA 2014 | 0 | 2012 | 0.6 | SWHC018-04
COM-HVAC-79.7 | Com ¦ HVAC Fan with no VFD - Marine ¦ PG&E ¦ Marine | Com ¦ HVAC Fan with no VFD - Marine | PG&E ¦ Marine | PG&E | All | Electric | Damper controlled VAV | Average Existing and Code |  |  | 0 | Conventional | HVAC | Com - Other | Com | RET Only | 0 | 1000 sqft2 of floor space | Cap-kBTUh | 15 | DEER:HVAC_Split-Package_AC | 0 | 0 | 0 | SWHC018-04 | 0 | 2022 | 0 | 2022 | 0 | 0 | SWHC018-04 | Com HVAC Fan VFD - Marine ¦ PG&E ¦ Marine | Com HVAC Fan VFD - Marine | 0.031297 | 1 | 0.50609 | CBSA 2014 | 0 | 2012 | 0.6 | SWHC018-04
COM-HVAC-79.8 | Com ¦ HVAC Fan with no VFD - Marine ¦ PG&E ¦ Marine | Com ¦ HVAC Fan with no VFD - Marine | PG&E ¦ Marine | PG&E | All | Electric | Damper controlled VAV | Average Existing and Code |  |  | 0 | Conventional | HVAC | Com - Refrig. Warehouse | Com | RET Only | 0 | 1000 sqft2 of floor space | Cap-kBTUh | 15 | DEER:HVAC_Split-Package_AC | 0 | 0 | 0 | SWHC018-04 | 0 | 2022 | 0 | 2022 | 0 | 0 | SWHC018-04 | Com HVAC Fan VFD - Marine ¦ PG&E ¦ Marine | Com HVAC Fan VFD - Marine | 0.0055537 | 1 | 0.50609 | CBSA 2014 | 0 | 2012 | 0.6 | SWHC018-04
COM-HVAC-79.9 | Com ¦ HVAC Fan with no VFD - Marine ¦ PG&E ¦ Marine | Com ¦ HVAC Fan with no VFD - Marine | PG&E ¦ Marine | PG&E | All | Electric | Damper controlled VAV | Average Existing and Code |  |  | 0 | Conventional | HVAC | Com - Restaurant | Com | RET Only | 0 | 1000 sqft2 of floor space | Cap-kBTUh | 15 | DEER:HVAC_Split-Package_AC | 0 | 0 | 0 | SWHC018-04 | 0 | 2022 | 0 | 2022 | 0 | 0 | SWHC018-04 | Com HVAC Fan VFD - Marine ¦ PG&E ¦ Marine | Com HVAC Fan VFD - Marine | 0.0024721 | 1 | 0.50609 | CBSA 2014 | 0 | 2012 | 0.6 | SWHC018-04
COM-HVAC-79.10 | Com ¦ HVAC Fan with no VFD - Marine ¦ PG&E ¦ Marine | Com ¦ HVAC Fan with no VFD - Marine | PG&E ¦ Marine | PG&E | All | Electric | Damper controlled VAV | Average Existing and Code |  |  | 0 | Conventional | HVAC | Com - Retail | Com | RET Only | 0 | 1000 sqft2 of floor space | Cap-kBTUh | 15 | DEER:HVAC_Split-Package_AC | 1270 | 0.254 | -4.37 | SWHC018-04 | 0 | 2022 | 0 | 2022 | 0 | 0 | SWHC018-04 | Com HVAC Fan VFD - Marine ¦ PG&E ¦ Marine | Com HVAC Fan VFD - Marine | 0.0037584 | 1 | 0.50609 | CBSA 2014 | -424.5803 | 2012 | 0.6 | SWHC018-04
COM-HVAC-79.11 | Com ¦ HVAC Fan with no VFD - Marine ¦ PG&E ¦ Marine | Com ¦ HVAC Fan with no VFD - Marine | PG&E ¦ Marine | PG&E | All | Electric | Damper controlled VAV | Average Existing and Code |  |  | 0 | Conventional | HVAC | Com - School | Com | RET Only | 0 | 1000 sqft2 of floor space | Cap-kBTUh | 15 | DEER:HVAC_Split-Package_AC | 1020 | 0.186 | -4.34 | SWHC018-04 | 0 | 2022 | 0 | 2022 | 0 | 0 | SWHC018-04 | Com HVAC Fan VFD - Marine ¦ PG&E ¦ Marine | Com HVAC Fan VFD - Marine | 0.097588 | 1 | 0.50609 | CBSA 2014 | -158.0232 | 2012 | 0.6 | SWHC018-04
COM-HVAC-79.12 | Com ¦ HVAC Fan with no VFD - Marine ¦ PG&E ¦ Marine | Com ¦ HVAC Fan with no VFD - Marine | PG&E ¦ Marine | PG&E | All | Electric | Damper controlled VAV | Average Existing and Code |  |  | 0 | Conventional | HVAC | Com - Warehouse | Com | RET Only | 0 | 1000 sqft2 of floor space | Cap-kBTUh | 15 | DEER:HVAC_Split-Package_AC | 0 | 0 | 0 | SWHC018-04 | 0 | 2022 | 0 | 2022 | 0 | 0 | SWHC018-04 | Com HVAC Fan VFD - Marine ¦ PG&E ¦ Marine | Com HVAC Fan VFD - Marine | 0.0055537 | 1 | 0.50609 | CBSA 2014 | 0 | 2012 | 0.6 | SWHC018-04
COM-HVAC-79.13 | Com ¦ HVAC Fan with no VFD - Hot-Dry ¦ PG&E ¦ Hot-Dry | Com ¦ HVAC Fan with no VFD - Hot-Dry | PG&E ¦ Hot-Dry | PG&E | All | Electric | Damper controlled VAV | Average Existing and Code |  |  | 0 | Conventional | HVAC | Com - College | Com | RET Only | 0 | 1000 sqft2 of floor space | Cap-kBTUh | 15 | DEER:HVAC_Split-Package_AC | 1274.0876 | 0.2758 | -5.1909 | SWHC018-04 | 0 | 2022 | 0 | 2022 | 0 | 0 | SWHC018-04 | Com HVAC Fan VFD - Hot-Dry ¦ PG&E ¦ Hot-Dry | Com HVAC Fan VFD - Hot-Dry | 0.097588 | 1 | 0.50609 | CBSA 2014 | -79.0682 | 2012 | 0.6 | SWHC018-04
COM-HVAC-79.14 | Com ¦ HVAC Fan with no VFD - Hot-Dry ¦ PG&E ¦ Hot-Dry | Com ¦ HVAC Fan with no VFD - Hot-Dry | PG&E ¦ Hot-Dry | PG&E | All | Electric | Damper controlled VAV | Average Existing and Code |  |  | 0 | Conventional | HVAC | Com - Grocery | Com | RET Only | 0 | 1000 sqft2 of floor space | Cap-kBTUh | 15 | DEER:HVAC_Split-Package_AC | 1710 | 0.235 | -55.7 | SWHC018-04 | 0 | 2022 | 0 | 2022 | 0 | 0 | SWHC018-04 | Com HVAC Fan VFD - Hot-Dry ¦ PG&E ¦ Hot-Dry | Com HVAC Fan VFD - Hot-Dry | 0.0011938 | 1 | 0.50609 | CBSA 2014 | 34.6088 | 2012 | 0.6 | SWHC018-04
COM-HVAC-79.15 | Com ¦ HVAC Fan with no VFD - Hot-Dry ¦ PG&E ¦ Hot-Dry | Com ¦ HVAC Fan with no VFD - Hot-Dry | PG&E ¦ Hot-Dry | PG&E | All | Electric | Damper controlled VAV | Average Existing and Code |  |  | 0 | Conventional | HVAC | Com - Health | Com | RET Only | 0 | 1000 sqft2 of floor space | Cap-kBTUh | 15 | DEER:HVAC_Split-Package_AC | 1862.0135 | 0.27816 | -10.9799 | SWHC018-04 | 0 | 2022 | 0 | 2022 | 0 | 0 | SWHC018-04 | Com HVAC Fan VFD - Hot-Dry ¦ PG&E ¦ Hot-Dry | Com HVAC Fan VFD - Hot-Dry | 0.09389 | 1 | 0.50609 | CBSA 2014 | -90.8305 | 2012 | 0.6 | SWHC018-04
COM-HVAC-79.16 | Com ¦ HVAC Fan with no VFD - Hot-Dry ¦ PG&E ¦ Hot-Dry | Com ¦ HVAC Fan with no VFD - Hot-Dry | PG&E ¦ Hot-Dry | PG&E | All | Electric | Damper controlled VAV | Average Existing and Code |  |  | 0 | Conventional | HVAC | Com - Lodging | Com | RET Only | 0 | 1000 sqft2 of floor space | Cap-kBTUh | 15 | DEER:HVAC_Split-Package_AC | 1720 | 0.126 | -16.9 | SWHC018-04 | 0 | 2022 | 0 | 2022 | 0 | 0 | SWHC018-04 | Com HVAC Fan VFD - Hot-Dry ¦ PG&E ¦ Hot-Dry | Com HVAC Fan VFD - Hot-Dry | 0.026398 | 1 | 0.50609 | CBSA 2014 | -104.2699 | 2012 | 0.6 | SWHC018-04
COM-HVAC-79.17 | Com ¦ HVAC Fan with no VFD - Hot-Dry ¦ PG&E ¦ Hot-Dry | Com ¦ HVAC Fan with no VFD - Hot-Dry | PG&E ¦ Hot-Dry | PG&E | All | Electric | Damper controlled VAV | Average Existing and Code |  |  | 0 | Conventional | HVAC | Com - Office (Large) | Com | RET Only | 0 | 1000 sqft2 of floor space | Cap-kBTUh | 15 | DEER:HVAC_Split-Package_AC | 953 | 0.191 | -0.7 | SWHC018-04 | 0 | 2022 | 0 | 2022 | 0 | 0 | SWHC018-04 | Com HVAC Fan VFD - Hot-Dry ¦ PG&E ¦ Hot-Dry | Com HVAC Fan VFD - Hot-Dry | 0.19641 | 1 | 0.50609 | CBSA 2014 | -91.6337 | 2012 | 0.6 | SWHC018-04
COM-HVAC-79.18 | Com ¦ HVAC Fan with no VFD - Hot-Dry ¦ PG&E ¦ Hot-Dry | Com ¦ HVAC Fan with no VFD - Hot-Dry | PG&E ¦ Hot-Dry | PG&E | All | Electric | Damper controlled VAV | Average Existing and Code |  |  | 0 | Conventional | HVAC | Com - Office (Small) | Com | RET Only | 0 | 1000 sqft2 of floor space | Cap-kBTUh | 15 | DEER:HVAC_Split-Package_AC | 0 | 0 | 0 | SWHC018-04 | 0 | 2022 | 0 | 2022 | 0 | 0 | SWHC018-04 | Com HVAC Fan VFD - Hot-Dry ¦ PG&E ¦ Hot-Dry | Com HVAC Fan VFD - Hot-Dry | 0.041357 | 1 | 0.50609 | CBSA 2014 | 0 | 2012 | 0.6 | SWHC018-04
COM-HVAC-79.19 | Com ¦ HVAC Fan with no VFD - Hot-Dry ¦ PG&E ¦ Hot-Dry | Com ¦ HVAC Fan with no VFD - Hot-Dry | PG&E ¦ Hot-Dry | PG&E | All | Electric | Damper controlled VAV | Average Existing and Code |  |  | 0 | Conventional | HVAC | Com - Other | Com | RET Only | 0 | 1000 sqft2 of floor space | Cap-kBTUh | 15 | DEER:HVAC_Split-Package_AC | 0 | 0 | 0 | SWHC018-04 | 0 | 2022 | 0 | 2022 | 0 | 0 | SWHC018-04 | Com HVAC Fan VFD - Hot-Dry ¦ PG&E ¦ Hot-Dry | Com HVAC Fan VFD - Hot-Dry | 0.031297 | 1 | 0.50609 | CBSA 2014 | 0 | 2012 | 0.6 | SWHC018-04
COM-HVAC-79.20 | Com ¦ HVAC Fan with no VFD - Hot-Dry ¦ PG&E ¦ Hot-Dry | Com ¦ HVAC Fan with no VFD - Hot-Dry | PG&E ¦ Hot-Dry | PG&E | All | Electric | Damper controlled VAV | Average Existing and Code |  |  | 0 | Conventional | HVAC | Com - Refrig. Warehouse | Com | RET Only | 0 | 1000 sqft2 of floor space | Cap-kBTUh | 15 | DEER:HVAC_Split-Package_AC | 0 | 0 | 0 | SWHC018-04 | 0 | 2022 | 0 | 2022 | 0 | 0 | SWHC018-04 | Com HVAC Fan VFD - Hot-Dry ¦ PG&E ¦ Hot-Dry | Com HVAC Fan VFD - Hot-Dry | 0.0055537 | 1 | 0.50609 | CBSA 2014 | 0 | 2012 | 0.6 | SWHC018-04
COM-HVAC-79.21 | Com ¦ HVAC Fan with no VFD - Hot-Dry ¦ PG&E ¦ Hot-Dry | Com ¦ HVAC Fan with no VFD - Hot-Dry | PG&E ¦ Hot-Dry | PG&E | All | Electric | Damper controlled VAV | Average Existing and Code |  |  | 0 | Conventional | HVAC | Com - Restaurant | Com | RET Only | 0 | 1000 sqft2 of floor space | Cap-kBTUh | 15 | DEER:HVAC_Split-Package_AC | 0 | 0 | 0 | SWHC018-04 | 0 | 2022 | 0 | 2022 | 0 | 0 | SWHC018-04 | Com HVAC Fan VFD - Hot-Dry ¦ PG&E ¦ Hot-Dry | Com HVAC Fan VFD - Hot-Dry | 0.0024721 | 1 | 0.50609 | CBSA 2014 | 0 | 2012 | 0.6 | SWHC018-04
COM-HVAC-79.22 | Com ¦ HVAC Fan with no VFD - Hot-Dry ¦ PG&E ¦ Hot-Dry | Com ¦ HVAC Fan with no VFD - Hot-Dry | PG&E ¦ Hot-Dry | PG&E | All | Electric | Damper controlled VAV | Average Existing and Code |  |  | 0 | Conventional | HVAC | Com - Retail | Com | RET Only | 0 | 1000 sqft2 of floor space | Cap-kBTUh | 15 | DEER:HVAC_Split-Package_AC | 1260 | 0.209 | -5.38 | SWHC018-04 | 0 | 2022 | 0 | 2022 | 0 | 0 | SWHC018-04 | Com HVAC Fan VFD - Hot-Dry ¦ PG&E ¦ Hot-Dry | Com HVAC Fan VFD - Hot-Dry | 0.0037584 | 1 | 0.50609 | CBSA 2014 | -416.0766 | 2012 | 0.6 | SWHC018-04
COM-HVAC-79.23 | Com ¦ HVAC Fan with no VFD - Hot-Dry ¦ PG&E ¦ Hot-Dry | Com ¦ HVAC Fan with no VFD - Hot-Dry | PG&E ¦ Hot-Dry | PG&E | All | Electric | Damper controlled VAV | Average Existing and Code |  |  | 0 | Conventional | HVAC | Com - School | Com | RET Only | 0 | 1000 sqft2 of floor space | Cap-kBTUh | 15 | DEER:HVAC_Split-Package_AC | 1120 | 0.24 | -5.31 | SWHC018-04 | 0 | 2022 | 0 | 2022 | 0 | 0 | SWHC018-04 | Com HVAC Fan VFD - Hot-Dry ¦ PG&E ¦ Hot-Dry | Com HVAC Fan VFD - Hot-Dry | 0.097588 | 1 | 0.50609 | CBSA 2014 | -172.2716 | 2012 | 0.6 | SWHC018-04
COM-HVAC-79.24 | Com ¦ HVAC Fan with no VFD - Hot-Dry ¦ PG&E ¦ Hot-Dry | Com ¦ HVAC Fan with no VFD - Hot-Dry | PG&E ¦ Hot-Dry | PG&E | All | Electric | Damper controlled VAV | Average Existing and Code |  |  | 0 | Conventional | HVAC | Com - Warehouse | Com | RET Only | 0 | 1000 sqft2 of floor space | Cap-kBTUh | 15 | DEER:HVAC_Split-Package_AC | 0 | 0 | 0 | SWHC018-04 | 0 | 2022 | 0 | 2022 | 0 | 0 | SWHC018-04 | Com HVAC Fan VFD - Hot-Dry ¦ PG&E ¦ Hot-Dry | Com HVAC Fan VFD - Hot-Dry | 0.0055537 | 1 | 0.50609 | CBSA 2014 | 0 | 2012 | 0.6 | SWHC018-04
COM-HVAC-79.25 | Com ¦ HVAC Fan with no VFD - Cold ¦ PG&E ¦ Cold | Com ¦ HVAC Fan with no VFD - Cold | PG&E ¦ Cold | PG&E | All | Electric | Damper controlled VAV | Average Existing and Code |  |  | 0 | Conventional | HVAC | Com - College | Com | RET Only | 0 | 1000 sqft2 of floor space | Cap-kBTUh | 15 | DEER:HVAC_Split-Package_AC | 1214.3483 | 0.19617 | -13.7513 | SWHC018-04 | 0 | 2022 | 0 | 2022 | 0 | 0 | SWHC018-04 | Com HVAC Fan VFD - Cold ¦ PG&E ¦ Cold | Com HVAC Fan VFD - Cold | 0.097588 | 1 | 0.50609 | CBSA 2014 | -46.3202 | 2012 | 0.6 | SWHC018-04
COM-HVAC-79.26 | Com ¦ HVAC Fan with no VFD - Cold ¦ PG&E ¦ Cold | Com ¦ HVAC Fan with no VFD - Cold | PG&E ¦ Cold | PG&E | All | Electric | Damper controlled VAV | Average Existing and Code |  |  | 0 | Conventional | HVAC | Com - Grocery | Com | RET Only | 0 | 1000 sqft2 of floor space | Cap-kBTUh | 15 | DEER:HVAC_Split-Package_AC | 1570 | 0.219 | -59.7 | SWHC018-04 | 0 | 2022 | 0 | 2022 | 0 | 0 | SWHC018-04 | Com HVAC Fan VFD - Cold ¦ PG&E ¦ Cold | Com HVAC Fan VFD - Cold | 0.0011938 | 1 | 0.50609 | CBSA 2014 | 51.8764 | 2012 | 0.6 | SWHC018-04
COM-HVAC-79.27 | Com ¦ HVAC Fan with no VFD - Cold ¦ PG&E ¦ Cold | Com ¦ HVAC Fan with no VFD - Cold | PG&E ¦ Cold | PG&E | All | Electric | Damper controlled VAV | Average Existing and Code |  |  | 0 | Conventional | HVAC | Com - Health | Com | RET Only | 0 | 1000 sqft2 of floor space | Cap-kBTUh | 15 | DEER:HVAC_Split-Package_AC | 1718.273 | 0.25999 | -24.0813 | SWHC018-04 | 0 | 2022 | 0 | 2022 | 0 | 0 | SWHC018-04 | Com HVAC Fan VFD - Cold ¦ PG&E ¦ Cold | Com HVAC Fan VFD - Cold | 0.09389 | 1 | 0.50609 | CBSA 2014 | -44.4185 | 2012 | 0.6 | SWHC018-04
COM-HVAC-79.28 | Com ¦ HVAC Fan with no VFD - Cold ¦ PG&E ¦ Cold | Com ¦ HVAC Fan with no VFD - Cold | PG&E ¦ Cold | PG&E | All | Electric | Damper controlled VAV | Average Existing and Code |  |  | 0 | Conventional | HVAC | Com - Lodging | Com | RET Only | 0 | 1000 sqft2 of floor space | Cap-kBTUh | 15 | DEER:HVAC_Split-Package_AC | 1430 | 0.125 | -26.7 | SWHC018-04 | 0 | 2022 | 0 | 2022 | 0 | 0 | SWHC018-04 | Com HVAC Fan VFD - Cold ¦ PG&E ¦ Cold | Com HVAC Fan VFD - Cold | 0.026398 | 1 | 0.50609 | CBSA 2014 | 38.2659 | 2012 | 0.6 | SWHC018-04
COM-HVAC-79.29 | Com ¦ HVAC Fan with no VFD - Cold ¦ PG&E ¦ Cold | Com ¦ HVAC Fan with no VFD - Cold | PG&E ¦ Cold | PG&E | All | Electric | Damper controlled VAV | Average Existing and Code |  |  | 0 | Conventional | HVAC | Com - Office (Large) | Com | RET Only | 0 | 1000 sqft2 of floor space | Cap-kBTUh | 15 | DEER:HVAC_Split-Package_AC | 880 | 0.157 | -5.26 | SWHC018-04 | 0 | 2022 | 0 | 2022 | 0 | 0 | SWHC018-04 | Com HVAC Fan VFD - Cold ¦ PG&E ¦ Cold | Com HVAC Fan VFD - Cold | 0.19641 | 1 | 0.50609 | CBSA 2014 | -63.8962 | 2012 | 0.6 | SWHC018-04
COM-HVAC-79.30 | Com ¦ HVAC Fan with no VFD - Cold ¦ PG&E ¦ Cold | Com ¦ HVAC Fan with no VFD - Cold | PG&E ¦ Cold | PG&E | All | Electric | Damper controlled VAV | Average Existing and Code |  |  | 0 | Conventional | HVAC | Com - Office (Small) | Com | RET Only | 0 | 1000 sqft2 of floor space | Cap-kBTUh | 15 | DEER:HVAC_Split-Package_AC | 0 | 0 | 0 | SWHC018-04 | 0 | 2022 | 0 | 2022 | 0 | 0 | SWHC018-04 | Com HVAC Fan VFD - Cold ¦ PG&E ¦ Cold | Com HVAC Fan VFD - Cold | 0.041357 | 1 | 0.50609 | CBSA 2014 | 0 | 2012 | 0.6 | SWHC018-04
COM-HVAC-79.31 | Com ¦ HVAC Fan with no VFD - Cold ¦ PG&E ¦ Cold | Com ¦ HVAC Fan with no VFD - Cold | PG&E ¦ Cold | PG&E | All | Electric | Damper controlled VAV | Average Existing and Code |  |  | 0 | Conventional | HVAC | Com - Other | Com | RET Only | 0 | 1000 sqft2 of floor space | Cap-kBTUh | 15 | DEER:HVAC_Split-Package_AC | 0 | 0 | 0 | SWHC018-04 | 0 | 2022 | 0 | 2022 | 0 | 0 | SWHC018-04 | Com HVAC Fan VFD - Cold ¦ PG&E ¦ Cold | Com HVAC Fan VFD - Cold | 0.031297 | 1 | 0.50609 | CBSA 2014 | 0 | 2012 | 0.6 | SWHC018-04
COM-HVAC-79.32 | Com ¦ HVAC Fan with no VFD - Cold ¦ PG&E ¦ Cold | Com ¦ HVAC Fan with no VFD - Cold | PG&E ¦ Cold | PG&E | All | Electric | Damper controlled VAV | Average Existing and Code |  |  | 0 | Conventional | HVAC | Com - Refrig. Warehouse | Com | RET Only | 0 | 1000 sqft2 of floor space | Cap-kBTUh | 15 | DEER:HVAC_Split-Package_AC | 0 | 0 | 0 | SWHC018-04 | 0 | 2022 | 0 | 2022 | 0 | 0 | SWHC018-04 | Com HVAC Fan VFD - Cold ¦ PG&E ¦ Cold | Com HVAC Fan VFD - Cold | 0.0055537 | 1 | 0.50609 | CBSA 2014 | 0 | 2012 | 0.6 | SWHC018-04
COM-HVAC-79.33 | Com ¦ HVAC Fan with no VFD - Cold ¦ PG&E ¦ Cold | Com ¦ HVAC Fan with no VFD - Cold | PG&E ¦ Cold | PG&E | All | Electric | Damper controlled VAV | Average Existing and Code |  |  | 0 | Conventional | HVAC | Com - Restaurant | Com | RET Only | 0 | 1000 sqft2 of floor space | Cap-kBTUh | 15 | DEER:HVAC_Split-Package_AC | 0 | 0 | 0 | SWHC018-04 | 0 | 2022 | 0 | 2022 | 0 | 0 | SWHC018-04 | Com HVAC Fan VFD - Cold ¦ PG&E ¦ Cold | Com HVAC Fan VFD - Cold | 0.0024721 | 1 | 0.50609 | CBSA 2014 | 0 | 2012 | 0.6 | SWHC018-04
COM-HVAC-79.34 | Com ¦ HVAC Fan with no VFD - Cold ¦ PG&E ¦ Cold | Com ¦ HVAC Fan with no VFD - Cold | PG&E ¦ Cold | PG&E | All | Electric | Damper controlled VAV | Average Existing and Code |  |  | 0 | Conventional | HVAC | Com - Retail | Com | RET Only | 0 | 1000 sqft2 of floor space | Cap-kBTUh | 15 | DEER:HVAC_Split-Package_AC | 1140 | 0.227 | -13.5 | SWHC018-04 | 0 | 2022 | 0 | 2022 | 0 | 0 | SWHC018-04 | Com HVAC Fan VFD - Cold ¦ PG&E ¦ Cold | Com HVAC Fan VFD - Cold | 0.0037584 | 1 | 0.50609 | CBSA 2014 | -333.7966 | 2012 | 0.6 | SWHC018-04
COM-HVAC-79.35 | Com ¦ HVAC Fan with no VFD - Cold ¦ PG&E ¦ Cold | Com ¦ HVAC Fan with no VFD - Cold | PG&E ¦ Cold | PG&E | All | Electric | Damper controlled VAV | Average Existing and Code |  |  | 0 | Conventional | HVAC | Com - School | Com | RET Only | 0 | 1000 sqft2 of floor space | Cap-kBTUh | 15 | DEER:HVAC_Split-Package_AC | 1080 | 0.195 | -12.7 | SWHC018-04 | 0 | 2022 | 0 | 2022 | 0 | 0 | SWHC018-04 | Com HVAC Fan VFD - Cold ¦ PG&E ¦ Cold | Com HVAC Fan VFD - Cold | 0.097588 | 1 | 0.50609 | CBSA 2014 | -148.8015 | 2012 | 0.6 | SWHC018-04
COM-HVAC-79.36 | Com ¦ HVAC Fan with no VFD - Cold ¦ PG&E ¦ Cold | Com ¦ HVAC Fan with no VFD - Cold | PG&E ¦ Cold | PG&E | All | Electric | Damper controlled VAV | Average Existing and Code |  |  | 0 | Conventional | HVAC | Com - Warehouse | Com | RET Only | 0 | 1000 sqft2 of floor space | Cap-kBTUh | 15 | DEER:HVAC_Split-Package_AC | 0 | 0 | 0 | SWHC018-04 | 0 | 2022 | 0 | 2022 | 0 | 0 | SWHC018-04 | Com HVAC Fan VFD - Cold ¦ PG&E ¦ Cold | Com HVAC Fan VFD - Cold | 0.0055537 | 1 | 0.50609 | CBSA 2014 | 0 | 2012 | 0.6 | SWHC018-04
COM-HVAC-79.37 | Com ¦ HVAC Fan with no VFD - Marine ¦ SCE ¦ Marine | Com ¦ HVAC Fan with no VFD - Marine | SCE ¦ Marine | SCE | All | Electric | Damper controlled VAV | Average Existing and Code |  |  | 0 | Conventional | HVAC | Com - College | Com | RET Only | 0 | 1000 sqft2 of floor space | Cap-kBTUh | 15 | DEER:HVAC_Split-Package_AC | 1299.2179 | 0.28663 | -1.2887 | SWHC018-04 | 0 | 2022 | 0 | 2022 | 0 | 0 | SWHC018-04 | Com HVAC Fan VFD - Marine ¦ SCE ¦ Marine | Com HVAC Fan VFD - Marine | 0.097588 | 1 | 0.50609 | CBSA 2014 | -93.8374 | 2012 | 0.6 | SWHC018-04
COM-HVAC-79.38 | Com ¦ HVAC Fan with no VFD - Marine ¦ SCE ¦ Marine | Com ¦ HVAC Fan with no VFD - Marine | SCE ¦ Marine | SCE | All | Electric | Damper controlled VAV | Average Existing and Code |  |  | 0 | Conventional | HVAC | Com - Grocery | Com | RET Only | 0 | 1000 sqft2 of floor space | Cap-kBTUh | 15 | DEER:HVAC_Split-Package_AC | 1670 | 0.216 | -54.9 | SWHC018-04 | 0 | 2022 | 0 | 2022 | 0 | 0 | SWHC018-04 | Com HVAC Fan VFD - Marine ¦ SCE ¦ Marine | Com HVAC Fan VFD - Marine | 0.0011938 | 1 | 0.50609 | CBSA 2014 | 34.9802 | 2012 | 0.6 | SWHC018-04
COM-HVAC-79.39 | Com ¦ HVAC Fan with no VFD - Marine ¦ SCE ¦ Marine | Com ¦ HVAC Fan with no VFD - Marine | SCE ¦ Marine | SCE | All | Electric | Damper controlled VAV | Average Existing and Code |  |  | 0 | Conventional | HVAC | Com - Health | Com | RET Only | 0 | 1000 sqft2 of floor space | Cap-kBTUh | 15 | DEER:HVAC_Split-Package_AC | 2087.4811 | 0.27071 | -2.4022 | SWHC018-04 | 0 | 2022 | 0 | 2022 | 0 | 0 | SWHC018-04 | Com HVAC Fan VFD - Marine ¦ SCE ¦ Marine | Com HVAC Fan VFD - Marine | 0.09389 | 1 | 0.50609 | CBSA 2014 | -129.8127 | 2012 | 0.6 | SWHC018-04
COM-HVAC-79.40 | Com ¦ HVAC Fan with no VFD - Marine ¦ SCE ¦ Marine | Com ¦ HVAC Fan with no VFD - Marine | SCE ¦ Marine | SCE | All | Electric | Damper controlled VAV | Average Existing and Code |  |  | 0 | Conventional | HVAC | Com - Lodging | Com | RET Only | 0 | 1000 sqft2 of floor space | Cap-kBTUh | 15 | DEER:HVAC_Split-Package_AC | 1880 | 0.227 | -6.63 | SWHC018-04 | 0 | 2022 | 0 | 2022 | 0 | 0 | SWHC018-04 | Com HVAC Fan VFD - Marine ¦ SCE ¦ Marine | Com HVAC Fan VFD - Marine | 0.026398 | 1 | 0.50609 | CBSA 2014 | -230.9497 | 2012 | 0.6 | SWHC018-04
COM-HVAC-79.41 | Com ¦ HVAC Fan with no VFD - Marine ¦ SCE ¦ Marine | Com ¦ HVAC Fan with no VFD - Marine | SCE ¦ Marine | SCE | All | Electric | Damper controlled VAV | Average Existing and Code |  |  | 0 | Conventional | HVAC | Com - Office (Large) | Com | RET Only | 0 | 1000 sqft2 of floor space | Cap-kBTUh | 15 | DEER:HVAC_Split-Package_AC | 1010 | 0.134 | -0.00343 | SWHC018-04 | 0 | 2022 | 0 | 2022 | 0 | 0 | SWHC018-04 | Com HVAC Fan VFD - Marine ¦ SCE ¦ Marine | Com HVAC Fan VFD - Marine | 0.19641 | 1 | 0.50609 | CBSA 2014 | -100.4305 | 2012 | 0.6 | SWHC018-04
COM-HVAC-79.42 | Com ¦ HVAC Fan with no VFD - Marine ¦ SCE ¦ Marine | Com ¦ HVAC Fan with no VFD - Marine | SCE ¦ Marine | SCE | All | Electric | Damper controlled VAV | Average Existing and Code |  |  | 0 | Conventional | HVAC | Com - Office (Small) | Com | RET Only | 0 | 1000 sqft2 of floor space | Cap-kBTUh | 15 | DEER:HVAC_Split-Package_AC | 0 | 0 | 0 | SWHC018-04 | 0 | 2022 | 0 | 2022 | 0 | 0 | SWHC018-04 | Com HVAC Fan VFD - Marine ¦ SCE ¦ Marine | Com HVAC Fan VFD - Marine | 0.041357 | 1 | 0.50609 | CBSA 2014 | 0 | 2012 | 0.6 | SWHC018-04
COM-HVAC-79.43 | Com ¦ HVAC Fan with no VFD - Marine ¦ SCE ¦ Marine | Com ¦ HVAC Fan with no VFD - Marine | SCE ¦ Marine | SCE | All | Electric | Damper controlled VAV | Average Existing and Code |  |  | 0 | Conventional | HVAC | Com - Other | Com | RET Only | 0 | 1000 sqft2 of floor space | Cap-kBTUh | 15 | DEER:HVAC_Split-Package_AC | 0 | 0 | 0 | SWHC018-04 | 0 | 2022 | 0 | 2022 | 0 | 0 | SWHC018-04 | Com HVAC Fan VFD - Marine ¦ SCE ¦ Marine | Com HVAC Fan VFD - Marine | 0.031297 | 1 | 0.50609 | CBSA 2014 | 0 | 2012 | 0.6 | SWHC018-04
COM-HVAC-79.44 | Com ¦ HVAC Fan with no VFD - Marine ¦ SCE ¦ Marine | Com ¦ HVAC Fan with no VFD - Marine | SCE ¦ Marine | SCE | All | Electric | Damper controlled VAV | Average Existing and Code |  |  | 0 | Conventional | HVAC | Com - Refrig. Warehouse | Com | RET Only | 0 | 1000 sqft2 of floor space | Cap-kBTUh | 15 | DEER:HVAC_Split-Package_AC | 0 | 0 | 0 | SWHC018-04 | 0 | 2022 | 0 | 2022 | 0 | 0 | SWHC018-04 | Com HVAC Fan VFD - Marine ¦ SCE ¦ Marine | Com HVAC Fan VFD - Marine | 0.0055537 | 1 | 0.50609 | CBSA 2014 | 0 | 2012 | 0.6 | SWHC018-04
COM-HVAC-79.45 | Com ¦ HVAC Fan with no VFD - Marine ¦ SCE ¦ Marine | Com ¦ HVAC Fan with no VFD - Marine | SCE ¦ Marine | SCE | All | Electric | Damper controlled VAV | Average Existing and Code |  |  | 0 | Conventional | HVAC | Com - Restaurant | Com | RET Only | 0 | 1000 sqft2 of floor space | Cap-kBTUh | 15 | DEER:HVAC_Split-Package_AC | 0 | 0 | 0 | SWHC018-04 | 0 | 2022 | 0 | 2022 | 0 | 0 | SWHC018-04 | Com HVAC Fan VFD - Marine ¦ SCE ¦ Marine | Com HVAC Fan VFD - Marine | 0.0024721 | 1 | 0.50609 | CBSA 2014 | 0 | 2012 | 0.6 | SWHC018-04
COM-HVAC-79.46 | Com ¦ HVAC Fan with no VFD - Marine ¦ SCE ¦ Marine | Com ¦ HVAC Fan with no VFD - Marine | SCE ¦ Marine | SCE | All | Electric | Damper controlled VAV | Average Existing and Code |  |  | 0 | Conventional | HVAC | Com - Retail | Com | RET Only | 0 | 1000 sqft2 of floor space | Cap-kBTUh | 15 | DEER:HVAC_Split-Package_AC | 1400 | 0.25 | -0.747 | SWHC018-04 | 0 | 2022 | 0 | 2022 | 0 | 0 | SWHC018-04 | Com HVAC Fan VFD - Marine ¦ SCE ¦ Marine | Com HVAC Fan VFD - Marine | 0.0037584 | 1 | 0.50609 | CBSA 2014 | -488.1532 | 2012 | 0.6 | SWHC018-04
COM-HVAC-79.47 | Com ¦ HVAC Fan with no VFD - Marine ¦ SCE ¦ Marine | Com ¦ HVAC Fan with no VFD - Marine | SCE ¦ Marine | SCE | All | Electric | Damper controlled VAV | Average Existing and Code |  |  | 0 | Conventional | HVAC | Com - School | Com | RET Only | 0 | 1000 sqft2 of floor space | Cap-kBTUh | 15 | DEER:HVAC_Split-Package_AC | 1150 | 0.222 | -1.56 | SWHC018-04 | 0 | 2022 | 0 | 2022 | 0 | 0 | SWHC018-04 | Com HVAC Fan VFD - Marine ¦ SCE ¦ Marine | Com HVAC Fan VFD - Marine | 0.097588 | 1 | 0.50609 | CBSA 2014 | -185.7788 | 2012 | 0.6 | SWHC018-04
COM-HVAC-79.48 | Com ¦ HVAC Fan with no VFD - Marine ¦ SCE ¦ Marine | Com ¦ HVAC Fan with no VFD - Marine | SCE ¦ Marine | SCE | All | Electric | Damper controlled VAV | Average Existing and Code |  |  | 0 | Conventional | HVAC | Com - Warehouse | Com | RET Only | 0 | 1000 sqft2 of floor space | Cap-kBTUh | 15 | DEER:HVAC_Split-Package_AC | 0 | 0 | 0 | SWHC018-04 | 0 | 2022 | 0 | 2022 | 0 | 0 | SWHC018-04 | Com HVAC Fan VFD - Marine ¦ SCE ¦ Marine | Com HVAC Fan VFD - Marine | 0.0055537 | 1 | 0.50609 | CBSA 2014 | 0 | 2012 | 0.6 | SWHC018-04
COM-HVAC-79.49 | Com ¦ HVAC Fan with no VFD - Hot-Dry ¦ SCE ¦ Hot-Dry | Com ¦ HVAC Fan with no VFD - Hot-Dry | SCE ¦ Hot-Dry | SCE | All | Electric | Damper controlled VAV | Average Existing and Code |  |  | 0 | Conventional | HVAC | Com - College | Com | RET Only | 0 | 1000 sqft2 of floor space | Cap-kBTUh | 15 | DEER:HVAC_Split-Package_AC | 1273.8269 | 0.26346 | -1.6363 | SWHC018-04 | 0 | 2022 | 0 | 2022 | 0 | 0 | SWHC018-04 | Com HVAC Fan VFD - Hot-Dry ¦ SCE ¦ Hot-Dry | Com HVAC Fan VFD - Hot-Dry | 0.097588 | 1 | 0.50609 | CBSA 2014 | -90.774 | 2012 | 0.6 | SWHC018-04
COM-HVAC-79.50 | Com ¦ HVAC Fan with no VFD - Hot-Dry ¦ SCE ¦ Hot-Dry | Com ¦ HVAC Fan with no VFD - Hot-Dry | SCE ¦ Hot-Dry | SCE | All | Electric | Damper controlled VAV | Average Existing and Code |  |  | 0 | Conventional | HVAC | Com - Grocery | Com | RET Only | 0 | 1000 sqft2 of floor space | Cap-kBTUh | 15 | DEER:HVAC_Split-Package_AC | 1730 | 0.235 | -50.7 | SWHC018-04 | 0 | 2022 | 0 | 2022 | 0 | 0 | SWHC018-04 | Com HVAC Fan VFD - Hot-Dry ¦ SCE ¦ Hot-Dry | Com HVAC Fan VFD - Hot-Dry | 0.0011938 | 1 | 0.50609 | CBSA 2014 | 21.7428 | 2012 | 0.6 | SWHC018-04
COM-HVAC-79.51 | Com ¦ HVAC Fan with no VFD - Hot-Dry ¦ SCE ¦ Hot-Dry | Com ¦ HVAC Fan with no VFD - Hot-Dry | SCE ¦ Hot-Dry | SCE | All | Electric | Damper controlled VAV | Average Existing and Code |  |  | 0 | Conventional | HVAC | Com - Health | Com | RET Only | 0 | 1000 sqft2 of floor space | Cap-kBTUh | 15 | DEER:HVAC_Split-Package_AC | 1987.4811 | 0.25519 | -3.6211 | SWHC018-04 | 0 | 2022 | 0 | 2022 | 0 | 0 | SWHC018-04 | Com HVAC Fan VFD - Hot-Dry ¦ SCE ¦ Hot-Dry | Com HVAC Fan VFD - Hot-Dry | 0.09389 | 1 | 0.50609 | CBSA 2014 | -119.8261 | 2012 | 0.6 | SWHC018-04
COM-HVAC-79.52 | Com ¦ HVAC Fan with no VFD - Hot-Dry ¦ SCE ¦ Hot-Dry | Com ¦ HVAC Fan with no VFD - Hot-Dry | SCE ¦ Hot-Dry | SCE | All | Electric | Damper controlled VAV | Average Existing and Code |  |  | 0 | Conventional | HVAC | Com - Lodging | Com | RET Only | 0 | 1000 sqft2 of floor space | Cap-kBTUh | 15 | DEER:HVAC_Split-Package_AC | 1980 | 0.214 | -8.31 | SWHC018-04 | 0 | 2022 | 0 | 2022 | 0 | 0 | SWHC018-04 | Com HVAC Fan VFD - Hot-Dry ¦ SCE ¦ Hot-Dry | Com HVAC Fan VFD - Hot-Dry | 0.026398 | 1 | 0.50609 | CBSA 2014 | -230.1224 | 2012 | 0.6 | SWHC018-04
COM-HVAC-79.53 | Com ¦ HVAC Fan with no VFD - Hot-Dry ¦ SCE ¦ Hot-Dry | Com ¦ HVAC Fan with no VFD - Hot-Dry | SCE ¦ Hot-Dry | SCE | All | Electric | Damper controlled VAV | Average Existing and Code |  |  | 0 | Conventional | HVAC | Com - Office (Large) | Com | RET Only | 0 | 1000 sqft2 of floor space | Cap-kBTUh | 15 | DEER:HVAC_Split-Package_AC | 1010 | 0.14 | -0.0264 | SWHC018-04 | 0 | 2022 | 0 | 2022 | 0 | 0 | SWHC018-04 | Com HVAC Fan VFD - Hot-Dry ¦ SCE ¦ Hot-Dry | Com HVAC Fan VFD - Hot-Dry | 0.19641 | 1 | 0.50609 | CBSA 2014 | -100.3274 | 2012 | 0.6 | SWHC018-04
COM-HVAC-79.54 | Com ¦ HVAC Fan with no VFD - Hot-Dry ¦ SCE ¦ Hot-Dry | Com ¦ HVAC Fan with no VFD - Hot-Dry | SCE ¦ Hot-Dry | SCE | All | Electric | Damper controlled VAV | Average Existing and Code |  |  | 0 | Conventional | HVAC | Com - Office (Small) | Com | RET Only | 0 | 1000 sqft2 of floor space | Cap-kBTUh | 15 | DEER:HVAC_Split-Package_AC | 0 | 0 | 0 | SWHC018-04 | 0 | 2022 | 0 | 2022 | 0 | 0 | SWHC018-04 | Com HVAC Fan VFD - Hot-Dry ¦ SCE ¦ Hot-Dry | Com HVAC Fan VFD - Hot-Dry | 0.041357 | 1 | 0.50609 | CBSA 2014 | 0 | 2012 | 0.6 | SWHC018-04
COM-HVAC-79.55 | Com ¦ HVAC Fan with no VFD - Hot-Dry ¦ SCE ¦ Hot-Dry | Com ¦ HVAC Fan with no VFD - Hot-Dry | SCE ¦ Hot-Dry | SCE | All | Electric | Damper controlled VAV | Average Existing and Code |  |  | 0 | Conventional | HVAC | Com - Other | Com | RET Only | 0 | 1000 sqft2 of floor space | Cap-kBTUh | 15 | DEER:HVAC_Split-Package_AC | 0 | 0 | 0 | SWHC018-04 | 0 | 2022 | 0 | 2022 | 0 | 0 | SWHC018-04 | Com HVAC Fan VFD - Hot-Dry ¦ SCE ¦ Hot-Dry | Com HVAC Fan VFD - Hot-Dry | 0.031297 | 1 | 0.50609 | CBSA 2014 | 0 | 2012 | 0.6 | SWHC018-04
COM-HVAC-79.56 | Com ¦ HVAC Fan with no VFD - Hot-Dry ¦ SCE ¦ Hot-Dry | Com ¦ HVAC Fan with no VFD - Hot-Dry | SCE ¦ Hot-Dry | SCE | All | Electric | Damper controlled VAV | Average Existing and Code |  |  | 0 | Conventional | HVAC | Com - Refrig. Warehouse | Com | RET Only | 0 | 1000 sqft2 of floor space | Cap-kBTUh | 15 | DEER:HVAC_Split-Package_AC | 0 | 0 | 0 | SWHC018-04 | 0 | 2022 | 0 | 2022 | 0 | 0 | SWHC018-04 | Com HVAC Fan VFD - Hot-Dry ¦ SCE ¦ Hot-Dry | Com HVAC Fan VFD - Hot-Dry | 0.0055537 | 1 | 0.50609 | CBSA 2014 | 0 | 2012 | 0.6 | SWHC018-04
COM-HVAC-79.57 | Com ¦ HVAC Fan with no VFD - Hot-Dry ¦ SCE ¦ Hot-Dry | Com ¦ HVAC Fan with no VFD - Hot-Dry | SCE ¦ Hot-Dry | SCE | All | Electric | Damper controlled VAV | Average Existing and Code |  |  | 0 | Conventional | HVAC | Com - Restaurant | Com | RET Only | 0 | 1000 sqft2 of floor space | Cap-kBTUh | 15 | DEER:HVAC_Split-Package_AC | 0 | 0 | 0 | SWHC018-04 | 0 | 2022 | 0 | 2022 | 0 | 0 | SWHC018-04 | Com HVAC Fan VFD - Hot-Dry ¦ SCE ¦ Hot-Dry | Com HVAC Fan VFD - Hot-Dry | 0.0024721 | 1 | 0.50609 | CBSA 2014 | 0 | 2012 | 0.6 | SWHC018-04
COM-HVAC-79.58 | Com ¦ HVAC Fan with no VFD - Hot-Dry ¦ SCE ¦ Hot-Dry | Com ¦ HVAC Fan with no VFD - Hot-Dry | SCE ¦ Hot-Dry | SCE | All | Electric | Damper controlled VAV | Average Existing and Code |  |  | 0 | Conventional | HVAC | Com - Retail | Com | RET Only | 0 | 1000 sqft2 of floor space | Cap-kBTUh | 15 | DEER:HVAC_Split-Package_AC | 1360 | 0.277 | -1.16 | SWHC018-04 | 0 | 2022 | 0 | 2022 | 0 | 0 | SWHC018-04 | Com HVAC Fan VFD - Hot-Dry ¦ SCE ¦ Hot-Dry | Com HVAC Fan VFD - Hot-Dry | 0.0037584 | 1 | 0.50609 | CBSA 2014 | -472.0598 | 2012 | 0.6 | SWHC018-04
COM-HVAC-79.59 | Com ¦ HVAC Fan with no VFD - Hot-Dry ¦ SCE ¦ Hot-Dry | Com ¦ HVAC Fan with no VFD - Hot-Dry | SCE ¦ Hot-Dry | SCE | All | Electric | Damper controlled VAV | Average Existing and Code |  |  | 0 | Conventional | HVAC | Com - School | Com | RET Only | 0 | 1000 sqft2 of floor space | Cap-kBTUh | 15 | DEER:HVAC_Split-Package_AC | 1210 | 0.203 | -1.91 | SWHC018-04 | 0 | 2022 | 0 | 2022 | 0 | 0 | SWHC018-04 | Com HVAC Fan VFD - Hot-Dry ¦ SCE ¦ Hot-Dry | Com HVAC Fan VFD - Hot-Dry | 0.097588 | 1 | 0.50609 | CBSA 2014 | -194.8579 | 2012 | 0.6 | SWHC018-04
COM-HVAC-79.60 | Com ¦ HVAC Fan with no VFD - Hot-Dry ¦ SCE ¦ Hot-Dry | Com ¦ HVAC Fan with no VFD - Hot-Dry | SCE ¦ Hot-Dry | SCE | All | Electric | Damper controlled VAV | Average Existing and Code |  |  | 0 | Conventional | HVAC | Com - Warehouse | Com | RET Only | 0 | 1000 sqft2 of floor space | Cap-kBTUh | 15 | DEER:HVAC_Split-Package_AC | 0 | 0 | 0 | SWHC018-04 | 0 | 2022 | 0 | 2022 | 0 | 0 | SWHC018-04 | Com HVAC Fan VFD - Hot-Dry ¦ SCE ¦ Hot-Dry | Com HVAC Fan VFD - Hot-Dry | 0.0055537 | 1 | 0.50609 | CBSA 2014 | 0 | 2012 | 0.6 | SWHC018-04
COM-HVAC-79.61 | Com ¦ HVAC Fan with no VFD - Cold ¦ SCE ¦ Cold | Com ¦ HVAC Fan with no VFD - Cold | SCE ¦ Cold | SCE | All | Electric | Damper controlled VAV | Average Existing and Code |  |  | 0 | Conventional | HVAC | Com - College | Com | RET Only | 0 | 1000 sqft2 of floor space | Cap-kBTUh | 15 | DEER:HVAC_Split-Package_AC | 1214.3483 | 0.19617 | -13.7513 | SWHC018-04 | 0 | 2022 | 0 | 2022 | 0 | 0 | SWHC018-04 | Com HVAC Fan VFD - Cold ¦ SCE ¦ Cold | Com HVAC Fan VFD - Cold | 0.097588 | 1 | 0.50609 | CBSA 2014 | -46.3202 | 2012 | 0.6 | SWHC018-04
COM-HVAC-79.62 | Com ¦ HVAC Fan with no VFD - Cold ¦ SCE ¦ Cold | Com ¦ HVAC Fan with no VFD - Cold | SCE ¦ Cold | SCE | All | Electric | Damper controlled VAV | Average Existing and Code |  |  | 0 | Conventional | HVAC | Com - Grocery | Com | RET Only | 0 | 1000 sqft2 of floor space | Cap-kBTUh | 15 | DEER:HVAC_Split-Package_AC | 1570 | 0.219 | -59.7 | SWHC018-04 | 0 | 2022 | 0 | 2022 | 0 | 0 | SWHC018-04 | Com HVAC Fan VFD - Cold ¦ SCE ¦ Cold | Com HVAC Fan VFD - Cold | 0.0011938 | 1 | 0.50609 | CBSA 2014 | 51.8764 | 2012 | 0.6 | SWHC018-04
COM-HVAC-79.63 | Com ¦ HVAC Fan with no VFD - Cold ¦ SCE ¦ Cold | Com ¦ HVAC Fan with no VFD - Cold | SCE ¦ Cold | SCE | All | Electric | Damper controlled VAV | Average Existing and Code |  |  | 0 | Conventional | HVAC | Com - Health | Com | RET Only | 0 | 1000 sqft2 of floor space | Cap-kBTUh | 15 | DEER:HVAC_Split-Package_AC | 1718.273 | 0.25999 | -24.0813 | SWHC018-04 | 0 | 2022 | 0 | 2022 | 0 | 0 | SWHC018-04 | Com HVAC Fan VFD - Cold ¦ SCE ¦ Cold | Com HVAC Fan VFD - Cold | 0.09389 | 1 | 0.50609 | CBSA 2014 | -44.4185 | 2012 | 0.6 | SWHC018-04
COM-HVAC-79.64 | Com ¦ HVAC Fan with no VFD - Cold ¦ SCE ¦ Cold | Com ¦ HVAC Fan with no VFD - Cold | SCE ¦ Cold | SCE | All | Electric | Damper controlled VAV | Average Existing and Code |  |  | 0 | Conventional | HVAC | Com - Lodging | Com | RET Only | 0 | 1000 sqft2 of floor space | Cap-kBTUh | 15 | DEER:HVAC_Split-Package_AC | 1430 | 0.125 | -26.7 | SWHC018-04 | 0 | 2022 | 0 | 2022 | 0 | 0 | SWHC018-04 | Com HVAC Fan VFD - Cold ¦ SCE ¦ Cold | Com HVAC Fan VFD - Cold | 0.026398 | 1 | 0.50609 | CBSA 2014 | 38.2659 | 2012 | 0.6 | SWHC018-04
COM-HVAC-79.65 | Com ¦ HVAC Fan with no VFD - Cold ¦ SCE ¦ Cold | Com ¦ HVAC Fan with no VFD - Cold | SCE ¦ Cold | SCE | All | Electric | Damper controlled VAV | Average Existing and Code |  |  | 0 | Conventional | HVAC | Com - Office (Large) | Com | RET Only | 0 | 1000 sqft2 of floor space | Cap-kBTUh | 15 | DEER:HVAC_Split-Package_AC | 880 | 0.157 | -5.26 | SWHC018-04 | 0 | 2022 | 0 | 2022 | 0 | 0 | SWHC018-04 | Com HVAC Fan VFD - Cold ¦ SCE ¦ Cold | Com HVAC Fan VFD - Cold | 0.19641 | 1 | 0.50609 | CBSA 2014 | -63.8962 | 2012 | 0.6 | SWHC018-04
COM-HVAC-79.66 | Com ¦ HVAC Fan with no VFD - Cold ¦ SCE ¦ Cold | Com ¦ HVAC Fan with no VFD - Cold | SCE ¦ Cold | SCE | All | Electric | Damper controlled VAV | Average Existing and Code |  |  | 0 | Conventional | HVAC | Com - Office (Small) | Com | RET Only | 0 | 1000 sqft2 of floor space | Cap-kBTUh | 15 | DEER:HVAC_Split-Package_AC | 0 | 0 | 0 | SWHC018-04 | 0 | 2022 | 0 | 2022 | 0 | 0 | SWHC018-04 | Com HVAC Fan VFD - Cold ¦ SCE ¦ Cold | Com HVAC Fan VFD - Cold | 0.041357 | 1 | 0.50609 | CBSA 2014 | 0 | 2012 | 0.6 | SWHC018-04
COM-HVAC-79.67 | Com ¦ HVAC Fan with no VFD - Cold ¦ SCE ¦ Cold | Com ¦ HVAC Fan with no VFD - Cold | SCE ¦ Cold | SCE | All | Electric | Damper controlled VAV | Average Existing and Code |  |  | 0 | Conventional | HVAC | Com - Other | Com | RET Only | 0 | 1000 sqft2 of floor space | Cap-kBTUh | 15 | DEER:HVAC_Split-Package_AC | 0 | 0 | 0 | SWHC018-04 | 0 | 2022 | 0 | 2022 | 0 | 0 | SWHC018-04 | Com HVAC Fan VFD - Cold ¦ SCE ¦ Cold | Com HVAC Fan VFD - Cold | 0.031297 | 1 | 0.50609 | CBSA 2014 | 0 | 2012 | 0.6 | SWHC018-04
COM-HVAC-79.68 | Com ¦ HVAC Fan with no VFD - Cold ¦ SCE ¦ Cold | Com ¦ HVAC Fan with no VFD - Cold | SCE ¦ Cold | SCE | All | Electric | Damper controlled VAV | Average Existing and Code |  |  | 0 | Conventional | HVAC | Com - Refrig. Warehouse | Com | RET Only | 0 | 1000 sqft2 of floor space | Cap-kBTUh | 15 | DEER:HVAC_Split-Package_AC | 0 | 0 | 0 | SWHC018-04 | 0 | 2022 | 0 | 2022 | 0 | 0 | SWHC018-04 | Com HVAC Fan VFD - Cold ¦ SCE ¦ Cold | Com HVAC Fan VFD - Cold | 0.0055537 | 1 | 0.50609 | CBSA 2014 | 0 | 2012 | 0.6 | SWHC018-04
COM-HVAC-79.69 | Com ¦ HVAC Fan with no VFD - Cold ¦ SCE ¦ Cold | Com ¦ HVAC Fan with no VFD - Cold | SCE ¦ Cold | SCE | All | Electric | Damper controlled VAV | Average Existing and Code |  |  | 0 | Conventional | HVAC | Com - Restaurant | Com | RET Only | 0 | 1000 sqft2 of floor space | Cap-kBTUh | 15 | DEER:HVAC_Split-Package_AC | 0 | 0 | 0 | SWHC018-04 | 0 | 2022 | 0 | 2022 | 0 | 0 | SWHC018-04 | Com HVAC Fan VFD - Cold ¦ SCE ¦ Cold | Com HVAC Fan VFD - Cold | 0.0024721 | 1 | 0.50609 | CBSA 2014 | 0 | 2012 | 0.6 | SWHC018-04
COM-HVAC-79.70 | Com ¦ HVAC Fan with no VFD - Cold ¦ SCE ¦ Cold | Com ¦ HVAC Fan with no VFD - Cold | SCE ¦ Cold | SCE | All | Electric | Damper controlled VAV | Average Existing and Code |  |  | 0 | Conventional | HVAC | Com - Retail | Com | RET Only | 0 | 1000 sqft2 of floor space | Cap-kBTUh | 15 | DEER:HVAC_Split-Package_AC | 1140 | 0.227 | -13.5 | SWHC018-04 | 0 | 2022 | 0 | 2022 | 0 | 0 | SWHC018-04 | Com HVAC Fan VFD - Cold ¦ SCE ¦ Cold | Com HVAC Fan VFD - Cold | 0.0037584 | 1 | 0.50609 | CBSA 2014 | -333.7966 | 2012 | 0.6 | SWHC018-04
COM-HVAC-79.71 | Com ¦ HVAC Fan with no VFD - Cold ¦ SCE ¦ Cold | Com ¦ HVAC Fan with no VFD - Cold | SCE ¦ Cold | SCE | All | Electric | Damper controlled VAV | Average Existing and Code |  |  | 0 | Conventional | HVAC | Com - School | Com | RET Only | 0 | 1000 sqft2 of floor space | Cap-kBTUh | 15 | DEER:HVAC_Split-Package_AC | 1080 | 0.195 | -12.7 | SWHC018-04 | 0 | 2022 | 0 | 2022 | 0 | 0 | SWHC018-04 | Com HVAC Fan VFD - Cold ¦ SCE ¦ Cold | Com HVAC Fan VFD - Cold | 0.097588 | 1 | 0.50609 | CBSA 2014 | -148.8015 | 2012 | 0.6 | SWHC018-04
COM-HVAC-79.72 | Com ¦ HVAC Fan with no VFD - Cold ¦ SCE ¦ Cold | Com ¦ HVAC Fan with no VFD - Cold | SCE ¦ Cold | SCE | All | Electric | Damper controlled VAV | Average Existing and Code |  |  | 0 | Conventional | HVAC | Com - Warehouse | Com | RET Only | 0 | 1000 sqft2 of floor space | Cap-kBTUh | 15 | DEER:HVAC_Split-Package_AC | 0 | 0 | 0 | SWHC018-04 | 0 | 2022 | 0 | 2022 | 0 | 0 | SWHC018-04 | Com HVAC Fan VFD - Cold ¦ SCE ¦ Cold | Com HVAC Fan VFD - Cold | 0.0055537 | 1 | 0.50609 | CBSA 2014 | 0 | 2012 | 0.6 | SWHC018-04
COM-HVAC-79.73 | Com ¦ HVAC Fan with no VFD - Marine ¦ SDG&E ¦ Marine | Com ¦ HVAC Fan with no VFD - Marine | SDG&E ¦ Marine | SDG&E | All | Electric | Damper controlled VAV | Average Existing and Code |  |  | 0 | Conventional | HVAC | Com - College | Com | RET Only | 0 | 1000 sqft2 of floor space | Cap-kBTUh | 15 | DEER:HVAC_Split-Package_AC | 1299.2179 | 0.28663 | -1.2887 | SWHC018-04 | 0 | 2022 | 0 | 2022 | 0 | 0 | SWHC018-04 | Com HVAC Fan VFD - Marine ¦ SDG&E ¦ Marine | Com HVAC Fan VFD - Marine | 0.097588 | 1 | 0.50609 | CBSA 2014 | -93.8374 | 2012 | 0.6 | SWHC018-04
COM-HVAC-79.74 | Com ¦ HVAC Fan with no VFD - Marine ¦ SDG&E ¦ Marine | Com ¦ HVAC Fan with no VFD - Marine | SDG&E ¦ Marine | SDG&E | All | Electric | Damper controlled VAV | Average Existing and Code |  |  | 0 | Conventional | HVAC | Com - Grocery | Com | RET Only | 0 | 1000 sqft2 of floor space | Cap-kBTUh | 15 | DEER:HVAC_Split-Package_AC | 1670 | 0.216 | -54.9 | SWHC018-04 | 0 | 2022 | 0 | 2022 | 0 | 0 | SWHC018-04 | Com HVAC Fan VFD - Marine ¦ SDG&E ¦ Marine | Com HVAC Fan VFD - Marine | 0.0011938 | 1 | 0.50609 | CBSA 2014 | 34.9802 | 2012 | 0.6 | SWHC018-04
COM-HVAC-79.75 | Com ¦ HVAC Fan with no VFD - Marine ¦ SDG&E ¦ Marine | Com ¦ HVAC Fan with no VFD - Marine | SDG&E ¦ Marine | SDG&E | All | Electric | Damper controlled VAV | Average Existing and Code |  |  | 0 | Conventional | HVAC | Com - Health | Com | RET Only | 0 | 1000 sqft2 of floor space | Cap-kBTUh | 15 | DEER:HVAC_Split-Package_AC | 2087.4811 | 0.27071 | -2.4022 | SWHC018-04 | 0 | 2022 | 0 | 2022 | 0 | 0 | SWHC018-04 | Com HVAC Fan VFD - Marine ¦ SDG&E ¦ Marine | Com HVAC Fan VFD - Marine | 0.09389 | 1 | 0.50609 | CBSA 2014 | -129.8127 | 2012 | 0.6 | SWHC018-04
COM-HVAC-79.76 | Com ¦ HVAC Fan with no VFD - Marine ¦ SDG&E ¦ Marine | Com ¦ HVAC Fan with no VFD - Marine | SDG&E ¦ Marine | SDG&E | All | Electric | Damper controlled VAV | Average Existing and Code |  |  | 0 | Conventional | HVAC | Com - Lodging | Com | RET Only | 0 | 1000 sqft2 of floor space | Cap-kBTUh | 15 | DEER:HVAC_Split-Package_AC | 1880 | 0.227 | -6.63 | SWHC018-04 | 0 | 2022 | 0 | 2022 | 0 | 0 | SWHC018-04 | Com HVAC Fan VFD - Marine ¦ SDG&E ¦ Marine | Com HVAC Fan VFD - Marine | 0.026398 | 1 | 0.50609 | CBSA 2014 | -230.9497 | 2012 | 0.6 | SWHC018-04
COM-HVAC-79.77 | Com ¦ HVAC Fan with no VFD - Marine ¦ SDG&E ¦ Marine | Com ¦ HVAC Fan with no VFD - Marine | SDG&E ¦ Marine | SDG&E | All | Electric | Damper controlled VAV | Average Existing and Code |  |  | 0 | Conventional | HVAC | Com - Office (Large) | Com | RET Only | 0 | 1000 sqft2 of floor space | Cap-kBTUh | 15 | DEER:HVAC_Split-Package_AC | 1010 | 0.134 | -0.00343 | SWHC018-04 | 0 | 2022 | 0 | 2022 | 0 | 0 | SWHC018-04 | Com HVAC Fan VFD - Marine ¦ SDG&E ¦ Marine | Com HVAC Fan VFD - Marine | 0.19641 | 1 | 0.50609 | CBSA 2014 | -100.4305 | 2012 | 0.6 | SWHC018-04
COM-HVAC-79.78 | Com ¦ HVAC Fan with no VFD - Marine ¦ SDG&E ¦ Marine | Com ¦ HVAC Fan with no VFD - Marine | SDG&E ¦ Marine | SDG&E | All | Electric | Damper controlled VAV | Average Existing and Code |  |  | 0 | Conventional | HVAC | Com - Office (Small) | Com | RET Only | 0 | 1000 sqft2 of floor space | Cap-kBTUh | 15 | DEER:HVAC_Split-Package_AC | 0 | 0 | 0 | SWHC018-04 | 0 | 2022 | 0 | 2022 | 0 | 0 | SWHC018-04 | Com HVAC Fan VFD - Marine ¦ SDG&E ¦ Marine | Com HVAC Fan VFD - Marine | 0.041357 | 1 | 0.50609 | CBSA 2014 | 0 | 2012 | 0.6 | SWHC018-04
COM-HVAC-79.79 | Com ¦ HVAC Fan with no VFD - Marine ¦ SDG&E ¦ Marine | Com ¦ HVAC Fan with no VFD - Marine | SDG&E ¦ Marine | SDG&E | All | Electric | Damper controlled VAV | Average Existing and Code |  |  | 0 | Conventional | HVAC | Com - Other | Com | RET Only | 0 | 1000 sqft2 of floor space | Cap-kBTUh | 15 | DEER:HVAC_Split-Package_AC | 0 | 0 | 0 | SWHC018-04 | 0 | 2022 | 0 | 2022 | 0 | 0 | SWHC018-04 | Com HVAC Fan VFD - Marine ¦ SDG&E ¦ Marine | Com HVAC Fan VFD - Marine | 0.031297 | 1 | 0.50609 | CBSA 2014 | 0 | 2012 | 0.6 | SWHC018-04
COM-HVAC-79.80 | Com ¦ HVAC Fan with no VFD - Marine ¦ SDG&E ¦ Marine | Com ¦ HVAC Fan with no VFD - Marine | SDG&E ¦ Marine | SDG&E | All | Electric | Damper controlled VAV | Average Existing and Code |  |  | 0 | Conventional | HVAC | Com - Refrig. Warehouse | Com | RET Only | 0 | 1000 sqft2 of floor space | Cap-kBTUh | 15 | DEER:HVAC_Split-Package_AC | 0 | 0 | 0 | SWHC018-04 | 0 | 2022 | 0 | 2022 | 0 | 0 | SWHC018-04 | Com HVAC Fan VFD - Marine ¦ SDG&E ¦ Marine | Com HVAC Fan VFD - Marine | 0.0055537 | 1 | 0.50609 | CBSA 2014 | 0 | 2012 | 0.6 | SWHC018-04
COM-HVAC-79.81 | Com ¦ HVAC Fan with no VFD - Marine ¦ SDG&E ¦ Marine | Com ¦ HVAC Fan with no VFD - Marine | SDG&E ¦ Marine | SDG&E | All | Electric | Damper controlled VAV | Average Existing and Code |  |  | 0 | Conventional | HVAC | Com - Restaurant | Com | RET Only | 0 | 1000 sqft2 of floor space | Cap-kBTUh | 15 | DEER:HVAC_Split-Package_AC | 0 | 0 | 0 | SWHC018-04 | 0 | 2022 | 0 | 2022 | 0 | 0 | SWHC018-04 | Com HVAC Fan VFD - Marine ¦ SDG&E ¦ Marine | Com HVAC Fan VFD - Marine | 0.0024721 | 1 | 0.50609 | CBSA 2014 | 0 | 2012 | 0.6 | SWHC018-04
COM-HVAC-79.82 | Com ¦ HVAC Fan with no VFD - Marine ¦ SDG&E ¦ Marine | Com ¦ HVAC Fan with no VFD - Marine | SDG&E ¦ Marine | SDG&E | All | Electric | Damper controlled VAV | Average Existing and Code |  |  | 0 | Conventional | HVAC | Com - Retail | Com | RET Only | 0 | 1000 sqft2 of floor space | Cap-kBTUh | 15 | DEER:HVAC_Split-Package_AC | 1400 | 0.25 | -0.747 | SWHC018-04 | 0 | 2022 | 0 | 2022 | 0 | 0 | SWHC018-04 | Com HVAC Fan VFD - Marine ¦ SDG&E ¦ Marine | Com HVAC Fan VFD - Marine | 0.0037584 | 1 | 0.50609 | CBSA 2014 | -488.1532 | 2012 | 0.6 | SWHC018-04
COM-HVAC-79.83 | Com ¦ HVAC Fan with no VFD - Marine ¦ SDG&E ¦ Marine | Com ¦ HVAC Fan with no VFD - Marine | SDG&E ¦ Marine | SDG&E | All | Electric | Damper controlled VAV | Average Existing and Code |  |  | 0 | Conventional | HVAC | Com - School | Com | RET Only | 0 | 1000 sqft2 of floor space | Cap-kBTUh | 15 | DEER:HVAC_Split-Package_AC | 1150 | 0.222 | -1.56 | SWHC018-04 | 0 | 2022 | 0 | 2022 | 0 | 0 | SWHC018-04 | Com HVAC Fan VFD - Marine ¦ SDG&E ¦ Marine | Com HVAC Fan VFD - Marine | 0.097588 | 1 | 0.50609 | CBSA 2014 | -185.7788 | 2012 | 0.6 | SWHC018-04
COM-HVAC-79.84 | Com ¦ HVAC Fan with no VFD - Marine ¦ SDG&E ¦ Marine | Com ¦ HVAC Fan with no VFD - Marine | SDG&E ¦ Marine | SDG&E | All | Electric | Damper controlled VAV | Average Existing and Code |  |  | 0 | Conventional | HVAC | Com - Warehouse | Com | RET Only | 0 | 1000 sqft2 of floor space | Cap-kBTUh | 15 | DEER:HVAC_Split-Package_AC | 0 | 0 | 0 | SWHC018-04 | 0 | 2022 | 0 | 2022 | 0 | 0 | SWHC018-04 | Com HVAC Fan VFD - Marine ¦ SDG&E ¦ Marine | Com HVAC Fan VFD - Marine | 0.0055537 | 1 | 0.50609 | CBSA 2014 | 0 | 2012 | 0.6 | SWHC018-04
COM-HVAC-79.85 | Com ¦ HVAC Fan with no VFD - Hot-Dry ¦ SDG&E ¦ Hot-Dry | Com ¦ HVAC Fan with no VFD - Hot-Dry | SDG&E ¦ Hot-Dry | SDG&E | All | Electric | Damper controlled VAV | Average Existing and Code |  |  | 0 | Conventional | HVAC | Com - College | Com | RET Only | 0 | 1000 sqft2 of floor space | Cap-kBTUh | 15 | DEER:HVAC_Split-Package_AC | 1266.7831 | 0.2977 | -0.81492 | SWHC018-04 | 0 | 2022 | 0 | 2022 | 0 | 0 | SWHC018-04 | Com HVAC Fan VFD - Hot-Dry ¦ SDG&E ¦ Hot-Dry | Com HVAC Fan VFD - Hot-Dry | 0.097588 | 1 | 0.50609 | CBSA 2014 | -92.9515 | 2012 | 0.6 | SWHC018-04
COM-HVAC-79.86 | Com ¦ HVAC Fan with no VFD - Hot-Dry ¦ SDG&E ¦ Hot-Dry | Com ¦ HVAC Fan with no VFD - Hot-Dry | SDG&E ¦ Hot-Dry | SDG&E | All | Electric | Damper controlled VAV | Average Existing and Code |  |  | 0 | Conventional | HVAC | Com - Grocery | Com | RET Only | 0 | 1000 sqft2 of floor space | Cap-kBTUh | 15 | DEER:HVAC_Split-Package_AC | 1640 | 0.211 | -55.9 | SWHC018-04 | 0 | 2022 | 0 | 2022 | 0 | 0 | SWHC018-04 | Com HVAC Fan VFD - Hot-Dry ¦ SDG&E ¦ Hot-Dry | Com HVAC Fan VFD - Hot-Dry | 0.0011938 | 1 | 0.50609 | CBSA 2014 | 39.0158 | 2012 | 0.6 | SWHC018-04
COM-HVAC-79.87 | Com ¦ HVAC Fan with no VFD - Hot-Dry ¦ SDG&E ¦ Hot-Dry | Com ¦ HVAC Fan with no VFD - Hot-Dry | SDG&E ¦ Hot-Dry | SDG&E | All | Electric | Damper controlled VAV | Average Existing and Code |  |  | 0 | Conventional | HVAC | Com - Health | Com | RET Only | 0 | 1000 sqft2 of floor space | Cap-kBTUh | 15 | DEER:HVAC_Split-Package_AC | 2031.0784 | 0.28627 | -1.1069 | SWHC018-04 | 0 | 2022 | 0 | 2022 | 0 | 0 | SWHC018-04 | Com HVAC Fan VFD - Hot-Dry ¦ SDG&E ¦ Hot-Dry | Com HVAC Fan VFD - Hot-Dry | 0.09389 | 1 | 0.50609 | CBSA 2014 | -129.7806 | 2012 | 0.6 | SWHC018-04
COM-HVAC-79.88 | Com ¦ HVAC Fan with no VFD - Hot-Dry ¦ SDG&E ¦ Hot-Dry | Com ¦ HVAC Fan with no VFD - Hot-Dry | SDG&E ¦ Hot-Dry | SDG&E | All | Electric | Damper controlled VAV | Average Existing and Code |  |  | 0 | Conventional | HVAC | Com - Lodging | Com | RET Only | 0 | 1000 sqft2 of floor space | Cap-kBTUh | 15 | DEER:HVAC_Split-Package_AC | 1780 | 0.24 | -4.83 | SWHC018-04 | 0 | 2022 | 0 | 2022 | 0 | 0 | SWHC018-04 | Com HVAC Fan VFD - Hot-Dry ¦ SDG&E ¦ Hot-Dry | Com HVAC Fan VFD - Hot-Dry | 0.026398 | 1 | 0.50609 | CBSA 2014 | -232.9625 | 2012 | 0.6 | SWHC018-04
COM-HVAC-79.89 | Com ¦ HVAC Fan with no VFD - Hot-Dry ¦ SDG&E ¦ Hot-Dry | Com ¦ HVAC Fan with no VFD - Hot-Dry | SDG&E ¦ Hot-Dry | SDG&E | All | Electric | Damper controlled VAV | Average Existing and Code |  |  | 0 | Conventional | HVAC | Com - Office (Large) | Com | RET Only | 0 | 1000 sqft2 of floor space | Cap-kBTUh | 15 | DEER:HVAC_Split-Package_AC | 988 | 0.104 | 0.0126 | SWHC018-04 | 0 | 2022 | 0 | 2022 | 0 | 0 | SWHC018-04 | Com HVAC Fan VFD - Hot-Dry ¦ SDG&E ¦ Hot-Dry | Com HVAC Fan VFD - Hot-Dry | 0.19641 | 1 | 0.50609 | CBSA 2014 | -98.3146 | 2012 | 0.6 | SWHC018-04
COM-HVAC-79.90 | Com ¦ HVAC Fan with no VFD - Hot-Dry ¦ SDG&E ¦ Hot-Dry | Com ¦ HVAC Fan with no VFD - Hot-Dry | SDG&E ¦ Hot-Dry | SDG&E | All | Electric | Damper controlled VAV | Average Existing and Code |  |  | 0 | Conventional | HVAC | Com - Office (Small) | Com | RET Only | 0 | 1000 sqft2 of floor space | Cap-kBTUh | 15 | DEER:HVAC_Split-Package_AC | 0 | 0 | 0 | SWHC018-04 | 0 | 2022 | 0 | 2022 | 0 | 0 | SWHC018-04 | Com HVAC Fan VFD - Hot-Dry ¦ SDG&E ¦ Hot-Dry | Com HVAC Fan VFD - Hot-Dry | 0.041357 | 1 | 0.50609 | CBSA 2014 | 0 | 2012 | 0.6 | SWHC018-04
COM-HVAC-79.91 | Com ¦ HVAC Fan with no VFD - Hot-Dry ¦ SDG&E ¦ Hot-Dry | Com ¦ HVAC Fan with no VFD - Hot-Dry | SDG&E ¦ Hot-Dry | SDG&E | All | Electric | Damper controlled VAV | Average Existing and Code |  |  | 0 | Conventional | HVAC | Com - Other | Com | RET Only | 0 | 1000 sqft2 of floor space | Cap-kBTUh | 15 | DEER:HVAC_Split-Package_AC | 0 | 0 | 0 | SWHC018-04 | 0 | 2022 | 0 | 2022 | 0 | 0 | SWHC018-04 | Com HVAC Fan VFD - Hot-Dry ¦ SDG&E ¦ Hot-Dry | Com HVAC Fan VFD - Hot-Dry | 0.031297 | 1 | 0.50609 | CBSA 2014 | 0 | 2012 | 0.6 | SWHC018-04
COM-HVAC-79.92 | Com ¦ HVAC Fan with no VFD - Hot-Dry ¦ SDG&E ¦ Hot-Dry | Com ¦ HVAC Fan with no VFD - Hot-Dry | SDG&E ¦ Hot-Dry | SDG&E | All | Electric | Damper controlled VAV | Average Existing and Code |  |  | 0 | Conventional | HVAC | Com - Refrig. Warehouse | Com | RET Only | 0 | 1000 sqft2 of floor space | Cap-kBTUh | 15 | DEER:HVAC_Split-Package_AC | 0 | 0 | 0 | SWHC018-04 | 0 | 2022 | 0 | 2022 | 0 | 0 | SWHC018-04 | Com HVAC Fan VFD - Hot-Dry ¦ SDG&E ¦ Hot-Dry | Com HVAC Fan VFD - Hot-Dry | 0.0055537 | 1 | 0.50609 | CBSA 2014 | 0 | 2012 | 0.6 | SWHC018-04
COM-HVAC-79.93 | Com ¦ HVAC Fan with no VFD - Hot-Dry ¦ SDG&E ¦ Hot-Dry | Com ¦ HVAC Fan with no VFD - Hot-Dry | SDG&E ¦ Hot-Dry | SDG&E | All | Electric | Damper controlled VAV | Average Existing and Code |  |  | 0 | Conventional | HVAC | Com - Restaurant | Com | RET Only | 0 | 1000 sqft2 of floor space | Cap-kBTUh | 15 | DEER:HVAC_Split-Package_AC | 0 | 0 | 0 | SWHC018-04 | 0 | 2022 | 0 | 2022 | 0 | 0 | SWHC018-04 | Com HVAC Fan VFD - Hot-Dry ¦ SDG&E ¦ Hot-Dry | Com HVAC Fan VFD - Hot-Dry | 0.0024721 | 1 | 0.50609 | CBSA 2014 | 0 | 2012 | 0.6 | SWHC018-04
COM-HVAC-79.94 | Com ¦ HVAC Fan with no VFD - Hot-Dry ¦ SDG&E ¦ Hot-Dry | Com ¦ HVAC Fan with no VFD - Hot-Dry | SDG&E ¦ Hot-Dry | SDG&E | All | Electric | Damper controlled VAV | Average Existing and Code |  |  | 0 | Conventional | HVAC | Com - Retail | Com | RET Only | 0 | 1000 sqft2 of floor space | Cap-kBTUh | 15 | DEER:HVAC_Split-Package_AC | 1390 | 0.256 | -0.518 | SWHC018-04 | 0 | 2022 | 0 | 2022 | 0 | 0 | SWHC018-04 | Com HVAC Fan VFD - Hot-Dry ¦ SDG&E ¦ Hot-Dry | Com HVAC Fan VFD - Hot-Dry | 0.0037584 | 1 | 0.50609 | CBSA 2014 | -485.7716 | 2012 | 0.6 | SWHC018-04
COM-HVAC-79.95 | Com ¦ HVAC Fan with no VFD - Hot-Dry ¦ SDG&E ¦ Hot-Dry | Com ¦ HVAC Fan with no VFD - Hot-Dry | SDG&E ¦ Hot-Dry | SDG&E | All | Electric | Damper controlled VAV | Average Existing and Code |  |  | 0 | Conventional | HVAC | Com - School | Com | RET Only | 0 | 1000 sqft2 of floor space | Cap-kBTUh | 15 | DEER:HVAC_Split-Package_AC | 1140 | 0.191 | -1.14 | SWHC018-04 | 0 | 2022 | 0 | 2022 | 0 | 0 | SWHC018-04 | Com HVAC Fan VFD - Hot-Dry ¦ SDG&E ¦ Hot-Dry | Com HVAC Fan VFD - Hot-Dry | 0.097588 | 1 | 0.50609 | CBSA 2014 | -185.0919 | 2012 | 0.6 | SWHC018-04
COM-HVAC-79.96 | Com ¦ HVAC Fan with no VFD - Hot-Dry ¦ SDG&E ¦ Hot-Dry | Com ¦ HVAC Fan with no VFD - Hot-Dry | SDG&E ¦ Hot-Dry | SDG&E | All | Electric | Damper controlled VAV | Average Existing and Code |  |  | 0 | Conventional | HVAC | Com - Warehouse | Com | RET Only | 0 | 1000 sqft2 of floor space | Cap-kBTUh | 15 | DEER:HVAC_Split-Package_AC | 0 | 0 | 0 | SWHC018-04 | 0 | 2022 | 0 | 2022 | 0 | 0 | SWHC018-04 | Com HVAC Fan VFD - Hot-Dry ¦ SDG&E ¦ Hot-Dry | Com HVAC Fan VFD - Hot-Dry | 0.0055537 | 1 | 0.50609 | CBSA 2014 | 0 | 2012 | 0.6 | SWHC018-04
COM-HVAC-80.1 | Com ¦ HVAC Fan Variable Frequency Drive (VFD) - Marine ¦ PG&E ¦ Marine | Com ¦ HVAC Fan Variable Frequency Drive (VFD) - Marine | PG&E ¦ Marine | PG&E | All | Electric | VSD for HVAC Fan Controls | Efficient |  |  | 0 | Conventional | HVAC | Com - College | Com | RET Only | 0 | 1000 sqft2 of floor space | Cap-kBTUh | 15 | DEER:HVAC_Split-Package_AC | 0 | 0 | 0 | SWHC018-04 | 156.23 | 2022 | 101.53 | 2022 | 0 | 0 | SWHC018-04 | Com HVAC Fan VFD - Marine ¦ PG&E ¦ Marine | Com HVAC Fan VFD - Marine | 0.097588 | 1 | 0.49391 | CBSA 2014 | 0 | 2032 | 0.6 | SWHC018-04
COM-HVAC-80.2 | Com ¦ HVAC Fan Variable Frequency Drive (VFD) - Marine ¦ PG&E ¦ Marine | Com ¦ HVAC Fan Variable Frequency Drive (VFD) - Marine | PG&E ¦ Marine | PG&E | All | Electric | VSD for HVAC Fan Controls | Efficient |  |  | 0 | Conventional | HVAC | Com - Grocery | Com | RET Only | 0 | 1000 sqft2 of floor space | Cap-kBTUh | 15 | DEER:HVAC_Split-Package_AC | 0 | 0 | 0 | SWHC018-04 | 156.23 | 2022 | 101.53 | 2022 | 0 | 0 | SWHC018-04 | Com HVAC Fan VFD - Marine ¦ PG&E ¦ Marine | Com HVAC Fan VFD - Marine | 0.0011938 | 1 | 0.49391 | CBSA 2014 | 0 | 2032 | 0.6 | SWHC018-04
COM-HVAC-80.3 | Com ¦ HVAC Fan Variable Frequency Drive (VFD) - Marine ¦ PG&E ¦ Marine | Com ¦ HVAC Fan Variable Frequency Drive (VFD) - Marine | PG&E ¦ Marine | PG&E | All | Electric | VSD for HVAC Fan Controls | Efficient |  |  | 0 | Conventional | HVAC | Com - Health | Com | RET Only | 0 | 1000 sqft2 of floor space | Cap-kBTUh | 15 | DEER:HVAC_Split-Package_AC | 0 | 0 | 0 | SWHC018-04 | 156.23 | 2022 | 101.53 | 2022 | 0 | 0 | SWHC018-04 | Com HVAC Fan VFD - Marine ¦ PG&E ¦ Marine | Com HVAC Fan VFD - Marine | 0.09389 | 1 | 0.49391 | CBSA 2014 | 0 | 2032 | 0.6 | SWHC018-04
COM-HVAC-80.4 | Com ¦ HVAC Fan Variable Frequency Drive (VFD) - Marine ¦ PG&E ¦ Marine | Com ¦ HVAC Fan Variable Frequency Drive (VFD) - Marine | PG&E ¦ Marine | PG&E | All | Electric | VSD for HVAC Fan Controls | Efficient |  |  | 0 | Conventional | HVAC | Com - Lodging | Com | RET Only | 0 | 1000 sqft2 of floor space | Cap-kBTUh | 15 | DEER:HVAC_Split-Package_AC | 0 | 0 | 0 | SWHC018-04 | 156.23 | 2022 | 101.53 | 2022 | 0 | 0 | SWHC018-04 | Com HVAC Fan VFD - Marine ¦ PG&E ¦ Marine | Com HVAC Fan VFD - Marine | 0.026398 | 1 | 0.49391 | CBSA 2014 | 0 | 2032 | 0.6 | SWHC018-04
COM-HVAC-80.5 | Com ¦ HVAC Fan Variable Frequency Drive (VFD) - Marine ¦ PG&E ¦ Marine | Com ¦ HVAC Fan Variable Frequency Drive (VFD) - Marine | PG&E ¦ Marine | PG&E | All | Electric | VSD for HVAC Fan Controls | Efficient |  |  | 0 | Conventional | HVAC | Com - Office (Large) | Com | RET Only | 0 | 1000 sqft2 of floor space | Cap-kBTUh | 15 | DEER:HVAC_Split-Package_AC | 0 | 0 | 0 | SWHC018-04 | 156.23 | 2022 | 101.53 | 2022 | 0 | 0 | SWHC018-04 | Com HVAC Fan VFD - Marine ¦ PG&E ¦ Marine | Com HVAC Fan VFD - Marine | 0.19641 | 1 | 0.49391 | CBSA 2014 | 0 | 2032 | 0.6 | SWHC018-04
COM-HVAC-80.6 | Com ¦ HVAC Fan Variable Frequency Drive (VFD) - Marine ¦ PG&E ¦ Marine | Com ¦ HVAC Fan Variable Frequency Drive (VFD) - Marine | PG&E ¦ Marine | PG&E | All | Electric | VSD for HVAC Fan Controls | Efficient |  |  | 0 | Conventional | HVAC | Com - Office (Small) | Com | RET Only | 0 | 1000 sqft2 of floor space | Cap-kBTUh | 15 | DEER:HVAC_Split-Package_AC | 0 | 0 | 0 | SWHC018-04 | 156.23 | 2022 | 101.53 | 2022 | 0 | 0 | SWHC018-04 | Com HVAC Fan VFD - Marine ¦ PG&E ¦ Marine | Com HVAC Fan VFD - Marine | 0.041357 | 1 | 0.49391 | CBSA 2014 | 0 | 2032 | 0.6 | SWHC018-04
COM-HVAC-80.7 | Com ¦ HVAC Fan Variable Frequency Drive (VFD) - Marine ¦ PG&E ¦ Marine | Com ¦ HVAC Fan Variable Frequency Drive (VFD) - Marine | PG&E ¦ Marine | PG&E | All | Electric | VSD for HVAC Fan Controls | Efficient |  |  | 0 | Conventional | HVAC | Com - Other | Com | RET Only | 0 | 1000 sqft2 of floor space | Cap-kBTUh | 15 | DEER:HVAC_Split-Package_AC | 0 | 0 | 0 | SWHC018-04 | 156.23 | 2022 | 101.53 | 2022 | 0 | 0 | SWHC018-04 | Com HVAC Fan VFD - Marine ¦ PG&E ¦ Marine | Com HVAC Fan VFD - Marine | 0.031297 | 1 | 0.49391 | CBSA 2014 | 0 | 2032 | 0.6 | SWHC018-04
COM-HVAC-80.8 | Com ¦ HVAC Fan Variable Frequency Drive (VFD) - Marine ¦ PG&E ¦ Marine | Com ¦ HVAC Fan Variable Frequency Drive (VFD) - Marine | PG&E ¦ Marine | PG&E | All | Electric | VSD for HVAC Fan Controls | Efficient |  |  | 0 | Conventional | HVAC | Com - Refrig. Warehouse | Com | RET Only | 0 | 1000 sqft2 of floor space | Cap-kBTUh | 15 | DEER:HVAC_Split-Package_AC | 0 | 0 | 0 | SWHC018-04 | 156.23 | 2022 | 101.53 | 2022 | 0 | 0 | SWHC018-04 | Com HVAC Fan VFD - Marine ¦ PG&E ¦ Marine | Com HVAC Fan VFD - Marine | 0.0055537 | 1 | 0.49391 | CBSA 2014 | 0 | 2032 | 0.6 | SWHC018-04
COM-HVAC-80.9 | Com ¦ HVAC Fan Variable Frequency Drive (VFD) - Marine ¦ PG&E ¦ Marine | Com ¦ HVAC Fan Variable Frequency Drive (VFD) - Marine | PG&E ¦ Marine | PG&E | All | Electric | VSD for HVAC Fan Controls | Efficient |  |  | 0 | Conventional | HVAC | Com - Restaurant | Com | RET Only | 0 | 1000 sqft2 of floor space | Cap-kBTUh | 15 | DEER:HVAC_Split-Package_AC | 0 | 0 | 0 | SWHC018-04 | 156.23 | 2022 | 101.53 | 2022 | 0 | 0 | SWHC018-04 | Com HVAC Fan VFD - Marine ¦ PG&E ¦ Marine | Com HVAC Fan VFD - Marine | 0.0024721 | 1 | 0.49391 | CBSA 2014 | 0 | 2032 | 0.6 | SWHC018-04
COM-HVAC-80.10 | Com ¦ HVAC Fan Variable Frequency Drive (VFD) - Marine ¦ PG&E ¦ Marine | Com ¦ HVAC Fan Variable Frequency Drive (VFD) - Marine | PG&E ¦ Marine | PG&E | All | Electric | VSD for HVAC Fan Controls | Efficient |  |  | 0 | Conventional | HVAC | Com - Retail | Com | RET Only | 0 | 1000 sqft2 of floor space | Cap-kBTUh | 15 | DEER:HVAC_Split-Package_AC | 0 | 0 | 0 | SWHC018-04 | 156.23 | 2022 | 101.53 | 2022 | 0 | 0 | SWHC018-04 | Com HVAC Fan VFD - Marine ¦ PG&E ¦ Marine | Com HVAC Fan VFD - Marine | 0.0037584 | 1 | 0.49391 | CBSA 2014 | 0 | 2032 | 0.6 | SWHC018-04
COM-HVAC-80.11 | Com ¦ HVAC Fan Variable Frequency Drive (VFD) - Marine ¦ PG&E ¦ Marine | Com ¦ HVAC Fan Variable Frequency Drive (VFD) - Marine | PG&E ¦ Marine | PG&E | All | Electric | VSD for HVAC Fan Controls | Efficient |  |  | 0 | Conventional | HVAC | Com - School | Com | RET Only | 0 | 1000 sqft2 of floor space | Cap-kBTUh | 15 | DEER:HVAC_Split-Package_AC | 0 | 0 | 0 | SWHC018-04 | 156.23 | 2022 | 101.53 | 2022 | 0 | 0 | SWHC018-04 | Com HVAC Fan VFD - Marine ¦ PG&E ¦ Marine | Com HVAC Fan VFD - Marine | 0.097588 | 1 | 0.49391 | CBSA 2014 | 0 | 2032 | 0.6 | SWHC018-04
COM-HVAC-80.12 | Com ¦ HVAC Fan Variable Frequency Drive (VFD) - Marine ¦ PG&E ¦ Marine | Com ¦ HVAC Fan Variable Frequency Drive (VFD) - Marine | PG&E ¦ Marine | PG&E | All | Electric | VSD for HVAC Fan Controls | Efficient |  |  | 0 | Conventional | HVAC | Com - Warehouse | Com | RET Only | 0 | 1000 sqft2 of floor space | Cap-kBTUh | 15 | DEER:HVAC_Split-Package_AC | 0 | 0 | 0 | SWHC018-04 | 156.23 | 2022 | 101.53 | 2022 | 0 | 0 | SWHC018-04 | Com HVAC Fan VFD - Marine ¦ PG&E ¦ Marine | Com HVAC Fan VFD - Marine | 0.0055537 | 1 | 0.49391 | CBSA 2014 | 0 | 2032 | 0.6 | SWHC018-04
COM-HVAC-80.13 | Com ¦ HVAC Fan Variable Frequency Drive (VFD) - Hot-Dry ¦ PG&E ¦ Hot-Dry | Com ¦ HVAC Fan Variable Frequency Drive (VFD) - Hot-Dry | PG&E ¦ Hot-Dry | PG&E | All | Electric | VSD for HVAC Fan Controls | Efficient |  |  | 0 | Conventional | HVAC | Com - College | Com | RET Only | 0 | 1000 sqft2 of floor space | Cap-kBTUh | 15 | DEER:HVAC_Split-Package_AC | 0 | 0 | 0 | SWHC018-04 | 156.23 | 2022 | 101.53 | 2022 | 0 | 0 | SWHC018-04 | Com HVAC Fan VFD - Hot-Dry ¦ PG&E ¦ Hot-Dry | Com HVAC Fan VFD - Hot-Dry | 0.097588 | 1 | 0.49391 | CBSA 2014 | 0 | 2032 | 0.6 | SWHC018-04
COM-HVAC-80.14 | Com ¦ HVAC Fan Variable Frequency Drive (VFD) - Hot-Dry ¦ PG&E ¦ Hot-Dry | Com ¦ HVAC Fan Variable Frequency Drive (VFD) - Hot-Dry | PG&E ¦ Hot-Dry | PG&E | All | Electric | VSD for HVAC Fan Controls | Efficient |  |  | 0 | Conventional | HVAC | Com - Grocery | Com | RET Only | 0 | 1000 sqft2 of floor space | Cap-kBTUh | 15 | DEER:HVAC_Split-Package_AC | 0 | 0 | 0 | SWHC018-04 | 156.23 | 2022 | 101.53 | 2022 | 0 | 0 | SWHC018-04 | Com HVAC Fan VFD - Hot-Dry ¦ PG&E ¦ Hot-Dry | Com HVAC Fan VFD - Hot-Dry | 0.0011938 | 1 | 0.49391 | CBSA 2014 | 0 | 2032 | 0.6 | SWHC018-04
COM-HVAC-80.15 | Com ¦ HVAC Fan Variable Frequency Drive (VFD) - Hot-Dry ¦ PG&E ¦ Hot-Dry | Com ¦ HVAC Fan Variable Frequency Drive (VFD) - Hot-Dry | PG&E ¦ Hot-Dry | PG&E | All | Electric | VSD for HVAC Fan Controls | Efficient |  |  | 0 | Conventional | HVAC | Com - Health | Com | RET Only | 0 | 1000 sqft2 of floor space | Cap-kBTUh | 15 | DEER:HVAC_Split-Package_AC | 0 | 0 | 0 | SWHC018-04 | 156.23 | 2022 | 101.53 | 2022 | 0 | 0 | SWHC018-04 | Com HVAC Fan VFD - Hot-Dry ¦ PG&E ¦ Hot-Dry | Com HVAC Fan VFD - Hot-Dry | 0.09389 | 1 | 0.49391 | CBSA 2014 | 0 | 2032 | 0.6 | SWHC018-04
COM-HVAC-80.16 | Com ¦ HVAC Fan Variable Frequency Drive (VFD) - Hot-Dry ¦ PG&E ¦ Hot-Dry | Com ¦ HVAC Fan Variable Frequency Drive (VFD) - Hot-Dry | PG&E ¦ Hot-Dry | PG&E | All | Electric | VSD for HVAC Fan Controls | Efficient |  |  | 0 | Conventional | HVAC | Com - Lodging | Com | RET Only | 0 | 1000 sqft2 of floor space | Cap-kBTUh | 15 | DEER:HVAC_Split-Package_AC | 0 | 0 | 0 | SWHC018-04 | 156.23 | 2022 | 101.53 | 2022 | 0 | 0 | SWHC018-04 | Com HVAC Fan VFD - Hot-Dry ¦ PG&E ¦ Hot-Dry | Com HVAC Fan VFD - Hot-Dry | 0.026398 | 1 | 0.49391 | CBSA 2014 | 0 | 2032 | 0.6 | SWHC018-04
COM-HVAC-80.17 | Com ¦ HVAC Fan Variable Frequency Drive (VFD) - Hot-Dry ¦ PG&E ¦ Hot-Dry | Com ¦ HVAC Fan Variable Frequency Drive (VFD) - Hot-Dry | PG&E ¦ Hot-Dry | PG&E | All | Electric | VSD for HVAC Fan Controls | Efficient |  |  | 0 | Conventional | HVAC | Com - Office (Large) | Com | RET Only | 0 | 1000 sqft2 of floor space | Cap-kBTUh | 15 | DEER:HVAC_Split-Package_AC | 0 | 0 | 0 | SWHC018-04 | 156.23 | 2022 | 101.53 | 2022 | 0 | 0 | SWHC018-04 | Com HVAC Fan VFD - Hot-Dry ¦ PG&E ¦ Hot-Dry | Com HVAC Fan VFD - Hot-Dry | 0.19641 | 1 | 0.49391 | CBSA 2014 | 0 | 2032 | 0.6 | SWHC018-04
COM-HVAC-80.18 | Com ¦ HVAC Fan Variable Frequency Drive (VFD) - Hot-Dry ¦ PG&E ¦ Hot-Dry | Com ¦ HVAC Fan Variable Frequency Drive (VFD) - Hot-Dry | PG&E ¦ Hot-Dry | PG&E | All | Electric | VSD for HVAC Fan Controls | Efficient |  |  | 0 | Conventional | HVAC | Com - Office (Small) | Com | RET Only | 0 | 1000 sqft2 of floor space | Cap-kBTUh | 15 | DEER:HVAC_Split-Package_AC | 0 | 0 | 0 | SWHC018-04 | 156.23 | 2022 | 101.53 | 2022 | 0 | 0 | SWHC018-04 | Com HVAC Fan VFD - Hot-Dry ¦ PG&E ¦ Hot-Dry | Com HVAC Fan VFD - Hot-Dry | 0.041357 | 1 | 0.49391 | CBSA 2014 | 0 | 2032 | 0.6 | SWHC018-04
COM-HVAC-80.19 | Com ¦ HVAC Fan Variable Frequency Drive (VFD) - Hot-Dry ¦ PG&E ¦ Hot-Dry | Com ¦ HVAC Fan Variable Frequency Drive (VFD) - Hot-Dry | PG&E ¦ Hot-Dry | PG&E | All | Electric | VSD for HVAC Fan Controls | Efficient |  |  | 0 | Conventional | HVAC | Com - Other | Com | RET Only | 0 | 1000 sqft2 of floor space | Cap-kBTUh | 15 | DEER:HVAC_Split-Package_AC | 0 | 0 | 0 | SWHC018-04 | 156.23 | 2022 | 101.53 | 2022 | 0 | 0 | SWHC018-04 | Com HVAC Fan VFD - Hot-Dry ¦ PG&E ¦ Hot-Dry | Com HVAC Fan VFD - Hot-Dry | 0.031297 | 1 | 0.49391 | CBSA 2014 | 0 | 2032 | 0.6 | SWHC018-04
COM-HVAC-80.20 | Com ¦ HVAC Fan Variable Frequency Drive (VFD) - Hot-Dry ¦ PG&E ¦ Hot-Dry | Com ¦ HVAC Fan Variable Frequency Drive (VFD) - Hot-Dry | PG&E ¦ Hot-Dry | PG&E | All | Electric | VSD for HVAC Fan Controls | Efficient |  |  | 0 | Conventional | HVAC | Com - Refrig. Warehouse | Com | RET Only | 0 | 1000 sqft2 of floor space | Cap-kBTUh | 15 | DEER:HVAC_Split-Package_AC | 0 | 0 | 0 | SWHC018-04 | 156.23 | 2022 | 101.53 | 2022 | 0 | 0 | SWHC018-04 | Com HVAC Fan VFD - Hot-Dry ¦ PG&E ¦ Hot-Dry | Com HVAC Fan VFD - Hot-Dry | 0.0055537 | 1 | 0.49391 | CBSA 2014 | 0 | 2032 | 0.6 | SWHC018-04
COM-HVAC-80.21 | Com ¦ HVAC Fan Variable Frequency Drive (VFD) - Hot-Dry ¦ PG&E ¦ Hot-Dry | Com ¦ HVAC Fan Variable Frequency Drive (VFD) - Hot-Dry | PG&E ¦ Hot-Dry | PG&E | All | Electric | VSD for HVAC Fan Controls | Efficient |  |  | 0 | Conventional | HVAC | Com - Restaurant | Com | RET Only | 0 | 1000 sqft2 of floor space | Cap-kBTUh | 15 | DEER:HVAC_Split-Package_AC | 0 | 0 | 0 | SWHC018-04 | 156.23 | 2022 | 101.53 | 2022 | 0 | 0 | SWHC018-04 | Com HVAC Fan VFD - Hot-Dry ¦ PG&E ¦ Hot-Dry | Com HVAC Fan VFD - Hot-Dry | 0.0024721 | 1 | 0.49391 | CBSA 2014 | 0 | 2032 | 0.6 | SWHC018-04
COM-HVAC-80.22 | Com ¦ HVAC Fan Variable Frequency Drive (VFD) - Hot-Dry ¦ PG&E ¦ Hot-Dry | Com ¦ HVAC Fan Variable Frequency Drive (VFD) - Hot-Dry | PG&E ¦ Hot-Dry | PG&E | All | Electric | VSD for HVAC Fan Controls | Efficient |  |  | 0 | Conventional | HVAC | Com - Retail | Com | RET Only | 0 | 1000 sqft2 of floor space | Cap-kBTUh | 15 | DEER:HVAC_Split-Package_AC | 0 | 0 | 0 | SWHC018-04 | 156.23 | 2022 | 101.53 | 2022 | 0 | 0 | SWHC018-04 | Com HVAC Fan VFD - Hot-Dry ¦ PG&E ¦ Hot-Dry | Com HVAC Fan VFD - Hot-Dry | 0.0037584 | 1 | 0.49391 | CBSA 2014 | 0 | 2032 | 0.6 | SWHC018-04
COM-HVAC-80.23 | Com ¦ HVAC Fan Variable Frequency Drive (VFD) - Hot-Dry ¦ PG&E ¦ Hot-Dry | Com ¦ HVAC Fan Variable Frequency Drive (VFD) - Hot-Dry | PG&E ¦ Hot-Dry | PG&E | All | Electric | VSD for HVAC Fan Controls | Efficient |  |  | 0 | Conventional | HVAC | Com - School | Com | RET Only | 0 | 1000 sqft2 of floor space | Cap-kBTUh | 15 | DEER:HVAC_Split-Package_AC | 0 | 0 | 0 | SWHC018-04 | 156.23 | 2022 | 101.53 | 2022 | 0 | 0 | SWHC018-04 | Com HVAC Fan VFD - Hot-Dry ¦ PG&E ¦ Hot-Dry | Com HVAC Fan VFD - Hot-Dry | 0.097588 | 1 | 0.49391 | CBSA 2014 | 0 | 2032 | 0.6 | SWHC018-04
COM-HVAC-80.24 | Com ¦ HVAC Fan Variable Frequency Drive (VFD) - Hot-Dry ¦ PG&E ¦ Hot-Dry | Com ¦ HVAC Fan Variable Frequency Drive (VFD) - Hot-Dry | PG&E ¦ Hot-Dry | PG&E | All | Electric | VSD for HVAC Fan Controls | Efficient |  |  | 0 | Conventional | HVAC | Com - Warehouse | Com | RET Only | 0 | 1000 sqft2 of floor space | Cap-kBTUh | 15 | DEER:HVAC_Split-Package_AC | 0 | 0 | 0 | SWHC018-04 | 156.23 | 2022 | 101.53 | 2022 | 0 | 0 | SWHC018-04 | Com HVAC Fan VFD - Hot-Dry ¦ PG&E ¦ Hot-Dry | Com HVAC Fan VFD - Hot-Dry | 0.0055537 | 1 | 0.49391 | CBSA 2014 | 0 | 2032 | 0.6 | SWHC018-04
COM-HVAC-80.25 | Com ¦ HVAC Fan Variable Frequency Drive (VFD) - Cold ¦ PG&E ¦ Cold | Com ¦ HVAC Fan Variable Frequency Drive (VFD) - Cold | PG&E ¦ Cold | PG&E | All | Electric | VSD for HVAC Fan Controls | Efficient |  |  | 0 | Conventional | HVAC | Com - College | Com | RET Only | 0 | 1000 sqft2 of floor space | Cap-kBTUh | 15 | DEER:HVAC_Split-Package_AC | 0 | 0 | 0 | SWHC018-04 | 156.23 | 2022 | 101.53 | 2022 | 0 | 0 | SWHC018-04 | Com HVAC Fan VFD - Cold ¦ PG&E ¦ Cold | Com HVAC Fan VFD - Cold | 0.097588 | 1 | 0.49391 | CBSA 2014 | 0 | 2032 | 0.6 | SWHC018-04
COM-HVAC-80.26 | Com ¦ HVAC Fan Variable Frequency Drive (VFD) - Cold ¦ PG&E ¦ Cold | Com ¦ HVAC Fan Variable Frequency Drive (VFD) - Cold | PG&E ¦ Cold | PG&E | All | Electric | VSD for HVAC Fan Controls | Efficient |  |  | 0 | Conventional | HVAC | Com - Grocery | Com | RET Only | 0 | 1000 sqft2 of floor space | Cap-kBTUh | 15 | DEER:HVAC_Split-Package_AC | 0 | 0 | 0 | SWHC018-04 | 156.23 | 2022 | 101.53 | 2022 | 0 | 0 | SWHC018-04 | Com HVAC Fan VFD - Cold ¦ PG&E ¦ Cold | Com HVAC Fan VFD - Cold | 0.0011938 | 1 | 0.49391 | CBSA 2014 | 0 | 2032 | 0.6 | SWHC018-04
COM-HVAC-80.27 | Com ¦ HVAC Fan Variable Frequency Drive (VFD) - Cold ¦ PG&E ¦ Cold | Com ¦ HVAC Fan Variable Frequency Drive (VFD) - Cold | PG&E ¦ Cold | PG&E | All | Electric | VSD for HVAC Fan Controls | Efficient |  |  | 0 | Conventional | HVAC | Com - Health | Com | RET Only | 0 | 1000 sqft2 of floor space | Cap-kBTUh | 15 | DEER:HVAC_Split-Package_AC | 0 | 0 | 0 | SWHC018-04 | 156.23 | 2022 | 101.53 | 2022 | 0 | 0 | SWHC018-04 | Com HVAC Fan VFD - Cold ¦ PG&E ¦ Cold | Com HVAC Fan VFD - Cold | 0.09389 | 1 | 0.49391 | CBSA 2014 | 0 | 2032 | 0.6 | SWHC018-04
COM-HVAC-80.28 | Com ¦ HVAC Fan Variable Frequency Drive (VFD) - Cold ¦ PG&E ¦ Cold | Com ¦ HVAC Fan Variable Frequency Drive (VFD) - Cold | PG&E ¦ Cold | PG&E | All | Electric | VSD for HVAC Fan Controls | Efficient |  |  | 0 | Conventional | HVAC | Com - Lodging | Com | RET Only | 0 | 1000 sqft2 of floor space | Cap-kBTUh | 15 | DEER:HVAC_Split-Package_AC | 0 | 0 | 0 | SWHC018-04 | 156.23 | 2022 | 101.53 | 2022 | 0 | 0 | SWHC018-04 | Com HVAC Fan VFD - Cold ¦ PG&E ¦ Cold | Com HVAC Fan VFD - Cold | 0.026398 | 1 | 0.49391 | CBSA 2014 | 0 | 2032 | 0.6 | SWHC018-04
COM-HVAC-80.29 | Com ¦ HVAC Fan Variable Frequency Drive (VFD) - Cold ¦ PG&E ¦ Cold | Com ¦ HVAC Fan Variable Frequency Drive (VFD) - Cold | PG&E ¦ Cold | PG&E | All | Electric | VSD for HVAC Fan Controls | Efficient |  |  | 0 | Conventional | HVAC | Com - Office (Large) | Com | RET Only | 0 | 1000 sqft2 of floor space | Cap-kBTUh | 15 | DEER:HVAC_Split-Package_AC | 0 | 0 | 0 | SWHC018-04 | 156.23 | 2022 | 101.53 | 2022 | 0 | 0 | SWHC018-04 | Com HVAC Fan VFD - Cold ¦ PG&E ¦ Cold | Com HVAC Fan VFD - Cold | 0.19641 | 1 | 0.49391 | CBSA 2014 | 0 | 2032 | 0.6 | SWHC018-04
COM-HVAC-80.30 | Com ¦ HVAC Fan Variable Frequency Drive (VFD) - Cold ¦ PG&E ¦ Cold | Com ¦ HVAC Fan Variable Frequency Drive (VFD) - Cold | PG&E ¦ Cold | PG&E | All | Electric | VSD for HVAC Fan Controls | Efficient |  |  | 0 | Conventional | HVAC | Com - Office (Small) | Com | RET Only | 0 | 1000 sqft2 of floor space | Cap-kBTUh | 15 | DEER:HVAC_Split-Package_AC | 0 | 0 | 0 | SWHC018-04 | 156.23 | 2022 | 101.53 | 2022 | 0 | 0 | SWHC018-04 | Com HVAC Fan VFD - Cold ¦ PG&E ¦ Cold | Com HVAC Fan VFD - Cold | 0.041357 | 1 | 0.49391 | CBSA 2014 | 0 | 2032 | 0.6 | SWHC018-04
COM-HVAC-80.31 | Com ¦ HVAC Fan Variable Frequency Drive (VFD) - Cold ¦ PG&E ¦ Cold | Com ¦ HVAC Fan Variable Frequency Drive (VFD) - Cold | PG&E ¦ Cold | PG&E | All | Electric | VSD for HVAC Fan Controls | Efficient |  |  | 0 | Conventional | HVAC | Com - Other | Com | RET Only | 0 | 1000 sqft2 of floor space | Cap-kBTUh | 15 | DEER:HVAC_Split-Package_AC | 0 | 0 | 0 | SWHC018-04 | 156.23 | 2022 | 101.53 | 2022 | 0 | 0 | SWHC018-04 | Com HVAC Fan VFD - Cold ¦ PG&E ¦ Cold | Com HVAC Fan VFD - Cold | 0.031297 | 1 | 0.49391 | CBSA 2014 | 0 | 2032 | 0.6 | SWHC018-04
COM-HVAC-80.32 | Com ¦ HVAC Fan Variable Frequency Drive (VFD) - Cold ¦ PG&E ¦ Cold | Com ¦ HVAC Fan Variable Frequency Drive (VFD) - Cold | PG&E ¦ Cold | PG&E | All | Electric | VSD for HVAC Fan Controls | Efficient |  |  | 0 | Conventional | HVAC | Com - Refrig. Warehouse | Com | RET Only | 0 | 1000 sqft2 of floor space | Cap-kBTUh | 15 | DEER:HVAC_Split-Package_AC | 0 | 0 | 0 | SWHC018-04 | 156.23 | 2022 | 101.53 | 2022 | 0 | 0 | SWHC018-04 | Com HVAC Fan VFD - Cold ¦ PG&E ¦ Cold | Com HVAC Fan VFD - Cold | 0.0055537 | 1 | 0.49391 | CBSA 2014 | 0 | 2032 | 0.6 | SWHC018-04
COM-HVAC-80.33 | Com ¦ HVAC Fan Variable Frequency Drive (VFD) - Cold ¦ PG&E ¦ Cold | Com ¦ HVAC Fan Variable Frequency Drive (VFD) - Cold | PG&E ¦ Cold | PG&E | All | Electric | VSD for HVAC Fan Controls | Efficient |  |  | 0 | Conventional | HVAC | Com - Restaurant | Com | RET Only | 0 | 1000 sqft2 of floor space | Cap-kBTUh | 15 | DEER:HVAC_Split-Package_AC | 0 | 0 | 0 | SWHC018-04 | 156.23 | 2022 | 101.53 | 2022 | 0 | 0 | SWHC018-04 | Com HVAC Fan VFD - Cold ¦ PG&E ¦ Cold | Com HVAC Fan VFD - Cold | 0.0024721 | 1 | 0.49391 | CBSA 2014 | 0 | 2032 | 0.6 | SWHC018-04
COM-HVAC-80.34 | Com ¦ HVAC Fan Variable Frequency Drive (VFD) - Cold ¦ PG&E ¦ Cold | Com ¦ HVAC Fan Variable Frequency Drive (VFD) - Cold | PG&E ¦ Cold | PG&E | All | Electric | VSD for HVAC Fan Controls | Efficient |  |  | 0 | Conventional | HVAC | Com - Retail | Com | RET Only | 0 | 1000 sqft2 of floor space | Cap-kBTUh | 15 | DEER:HVAC_Split-Package_AC | 0 | 0 | 0 | SWHC018-04 | 156.23 | 2022 | 101.53 | 2022 | 0 | 0 | SWHC018-04 | Com HVAC Fan VFD - Cold ¦ PG&E ¦ Cold | Com HVAC Fan VFD - Cold | 0.0037584 | 1 | 0.49391 | CBSA 2014 | 0 | 2032 | 0.6 | SWHC018-04
COM-HVAC-80.35 | Com ¦ HVAC Fan Variable Frequency Drive (VFD) - Cold ¦ PG&E ¦ Cold | Com ¦ HVAC Fan Variable Frequency Drive (VFD) - Cold | PG&E ¦ Cold | PG&E | All | Electric | VSD for HVAC Fan Controls | Efficient |  |  | 0 | Conventional | HVAC | Com - School | Com | RET Only | 0 | 1000 sqft2 of floor space | Cap-kBTUh | 15 | DEER:HVAC_Split-Package_AC | 0 | 0 | 0 | SWHC018-04 | 156.23 | 2022 | 101.53 | 2022 | 0 | 0 | SWHC018-04 | Com HVAC Fan VFD - Cold ¦ PG&E ¦ Cold | Com HVAC Fan VFD - Cold | 0.097588 | 1 | 0.49391 | CBSA 2014 | 0 | 2032 | 0.6 | SWHC018-04
COM-HVAC-80.36 | Com ¦ HVAC Fan Variable Frequency Drive (VFD) - Cold ¦ PG&E ¦ Cold | Com ¦ HVAC Fan Variable Frequency Drive (VFD) - Cold | PG&E ¦ Cold | PG&E | All | Electric | VSD for HVAC Fan Controls | Efficient |  |  | 0 | Conventional | HVAC | Com - Warehouse | Com | RET Only | 0 | 1000 sqft2 of floor space | Cap-kBTUh | 15 | DEER:HVAC_Split-Package_AC | 0 | 0 | 0 | SWHC018-04 | 156.23 | 2022 | 101.53 | 2022 | 0 | 0 | SWHC018-04 | Com HVAC Fan VFD - Cold ¦ PG&E ¦ Cold | Com HVAC Fan VFD - Cold | 0.0055537 | 1 | 0.49391 | CBSA 2014 | 0 | 2032 | 0.6 | SWHC018-04
COM-HVAC-80.37 | Com ¦ HVAC Fan Variable Frequency Drive (VFD) - Marine ¦ SCE ¦ Marine | Com ¦ HVAC Fan Variable Frequency Drive (VFD) - Marine | SCE ¦ Marine | SCE | All | Electric | VSD for HVAC Fan Controls | Efficient |  |  | 0 | Conventional | HVAC | Com - College | Com | RET Only | 0 | 1000 sqft2 of floor space | Cap-kBTUh | 15 | DEER:HVAC_Split-Package_AC | 0 | 0 | 0 | SWHC018-04 | 156.23 | 2022 | 101.53 | 2022 | 0 | 0 | SWHC018-04 | Com HVAC Fan VFD - Marine ¦ SCE ¦ Marine | Com HVAC Fan VFD - Marine | 0.097588 | 1 | 0.49391 | CBSA 2014 | 0 | 2032 | 0.6 | SWHC018-04
COM-HVAC-80.38 | Com ¦ HVAC Fan Variable Frequency Drive (VFD) - Marine ¦ SCE ¦ Marine | Com ¦ HVAC Fan Variable Frequency Drive (VFD) - Marine | SCE ¦ Marine | SCE | All | Electric | VSD for HVAC Fan Controls | Efficient |  |  | 0 | Conventional | HVAC | Com - Grocery | Com | RET Only | 0 | 1000 sqft2 of floor space | Cap-kBTUh | 15 | DEER:HVAC_Split-Package_AC | 0 | 0 | 0 | SWHC018-04 | 156.23 | 2022 | 101.53 | 2022 | 0 | 0 | SWHC018-04 | Com HVAC Fan VFD - Marine ¦ SCE ¦ Marine | Com HVAC Fan VFD - Marine | 0.0011938 | 1 | 0.49391 | CBSA 2014 | 0 | 2032 | 0.6 | SWHC018-04
COM-HVAC-80.39 | Com ¦ HVAC Fan Variable Frequency Drive (VFD) - Marine ¦ SCE ¦ Marine | Com ¦ HVAC Fan Variable Frequency Drive (VFD) - Marine | SCE ¦ Marine | SCE | All | Electric | VSD for HVAC Fan Controls | Efficient |  |  | 0 | Conventional | HVAC | Com - Health | Com | RET Only | 0 | 1000 sqft2 of floor space | Cap-kBTUh | 15 | DEER:HVAC_Split-Package_AC | 0 | 0 | 0 | SWHC018-04 | 156.23 | 2022 | 101.53 | 2022 | 0 | 0 | SWHC018-04 | Com HVAC Fan VFD - Marine ¦ SCE ¦ Marine | Com HVAC Fan VFD - Marine | 0.09389 | 1 | 0.49391 | CBSA 2014 | 0 | 2032 | 0.6 | SWHC018-04
COM-HVAC-80.40 | Com ¦ HVAC Fan Variable Frequency Drive (VFD) - Marine ¦ SCE ¦ Marine | Com ¦ HVAC Fan Variable Frequency Drive (VFD) - Marine | SCE ¦ Marine | SCE | All | Electric | VSD for HVAC Fan Controls | Efficient |  |  | 0 | Conventional | HVAC | Com - Lodging | Com | RET Only | 0 | 1000 sqft2 of floor space | Cap-kBTUh | 15 | DEER:HVAC_Split-Package_AC | 0 | 0 | 0 | SWHC018-04 | 156.23 | 2022 | 101.53 | 2022 | 0 | 0 | SWHC018-04 | Com HVAC Fan VFD - Marine ¦ SCE ¦ Marine | Com HVAC Fan VFD - Marine | 0.026398 | 1 | 0.49391 | CBSA 2014 | 0 | 2032 | 0.6 | SWHC018-04
COM-HVAC-80.41 | Com ¦ HVAC Fan Variable Frequency Drive (VFD) - Marine ¦ SCE ¦ Marine | Com ¦ HVAC Fan Variable Frequency Drive (VFD) - Marine | SCE ¦ Marine | SCE | All | Electric | VSD for HVAC Fan Controls | Efficient |  |  | 0 | Conventional | HVAC | Com - Office (Large) | Com | RET Only | 0 | 1000 sqft2 of floor space | Cap-kBTUh | 15 | DEER:HVAC_Split-Package_AC | 0 | 0 | 0 | SWHC018-04 | 156.23 | 2022 | 101.53 | 2022 | 0 | 0 | SWHC018-04 | Com HVAC Fan VFD - Marine ¦ SCE ¦ Marine | Com HVAC Fan VFD - Marine | 0.19641 | 1 | 0.49391 | CBSA 2014 | 0 | 2032 | 0.6 | SWHC018-04
COM-HVAC-80.42 | Com ¦ HVAC Fan Variable Frequency Drive (VFD) - Marine ¦ SCE ¦ Marine | Com ¦ HVAC Fan Variable Frequency Drive (VFD) - Marine | SCE ¦ Marine | SCE | All | Electric | VSD for HVAC Fan Controls | Efficient |  |  | 0 | Conventional | HVAC | Com - Office (Small) | Com | RET Only | 0 | 1000 sqft2 of floor space | Cap-kBTUh | 15 | DEER:HVAC_Split-Package_AC | 0 | 0 | 0 | SWHC018-04 | 156.23 | 2022 | 101.53 | 2022 | 0 | 0 | SWHC018-04 | Com HVAC Fan VFD - Marine ¦ SCE ¦ Marine | Com HVAC Fan VFD - Marine | 0.041357 | 1 | 0.49391 | CBSA 2014 | 0 | 2032 | 0.6 | SWHC018-04
COM-HVAC-80.43 | Com ¦ HVAC Fan Variable Frequency Drive (VFD) - Marine ¦ SCE ¦ Marine | Com ¦ HVAC Fan Variable Frequency Drive (VFD) - Marine | SCE ¦ Marine | SCE | All | Electric | VSD for HVAC Fan Controls | Efficient |  |  | 0 | Conventional | HVAC | Com - Other | Com | RET Only | 0 | 1000 sqft2 of floor space | Cap-kBTUh | 15 | DEER:HVAC_Split-Package_AC | 0 | 0 | 0 | SWHC018-04 | 156.23 | 2022 | 101.53 | 2022 | 0 | 0 | SWHC018-04 | Com HVAC Fan VFD - Marine ¦ SCE ¦ Marine | Com HVAC Fan VFD - Marine | 0.031297 | 1 | 0.49391 | CBSA 2014 | 0 | 2032 | 0.6 | SWHC018-04
COM-HVAC-80.44 | Com ¦ HVAC Fan Variable Frequency Drive (VFD) - Marine ¦ SCE ¦ Marine | Com ¦ HVAC Fan Variable Frequency Drive (VFD) - Marine | SCE ¦ Marine | SCE | All | Electric | VSD for HVAC Fan Controls | Efficient |  |  | 0 | Conventional | HVAC | Com - Refrig. Warehouse | Com | RET Only | 0 | 1000 sqft2 of floor space | Cap-kBTUh | 15 | DEER:HVAC_Split-Package_AC | 0 | 0 | 0 | SWHC018-04 | 156.23 | 2022 | 101.53 | 2022 | 0 | 0 | SWHC018-04 | Com HVAC Fan VFD - Marine ¦ SCE ¦ Marine | Com HVAC Fan VFD - Marine | 0.0055537 | 1 | 0.49391 | CBSA 2014 | 0 | 2032 | 0.6 | SWHC018-04
COM-HVAC-80.45 | Com ¦ HVAC Fan Variable Frequency Drive (VFD) - Marine ¦ SCE ¦ Marine | Com ¦ HVAC Fan Variable Frequency Drive (VFD) - Marine | SCE ¦ Marine | SCE | All | Electric | VSD for HVAC Fan Controls | Efficient |  |  | 0 | Conventional | HVAC | Com - Restaurant | Com | RET Only | 0 | 1000 sqft2 of floor space | Cap-kBTUh | 15 | DEER:HVAC_Split-Package_AC | 0 | 0 | 0 | SWHC018-04 | 156.23 | 2022 | 101.53 | 2022 | 0 | 0 | SWHC018-04 | Com HVAC Fan VFD - Marine ¦ SCE ¦ Marine | Com HVAC Fan VFD - Marine | 0.0024721 | 1 | 0.49391 | CBSA 2014 | 0 | 2032 | 0.6 | SWHC018-04
COM-HVAC-80.46 | Com ¦ HVAC Fan Variable Frequency Drive (VFD) - Marine ¦ SCE ¦ Marine | Com ¦ HVAC Fan Variable Frequency Drive (VFD) - Marine | SCE ¦ Marine | SCE | All | Electric | VSD for HVAC Fan Controls | Efficient |  |  | 0 | Conventional | HVAC | Com - Retail | Com | RET Only | 0 | 1000 sqft2 of floor space | Cap-kBTUh | 15 | DEER:HVAC_Split-Package_AC | 0 | 0 | 0 | SWHC018-04 | 156.23 | 2022 | 101.53 | 2022 | 0 | 0 | SWHC018-04 | Com HVAC Fan VFD - Marine ¦ SCE ¦ Marine | Com HVAC Fan VFD - Marine | 0.0037584 | 1 | 0.49391 | CBSA 2014 | 0 | 2032 | 0.6 | SWHC018-04
COM-HVAC-80.47 | Com ¦ HVAC Fan Variable Frequency Drive (VFD) - Marine ¦ SCE ¦ Marine | Com ¦ HVAC Fan Variable Frequency Drive (VFD) - Marine | SCE ¦ Marine | SCE | All | Electric | VSD for HVAC Fan Controls | Efficient |  |  | 0 | Conventional | HVAC | Com - School | Com | RET Only | 0 | 1000 sqft2 of floor space | Cap-kBTUh | 15 | DEER:HVAC_Split-Package_AC | 0 | 0 | 0 | SWHC018-04 | 156.23 | 2022 | 101.53 | 2022 | 0 | 0 | SWHC018-04 | Com HVAC Fan VFD - Marine ¦ SCE ¦ Marine | Com HVAC Fan VFD - Marine | 0.097588 | 1 | 0.49391 | CBSA 2014 | 0 | 2032 | 0.6 | SWHC018-04
COM-HVAC-80.48 | Com ¦ HVAC Fan Variable Frequency Drive (VFD) - Marine ¦ SCE ¦ Marine | Com ¦ HVAC Fan Variable Frequency Drive (VFD) - Marine | SCE ¦ Marine | SCE | All | Electric | VSD for HVAC Fan Controls | Efficient |  |  | 0 | Conventional | HVAC | Com - Warehouse | Com | RET Only | 0 | 1000 sqft2 of floor space | Cap-kBTUh | 15 | DEER:HVAC_Split-Package_AC | 0 | 0 | 0 | SWHC018-04 | 156.23 | 2022 | 101.53 | 2022 | 0 | 0 | SWHC018-04 | Com HVAC Fan VFD - Marine ¦ SCE ¦ Marine | Com HVAC Fan VFD - Marine | 0.0055537 | 1 | 0.49391 | CBSA 2014 | 0 | 2032 | 0.6 | SWHC018-04
COM-HVAC-80.49 | Com ¦ HVAC Fan Variable Frequency Drive (VFD) - Hot-Dry ¦ SCE ¦ Hot-Dry | Com ¦ HVAC Fan Variable Frequency Drive (VFD) - Hot-Dry | SCE ¦ Hot-Dry | SCE | All | Electric | VSD for HVAC Fan Controls | Efficient |  |  | 0 | Conventional | HVAC | Com - College | Com | RET Only | 0 | 1000 sqft2 of floor space | Cap-kBTUh | 15 | DEER:HVAC_Split-Package_AC | 0 | 0 | 0 | SWHC018-04 | 156.23 | 2022 | 101.53 | 2022 | 0 | 0 | SWHC018-04 | Com HVAC Fan VFD - Hot-Dry ¦ SCE ¦ Hot-Dry | Com HVAC Fan VFD - Hot-Dry | 0.097588 | 1 | 0.49391 | CBSA 2014 | 0 | 2032 | 0.6 | SWHC018-04
COM-HVAC-80.50 | Com ¦ HVAC Fan Variable Frequency Drive (VFD) - Hot-Dry ¦ SCE ¦ Hot-Dry | Com ¦ HVAC Fan Variable Frequency Drive (VFD) - Hot-Dry | SCE ¦ Hot-Dry | SCE | All | Electric | VSD for HVAC Fan Controls | Efficient |  |  | 0 | Conventional | HVAC | Com - Grocery | Com | RET Only | 0 | 1000 sqft2 of floor space | Cap-kBTUh | 15 | DEER:HVAC_Split-Package_AC | 0 | 0 | 0 | SWHC018-04 | 156.23 | 2022 | 101.53 | 2022 | 0 | 0 | SWHC018-04 | Com HVAC Fan VFD - Hot-Dry ¦ SCE ¦ Hot-Dry | Com HVAC Fan VFD - Hot-Dry | 0.0011938 | 1 | 0.49391 | CBSA 2014 | 0 | 2032 | 0.6 | SWHC018-04
COM-HVAC-80.51 | Com ¦ HVAC Fan Variable Frequency Drive (VFD) - Hot-Dry ¦ SCE ¦ Hot-Dry | Com ¦ HVAC Fan Variable Frequency Drive (VFD) - Hot-Dry | SCE ¦ Hot-Dry | SCE | All | Electric | VSD for HVAC Fan Controls | Efficient |  |  | 0 | Conventional | HVAC | Com - Health | Com | RET Only | 0 | 1000 sqft2 of floor space | Cap-kBTUh | 15 | DEER:HVAC_Split-Package_AC | 0 | 0 | 0 | SWHC018-04 | 156.23 | 2022 | 101.53 | 2022 | 0 | 0 | SWHC018-04 | Com HVAC Fan VFD - Hot-Dry ¦ SCE ¦ Hot-Dry | Com HVAC Fan VFD - Hot-Dry | 0.09389 | 1 | 0.49391 | CBSA 2014 | 0 | 2032 | 0.6 | SWHC018-04
COM-HVAC-80.52 | Com ¦ HVAC Fan Variable Frequency Drive (VFD) - Hot-Dry ¦ SCE ¦ Hot-Dry | Com ¦ HVAC Fan Variable Frequency Drive (VFD) - Hot-Dry | SCE ¦ Hot-Dry | SCE | All | Electric | VSD for HVAC Fan Controls | Efficient |  |  | 0 | Conventional | HVAC | Com - Lodging | Com | RET Only | 0 | 1000 sqft2 of floor space | Cap-kBTUh | 15 | DEER:HVAC_Split-Package_AC | 0 | 0 | 0 | SWHC018-04 | 156.23 | 2022 | 101.53 | 2022 | 0 | 0 | SWHC018-04 | Com HVAC Fan VFD - Hot-Dry ¦ SCE ¦ Hot-Dry | Com HVAC Fan VFD - Hot-Dry | 0.026398 | 1 | 0.49391 | CBSA 2014 | 0 | 2032 | 0.6 | SWHC018-04
COM-HVAC-80.53 | Com ¦ HVAC Fan Variable Frequency Drive (VFD) - Hot-Dry ¦ SCE ¦ Hot-Dry | Com ¦ HVAC Fan Variable Frequency Drive (VFD) - Hot-Dry | SCE ¦ Hot-Dry | SCE | All | Electric | VSD for HVAC Fan Controls | Efficient |  |  | 0 | Conventional | HVAC | Com - Office (Large) | Com | RET Only | 0 | 1000 sqft2 of floor space | Cap-kBTUh | 15 | DEER:HVAC_Split-Package_AC | 0 | 0 | 0 | SWHC018-04 | 156.23 | 2022 | 101.53 | 2022 | 0 | 0 | SWHC018-04 | Com HVAC Fan VFD - Hot-Dry ¦ SCE ¦ Hot-Dry | Com HVAC Fan VFD - Hot-Dry | 0.19641 | 1 | 0.49391 | CBSA 2014 | 0 | 2032 | 0.6 | SWHC018-04
COM-HVAC-80.54 | Com ¦ HVAC Fan Variable Frequency Drive (VFD) - Hot-Dry ¦ SCE ¦ Hot-Dry | Com ¦ HVAC Fan Variable Frequency Drive (VFD) - Hot-Dry | SCE ¦ Hot-Dry | SCE | All | Electric | VSD for HVAC Fan Controls | Efficient |  |  | 0 | Conventional | HVAC | Com - Office (Small) | Com | RET Only | 0 | 1000 sqft2 of floor space | Cap-kBTUh | 15 | DEER:HVAC_Split-Package_AC | 0 | 0 | 0 | SWHC018-04 | 156.23 | 2022 | 101.53 | 2022 | 0 | 0 | SWHC018-04 | Com HVAC Fan VFD - Hot-Dry ¦ SCE ¦ Hot-Dry | Com HVAC Fan VFD - Hot-Dry | 0.041357 | 1 | 0.49391 | CBSA 2014 | 0 | 2032 | 0.6 | SWHC018-04
COM-HVAC-80.55 | Com ¦ HVAC Fan Variable Frequency Drive (VFD) - Hot-Dry ¦ SCE ¦ Hot-Dry | Com ¦ HVAC Fan Variable Frequency Drive (VFD) - Hot-Dry | SCE ¦ Hot-Dry | SCE | All | Electric | VSD for HVAC Fan Controls | Efficient |  |  | 0 | Conventional | HVAC | Com - Other | Com | RET Only | 0 | 1000 sqft2 of floor space | Cap-kBTUh | 15 | DEER:HVAC_Split-Package_AC | 0 | 0 | 0 | SWHC018-04 | 156.23 | 2022 | 101.53 | 2022 | 0 | 0 | SWHC018-04 | Com HVAC Fan VFD - Hot-Dry ¦ SCE ¦ Hot-Dry | Com HVAC Fan VFD - Hot-Dry | 0.031297 | 1 | 0.49391 | CBSA 2014 | 0 | 2032 | 0.6 | SWHC018-04
COM-HVAC-80.56 | Com ¦ HVAC Fan Variable Frequency Drive (VFD) - Hot-Dry ¦ SCE ¦ Hot-Dry | Com ¦ HVAC Fan Variable Frequency Drive (VFD) - Hot-Dry | SCE ¦ Hot-Dry | SCE | All | Electric | VSD for HVAC Fan Controls | Efficient |  |  | 0 | Conventional | HVAC | Com - Refrig. Warehouse | Com | RET Only | 0 | 1000 sqft2 of floor space | Cap-kBTUh | 15 | DEER:HVAC_Split-Package_AC | 0 | 0 | 0 | SWHC018-04 | 156.23 | 2022 | 101.53 | 2022 | 0 | 0 | SWHC018-04 | Com HVAC Fan VFD - Hot-Dry ¦ SCE ¦ Hot-Dry | Com HVAC Fan VFD - Hot-Dry | 0.0055537 | 1 | 0.49391 | CBSA 2014 | 0 | 2032 | 0.6 | SWHC018-04
COM-HVAC-80.57 | Com ¦ HVAC Fan Variable Frequency Drive (VFD) - Hot-Dry ¦ SCE ¦ Hot-Dry | Com ¦ HVAC Fan Variable Frequency Drive (VFD) - Hot-Dry | SCE ¦ Hot-Dry | SCE | All | Electric | VSD for HVAC Fan Controls | Efficient |  |  | 0 | Conventional | HVAC | Com - Restaurant | Com | RET Only | 0 | 1000 sqft2 of floor space | Cap-kBTUh | 15 | DEER:HVAC_Split-Package_AC | 0 | 0 | 0 | SWHC018-04 | 156.23 | 2022 | 101.53 | 2022 | 0 | 0 | SWHC018-04 | Com HVAC Fan VFD - Hot-Dry ¦ SCE ¦ Hot-Dry | Com HVAC Fan VFD - Hot-Dry | 0.0024721 | 1 | 0.49391 | CBSA 2014 | 0 | 2032 | 0.6 | SWHC018-04
COM-HVAC-80.58 | Com ¦ HVAC Fan Variable Frequency Drive (VFD) - Hot-Dry ¦ SCE ¦ Hot-Dry | Com ¦ HVAC Fan Variable Frequency Drive (VFD) - Hot-Dry | SCE ¦ Hot-Dry | SCE | All | Electric | VSD for HVAC Fan Controls | Efficient |  |  | 0 | Conventional | HVAC | Com - Retail | Com | RET Only | 0 | 1000 sqft2 of floor space | Cap-kBTUh | 15 | DEER:HVAC_Split-Package_AC | 0 | 0 | 0 | SWHC018-04 | 156.23 | 2022 | 101.53 | 2022 | 0 | 0 | SWHC018-04 | Com HVAC Fan VFD - Hot-Dry ¦ SCE ¦ Hot-Dry | Com HVAC Fan VFD - Hot-Dry | 0.0037584 | 1 | 0.49391 | CBSA 2014 | 0 | 2032 | 0.6 | SWHC018-04
COM-HVAC-80.59 | Com ¦ HVAC Fan Variable Frequency Drive (VFD) - Hot-Dry ¦ SCE ¦ Hot-Dry | Com ¦ HVAC Fan Variable Frequency Drive (VFD) - Hot-Dry | SCE ¦ Hot-Dry | SCE | All | Electric | VSD for HVAC Fan Controls | Efficient |  |  | 0 | Conventional | HVAC | Com - School | Com | RET Only | 0 | 1000 sqft2 of floor space | Cap-kBTUh | 15 | DEER:HVAC_Split-Package_AC | 0 | 0 | 0 | SWHC018-04 | 156.23 | 2022 | 101.53 | 2022 | 0 | 0 | SWHC018-04 | Com HVAC Fan VFD - Hot-Dry ¦ SCE ¦ Hot-Dry | Com HVAC Fan VFD - Hot-Dry | 0.097588 | 1 | 0.49391 | CBSA 2014 | 0 | 2032 | 0.6 | SWHC018-04
COM-HVAC-80.60 | Com ¦ HVAC Fan Variable Frequency Drive (VFD) - Hot-Dry ¦ SCE ¦ Hot-Dry | Com ¦ HVAC Fan Variable Frequency Drive (VFD) - Hot-Dry | SCE ¦ Hot-Dry | SCE | All | Electric | VSD for HVAC Fan Controls | Efficient |  |  | 0 | Conventional | HVAC | Com - Warehouse | Com | RET Only | 0 | 1000 sqft2 of floor space | Cap-kBTUh | 15 | DEER:HVAC_Split-Package_AC | 0 | 0 | 0 | SWHC018-04 | 156.23 | 2022 | 101.53 | 2022 | 0 | 0 | SWHC018-04 | Com HVAC Fan VFD - Hot-Dry ¦ SCE ¦ Hot-Dry | Com HVAC Fan VFD - Hot-Dry | 0.0055537 | 1 | 0.49391 | CBSA 2014 | 0 | 2032 | 0.6 | SWHC018-04
COM-HVAC-80.61 | Com ¦ HVAC Fan Variable Frequency Drive (VFD) - Cold ¦ SCE ¦ Cold | Com ¦ HVAC Fan Variable Frequency Drive (VFD) - Cold | SCE ¦ Cold | SCE | All | Electric | VSD for HVAC Fan Controls | Efficient |  |  | 0 | Conventional | HVAC | Com - College | Com | RET Only | 0 | 1000 sqft2 of floor space | Cap-kBTUh | 15 | DEER:HVAC_Split-Package_AC | 0 | 0 | 0 | SWHC018-04 | 156.23 | 2022 | 101.53 | 2022 | 0 | 0 | SWHC018-04 | Com HVAC Fan VFD - Cold ¦ SCE ¦ Cold | Com HVAC Fan VFD - Cold | 0.097588 | 1 | 0.49391 | CBSA 2014 | 0 | 2032 | 0.6 | SWHC018-04
COM-HVAC-80.62 | Com ¦ HVAC Fan Variable Frequency Drive (VFD) - Cold ¦ SCE ¦ Cold | Com ¦ HVAC Fan Variable Frequency Drive (VFD) - Cold | SCE ¦ Cold | SCE | All | Electric | VSD for HVAC Fan Controls | Efficient |  |  | 0 | Conventional | HVAC | Com - Grocery | Com | RET Only | 0 | 1000 sqft2 of floor space | Cap-kBTUh | 15 | DEER:HVAC_Split-Package_AC | 0 | 0 | 0 | SWHC018-04 | 156.23 | 2022 | 101.53 | 2022 | 0 | 0 | SWHC018-04 | Com HVAC Fan VFD - Cold ¦ SCE ¦ Cold | Com HVAC Fan VFD - Cold | 0.0011938 | 1 | 0.49391 | CBSA 2014 | 0 | 2032 | 0.6 | SWHC018-04
COM-HVAC-80.63 | Com ¦ HVAC Fan Variable Frequency Drive (VFD) - Cold ¦ SCE ¦ Cold | Com ¦ HVAC Fan Variable Frequency Drive (VFD) - Cold | SCE ¦ Cold | SCE | All | Electric | VSD for HVAC Fan Controls | Efficient |  |  | 0 | Conventional | HVAC | Com - Health | Com | RET Only | 0 | 1000 sqft2 of floor space | Cap-kBTUh | 15 | DEER:HVAC_Split-Package_AC | 0 | 0 | 0 | SWHC018-04 | 156.23 | 2022 | 101.53 | 2022 | 0 | 0 | SWHC018-04 | Com HVAC Fan VFD - Cold ¦ SCE ¦ Cold | Com HVAC Fan VFD - Cold | 0.09389 | 1 | 0.49391 | CBSA 2014 | 0 | 2032 | 0.6 | SWHC018-04
COM-HVAC-80.64 | Com ¦ HVAC Fan Variable Frequency Drive (VFD) - Cold ¦ SCE ¦ Cold | Com ¦ HVAC Fan Variable Frequency Drive (VFD) - Cold | SCE ¦ Cold | SCE | All | Electric | VSD for HVAC Fan Controls | Efficient |  |  | 0 | Conventional | HVAC | Com - Lodging | Com | RET Only | 0 | 1000 sqft2 of floor space | Cap-kBTUh | 15 | DEER:HVAC_Split-Package_AC | 0 | 0 | 0 | SWHC018-04 | 156.23 | 2022 | 101.53 | 2022 | 0 | 0 | SWHC018-04 | Com HVAC Fan VFD - Cold ¦ SCE ¦ Cold | Com HVAC Fan VFD - Cold | 0.026398 | 1 | 0.49391 | CBSA 2014 | 0 | 2032 | 0.6 | SWHC018-04
COM-HVAC-80.65 | Com ¦ HVAC Fan Variable Frequency Drive (VFD) - Cold ¦ SCE ¦ Cold | Com ¦ HVAC Fan Variable Frequency Drive (VFD) - Cold | SCE ¦ Cold | SCE | All | Electric | VSD for HVAC Fan Controls | Efficient |  |  | 0 | Conventional | HVAC | Com - Office (Large) | Com | RET Only | 0 | 1000 sqft2 of floor space | Cap-kBTUh | 15 | DEER:HVAC_Split-Package_AC | 0 | 0 | 0 | SWHC018-04 | 156.23 | 2022 | 101.53 | 2022 | 0 | 0 | SWHC018-04 | Com HVAC Fan VFD - Cold ¦ SCE ¦ Cold | Com HVAC Fan VFD - Cold | 0.19641 | 1 | 0.49391 | CBSA 2014 | 0 | 2032 | 0.6 | SWHC018-04
COM-HVAC-80.66 | Com ¦ HVAC Fan Variable Frequency Drive (VFD) - Cold ¦ SCE ¦ Cold | Com ¦ HVAC Fan Variable Frequency Drive (VFD) - Cold | SCE ¦ Cold | SCE | All | Electric | VSD for HVAC Fan Controls | Efficient |  |  | 0 | Conventional | HVAC | Com - Office (Small) | Com | RET Only | 0 | 1000 sqft2 of floor space | Cap-kBTUh | 15 | DEER:HVAC_Split-Package_AC | 0 | 0 | 0 | SWHC018-04 | 156.23 | 2022 | 101.53 | 2022 | 0 | 0 | SWHC018-04 | Com HVAC Fan VFD - Cold ¦ SCE ¦ Cold | Com HVAC Fan VFD - Cold | 0.041357 | 1 | 0.49391 | CBSA 2014 | 0 | 2032 | 0.6 | SWHC018-04
COM-HVAC-80.67 | Com ¦ HVAC Fan Variable Frequency Drive (VFD) - Cold ¦ SCE ¦ Cold | Com ¦ HVAC Fan Variable Frequency Drive (VFD) - Cold | SCE ¦ Cold | SCE | All | Electric | VSD for HVAC Fan Controls | Efficient |  |  | 0 | Conventional | HVAC | Com - Other | Com | RET Only | 0 | 1000 sqft2 of floor space | Cap-kBTUh | 15 | DEER:HVAC_Split-Package_AC | 0 | 0 | 0 | SWHC018-04 | 156.23 | 2022 | 101.53 | 2022 | 0 | 0 | SWHC018-04 | Com HVAC Fan VFD - Cold ¦ SCE ¦ Cold | Com HVAC Fan VFD - Cold | 0.031297 | 1 | 0.49391 | CBSA 2014 | 0 | 2032 | 0.6 | SWHC018-04
COM-HVAC-80.68 | Com ¦ HVAC Fan Variable Frequency Drive (VFD) - Cold ¦ SCE ¦ Cold | Com ¦ HVAC Fan Variable Frequency Drive (VFD) - Cold | SCE ¦ Cold | SCE | All | Electric | VSD for HVAC Fan Controls | Efficient |  |  | 0 | Conventional | HVAC | Com - Refrig. Warehouse | Com | RET Only | 0 | 1000 sqft2 of floor space | Cap-kBTUh | 15 | DEER:HVAC_Split-Package_AC | 0 | 0 | 0 | SWHC018-04 | 156.23 | 2022 | 101.53 | 2022 | 0 | 0 | SWHC018-04 | Com HVAC Fan VFD - Cold ¦ SCE ¦ Cold | Com HVAC Fan VFD - Cold | 0.0055537 | 1 | 0.49391 | CBSA 2014 | 0 | 2032 | 0.6 | SWHC018-04
COM-HVAC-80.69 | Com ¦ HVAC Fan Variable Frequency Drive (VFD) - Cold ¦ SCE ¦ Cold | Com ¦ HVAC Fan Variable Frequency Drive (VFD) - Cold | SCE ¦ Cold | SCE | All | Electric | VSD for HVAC Fan Controls | Efficient |  |  | 0 | Conventional | HVAC | Com - Restaurant | Com | RET Only | 0 | 1000 sqft2 of floor space | Cap-kBTUh | 15 | DEER:HVAC_Split-Package_AC | 0 | 0 | 0 | SWHC018-04 | 156.23 | 2022 | 101.53 | 2022 | 0 | 0 | SWHC018-04 | Com HVAC Fan VFD - Cold ¦ SCE ¦ Cold | Com HVAC Fan VFD - Cold | 0.0024721 | 1 | 0.49391 | CBSA 2014 | 0 | 2032 | 0.6 | SWHC018-04
COM-HVAC-80.70 | Com ¦ HVAC Fan Variable Frequency Drive (VFD) - Cold ¦ SCE ¦ Cold | Com ¦ HVAC Fan Variable Frequency Drive (VFD) - Cold | SCE ¦ Cold | SCE | All | Electric | VSD for HVAC Fan Controls | Efficient |  |  | 0 | Conventional | HVAC | Com - Retail | Com | RET Only | 0 | 1000 sqft2 of floor space | Cap-kBTUh | 15 | DEER:HVAC_Split-Package_AC | 0 | 0 | 0 | SWHC018-04 | 156.23 | 2022 | 101.53 | 2022 | 0 | 0 | SWHC018-04 | Com HVAC Fan VFD - Cold ¦ SCE ¦ Cold | Com HVAC Fan VFD - Cold | 0.0037584 | 1 | 0.49391 | CBSA 2014 | 0 | 2032 | 0.6 | SWHC018-04
COM-HVAC-80.71 | Com ¦ HVAC Fan Variable Frequency Drive (VFD) - Cold ¦ SCE ¦ Cold | Com ¦ HVAC Fan Variable Frequency Drive (VFD) - Cold | SCE ¦ Cold | SCE | All | Electric | VSD for HVAC Fan Controls | Efficient |  |  | 0 | Conventional | HVAC | Com - School | Com | RET Only | 0 | 1000 sqft2 of floor space | Cap-kBTUh | 15 | DEER:HVAC_Split-Package_AC | 0 | 0 | 0 | SWHC018-04 | 156.23 | 2022 | 101.53 | 2022 | 0 | 0 | SWHC018-04 | Com HVAC Fan VFD - Cold ¦ SCE ¦ Cold | Com HVAC Fan VFD - Cold | 0.097588 | 1 | 0.49391 | CBSA 2014 | 0 | 2032 | 0.6 | SWHC018-04
COM-HVAC-80.72 | Com ¦ HVAC Fan Variable Frequency Drive (VFD) - Cold ¦ SCE ¦ Cold | Com ¦ HVAC Fan Variable Frequency Drive (VFD) - Cold | SCE ¦ Cold | SCE | All | Electric | VSD for HVAC Fan Controls | Efficient |  |  | 0 | Conventional | HVAC | Com - Warehouse | Com | RET Only | 0 | 1000 sqft2 of floor space | Cap-kBTUh | 15 | DEER:HVAC_Split-Package_AC | 0 | 0 | 0 | SWHC018-04 | 156.23 | 2022 | 101.53 | 2022 | 0 | 0 | SWHC018-04 | Com HVAC Fan VFD - Cold ¦ SCE ¦ Cold | Com HVAC Fan VFD - Cold | 0.0055537 | 1 | 0.49391 | CBSA 2014 | 0 | 2032 | 0.6 | SWHC018-04
COM-HVAC-80.73 | Com ¦ HVAC Fan Variable Frequency Drive (VFD) - Marine ¦ SDG&E ¦ Marine | Com ¦ HVAC Fan Variable Frequency Drive (VFD) - Marine | SDG&E ¦ Marine | SDG&E | All | Electric | VSD for HVAC Fan Controls | Efficient |  |  | 0 | Conventional | HVAC | Com - College | Com | RET Only | 0 | 1000 sqft2 of floor space | Cap-kBTUh | 15 | DEER:HVAC_Split-Package_AC | 0 | 0 | 0 | SWHC018-04 | 156.23 | 2022 | 101.53 | 2022 | 0 | 0 | SWHC018-04 | Com HVAC Fan VFD - Marine ¦ SDG&E ¦ Marine | Com HVAC Fan VFD - Marine | 0.097588 | 1 | 0.49391 | CBSA 2014 | 0 | 2032 | 0.6 | SWHC018-04
COM-HVAC-80.74 | Com ¦ HVAC Fan Variable Frequency Drive (VFD) - Marine ¦ SDG&E ¦ Marine | Com ¦ HVAC Fan Variable Frequency Drive (VFD) - Marine | SDG&E ¦ Marine | SDG&E | All | Electric | VSD for HVAC Fan Controls | Efficient |  |  | 0 | Conventional | HVAC | Com - Grocery | Com | RET Only | 0 | 1000 sqft2 of floor space | Cap-kBTUh | 15 | DEER:HVAC_Split-Package_AC | 0 | 0 | 0 | SWHC018-04 | 156.23 | 2022 | 101.53 | 2022 | 0 | 0 | SWHC018-04 | Com HVAC Fan VFD - Marine ¦ SDG&E ¦ Marine | Com HVAC Fan VFD - Marine | 0.0011938 | 1 | 0.49391 | CBSA 2014 | 0 | 2032 | 0.6 | SWHC018-04
COM-HVAC-80.75 | Com ¦ HVAC Fan Variable Frequency Drive (VFD) - Marine ¦ SDG&E ¦ Marine | Com ¦ HVAC Fan Variable Frequency Drive (VFD) - Marine | SDG&E ¦ Marine | SDG&E | All | Electric | VSD for HVAC Fan Controls | Efficient |  |  | 0 | Conventional | HVAC | Com - Health | Com | RET Only | 0 | 1000 sqft2 of floor space | Cap-kBTUh | 15 | DEER:HVAC_Split-Package_AC | 0 | 0 | 0 | SWHC018-04 | 156.23 | 2022 | 101.53 | 2022 | 0 | 0 | SWHC018-04 | Com HVAC Fan VFD - Marine ¦ SDG&E ¦ Marine | Com HVAC Fan VFD - Marine | 0.09389 | 1 | 0.49391 | CBSA 2014 | 0 | 2032 | 0.6 | SWHC018-04
COM-HVAC-80.76 | Com ¦ HVAC Fan Variable Frequency Drive (VFD) - Marine ¦ SDG&E ¦ Marine | Com ¦ HVAC Fan Variable Frequency Drive (VFD) - Marine | SDG&E ¦ Marine | SDG&E | All | Electric | VSD for HVAC Fan Controls | Efficient |  |  | 0 | Conventional | HVAC | Com - Lodging | Com | RET Only | 0 | 1000 sqft2 of floor space | Cap-kBTUh | 15 | DEER:HVAC_Split-Package_AC | 0 | 0 | 0 | SWHC018-04 | 156.23 | 2022 | 101.53 | 2022 | 0 | 0 | SWHC018-04 | Com HVAC Fan VFD - Marine ¦ SDG&E ¦ Marine | Com HVAC Fan VFD - Marine | 0.026398 | 1 | 0.49391 | CBSA 2014 | 0 | 2032 | 0.6 | SWHC018-04
COM-HVAC-80.77 | Com ¦ HVAC Fan Variable Frequency Drive (VFD) - Marine ¦ SDG&E ¦ Marine | Com ¦ HVAC Fan Variable Frequency Drive (VFD) - Marine | SDG&E ¦ Marine | SDG&E | All | Electric | VSD for HVAC Fan Controls | Efficient |  |  | 0 | Conventional | HVAC | Com - Office (Large) | Com | RET Only | 0 | 1000 sqft2 of floor space | Cap-kBTUh | 15 | DEER:HVAC_Split-Package_AC | 0 | 0 | 0 | SWHC018-04 | 156.23 | 2022 | 101.53 | 2022 | 0 | 0 | SWHC018-04 | Com HVAC Fan VFD - Marine ¦ SDG&E ¦ Marine | Com HVAC Fan VFD - Marine | 0.19641 | 1 | 0.49391 | CBSA 2014 | 0 | 2032 | 0.6 | SWHC018-04
COM-HVAC-80.78 | Com ¦ HVAC Fan Variable Frequency Drive (VFD) - Marine ¦ SDG&E ¦ Marine | Com ¦ HVAC Fan Variable Frequency Drive (VFD) - Marine | SDG&E ¦ Marine | SDG&E | All | Electric | VSD for HVAC Fan Controls | Efficient |  |  | 0 | Conventional | HVAC | Com - Office (Small) | Com | RET Only | 0 | 1000 sqft2 of floor space | Cap-kBTUh | 15 | DEER:HVAC_Split-Package_AC | 0 | 0 | 0 | SWHC018-04 | 156.23 | 2022 | 101.53 | 2022 | 0 | 0 | SWHC018-04 | Com HVAC Fan VFD - Marine ¦ SDG&E ¦ Marine | Com HVAC Fan VFD - Marine | 0.041357 | 1 | 0.49391 | CBSA 2014 | 0 | 2032 | 0.6 | SWHC018-04
COM-HVAC-80.79 | Com ¦ HVAC Fan Variable Frequency Drive (VFD) - Marine ¦ SDG&E ¦ Marine | Com ¦ HVAC Fan Variable Frequency Drive (VFD) - Marine | SDG&E ¦ Marine | SDG&E | All | Electric | VSD for HVAC Fan Controls | Efficient |  |  | 0 | Conventional | HVAC | Com - Other | Com | RET Only | 0 | 1000 sqft2 of floor space | Cap-kBTUh | 15 | DEER:HVAC_Split-Package_AC | 0 | 0 | 0 | SWHC018-04 | 156.23 | 2022 | 101.53 | 2022 | 0 | 0 | SWHC018-04 | Com HVAC Fan VFD - Marine ¦ SDG&E ¦ Marine | Com HVAC Fan VFD - Marine | 0.031297 | 1 | 0.49391 | CBSA 2014 | 0 | 2032 | 0.6 | SWHC018-04
COM-HVAC-80.80 | Com ¦ HVAC Fan Variable Frequency Drive (VFD) - Marine ¦ SDG&E ¦ Marine | Com ¦ HVAC Fan Variable Frequency Drive (VFD) - Marine | SDG&E ¦ Marine | SDG&E | All | Electric | VSD for HVAC Fan Controls | Efficient |  |  | 0 | Conventional | HVAC | Com - Refrig. Warehouse | Com | RET Only | 0 | 1000 sqft2 of floor space | Cap-kBTUh | 15 | DEER:HVAC_Split-Package_AC | 0 | 0 | 0 | SWHC018-04 | 156.23 | 2022 | 101.53 | 2022 | 0 | 0 | SWHC018-04 | Com HVAC Fan VFD - Marine ¦ SDG&E ¦ Marine | Com HVAC Fan VFD - Marine | 0.0055537 | 1 | 0.49391 | CBSA 2014 | 0 | 2032 | 0.6 | SWHC018-04
COM-HVAC-80.81 | Com ¦ HVAC Fan Variable Frequency Drive (VFD) - Marine ¦ SDG&E ¦ Marine | Com ¦ HVAC Fan Variable Frequency Drive (VFD) - Marine | SDG&E ¦ Marine | SDG&E | All | Electric | VSD for HVAC Fan Controls | Efficient |  |  | 0 | Conventional | HVAC | Com - Restaurant | Com | RET Only | 0 | 1000 sqft2 of floor space | Cap-kBTUh | 15 | DEER:HVAC_Split-Package_AC | 0 | 0 | 0 | SWHC018-04 | 156.23 | 2022 | 101.53 | 2022 | 0 | 0 | SWHC018-04 | Com HVAC Fan VFD - Marine ¦ SDG&E ¦ Marine | Com HVAC Fan VFD - Marine | 0.0024721 | 1 | 0.49391 | CBSA 2014 | 0 | 2032 | 0.6 | SWHC018-04
COM-HVAC-80.82 | Com ¦ HVAC Fan Variable Frequency Drive (VFD) - Marine ¦ SDG&E ¦ Marine | Com ¦ HVAC Fan Variable Frequency Drive (VFD) - Marine | SDG&E ¦ Marine | SDG&E | All | Electric | VSD for HVAC Fan Controls | Efficient |  |  | 0 | Conventional | HVAC | Com - Retail | Com | RET Only | 0 | 1000 sqft2 of floor space | Cap-kBTUh | 15 | DEER:HVAC_Split-Package_AC | 0 | 0 | 0 | SWHC018-04 | 156.23 | 2022 | 101.53 | 2022 | 0 | 0 | SWHC018-04 | Com HVAC Fan VFD - Marine ¦ SDG&E ¦ Marine | Com HVAC Fan VFD - Marine | 0.0037584 | 1 | 0.49391 | CBSA 2014 | 0 | 2032 | 0.6 | SWHC018-04
COM-HVAC-80.83 | Com ¦ HVAC Fan Variable Frequency Drive (VFD) - Marine ¦ SDG&E ¦ Marine | Com ¦ HVAC Fan Variable Frequency Drive (VFD) - Marine | SDG&E ¦ Marine | SDG&E | All | Electric | VSD for HVAC Fan Controls | Efficient |  |  | 0 | Conventional | HVAC | Com - School | Com | RET Only | 0 | 1000 sqft2 of floor space | Cap-kBTUh | 15 | DEER:HVAC_Split-Package_AC | 0 | 0 | 0 | SWHC018-04 | 156.23 | 2022 | 101.53 | 2022 | 0 | 0 | SWHC018-04 | Com HVAC Fan VFD - Marine ¦ SDG&E ¦ Marine | Com HVAC Fan VFD - Marine | 0.097588 | 1 | 0.49391 | CBSA 2014 | 0 | 2032 | 0.6 | SWHC018-04
COM-HVAC-80.84 | Com ¦ HVAC Fan Variable Frequency Drive (VFD) - Marine ¦ SDG&E ¦ Marine | Com ¦ HVAC Fan Variable Frequency Drive (VFD) - Marine | SDG&E ¦ Marine | SDG&E | All | Electric | VSD for HVAC Fan Controls | Efficient |  |  | 0 | Conventional | HVAC | Com - Warehouse | Com | RET Only | 0 | 1000 sqft2 of floor space | Cap-kBTUh | 15 | DEER:HVAC_Split-Package_AC | 0 | 0 | 0 | SWHC018-04 | 156.23 | 2022 | 101.53 | 2022 | 0 | 0 | SWHC018-04 | Com HVAC Fan VFD - Marine ¦ SDG&E ¦ Marine | Com HVAC Fan VFD - Marine | 0.0055537 | 1 | 0.49391 | CBSA 2014 | 0 | 2032 | 0.6 | SWHC018-04
COM-HVAC-80.85 | Com ¦ HVAC Fan Variable Frequency Drive (VFD) - Hot-Dry ¦ SDG&E ¦ Hot-Dry | Com ¦ HVAC Fan Variable Frequency Drive (VFD) - Hot-Dry | SDG&E ¦ Hot-Dry | SDG&E | All | Electric | VSD for HVAC Fan Controls | Efficient |  |  | 0 | Conventional | HVAC | Com - College | Com | RET Only | 0 | 1000 sqft2 of floor space | Cap-kBTUh | 15 | DEER:HVAC_Split-Package_AC | 0 | 0 | 0 | SWHC018-04 | 156.23 | 2022 | 101.53 | 2022 | 0 | 0 | SWHC018-04 | Com HVAC Fan VFD - Hot-Dry ¦ SDG&E ¦ Hot-Dry | Com HVAC Fan VFD - Hot-Dry | 0.097588 | 1 | 0.49391 | CBSA 2014 | 0 | 2032 | 0.6 | SWHC018-04
COM-HVAC-80.86 | Com ¦ HVAC Fan Variable Frequency Drive (VFD) - Hot-Dry ¦ SDG&E ¦ Hot-Dry | Com ¦ HVAC Fan Variable Frequency Drive (VFD) - Hot-Dry | SDG&E ¦ Hot-Dry | SDG&E | All | Electric | VSD for HVAC Fan Controls | Efficient |  |  | 0 | Conventional | HVAC | Com - Grocery | Com | RET Only | 0 | 1000 sqft2 of floor space | Cap-kBTUh | 15 | DEER:HVAC_Split-Package_AC | 0 | 0 | 0 | SWHC018-04 | 156.23 | 2022 | 101.53 | 2022 | 0 | 0 | SWHC018-04 | Com HVAC Fan VFD - Hot-Dry ¦ SDG&E ¦ Hot-Dry | Com HVAC Fan VFD - Hot-Dry | 0.0011938 | 1 | 0.49391 | CBSA 2014 | 0 | 2032 | 0.6 | SWHC018-04
COM-HVAC-80.87 | Com ¦ HVAC Fan Variable Frequency Drive (VFD) - Hot-Dry ¦ SDG&E ¦ Hot-Dry | Com ¦ HVAC Fan Variable Frequency Drive (VFD) - Hot-Dry | SDG&E ¦ Hot-Dry | SDG&E | All | Electric | VSD for HVAC Fan Controls | Efficient |  |  | 0 | Conventional | HVAC | Com - Health | Com | RET Only | 0 | 1000 sqft2 of floor space | Cap-kBTUh | 15 | DEER:HVAC_Split-Package_AC | 0 | 0 | 0 | SWHC018-04 | 156.23 | 2022 | 101.53 | 2022 | 0 | 0 | SWHC018-04 | Com HVAC Fan VFD - Hot-Dry ¦ SDG&E ¦ Hot-Dry | Com HVAC Fan VFD - Hot-Dry | 0.09389 | 1 | 0.49391 | CBSA 2014 | 0 | 2032 | 0.6 | SWHC018-04
COM-HVAC-80.88 | Com ¦ HVAC Fan Variable Frequency Drive (VFD) - Hot-Dry ¦ SDG&E ¦ Hot-Dry | Com ¦ HVAC Fan Variable Frequency Drive (VFD) - Hot-Dry | SDG&E ¦ Hot-Dry | SDG&E | All | Electric | VSD for HVAC Fan Controls | Efficient |  |  | 0 | Conventional | HVAC | Com - Lodging | Com | RET Only | 0 | 1000 sqft2 of floor space | Cap-kBTUh | 15 | DEER:HVAC_Split-Package_AC | 0 | 0 | 0 | SWHC018-04 | 156.23 | 2022 | 101.53 | 2022 | 0 | 0 | SWHC018-04 | Com HVAC Fan VFD - Hot-Dry ¦ SDG&E ¦ Hot-Dry | Com HVAC Fan VFD - Hot-Dry | 0.026398 | 1 | 0.49391 | CBSA 2014 | 0 | 2032 | 0.6 | SWHC018-04
COM-HVAC-80.89 | Com ¦ HVAC Fan Variable Frequency Drive (VFD) - Hot-Dry ¦ SDG&E ¦ Hot-Dry | Com ¦ HVAC Fan Variable Frequency Drive (VFD) - Hot-Dry | SDG&E ¦ Hot-Dry | SDG&E | All | Electric | VSD for HVAC Fan Controls | Efficient |  |  | 0 | Conventional | HVAC | Com - Office (Large) | Com | RET Only | 0 | 1000 sqft2 of floor space | Cap-kBTUh | 15 | DEER:HVAC_Split-Package_AC | 0 | 0 | 0 | SWHC018-04 | 156.23 | 2022 | 101.53 | 2022 | 0 | 0 | SWHC018-04 | Com HVAC Fan VFD - Hot-Dry ¦ SDG&E ¦ Hot-Dry | Com HVAC Fan VFD - Hot-Dry | 0.19641 | 1 | 0.49391 | CBSA 2014 | 0 | 2032 | 0.6 | SWHC018-04
COM-HVAC-80.90 | Com ¦ HVAC Fan Variable Frequency Drive (VFD) - Hot-Dry ¦ SDG&E ¦ Hot-Dry | Com ¦ HVAC Fan Variable Frequency Drive (VFD) - Hot-Dry | SDG&E ¦ Hot-Dry | SDG&E | All | Electric | VSD for HVAC Fan Controls | Efficient |  |  | 0 | Conventional | HVAC | Com - Office (Small) | Com | RET Only | 0 | 1000 sqft2 of floor space | Cap-kBTUh | 15 | DEER:HVAC_Split-Package_AC | 0 | 0 | 0 | SWHC018-04 | 156.23 | 2022 | 101.53 | 2022 | 0 | 0 | SWHC018-04 | Com HVAC Fan VFD - Hot-Dry ¦ SDG&E ¦ Hot-Dry | Com HVAC Fan VFD - Hot-Dry | 0.041357 | 1 | 0.49391 | CBSA 2014 | 0 | 2032 | 0.6 | SWHC018-04
COM-HVAC-80.91 | Com ¦ HVAC Fan Variable Frequency Drive (VFD) - Hot-Dry ¦ SDG&E ¦ Hot-Dry | Com ¦ HVAC Fan Variable Frequency Drive (VFD) - Hot-Dry | SDG&E ¦ Hot-Dry | SDG&E | All | Electric | VSD for HVAC Fan Controls | Efficient |  |  | 0 | Conventional | HVAC | Com - Other | Com | RET Only | 0 | 1000 sqft2 of floor space | Cap-kBTUh | 15 | DEER:HVAC_Split-Package_AC | 0 | 0 | 0 | SWHC018-04 | 156.23 | 2022 | 101.53 | 2022 | 0 | 0 | SWHC018-04 | Com HVAC Fan VFD - Hot-Dry ¦ SDG&E ¦ Hot-Dry | Com HVAC Fan VFD - Hot-Dry | 0.031297 | 1 | 0.49391 | CBSA 2014 | 0 | 2032 | 0.6 | SWHC018-04
COM-HVAC-80.92 | Com ¦ HVAC Fan Variable Frequency Drive (VFD) - Hot-Dry ¦ SDG&E ¦ Hot-Dry | Com ¦ HVAC Fan Variable Frequency Drive (VFD) - Hot-Dry | SDG&E ¦ Hot-Dry | SDG&E | All | Electric | VSD for HVAC Fan Controls | Efficient |  |  | 0 | Conventional | HVAC | Com - Refrig. Warehouse | Com | RET Only | 0 | 1000 sqft2 of floor space | Cap-kBTUh | 15 | DEER:HVAC_Split-Package_AC | 0 | 0 | 0 | SWHC018-04 | 156.23 | 2022 | 101.53 | 2022 | 0 | 0 | SWHC018-04 | Com HVAC Fan VFD - Hot-Dry ¦ SDG&E ¦ Hot-Dry | Com HVAC Fan VFD - Hot-Dry | 0.0055537 | 1 | 0.49391 | CBSA 2014 | 0 | 2032 | 0.6 | SWHC018-04
COM-HVAC-80.93 | Com ¦ HVAC Fan Variable Frequency Drive (VFD) - Hot-Dry ¦ SDG&E ¦ Hot-Dry | Com ¦ HVAC Fan Variable Frequency Drive (VFD) - Hot-Dry | SDG&E ¦ Hot-Dry | SDG&E | All | Electric | VSD for HVAC Fan Controls | Efficient |  |  | 0 | Conventional | HVAC | Com - Restaurant | Com | RET Only | 0 | 1000 sqft2 of floor space | Cap-kBTUh | 15 | DEER:HVAC_Split-Package_AC | 0 | 0 | 0 | SWHC018-04 | 156.23 | 2022 | 101.53 | 2022 | 0 | 0 | SWHC018-04 | Com HVAC Fan VFD - Hot-Dry ¦ SDG&E ¦ Hot-Dry | Com HVAC Fan VFD - Hot-Dry | 0.0024721 | 1 | 0.49391 | CBSA 2014 | 0 | 2032 | 0.6 | SWHC018-04
COM-HVAC-80.94 | Com ¦ HVAC Fan Variable Frequency Drive (VFD) - Hot-Dry ¦ SDG&E ¦ Hot-Dry | Com ¦ HVAC Fan Variable Frequency Drive (VFD) - Hot-Dry | SDG&E ¦ Hot-Dry | SDG&E | All | Electric | VSD for HVAC Fan Controls | Efficient |  |  | 0 | Conventional | HVAC | Com - Retail | Com | RET Only | 0 | 1000 sqft2 of floor space | Cap-kBTUh | 15 | DEER:HVAC_Split-Package_AC | 0 | 0 | 0 | SWHC018-04 | 156.23 | 2022 | 101.53 | 2022 | 0 | 0 | SWHC018-04 | Com HVAC Fan VFD - Hot-Dry ¦ SDG&E ¦ Hot-Dry | Com HVAC Fan VFD - Hot-Dry | 0.0037584 | 1 | 0.49391 | CBSA 2014 | 0 | 2032 | 0.6 | SWHC018-04
COM-HVAC-80.95 | Com ¦ HVAC Fan Variable Frequency Drive (VFD) - Hot-Dry ¦ SDG&E ¦ Hot-Dry | Com ¦ HVAC Fan Variable Frequency Drive (VFD) - Hot-Dry | SDG&E ¦ Hot-Dry | SDG&E | All | Electric | VSD for HVAC Fan Controls | Efficient |  |  | 0 | Conventional | HVAC | Com - School | Com | RET Only | 0 | 1000 sqft2 of floor space | Cap-kBTUh | 15 | DEER:HVAC_Split-Package_AC | 0 | 0 | 0 | SWHC018-04 | 156.23 | 2022 | 101.53 | 2022 | 0 | 0 | SWHC018-04 | Com HVAC Fan VFD - Hot-Dry ¦ SDG&E ¦ Hot-Dry | Com HVAC Fan VFD - Hot-Dry | 0.097588 | 1 | 0.49391 | CBSA 2014 | 0 | 2032 | 0.6 | SWHC018-04
COM-HVAC-80.96 | Com ¦ HVAC Fan Variable Frequency Drive (VFD) - Hot-Dry ¦ SDG&E ¦ Hot-Dry | Com ¦ HVAC Fan Variable Frequency Drive (VFD) - Hot-Dry | SDG&E ¦ Hot-Dry | SDG&E | All | Electric | VSD for HVAC Fan Controls | Efficient |  |  | 0 | Conventional | HVAC | Com - Warehouse | Com | RET Only | 0 | 1000 sqft2 of floor space | Cap-kBTUh | 15 | DEER:HVAC_Split-Package_AC | 0 | 0 | 0 | SWHC018-04 | 156.23 | 2022 | 101.53 | 2022 | 0 | 0 | SWHC018-04 | Com HVAC Fan VFD - Hot-Dry ¦ SDG&E ¦ Hot-Dry | Com HVAC Fan VFD - Hot-Dry | 0.0055537 | 1 | 0.49391 | CBSA 2014 | 0 | 2032 | 0.6 | SWHC018-04
COM-HVAC-85.1 | Com ¦ No Economizer - Marine ¦ PG&E ¦ Marine | Com ¦ No Economizer - Marine | PG&E ¦ Marine | PG&E | All | Electric | Existing Economizer with snapdisc or malfunctioning analog sensor or Existing Economizer with fully operating analog sensor but requires adjustment | Average Existing and Code |  |  | 0 | Conventional | HVAC | Com - College | Com | RET and NEW | 0 | 1000 sqft2 of floor space | Cap-kBTUh | 3 | DEER:HVAC_Split-Package_AC | 2639.8905 | 0.73517 | 33.4714 | SWSV010-03 | 0 | 2022 | 0 | 2021 | 0 | 0 | SWSV010-03 | Com Economizers - Marine ¦ PG&E ¦ Marine | Com Economizers - Marine | 0.55707 | 0.85 | 0.84535 | CBSA 2014 | -309.7172 | 2012 | 0.45 | SWSV010-03
COM-HVAC-85.2 | Com ¦ No Economizer - Marine ¦ PG&E ¦ Marine | Com ¦ No Economizer - Marine | PG&E ¦ Marine | PG&E | All | Electric | Existing Economizer with snapdisc or malfunctioning analog sensor or Existing Economizer with fully operating analog sensor but requires adjustment | Average Existing and Code |  |  | 0 | Conventional | HVAC | Com - Grocery | Com | RET and NEW | 0 | 1000 sqft2 of floor space | Cap-kBTUh | 3 | DEER:HVAC_Split-Package_AC | 22300 | 3.0325 | 65.025 | SWSV010-03 | 0 | 2022 | 0 | 2021 | 0 | 0 | SWSV010-03 | Com Economizers - Marine ¦ PG&E ¦ Marine | Com Economizers - Marine | 0.92949 | 0.85 | 0.84535 | CBSA 2014 | -1407.0398 | 2012 | 0.45 | SWSV010-03
COM-HVAC-85.3 | Com ¦ No Economizer - Marine ¦ PG&E ¦ Marine | Com ¦ No Economizer - Marine | PG&E ¦ Marine | PG&E | All | Electric | Existing Economizer with snapdisc or malfunctioning analog sensor or Existing Economizer with fully operating analog sensor but requires adjustment | Average Existing and Code |  |  | 0 | Conventional | HVAC | Com - Health | Com | RET and NEW | 0 | 1000 sqft2 of floor space | Cap-kBTUh | 3 | DEER:HVAC_Split-Package_AC | 4477.5547 | 0.72786 | 13.5942 | SWSV010-03 | 0 | 2022 | 0 | 2021 | 0 | 0 | SWSV010-03 | Com Economizers - Marine ¦ PG&E ¦ Marine | Com Economizers - Marine | 0.82262 | 0.85 | 0.84535 | CBSA 2014 | -331.3942 | 2012 | 0.45 | SWSV010-03
COM-HVAC-85.4 | Com ¦ No Economizer - Marine ¦ PG&E ¦ Marine | Com ¦ No Economizer - Marine | PG&E ¦ Marine | PG&E | All | Electric | Existing Economizer with snapdisc or malfunctioning analog sensor or Existing Economizer with fully operating analog sensor but requires adjustment | Average Existing and Code |  |  | 0 | Conventional | HVAC | Com - Lodging | Com | RET and NEW | 0 | 1000 sqft2 of floor space | Cap-kBTUh | 3 | DEER:HVAC_Split-Package_AC | 2897.0478 | 0.58713 | 9.9837 | SWSV010-03 | 0 | 2022 | 0 | 2021 | 0 | 0 | SWSV010-03 | Com Economizers - Marine ¦ PG&E ¦ Marine | Com Economizers - Marine | 0.43849 | 0.85 | 0.84535 | CBSA 2014 | -555.4367 | 2012 | 0.45 | SWSV010-03
COM-HVAC-85.5 | Com ¦ No Economizer - Marine ¦ PG&E ¦ Marine | Com ¦ No Economizer - Marine | PG&E ¦ Marine | PG&E | All | Electric | Existing Economizer with snapdisc or malfunctioning analog sensor or Existing Economizer with fully operating analog sensor but requires adjustment | Average Existing and Code |  |  | 0 | Conventional | HVAC | Com - Office (Large) | Com | RET and NEW | 0 | 1000 sqft2 of floor space | Cap-kBTUh | 3 | DEER:HVAC_Split-Package_AC | 3207.5 | 0.3745 | 18.3 | SWSV010-03 | 0 | 2022 | 0 | 2021 | 0 | 0 | SWSV010-03 | Com Economizers - Marine ¦ PG&E ¦ Marine | Com Economizers - Marine | 0.58414 | 0.85 | 0.84535 | CBSA 2014 | -401.1702 | 2012 | 0.45 | SWSV010-03
COM-HVAC-85.6 | Com ¦ No Economizer - Marine ¦ PG&E ¦ Marine | Com ¦ No Economizer - Marine | PG&E ¦ Marine | PG&E | All | Electric | Existing Economizer with snapdisc or malfunctioning analog sensor or Existing Economizer with fully operating analog sensor but requires adjustment | Average Existing and Code |  |  | 0 | Conventional | HVAC | Com - Office (Small) | Com | RET and NEW | 0 | 1000 sqft2 of floor space | Cap-kBTUh | 3 | DEER:HVAC_Split-Package_AC | 2507.5 | 0.2595 | 29.95 | SWSV010-03 | 0 | 2022 | 0 | 2021 | 0 | 0 | SWSV010-03 | Com Economizers - Marine ¦ PG&E ¦ Marine | Com Economizers - Marine | 0.68317 | 0.85 | 0.84535 | CBSA 2014 | -174.2552 | 2012 | 0.45 | SWSV010-03
COM-HVAC-85.7 | Com ¦ No Economizer - Marine ¦ PG&E ¦ Marine | Com ¦ No Economizer - Marine | PG&E ¦ Marine | PG&E | All | Electric | Existing Economizer with snapdisc or malfunctioning analog sensor or Existing Economizer with fully operating analog sensor but requires adjustment | Average Existing and Code |  |  | 0 | Conventional | HVAC | Com - Other | Com | RET and NEW | 0 | 1000 sqft2 of floor space | Cap-kBTUh | 3 | DEER:HVAC_Split-Package_AC | 2197.5 | 0.543 | 41.05 | SWSV010-03 | 0 | 2022 | 0 | 2021 | 0 | 0 | SWSV010-03 | Com Economizers - Marine ¦ PG&E ¦ Marine | Com Economizers - Marine | 0.32241 | 0.85 | 0.84535 | CBSA 2014 | -428.6145 | 2012 | 0.45 | SWSV010-03
COM-HVAC-85.8 | Com ¦ No Economizer - Marine ¦ PG&E ¦ Marine | Com ¦ No Economizer - Marine | PG&E ¦ Marine | PG&E | All | Electric | Existing Economizer with snapdisc or malfunctioning analog sensor or Existing Economizer with fully operating analog sensor but requires adjustment | Average Existing and Code |  |  | 0 | Conventional | HVAC | Com - Refrig. Warehouse | Com | RET and NEW | 0 | 1000 sqft2 of floor space | Cap-kBTUh | 3 | DEER:HVAC_Split-Package_AC | 305666.6667 | 36.4667 | 17.9667 | SWSV010-03 | 0 | 2022 | 0 | 2021 | 0 | 0 | SWSV010-03 | Com Economizers - Marine ¦ PG&E ¦ Marine | Com Economizers - Marine | 0 | 0.85 | 0 | CBSA 2014 | -5475.2597 | 2012 | 0.45 | SWSV010-03
COM-HVAC-85.9 | Com ¦ No Economizer - Marine ¦ PG&E ¦ Marine | Com ¦ No Economizer - Marine | PG&E ¦ Marine | PG&E | All | Electric | Existing Economizer with snapdisc or malfunctioning analog sensor or Existing Economizer with fully operating analog sensor but requires adjustment | Average Existing and Code |  |  | 0 | Conventional | HVAC | Com - Restaurant | Com | RET and NEW | 0 | 1000 sqft2 of floor space | Cap-kBTUh | 3 | DEER:HVAC_Split-Package_AC | 5552.4914 | 1.1094 | 26.3718 | SWSV010-03 | 0 | 2022 | 0 | 2021 | 0 | 0 | SWSV010-03 | Com Economizers - Marine ¦ PG&E ¦ Marine | Com Economizers - Marine | 0.98716 | 0.85 | 0.84535 | CBSA 2014 | -118.4851 | 2012 | 0.45 | SWSV010-03
COM-HVAC-85.10 | Com ¦ No Economizer - Marine ¦ PG&E ¦ Marine | Com ¦ No Economizer - Marine | PG&E ¦ Marine | PG&E | All | Electric | Existing Economizer with snapdisc or malfunctioning analog sensor or Existing Economizer with fully operating analog sensor but requires adjustment | Average Existing and Code |  |  | 0 | Conventional | HVAC | Com - Retail | Com | RET and NEW | 0 | 1000 sqft2 of floor space | Cap-kBTUh | 3 | DEER:HVAC_Split-Package_AC | 5722.1333 | 1.0176 | 33.471 | SWSV010-03 | 0 | 2022 | 0 | 2021 | 0 | 0 | SWSV010-03 | Com Economizers - Marine ¦ PG&E ¦ Marine | Com Economizers - Marine | 0.41141 | 0.85 | 0.84535 | CBSA 2014 | -2175.6688 | 2012 | 0.45 | SWSV010-03
COM-HVAC-85.11 | Com ¦ No Economizer - Marine ¦ PG&E ¦ Marine | Com ¦ No Economizer - Marine | PG&E ¦ Marine | PG&E | All | Electric | Existing Economizer with snapdisc or malfunctioning analog sensor or Existing Economizer with fully operating analog sensor but requires adjustment | Average Existing and Code |  |  | 0 | Conventional | HVAC | Com - School | Com | RET and NEW | 0 | 1000 sqft2 of floor space | Cap-kBTUh | 3 | DEER:HVAC_Split-Package_AC | 1775.0819 | 0.26363 | 47.5282 | SWSV010-03 | 0 | 2022 | 0 | 2021 | 0 | 0 | SWSV010-03 | Com Economizers - Marine ¦ PG&E ¦ Marine | Com Economizers - Marine | 0.62474 | 0.85 | 0.84535 | CBSA 2014 | -400.8498 | 2012 | 0.45 | SWSV010-03
COM-HVAC-85.12 | Com ¦ No Economizer - Marine ¦ PG&E ¦ Marine | Com ¦ No Economizer - Marine | PG&E ¦ Marine | PG&E | All | Electric | Existing Economizer with snapdisc or malfunctioning analog sensor or Existing Economizer with fully operating analog sensor but requires adjustment | Average Existing and Code |  |  | 0 | Conventional | HVAC | Com - Warehouse | Com | RET and NEW | 0 | 1000 sqft2 of floor space | Cap-kBTUh | 3 | DEER:HVAC_Split-Package_AC | 2467.5 | 0.1715 | 46.55 | SWSV010-03 | 0 | 2022 | 0 | 2021 | 0 | 0 | SWSV010-03 | Com Economizers - Marine ¦ PG&E ¦ Marine | Com Economizers - Marine | 0.12804 | 0.85 | 0.84535 | CBSA 2014 | -935.799 | 2012 | 0.45 | SWSV010-03
COM-HVAC-85.13 | Com ¦ No Economizer - Hot-Dry ¦ PG&E ¦ Hot-Dry | Com ¦ No Economizer - Hot-Dry | PG&E ¦ Hot-Dry | PG&E | All | Electric | Existing Economizer with snapdisc or malfunctioning analog sensor or Existing Economizer with fully operating analog sensor but requires adjustment | Average Existing and Code |  |  | 0 | Conventional | HVAC | Com - College | Com | RET and NEW | 0 | 1000 sqft2 of floor space | Cap-kBTUh | 3 | DEER:HVAC_Split-Package_AC | 3090.7599 | 0.80469 | 33.0653 | SWSV010-03 | 0 | 2022 | 0 | 2021 | 0 | 0 | SWSV010-03 | Com Economizers - Hot-Dry ¦ PG&E ¦ Hot-Dry | Com Economizers - Hot-Dry | 0.55707 | 0.85 | 0.84535 | CBSA 2014 | -342.4173 | 2012 | 0.45 | SWSV010-03
COM-HVAC-85.14 | Com ¦ No Economizer - Hot-Dry ¦ PG&E ¦ Hot-Dry | Com ¦ No Economizer - Hot-Dry | PG&E ¦ Hot-Dry | PG&E | All | Electric | Existing Economizer with snapdisc or malfunctioning analog sensor or Existing Economizer with fully operating analog sensor but requires adjustment | Average Existing and Code |  |  | 0 | Conventional | HVAC | Com - Grocery | Com | RET and NEW | 0 | 1000 sqft2 of floor space | Cap-kBTUh | 3 | DEER:HVAC_Split-Package_AC | 13225 | 2.2025 | 37.995 | SWSV010-03 | 0 | 2022 | 0 | 2021 | 0 | 0 | SWSV010-03 | Com Economizers - Hot-Dry ¦ PG&E ¦ Hot-Dry | Com Economizers - Hot-Dry | 0.92949 | 0.85 | 0.84535 | CBSA 2014 | -833.1101 | 2012 | 0.45 | SWSV010-03
COM-HVAC-85.15 | Com ¦ No Economizer - Hot-Dry ¦ PG&E ¦ Hot-Dry | Com ¦ No Economizer - Hot-Dry | PG&E ¦ Hot-Dry | PG&E | All | Electric | Existing Economizer with snapdisc or malfunctioning analog sensor or Existing Economizer with fully operating analog sensor but requires adjustment | Average Existing and Code |  |  | 0 | Conventional | HVAC | Com - Health | Com | RET and NEW | 0 | 1000 sqft2 of floor space | Cap-kBTUh | 3 | DEER:HVAC_Split-Package_AC | 4814.1554 | 0.9809 | 14.3773 | SWSV010-03 | 0 | 2022 | 0 | 2021 | 0 | 0 | SWSV010-03 | Com Economizers - Hot-Dry ¦ PG&E ¦ Hot-Dry | Com Economizers - Hot-Dry | 0.82262 | 0.85 | 0.84535 | CBSA 2014 | -355.632 | 2012 | 0.45 | SWSV010-03
COM-HVAC-85.16 | Com ¦ No Economizer - Hot-Dry ¦ PG&E ¦ Hot-Dry | Com ¦ No Economizer - Hot-Dry | PG&E ¦ Hot-Dry | PG&E | All | Electric | Existing Economizer with snapdisc or malfunctioning analog sensor or Existing Economizer with fully operating analog sensor but requires adjustment | Average Existing and Code |  |  | 0 | Conventional | HVAC | Com - Lodging | Com | RET and NEW | 0 | 1000 sqft2 of floor space | Cap-kBTUh | 3 | DEER:HVAC_Split-Package_AC | 3436.6995 | 0.98686 | 9.3109 | SWSV010-03 | 0 | 2022 | 0 | 2021 | 0 | 0 | SWSV010-03 | Com Economizers - Hot-Dry ¦ PG&E ¦ Hot-Dry | Com Economizers - Hot-Dry | 0.43849 | 0.85 | 0.84535 | CBSA 2014 | -633.8843 | 2012 | 0.45 | SWSV010-03
COM-HVAC-85.17 | Com ¦ No Economizer - Hot-Dry ¦ PG&E ¦ Hot-Dry | Com ¦ No Economizer - Hot-Dry | PG&E ¦ Hot-Dry | PG&E | All | Electric | Existing Economizer with snapdisc or malfunctioning analog sensor or Existing Economizer with fully operating analog sensor but requires adjustment | Average Existing and Code |  |  | 0 | Conventional | HVAC | Com - Office (Large) | Com | RET and NEW | 0 | 1000 sqft2 of floor space | Cap-kBTUh | 3 | DEER:HVAC_Split-Package_AC | 3637.5 | 0.49775 | 21.275 | SWSV010-03 | 0 | 2022 | 0 | 2021 | 0 | 0 | SWSV010-03 | Com Economizers - Hot-Dry ¦ PG&E ¦ Hot-Dry | Com Economizers - Hot-Dry | 0.58414 | 0.85 | 0.84535 | CBSA 2014 | -457.2941 | 2012 | 0.45 | SWSV010-03
COM-HVAC-85.18 | Com ¦ No Economizer - Hot-Dry ¦ PG&E ¦ Hot-Dry | Com ¦ No Economizer - Hot-Dry | PG&E ¦ Hot-Dry | PG&E | All | Electric | Existing Economizer with snapdisc or malfunctioning analog sensor or Existing Economizer with fully operating analog sensor but requires adjustment | Average Existing and Code |  |  | 0 | Conventional | HVAC | Com - Office (Small) | Com | RET and NEW | 0 | 1000 sqft2 of floor space | Cap-kBTUh | 3 | DEER:HVAC_Split-Package_AC | 2792.5 | 0.3715 | 31.725 | SWSV010-03 | 0 | 2022 | 0 | 2021 | 0 | 0 | SWSV010-03 | Com Economizers - Hot-Dry ¦ PG&E ¦ Hot-Dry | Com Economizers - Hot-Dry | 0.68317 | 0.85 | 0.84535 | CBSA 2014 | -190.8358 | 2012 | 0.45 | SWSV010-03
COM-HVAC-85.19 | Com ¦ No Economizer - Hot-Dry ¦ PG&E ¦ Hot-Dry | Com ¦ No Economizer - Hot-Dry | PG&E ¦ Hot-Dry | PG&E | All | Electric | Existing Economizer with snapdisc or malfunctioning analog sensor or Existing Economizer with fully operating analog sensor but requires adjustment | Average Existing and Code |  |  | 0 | Conventional | HVAC | Com - Other | Com | RET and NEW | 0 | 1000 sqft2 of floor space | Cap-kBTUh | 3 | DEER:HVAC_Split-Package_AC | 2470 | 0.91375 | 37 | SWSV010-03 | 0 | 2022 | 0 | 2021 | 0 | 0 | SWSV010-03 | Com Economizers - Hot-Dry ¦ PG&E ¦ Hot-Dry | Com Economizers - Hot-Dry | 0.32241 | 0.85 | 0.84535 | CBSA 2014 | -440.3587 | 2012 | 0.45 | SWSV010-03
COM-HVAC-85.20 | Com ¦ No Economizer - Hot-Dry ¦ PG&E ¦ Hot-Dry | Com ¦ No Economizer - Hot-Dry | PG&E ¦ Hot-Dry | PG&E | All | Electric | Existing Economizer with snapdisc or malfunctioning analog sensor or Existing Economizer with fully operating analog sensor but requires adjustment | Average Existing and Code |  |  | 0 | Conventional | HVAC | Com - Refrig. Warehouse | Com | RET and NEW | 0 | 1000 sqft2 of floor space | Cap-kBTUh | 3 | DEER:HVAC_Split-Package_AC | 226000 | 29.3333 | 14.5333 | SWSV010-03 | 0 | 2022 | 0 | 2021 | 0 | 0 | SWSV010-03 | Com Economizers - Hot-Dry ¦ PG&E ¦ Hot-Dry | Com Economizers - Hot-Dry | 0 | 0.85 | 0 | CBSA 2014 | -4049.1671 | 2012 | 0.45 | SWSV010-03
COM-HVAC-85.21 | Com ¦ No Economizer - Hot-Dry ¦ PG&E ¦ Hot-Dry | Com ¦ No Economizer - Hot-Dry | PG&E ¦ Hot-Dry | PG&E | All | Electric | Existing Economizer with snapdisc or malfunctioning analog sensor or Existing Economizer with fully operating analog sensor but requires adjustment | Average Existing and Code |  |  | 0 | Conventional | HVAC | Com - Restaurant | Com | RET and NEW | 0 | 1000 sqft2 of floor space | Cap-kBTUh | 3 | DEER:HVAC_Split-Package_AC | 5303.76 | 1.3706 | 27.5286 | SWSV010-03 | 0 | 2022 | 0 | 2021 | 0 | 0 | SWSV010-03 | Com Economizers - Hot-Dry ¦ PG&E ¦ Hot-Dry | Com Economizers - Hot-Dry | 0.98716 | 0.85 | 0.84535 | CBSA 2014 | -114.9339 | 2012 | 0.45 | SWSV010-03
COM-HVAC-85.22 | Com ¦ No Economizer - Hot-Dry ¦ PG&E ¦ Hot-Dry | Com ¦ No Economizer - Hot-Dry | PG&E ¦ Hot-Dry | PG&E | All | Electric | Existing Economizer with snapdisc or malfunctioning analog sensor or Existing Economizer with fully operating analog sensor but requires adjustment | Average Existing and Code |  |  | 0 | Conventional | HVAC | Com - Retail | Com | RET and NEW | 0 | 1000 sqft2 of floor space | Cap-kBTUh | 3 | DEER:HVAC_Split-Package_AC | 4720.1182 | 1.1208 | 28.7175 | SWSV010-03 | 0 | 2022 | 0 | 2021 | 0 | 0 | SWSV010-03 | Com Economizers - Hot-Dry ¦ PG&E ¦ Hot-Dry | Com Economizers - Hot-Dry | 0.41141 | 0.85 | 0.84535 | CBSA 2014 | -1800.1556 | 2012 | 0.45 | SWSV010-03
COM-HVAC-85.23 | Com ¦ No Economizer - Hot-Dry ¦ PG&E ¦ Hot-Dry | Com ¦ No Economizer - Hot-Dry | PG&E ¦ Hot-Dry | PG&E | All | Electric | Existing Economizer with snapdisc or malfunctioning analog sensor or Existing Economizer with fully operating analog sensor but requires adjustment | Average Existing and Code |  |  | 0 | Conventional | HVAC | Com - School | Com | RET and NEW | 0 | 1000 sqft2 of floor space | Cap-kBTUh | 3 | DEER:HVAC_Split-Package_AC | 2006.1657 | 0.16717 | 50.1269 | SWSV010-03 | 0 | 2022 | 0 | 2021 | 0 | 0 | SWSV010-03 | Com Economizers - Hot-Dry ¦ PG&E ¦ Hot-Dry | Com Economizers - Hot-Dry | 0.62474 | 0.85 | 0.84535 | CBSA 2014 | -444.8343 | 2012 | 0.45 | SWSV010-03
COM-HVAC-85.24 | Com ¦ No Economizer - Hot-Dry ¦ PG&E ¦ Hot-Dry | Com ¦ No Economizer - Hot-Dry | PG&E ¦ Hot-Dry | PG&E | All | Electric | Existing Economizer with snapdisc or malfunctioning analog sensor or Existing Economizer with fully operating analog sensor but requires adjustment | Average Existing and Code |  |  | 0 | Conventional | HVAC | Com - Warehouse | Com | RET and NEW | 0 | 1000 sqft2 of floor space | Cap-kBTUh | 3 | DEER:HVAC_Split-Package_AC | 2895 | 0.40925 | 51 | SWSV010-03 | 0 | 2022 | 0 | 2021 | 0 | 0 | SWSV010-03 | Com Economizers - Hot-Dry ¦ PG&E ¦ Hot-Dry | Com Economizers - Hot-Dry | 0.12804 | 0.85 | 0.84535 | CBSA 2014 | -1082.6899 | 2012 | 0.45 | SWSV010-03
COM-HVAC-85.25 | Com ¦ No Economizer - Cold ¦ PG&E ¦ Cold | Com ¦ No Economizer - Cold | PG&E ¦ Cold | PG&E | All | Electric | Existing Economizer with snapdisc or malfunctioning analog sensor or Existing Economizer with fully operating analog sensor but requires adjustment | Average Existing and Code |  |  | 0 | Conventional | HVAC | Com - College | Com | RET and NEW | 0 | 1000 sqft2 of floor space | Cap-kBTUh | 3 | DEER:HVAC_Split-Package_AC | 2821.9551 | 0.10001 | 42.3626 | SWSV010-03 | 0 | 2022 | 0 | 2021 | 0 | 0 | SWSV010-03 | Com Economizers - Cold ¦ PG&E ¦ Cold | Com Economizers - Cold | 0.55707 | 0.85 | 0.84535 | CBSA 2014 | -352.7917 | 2012 | 0.45 | SWSV010-03
COM-HVAC-85.26 | Com ¦ No Economizer - Cold ¦ PG&E ¦ Cold | Com ¦ No Economizer - Cold | PG&E ¦ Cold | PG&E | All | Electric | Existing Economizer with snapdisc or malfunctioning analog sensor or Existing Economizer with fully operating analog sensor but requires adjustment | Average Existing and Code |  |  | 0 | Conventional | HVAC | Com - Grocery | Com | RET and NEW | 0 | 1000 sqft2 of floor space | Cap-kBTUh | 3 | DEER:HVAC_Split-Package_AC | 21175 | 2.91 | 80.6 | SWSV010-03 | 0 | 2022 | 0 | 2021 | 0 | 0 | SWSV010-03 | Com Economizers - Cold ¦ PG&E ¦ Cold | Com Economizers - Cold | 0.92949 | 0.85 | 0.84535 | CBSA 2014 | -1380.3329 | 2012 | 0.45 | SWSV010-03
COM-HVAC-85.27 | Com ¦ No Economizer - Cold ¦ PG&E ¦ Cold | Com ¦ No Economizer - Cold | PG&E ¦ Cold | PG&E | All | Electric | Existing Economizer with snapdisc or malfunctioning analog sensor or Existing Economizer with fully operating analog sensor but requires adjustment | Average Existing and Code |  |  | 0 | Conventional | HVAC | Com - Health | Com | RET and NEW | 0 | 1000 sqft2 of floor space | Cap-kBTUh | 3 | DEER:HVAC_Split-Package_AC | 4573.1487 | 0.7306 | 21.2263 | SWSV010-03 | 0 | 2022 | 0 | 2021 | 0 | 0 | SWSV010-03 | Com Economizers - Cold ¦ PG&E ¦ Cold | Com Economizers - Cold | 0.82262 | 0.85 | 0.84535 | CBSA 2014 | -359.2072 | 2012 | 0.45 | SWSV010-03
COM-HVAC-85.28 | Com ¦ No Economizer - Cold ¦ PG&E ¦ Cold | Com ¦ No Economizer - Cold | PG&E ¦ Cold | PG&E | All | Electric | Existing Economizer with snapdisc or malfunctioning analog sensor or Existing Economizer with fully operating analog sensor but requires adjustment | Average Existing and Code |  |  | 0 | Conventional | HVAC | Com - Lodging | Com | RET and NEW | 0 | 1000 sqft2 of floor space | Cap-kBTUh | 3 | DEER:HVAC_Split-Package_AC | 3904.9717 | 0.59699 | 13.488 | SWSV010-03 | 0 | 2022 | 0 | 2021 | 0 | 0 | SWSV010-03 | Com Economizers - Cold ¦ PG&E ¦ Cold | Com Economizers - Cold | 0.43849 | 0.85 | 0.84535 | CBSA 2014 | -748.985 | 2012 | 0.45 | SWSV010-03
COM-HVAC-85.29 | Com ¦ No Economizer - Cold ¦ PG&E ¦ Cold | Com ¦ No Economizer - Cold | PG&E ¦ Cold | PG&E | All | Electric | Existing Economizer with snapdisc or malfunctioning analog sensor or Existing Economizer with fully operating analog sensor but requires adjustment | Average Existing and Code |  |  | 0 | Conventional | HVAC | Com - Office (Large) | Com | RET and NEW | 0 | 1000 sqft2 of floor space | Cap-kBTUh | 3 | DEER:HVAC_Split-Package_AC | 3165 | 0.37325 | 30.9 | SWSV010-03 | 0 | 2022 | 0 | 2021 | 0 | 0 | SWSV010-03 | Com Economizers - Cold ¦ PG&E ¦ Cold | Com Economizers - Cold | 0.58414 | 0.85 | 0.84535 | CBSA 2014 | -453.5263 | 2012 | 0.45 | SWSV010-03
COM-HVAC-85.30 | Com ¦ No Economizer - Cold ¦ PG&E ¦ Cold | Com ¦ No Economizer - Cold | PG&E ¦ Cold | PG&E | All | Electric | Existing Economizer with snapdisc or malfunctioning analog sensor or Existing Economizer with fully operating analog sensor but requires adjustment | Average Existing and Code |  |  | 0 | Conventional | HVAC | Com - Office (Small) | Com | RET and NEW | 0 | 1000 sqft2 of floor space | Cap-kBTUh | 3 | DEER:HVAC_Split-Package_AC | 2597.5 | 0.2705 | 41.025 | SWSV010-03 | 0 | 2022 | 0 | 2021 | 0 | 0 | SWSV010-03 | Com Economizers - Cold ¦ PG&E ¦ Cold | Com Economizers - Cold | 0.68317 | 0.85 | 0.84535 | CBSA 2014 | -200.3065 | 2012 | 0.45 | SWSV010-03
COM-HVAC-85.31 | Com ¦ No Economizer - Cold ¦ PG&E ¦ Cold | Com ¦ No Economizer - Cold | PG&E ¦ Cold | PG&E | All | Electric | Existing Economizer with snapdisc or malfunctioning analog sensor or Existing Economizer with fully operating analog sensor but requires adjustment | Average Existing and Code |  |  | 0 | Conventional | HVAC | Com - Other | Com | RET and NEW | 0 | 1000 sqft2 of floor space | Cap-kBTUh | 3 | DEER:HVAC_Split-Package_AC | 2452.5 | 0.5585 | 57.25 | SWSV010-03 | 0 | 2022 | 0 | 2021 | 0 | 0 | SWSV010-03 | Com Economizers - Cold ¦ PG&E ¦ Cold | Com Economizers - Cold | 0.32241 | 0.85 | 0.84535 | CBSA 2014 | -530.1589 | 2012 | 0.45 | SWSV010-03
COM-HVAC-85.32 | Com ¦ No Economizer - Cold ¦ PG&E ¦ Cold | Com ¦ No Economizer - Cold | PG&E ¦ Cold | PG&E | All | Electric | Existing Economizer with snapdisc or malfunctioning analog sensor or Existing Economizer with fully operating analog sensor but requires adjustment | Average Existing and Code |  |  | 0 | Conventional | HVAC | Com - Refrig. Warehouse | Com | RET and NEW | 0 | 1000 sqft2 of floor space | Cap-kBTUh | 3 | DEER:HVAC_Split-Package_AC | 324666.6667 | 39.6667 | 39.1667 | SWSV010-03 | 0 | 2022 | 0 | 2021 | 0 | 0 | SWSV010-03 | Com Economizers - Cold ¦ PG&E ¦ Cold | Com Economizers - Cold | 0 | 0.85 | 0 | CBSA 2014 | -5830.6758 | 2012 | 0.45 | SWSV010-03
COM-HVAC-85.33 | Com ¦ No Economizer - Cold ¦ PG&E ¦ Cold | Com ¦ No Economizer - Cold | PG&E ¦ Cold | PG&E | All | Electric | Existing Economizer with snapdisc or malfunctioning analog sensor or Existing Economizer with fully operating analog sensor but requires adjustment | Average Existing and Code |  |  | 0 | Conventional | HVAC | Com - Restaurant | Com | RET and NEW | 0 | 1000 sqft2 of floor space | Cap-kBTUh | 3 | DEER:HVAC_Split-Package_AC | 5563.1186 | 1.0975 | 45.4648 | SWSV010-03 | 0 | 2022 | 0 | 2021 | 0 | 0 | SWSV010-03 | Com Economizers - Cold ¦ PG&E ¦ Cold | Com Economizers - Cold | 0.98716 | 0.85 | 0.84535 | CBSA 2014 | -133.0173 | 2012 | 0.45 | SWSV010-03
COM-HVAC-85.34 | Com ¦ No Economizer - Cold ¦ PG&E ¦ Cold | Com ¦ No Economizer - Cold | PG&E ¦ Cold | PG&E | All | Electric | Existing Economizer with snapdisc or malfunctioning analog sensor or Existing Economizer with fully operating analog sensor but requires adjustment | Average Existing and Code |  |  | 0 | Conventional | HVAC | Com - Retail | Com | RET and NEW | 0 | 1000 sqft2 of floor space | Cap-kBTUh | 3 | DEER:HVAC_Split-Package_AC | 5588.9863 | 1.0049 | 53.442 | SWSV010-03 | 0 | 2022 | 0 | 2021 | 0 | 0 | SWSV010-03 | Com Economizers - Cold ¦ PG&E ¦ Cold | Com Economizers - Cold | 0.41141 | 0.85 | 0.84535 | CBSA 2014 | -2227.5709 | 2012 | 0.45 | SWSV010-03
COM-HVAC-85.35 | Com ¦ No Economizer - Cold ¦ PG&E ¦ Cold | Com ¦ No Economizer - Cold | PG&E ¦ Cold | PG&E | All | Electric | Existing Economizer with snapdisc or malfunctioning analog sensor or Existing Economizer with fully operating analog sensor but requires adjustment | Average Existing and Code |  |  | 0 | Conventional | HVAC | Com - School | Com | RET and NEW | 0 | 1000 sqft2 of floor space | Cap-kBTUh | 3 | DEER:HVAC_Split-Package_AC | 1887.8817 | 0.071235 | 57.3755 | SWSV010-03 | 0 | 2022 | 0 | 2021 | 0 | 0 | SWSV010-03 | Com Economizers - Cold ¦ PG&E ¦ Cold | Com Economizers - Cold | 0.62474 | 0.85 | 0.84535 | CBSA 2014 | -441.9205 | 2012 | 0.45 | SWSV010-03
COM-HVAC-85.36 | Com ¦ No Economizer - Cold ¦ PG&E ¦ Cold | Com ¦ No Economizer - Cold | PG&E ¦ Cold | PG&E | All | Electric | Existing Economizer with snapdisc or malfunctioning analog sensor or Existing Economizer with fully operating analog sensor but requires adjustment | Average Existing and Code |  |  | 0 | Conventional | HVAC | Com - Warehouse | Com | RET and NEW | 0 | 1000 sqft2 of floor space | Cap-kBTUh | 3 | DEER:HVAC_Split-Package_AC | 2577.5 | 0.1985 | 60 | SWSV010-03 | 0 | 2022 | 0 | 2021 | 0 | 0 | SWSV010-03 | Com Economizers - Cold ¦ PG&E ¦ Cold | Com Economizers - Cold | 0.12804 | 0.85 | 0.84535 | CBSA 2014 | -1025.4668 | 2012 | 0.45 | SWSV010-03
COM-HVAC-85.37 | Com ¦ No Economizer - Marine ¦ SCE ¦ Marine | Com ¦ No Economizer - Marine | SCE ¦ Marine | SCE | All | Electric | Existing Economizer with snapdisc or malfunctioning analog sensor or Existing Economizer with fully operating analog sensor but requires adjustment | Average Existing and Code |  |  | 0 | Conventional | HVAC | Com - College | Com | RET and NEW | 0 | 1000 sqft2 of floor space | Cap-kBTUh | 3 | DEER:HVAC_Split-Package_AC | 2807.3253 | 0.76356 | 22.334 | SWSV010-03 | 0 | 2022 | 0 | 2021 | 0 | 0 | SWSV010-03 | Com Economizers - Marine ¦ SCE ¦ Marine | Com Economizers - Marine | 0.62169 | 0.85 | 0.85381 | CBSA 2014 | -285.6198 | 2012 | 0.45 | SWSV010-03
COM-HVAC-85.38 | Com ¦ No Economizer - Marine ¦ SCE ¦ Marine | Com ¦ No Economizer - Marine | SCE ¦ Marine | SCE | All | Electric | Existing Economizer with snapdisc or malfunctioning analog sensor or Existing Economizer with fully operating analog sensor but requires adjustment | Average Existing and Code |  |  | 0 | Conventional | HVAC | Com - Grocery | Com | RET and NEW | 0 | 1000 sqft2 of floor space | Cap-kBTUh | 3 | DEER:HVAC_Split-Package_AC | 17175 | 2.3975 | 43.475 | SWSV010-03 | 0 | 2022 | 0 | 2021 | 0 | 0 | SWSV010-03 | Com Economizers - Marine ¦ SCE ¦ Marine | Com Economizers - Marine | 1.1059 | 0.85 | 0.85381 | CBSA 2014 | -1068.161 | 2012 | 0.45 | SWSV010-03
COM-HVAC-85.39 | Com ¦ No Economizer - Marine ¦ SCE ¦ Marine | Com ¦ No Economizer - Marine | SCE ¦ Marine | SCE | All | Electric | Existing Economizer with snapdisc or malfunctioning analog sensor or Existing Economizer with fully operating analog sensor but requires adjustment | Average Existing and Code |  |  | 0 | Conventional | HVAC | Com - Health | Com | RET and NEW | 0 | 1000 sqft2 of floor space | Cap-kBTUh | 3 | DEER:HVAC_Split-Package_AC | 4880.1622 | 0.78547 | 10.6013 | SWSV010-03 | 0 | 2022 | 0 | 2021 | 0 | 0 | SWSV010-03 | Com Economizers - Marine ¦ SCE ¦ Marine | Com Economizers - Marine | 0.88169 | 0.85 | 0.85381 | CBSA 2014 | -349.2858 | 2012 | 0.45 | SWSV010-03
COM-HVAC-85.40 | Com ¦ No Economizer - Marine ¦ SCE ¦ Marine | Com ¦ No Economizer - Marine | SCE ¦ Marine | SCE | All | Electric | Existing Economizer with snapdisc or malfunctioning analog sensor or Existing Economizer with fully operating analog sensor but requires adjustment | Average Existing and Code |  |  | 0 | Conventional | HVAC | Com - Lodging | Com | RET and NEW | 0 | 1000 sqft2 of floor space | Cap-kBTUh | 3 | DEER:HVAC_Split-Package_AC | 3137.4339 | 0.62688 | 7.4424 | SWSV010-03 | 0 | 2022 | 0 | 2021 | 0 | 0 | SWSV010-03 | Com Economizers - Marine ¦ SCE ¦ Marine | Com Economizers - Marine | 0.49511 | 0.85 | 0.85381 | CBSA 2014 | -568.2373 | 2012 | 0.45 | SWSV010-03
COM-HVAC-85.41 | Com ¦ No Economizer - Marine ¦ SCE ¦ Marine | Com ¦ No Economizer - Marine | SCE ¦ Marine | SCE | All | Electric | Existing Economizer with snapdisc or malfunctioning analog sensor or Existing Economizer with fully operating analog sensor but requires adjustment | Average Existing and Code |  |  | 0 | Conventional | HVAC | Com - Office (Large) | Com | RET and NEW | 0 | 1000 sqft2 of floor space | Cap-kBTUh | 3 | DEER:HVAC_Split-Package_AC | 3307.5 | 0.35425 | 7.225 | SWSV010-03 | 0 | 2022 | 0 | 2021 | 0 | 0 | SWSV010-03 | Com Economizers - Marine ¦ SCE ¦ Marine | Com Economizers - Marine | 0.65634 | 0.85 | 0.85381 | CBSA 2014 | -361.3809 | 2012 | 0.45 | SWSV010-03
COM-HVAC-85.42 | Com ¦ No Economizer - Marine ¦ SCE ¦ Marine | Com ¦ No Economizer - Marine | SCE ¦ Marine | SCE | All | Electric | Existing Economizer with snapdisc or malfunctioning analog sensor or Existing Economizer with fully operating analog sensor but requires adjustment | Average Existing and Code |  |  | 0 | Conventional | HVAC | Com - Office (Small) | Com | RET and NEW | 0 | 1000 sqft2 of floor space | Cap-kBTUh | 3 | DEER:HVAC_Split-Package_AC | 2625 | 0.248 | 17.775 | SWSV010-03 | 0 | 2022 | 0 | 2021 | 0 | 0 | SWSV010-03 | Com Economizers - Marine ¦ SCE ¦ Marine | Com Economizers - Marine | 0.74464 | 0.85 | 0.85381 | CBSA 2014 | -155.5398 | 2012 | 0.45 | SWSV010-03
COM-HVAC-85.43 | Com ¦ No Economizer - Marine ¦ SCE ¦ Marine | Com ¦ No Economizer - Marine | SCE ¦ Marine | SCE | All | Electric | Existing Economizer with snapdisc or malfunctioning analog sensor or Existing Economizer with fully operating analog sensor but requires adjustment | Average Existing and Code |  |  | 0 | Conventional | HVAC | Com - Other | Com | RET and NEW | 0 | 1000 sqft2 of floor space | Cap-kBTUh | 3 | DEER:HVAC_Split-Package_AC | 2375 | 0.5835 | 26.25 | SWSV010-03 | 0 | 2022 | 0 | 2021 | 0 | 0 | SWSV010-03 | Com Economizers - Marine ¦ SCE ¦ Marine | Com Economizers - Marine | 0.35552 | 0.85 | 0.85381 | CBSA 2014 | -381.1708 | 2012 | 0.45 | SWSV010-03
COM-HVAC-85.44 | Com ¦ No Economizer - Marine ¦ SCE ¦ Marine | Com ¦ No Economizer - Marine | SCE ¦ Marine | SCE | All | Electric | Existing Economizer with snapdisc or malfunctioning analog sensor or Existing Economizer with fully operating analog sensor but requires adjustment | Average Existing and Code |  |  | 0 | Conventional | HVAC | Com - Refrig. Warehouse | Com | RET and NEW | 0 | 1000 sqft2 of floor space | Cap-kBTUh | 3 | DEER:HVAC_Split-Package_AC | 272666.6667 | 32.8 | 16.7 | SWSV010-03 | 0 | 2022 | 0 | 2021 | 0 | 0 | SWSV010-03 | Com Economizers - Marine ¦ SCE ¦ Marine | Com Economizers - Marine | 0 | 0.85 | 0 | CBSA 2014 | -4884.6519 | 2012 | 0.45 | SWSV010-03
COM-HVAC-85.45 | Com ¦ No Economizer - Marine ¦ SCE ¦ Marine | Com ¦ No Economizer - Marine | SCE ¦ Marine | SCE | All | Electric | Existing Economizer with snapdisc or malfunctioning analog sensor or Existing Economizer with fully operating analog sensor but requires adjustment | Average Existing and Code |  |  | 0 | Conventional | HVAC | Com - Restaurant | Com | RET and NEW | 0 | 1000 sqft2 of floor space | Cap-kBTUh | 3 | DEER:HVAC_Split-Package_AC | 5493.1161 | 1.095 | 16.4175 | SWSV010-03 | 0 | 2022 | 0 | 2021 | 0 | 0 | SWSV010-03 | Com Economizers - Marine ¦ SCE ¦ Marine | Com Economizers - Marine | 1.0866 | 0.85 | 0.85381 | CBSA 2014 | -109.9519 | 2012 | 0.45 | SWSV010-03
COM-HVAC-85.46 | Com ¦ No Economizer - Marine ¦ SCE ¦ Marine | Com ¦ No Economizer - Marine | SCE ¦ Marine | SCE | All | Electric | Existing Economizer with snapdisc or malfunctioning analog sensor or Existing Economizer with fully operating analog sensor but requires adjustment | Average Existing and Code |  |  | 0 | Conventional | HVAC | Com - Retail | Com | RET and NEW | 0 | 1000 sqft2 of floor space | Cap-kBTUh | 3 | DEER:HVAC_Split-Package_AC | 5822.508 | 1.037 | 22.3318 | SWSV010-03 | 0 | 2022 | 0 | 2021 | 0 | 0 | SWSV010-03 | Com Economizers - Marine ¦ SCE ¦ Marine | Com Economizers - Marine | 0.45973 | 0.85 | 0.85381 | CBSA 2014 | -2155.8917 | 2012 | 0.45 | SWSV010-03
COM-HVAC-85.47 | Com ¦ No Economizer - Marine ¦ SCE ¦ Marine | Com ¦ No Economizer - Marine | SCE ¦ Marine | SCE | All | Electric | Existing Economizer with snapdisc or malfunctioning analog sensor or Existing Economizer with fully operating analog sensor but requires adjustment | Average Existing and Code |  |  | 0 | Conventional | HVAC | Com - School | Com | RET and NEW | 0 | 1000 sqft2 of floor space | Cap-kBTUh | 3 | DEER:HVAC_Split-Package_AC | 1848.1341 | 0.26803 | 31.069 | SWSV010-03 | 0 | 2022 | 0 | 2021 | 0 | 0 | SWSV010-03 | Com Economizers - Marine ¦ SCE ¦ Marine | Com Economizers - Marine | 0.74863 | 0.85 | 0.85381 | CBSA 2014 | -375.2727 | 2012 | 0.45 | SWSV010-03
COM-HVAC-85.48 | Com ¦ No Economizer - Marine ¦ SCE ¦ Marine | Com ¦ No Economizer - Marine | SCE ¦ Marine | SCE | All | Electric | Existing Economizer with snapdisc or malfunctioning analog sensor or Existing Economizer with fully operating analog sensor but requires adjustment | Average Existing and Code |  |  | 0 | Conventional | HVAC | Com - Warehouse | Com | RET and NEW | 0 | 1000 sqft2 of floor space | Cap-kBTUh | 3 | DEER:HVAC_Split-Package_AC | 2572.5 | 0.21225 | 41.75 | SWSV010-03 | 0 | 2022 | 0 | 2021 | 0 | 0 | SWSV010-03 | Com Economizers - Marine ¦ SCE ¦ Marine | Com Economizers - Marine | 0.1408 | 0.85 | 0.85381 | CBSA 2014 | -947.0358 | 2012 | 0.45 | SWSV010-03
COM-HVAC-85.49 | Com ¦ No Economizer - Hot-Dry ¦ SCE ¦ Hot-Dry | Com ¦ No Economizer - Hot-Dry | SCE ¦ Hot-Dry | SCE | All | Electric | Existing Economizer with snapdisc or malfunctioning analog sensor or Existing Economizer with fully operating analog sensor but requires adjustment | Average Existing and Code |  |  | 0 | Conventional | HVAC | Com - College | Com | RET and NEW | 0 | 1000 sqft2 of floor space | Cap-kBTUh | 3 | DEER:HVAC_Split-Package_AC | 2604.8253 | 0.766 | 20.7935 | SWSV010-03 | 0 | 2022 | 0 | 2021 | 0 | 0 | SWSV010-03 | Com Economizers - Hot-Dry ¦ SCE ¦ Hot-Dry | Com Economizers - Hot-Dry | 0.62169 | 0.85 | 0.85381 | CBSA 2014 | -265.2497 | 2012 | 0.45 | SWSV010-03
COM-HVAC-85.50 | Com ¦ No Economizer - Hot-Dry ¦ SCE ¦ Hot-Dry | Com ¦ No Economizer - Hot-Dry | SCE ¦ Hot-Dry | SCE | All | Electric | Existing Economizer with snapdisc or malfunctioning analog sensor or Existing Economizer with fully operating analog sensor but requires adjustment | Average Existing and Code |  |  | 0 | Conventional | HVAC | Com - Grocery | Com | RET and NEW | 0 | 1000 sqft2 of floor space | Cap-kBTUh | 3 | DEER:HVAC_Split-Package_AC | 12825 | 1.88 | 33.92 | SWSV010-03 | 0 | 2022 | 0 | 2021 | 0 | 0 | SWSV010-03 | Com Economizers - Hot-Dry ¦ SCE ¦ Hot-Dry | Com Economizers - Hot-Dry | 1.1059 | 0.85 | 0.85381 | CBSA 2014 | -801.0417 | 2012 | 0.45 | SWSV010-03
COM-HVAC-85.51 | Com ¦ No Economizer - Hot-Dry ¦ SCE ¦ Hot-Dry | Com ¦ No Economizer - Hot-Dry | SCE ¦ Hot-Dry | SCE | All | Electric | Existing Economizer with snapdisc or malfunctioning analog sensor or Existing Economizer with fully operating analog sensor but requires adjustment | Average Existing and Code |  |  | 0 | Conventional | HVAC | Com - Health | Com | RET and NEW | 0 | 1000 sqft2 of floor space | Cap-kBTUh | 3 | DEER:HVAC_Split-Package_AC | 4802.0514 | 0.83035 | 11.1647 | SWSV010-03 | 0 | 2022 | 0 | 2021 | 0 | 0 | SWSV010-03 | Com Economizers - Hot-Dry ¦ SCE ¦ Hot-Dry | Com Economizers - Hot-Dry | 0.88169 | 0.85 | 0.85381 | CBSA 2014 | -345.7659 | 2012 | 0.45 | SWSV010-03
COM-HVAC-85.52 | Com ¦ No Economizer - Hot-Dry ¦ SCE ¦ Hot-Dry | Com ¦ No Economizer - Hot-Dry | SCE ¦ Hot-Dry | SCE | All | Electric | Existing Economizer with snapdisc or malfunctioning analog sensor or Existing Economizer with fully operating analog sensor but requires adjustment | Average Existing and Code |  |  | 0 | Conventional | HVAC | Com - Lodging | Com | RET and NEW | 0 | 1000 sqft2 of floor space | Cap-kBTUh | 3 | DEER:HVAC_Split-Package_AC | 3073.4652 | 0.69116 | 7.0194 | SWSV010-03 | 0 | 2022 | 0 | 2021 | 0 | 0 | SWSV010-03 | Com Economizers - Hot-Dry ¦ SCE ¦ Hot-Dry | Com Economizers - Hot-Dry | 0.49511 | 0.85 | 0.85381 | CBSA 2014 | -553.9723 | 2012 | 0.45 | SWSV010-03
COM-HVAC-85.53 | Com ¦ No Economizer - Hot-Dry ¦ SCE ¦ Hot-Dry | Com ¦ No Economizer - Hot-Dry | SCE ¦ Hot-Dry | SCE | All | Electric | Existing Economizer with snapdisc or malfunctioning analog sensor or Existing Economizer with fully operating analog sensor but requires adjustment | Average Existing and Code |  |  | 0 | Conventional | HVAC | Com - Office (Large) | Com | RET and NEW | 0 | 1000 sqft2 of floor space | Cap-kBTUh | 3 | DEER:HVAC_Split-Package_AC | 3345 | 0.382 | 7.25 | SWSV010-03 | 0 | 2022 | 0 | 2021 | 0 | 0 | SWSV010-03 | Com Economizers - Hot-Dry ¦ SCE ¦ Hot-Dry | Com Economizers - Hot-Dry | 0.65634 | 0.85 | 0.85381 | CBSA 2014 | -365.2226 | 2012 | 0.45 | SWSV010-03
COM-HVAC-85.54 | Com ¦ No Economizer - Hot-Dry ¦ SCE ¦ Hot-Dry | Com ¦ No Economizer - Hot-Dry | SCE ¦ Hot-Dry | SCE | All | Electric | Existing Economizer with snapdisc or malfunctioning analog sensor or Existing Economizer with fully operating analog sensor but requires adjustment | Average Existing and Code |  |  | 0 | Conventional | HVAC | Com - Office (Small) | Com | RET and NEW | 0 | 1000 sqft2 of floor space | Cap-kBTUh | 3 | DEER:HVAC_Split-Package_AC | 2560 | 0.26925 | 16.075 | SWSV010-03 | 0 | 2022 | 0 | 2021 | 0 | 0 | SWSV010-03 | Com Economizers - Hot-Dry ¦ SCE ¦ Hot-Dry | Com Economizers - Hot-Dry | 0.74464 | 0.85 | 0.85381 | CBSA 2014 | -149.1942 | 2012 | 0.45 | SWSV010-03
COM-HVAC-85.55 | Com ¦ No Economizer - Hot-Dry ¦ SCE ¦ Hot-Dry | Com ¦ No Economizer - Hot-Dry | SCE ¦ Hot-Dry | SCE | All | Electric | Existing Economizer with snapdisc or malfunctioning analog sensor or Existing Economizer with fully operating analog sensor but requires adjustment | Average Existing and Code |  |  | 0 | Conventional | HVAC | Com - Other | Com | RET and NEW | 0 | 1000 sqft2 of floor space | Cap-kBTUh | 3 | DEER:HVAC_Split-Package_AC | 2217.5 | 0.594 | 23.825 | SWSV010-03 | 0 | 2022 | 0 | 2021 | 0 | 0 | SWSV010-03 | Com Economizers - Hot-Dry ¦ SCE ¦ Hot-Dry | Com Economizers - Hot-Dry | 0.35552 | 0.85 | 0.85381 | CBSA 2014 | -352.7936 | 2012 | 0.45 | SWSV010-03
COM-HVAC-85.56 | Com ¦ No Economizer - Hot-Dry ¦ SCE ¦ Hot-Dry | Com ¦ No Economizer - Hot-Dry | SCE ¦ Hot-Dry | SCE | All | Electric | Existing Economizer with snapdisc or malfunctioning analog sensor or Existing Economizer with fully operating analog sensor but requires adjustment | Average Existing and Code |  |  | 0 | Conventional | HVAC | Com - Refrig. Warehouse | Com | RET and NEW | 0 | 1000 sqft2 of floor space | Cap-kBTUh | 3 | DEER:HVAC_Split-Package_AC | 224333.3333 | 27.7667 | 15.5333 | SWSV010-03 | 0 | 2022 | 0 | 2021 | 0 | 0 | SWSV010-03 | Com Economizers - Hot-Dry ¦ SCE ¦ Hot-Dry | Com Economizers - Hot-Dry | 0 | 0.85 | 0 | CBSA 2014 | -4020.1372 | 2012 | 0.45 | SWSV010-03
COM-HVAC-85.57 | Com ¦ No Economizer - Hot-Dry ¦ SCE ¦ Hot-Dry | Com ¦ No Economizer - Hot-Dry | SCE ¦ Hot-Dry | SCE | All | Electric | Existing Economizer with snapdisc or malfunctioning analog sensor or Existing Economizer with fully operating analog sensor but requires adjustment | Average Existing and Code |  |  | 0 | Conventional | HVAC | Com - Restaurant | Com | RET and NEW | 0 | 1000 sqft2 of floor space | Cap-kBTUh | 3 | DEER:HVAC_Split-Package_AC | 4705.6349 | 0.998 | 15.5545 | SWSV010-03 | 0 | 2022 | 0 | 2021 | 0 | 0 | SWSV010-03 | Com Economizers - Hot-Dry ¦ SCE ¦ Hot-Dry | Com Economizers - Hot-Dry | 1.0866 | 0.85 | 0.85381 | CBSA 2014 | -95.3092 | 2012 | 0.45 | SWSV010-03
COM-HVAC-85.58 | Com ¦ No Economizer - Hot-Dry ¦ SCE ¦ Hot-Dry | Com ¦ No Economizer - Hot-Dry | SCE ¦ Hot-Dry | SCE | All | Electric | Existing Economizer with snapdisc or malfunctioning analog sensor or Existing Economizer with fully operating analog sensor but requires adjustment | Average Existing and Code |  |  | 0 | Conventional | HVAC | Com - Retail | Com | RET and NEW | 0 | 1000 sqft2 of floor space | Cap-kBTUh | 3 | DEER:HVAC_Split-Package_AC | 4321.0885 | 0.83402 | 19.1522 | SWSV010-03 | 0 | 2022 | 0 | 2021 | 0 | 0 | SWSV010-03 | Com Economizers - Hot-Dry ¦ SCE ¦ Hot-Dry | Com Economizers - Hot-Dry | 0.45973 | 0.85 | 0.85381 | CBSA 2014 | -1612.7062 | 2012 | 0.45 | SWSV010-03
COM-HVAC-85.59 | Com ¦ No Economizer - Hot-Dry ¦ SCE ¦ Hot-Dry | Com ¦ No Economizer - Hot-Dry | SCE ¦ Hot-Dry | SCE | All | Electric | Existing Economizer with snapdisc or malfunctioning analog sensor or Existing Economizer with fully operating analog sensor but requires adjustment | Average Existing and Code |  |  | 0 | Conventional | HVAC | Com - School | Com | RET and NEW | 0 | 1000 sqft2 of floor space | Cap-kBTUh | 3 | DEER:HVAC_Split-Package_AC | 1625.8742 | 0.27488 | 33.0103 | SWSV010-03 | 0 | 2022 | 0 | 2021 | 0 | 0 | SWSV010-03 | Com Economizers - Hot-Dry ¦ SCE ¦ Hot-Dry | Com Economizers - Hot-Dry | 0.74863 | 0.85 | 0.85381 | CBSA 2014 | -343.1139 | 2012 | 0.45 | SWSV010-03
COM-HVAC-85.60 | Com ¦ No Economizer - Hot-Dry ¦ SCE ¦ Hot-Dry | Com ¦ No Economizer - Hot-Dry | SCE ¦ Hot-Dry | SCE | All | Electric | Existing Economizer with snapdisc or malfunctioning analog sensor or Existing Economizer with fully operating analog sensor but requires adjustment | Average Existing and Code |  |  | 0 | Conventional | HVAC | Com - Warehouse | Com | RET and NEW | 0 | 1000 sqft2 of floor space | Cap-kBTUh | 3 | DEER:HVAC_Split-Package_AC | 2477.5 | 0.2605 | 36.175 | SWSV010-03 | 0 | 2022 | 0 | 2021 | 0 | 0 | SWSV010-03 | Com Economizers - Hot-Dry ¦ SCE ¦ Hot-Dry | Com Economizers - Hot-Dry | 0.1408 | 0.85 | 0.85381 | CBSA 2014 | -895.0607 | 2012 | 0.45 | SWSV010-03
COM-HVAC-85.61 | Com ¦ No Economizer - Cold ¦ SCE ¦ Cold | Com ¦ No Economizer - Cold | SCE ¦ Cold | SCE | All | Electric | Existing Economizer with snapdisc or malfunctioning analog sensor or Existing Economizer with fully operating analog sensor but requires adjustment | Average Existing and Code |  |  | 0 | Conventional | HVAC | Com - College | Com | RET and NEW | 0 | 1000 sqft2 of floor space | Cap-kBTUh | 3 | DEER:HVAC_Split-Package_AC | 2821.9551 | 0.10001 | 42.3626 | SWSV010-03 | 0 | 2022 | 0 | 2021 | 0 | 0 | SWSV010-03 | Com Economizers - Cold ¦ SCE ¦ Cold | Com Economizers - Cold | 0.62169 | 0.85 | 0.85381 | CBSA 2014 | -352.7917 | 2012 | 0.45 | SWSV010-03
COM-HVAC-85.62 | Com ¦ No Economizer - Cold ¦ SCE ¦ Cold | Com ¦ No Economizer - Cold | SCE ¦ Cold | SCE | All | Electric | Existing Economizer with snapdisc or malfunctioning analog sensor or Existing Economizer with fully operating analog sensor but requires adjustment | Average Existing and Code |  |  | 0 | Conventional | HVAC | Com - Grocery | Com | RET and NEW | 0 | 1000 sqft2 of floor space | Cap-kBTUh | 3 | DEER:HVAC_Split-Package_AC | 21175 | 2.91 | 80.6 | SWSV010-03 | 0 | 2022 | 0 | 2021 | 0 | 0 | SWSV010-03 | Com Economizers - Cold ¦ SCE ¦ Cold | Com Economizers - Cold | 1.1059 | 0.85 | 0.85381 | CBSA 2014 | -1380.3329 | 2012 | 0.45 | SWSV010-03
COM-HVAC-85.63 | Com ¦ No Economizer - Cold ¦ SCE ¦ Cold | Com ¦ No Economizer - Cold | SCE ¦ Cold | SCE | All | Electric | Existing Economizer with snapdisc or malfunctioning analog sensor or Existing Economizer with fully operating analog sensor but requires adjustment | Average Existing and Code |  |  | 0 | Conventional | HVAC | Com - Health | Com | RET and NEW | 0 | 1000 sqft2 of floor space | Cap-kBTUh | 3 | DEER:HVAC_Split-Package_AC | 4573.1487 | 0.7306 | 21.2263 | SWSV010-03 | 0 | 2022 | 0 | 2021 | 0 | 0 | SWSV010-03 | Com Economizers - Cold ¦ SCE ¦ Cold | Com Economizers - Cold | 0.88169 | 0.85 | 0.85381 | CBSA 2014 | -359.2072 | 2012 | 0.45 | SWSV010-03
COM-HVAC-85.64 | Com ¦ No Economizer - Cold ¦ SCE ¦ Cold | Com ¦ No Economizer - Cold | SCE ¦ Cold | SCE | All | Electric | Existing Economizer with snapdisc or malfunctioning analog sensor or Existing Economizer with fully operating analog sensor but requires adjustment | Average Existing and Code |  |  | 0 | Conventional | HVAC | Com - Lodging | Com | RET and NEW | 0 | 1000 sqft2 of floor space | Cap-kBTUh | 3 | DEER:HVAC_Split-Package_AC | 3904.9717 | 0.59699 | 13.488 | SWSV010-03 | 0 | 2022 | 0 | 2021 | 0 | 0 | SWSV010-03 | Com Economizers - Cold ¦ SCE ¦ Cold | Com Economizers - Cold | 0.49511 | 0.85 | 0.85381 | CBSA 2014 | -748.985 | 2012 | 0.45 | SWSV010-03
COM-HVAC-85.65 | Com ¦ No Economizer - Cold ¦ SCE ¦ Cold | Com ¦ No Economizer - Cold | SCE ¦ Cold | SCE | All | Electric | Existing Economizer with snapdisc or malfunctioning analog sensor or Existing Economizer with fully operating analog sensor but requires adjustment | Average Existing and Code |  |  | 0 | Conventional | HVAC | Com - Office (Large) | Com | RET and NEW | 0 | 1000 sqft2 of floor space | Cap-kBTUh | 3 | DEER:HVAC_Split-Package_AC | 3165 | 0.37325 | 30.9 | SWSV010-03 | 0 | 2022 | 0 | 2021 | 0 | 0 | SWSV010-03 | Com Economizers - Cold ¦ SCE ¦ Cold | Com Economizers - Cold | 0.65634 | 0.85 | 0.85381 | CBSA 2014 | -453.5263 | 2012 | 0.45 | SWSV010-03
COM-HVAC-85.66 | Com ¦ No Economizer - Cold ¦ SCE ¦ Cold | Com ¦ No Economizer - Cold | SCE ¦ Cold | SCE | All | Electric | Existing Economizer with snapdisc or malfunctioning analog sensor or Existing Economizer with fully operating analog sensor but requires adjustment | Average Existing and Code |  |  | 0 | Conventional | HVAC | Com - Office (Small) | Com | RET and NEW | 0 | 1000 sqft2 of floor space | Cap-kBTUh | 3 | DEER:HVAC_Split-Package_AC | 2597.5 | 0.2705 | 41.025 | SWSV010-03 | 0 | 2022 | 0 | 2021 | 0 | 0 | SWSV010-03 | Com Economizers - Cold ¦ SCE ¦ Cold | Com Economizers - Cold | 0.74464 | 0.85 | 0.85381 | CBSA 2014 | -200.3065 | 2012 | 0.45 | SWSV010-03
COM-HVAC-85.67 | Com ¦ No Economizer - Cold ¦ SCE ¦ Cold | Com ¦ No Economizer - Cold | SCE ¦ Cold | SCE | All | Electric | Existing Economizer with snapdisc or malfunctioning analog sensor or Existing Economizer with fully operating analog sensor but requires adjustment | Average Existing and Code |  |  | 0 | Conventional | HVAC | Com - Other | Com | RET and NEW | 0 | 1000 sqft2 of floor space | Cap-kBTUh | 3 | DEER:HVAC_Split-Package_AC | 2452.5 | 0.5585 | 57.25 | SWSV010-03 | 0 | 2022 | 0 | 2021 | 0 | 0 | SWSV010-03 | Com Economizers - Cold ¦ SCE ¦ Cold | Com Economizers - Cold | 0.35552 | 0.85 | 0.85381 | CBSA 2014 | -530.1589 | 2012 | 0.45 | SWSV010-03
COM-HVAC-85.68 | Com ¦ No Economizer - Cold ¦ SCE ¦ Cold | Com ¦ No Economizer - Cold | SCE ¦ Cold | SCE | All | Electric | Existing Economizer with snapdisc or malfunctioning analog sensor or Existing Economizer with fully operating analog sensor but requires adjustment | Average Existing and Code |  |  | 0 | Conventional | HVAC | Com - Refrig. Warehouse | Com | RET and NEW | 0 | 1000 sqft2 of floor space | Cap-kBTUh | 3 | DEER:HVAC_Split-Package_AC | 324666.6667 | 39.6667 | 39.1667 | SWSV010-03 | 0 | 2022 | 0 | 2021 | 0 | 0 | SWSV010-03 | Com Economizers - Cold ¦ SCE ¦ Cold | Com Economizers - Cold | 0 | 0.85 | 0 | CBSA 2014 | -5830.6758 | 2012 | 0.45 | SWSV010-03
COM-HVAC-85.69 | Com ¦ No Economizer - Cold ¦ SCE ¦ Cold | Com ¦ No Economizer - Cold | SCE ¦ Cold | SCE | All | Electric | Existing Economizer with snapdisc or malfunctioning analog sensor or Existing Economizer with fully operating analog sensor but requires adjustment | Average Existing and Code |  |  | 0 | Conventional | HVAC | Com - Restaurant | Com | RET and NEW | 0 | 1000 sqft2 of floor space | Cap-kBTUh | 3 | DEER:HVAC_Split-Package_AC | 5563.1186 | 1.0975 | 45.4648 | SWSV010-03 | 0 | 2022 | 0 | 2021 | 0 | 0 | SWSV010-03 | Com Economizers - Cold ¦ SCE ¦ Cold | Com Economizers - Cold | 1.0866 | 0.85 | 0.85381 | CBSA 2014 | -133.0173 | 2012 | 0.45 | SWSV010-03
COM-HVAC-85.70 | Com ¦ No Economizer - Cold ¦ SCE ¦ Cold | Com ¦ No Economizer - Cold | SCE ¦ Cold | SCE | All | Electric | Existing Economizer with snapdisc or malfunctioning analog sensor or Existing Economizer with fully operating analog sensor but requires adjustment | Average Existing and Code |  |  | 0 | Conventional | HVAC | Com - Retail | Com | RET and NEW | 0 | 1000 sqft2 of floor space | Cap-kBTUh | 3 | DEER:HVAC_Split-Package_AC | 5588.9863 | 1.0049 | 53.442 | SWSV010-03 | 0 | 2022 | 0 | 2021 | 0 | 0 | SWSV010-03 | Com Economizers - Cold ¦ SCE ¦ Cold | Com Economizers - Cold | 0.45973 | 0.85 | 0.85381 | CBSA 2014 | -2227.5709 | 2012 | 0.45 | SWSV010-03
COM-HVAC-85.71 | Com ¦ No Economizer - Cold ¦ SCE ¦ Cold | Com ¦ No Economizer - Cold | SCE ¦ Cold | SCE | All | Electric | Existing Economizer with snapdisc or malfunctioning analog sensor or Existing Economizer with fully operating analog sensor but requires adjustment | Average Existing and Code |  |  | 0 | Conventional | HVAC | Com - School | Com | RET and NEW | 0 | 1000 sqft2 of floor space | Cap-kBTUh | 3 | DEER:HVAC_Split-Package_AC | 1887.8817 | 0.071235 | 57.3755 | SWSV010-03 | 0 | 2022 | 0 | 2021 | 0 | 0 | SWSV010-03 | Com Economizers - Cold ¦ SCE ¦ Cold | Com Economizers - Cold | 0.74863 | 0.85 | 0.85381 | CBSA 2014 | -441.9205 | 2012 | 0.45 | SWSV010-03
COM-HVAC-85.72 | Com ¦ No Economizer - Cold ¦ SCE ¦ Cold | Com ¦ No Economizer - Cold | SCE ¦ Cold | SCE | All | Electric | Existing Economizer with snapdisc or malfunctioning analog sensor or Existing Economizer with fully operating analog sensor but requires adjustment | Average Existing and Code |  |  | 0 | Conventional | HVAC | Com - Warehouse | Com | RET and NEW | 0 | 1000 sqft2 of floor space | Cap-kBTUh | 3 | DEER:HVAC_Split-Package_AC | 2577.5 | 0.1985 | 60 | SWSV010-03 | 0 | 2022 | 0 | 2021 | 0 | 0 | SWSV010-03 | Com Economizers - Cold ¦ SCE ¦ Cold | Com Economizers - Cold | 0.1408 | 0.85 | 0.85381 | CBSA 2014 | -1025.4668 | 2012 | 0.45 | SWSV010-03
COM-HVAC-85.73 | Com ¦ No Economizer - Marine ¦ SDG&E ¦ Marine | Com ¦ No Economizer - Marine | SDG&E ¦ Marine | SDG&E | All | Electric | Existing Economizer with snapdisc or malfunctioning analog sensor or Existing Economizer with fully operating analog sensor but requires adjustment | Average Existing and Code |  |  | 0 | Conventional | HVAC | Com - College | Com | RET and NEW | 0 | 1000 sqft2 of floor space | Cap-kBTUh | 3 | DEER:HVAC_Split-Package_AC | 2807.3253 | 0.76356 | 22.334 | SWSV010-03 | 0 | 2022 | 0 | 2021 | 0 | 0 | SWSV010-03 | Com Economizers - Marine ¦ SDG&E ¦ Marine | Com Economizers - Marine | 0.60922 | 0.85 | 0.77703 | CBSA 2014 | -285.6198 | 2012 | 0.45 | SWSV010-03
COM-HVAC-85.74 | Com ¦ No Economizer - Marine ¦ SDG&E ¦ Marine | Com ¦ No Economizer - Marine | SDG&E ¦ Marine | SDG&E | All | Electric | Existing Economizer with snapdisc or malfunctioning analog sensor or Existing Economizer with fully operating analog sensor but requires adjustment | Average Existing and Code |  |  | 0 | Conventional | HVAC | Com - Grocery | Com | RET and NEW | 0 | 1000 sqft2 of floor space | Cap-kBTUh | 3 | DEER:HVAC_Split-Package_AC | 17175 | 2.3975 | 43.475 | SWSV010-03 | 0 | 2022 | 0 | 2021 | 0 | 0 | SWSV010-03 | Com Economizers - Marine ¦ SDG&E ¦ Marine | Com Economizers - Marine | 1.1243 | 0.85 | 0.77703 | CBSA 2014 | -1068.161 | 2012 | 0.45 | SWSV010-03
COM-HVAC-85.75 | Com ¦ No Economizer - Marine ¦ SDG&E ¦ Marine | Com ¦ No Economizer - Marine | SDG&E ¦ Marine | SDG&E | All | Electric | Existing Economizer with snapdisc or malfunctioning analog sensor or Existing Economizer with fully operating analog sensor but requires adjustment | Average Existing and Code |  |  | 0 | Conventional | HVAC | Com - Health | Com | RET and NEW | 0 | 1000 sqft2 of floor space | Cap-kBTUh | 3 | DEER:HVAC_Split-Package_AC | 4880.1622 | 0.78547 | 10.6013 | SWSV010-03 | 0 | 2022 | 0 | 2021 | 0 | 0 | SWSV010-03 | Com Economizers - Marine ¦ SDG&E ¦ Marine | Com Economizers - Marine | 0.87675 | 0.85 | 0.77703 | CBSA 2014 | -349.2858 | 2012 | 0.45 | SWSV010-03
COM-HVAC-85.76 | Com ¦ No Economizer - Marine ¦ SDG&E ¦ Marine | Com ¦ No Economizer - Marine | SDG&E ¦ Marine | SDG&E | All | Electric | Existing Economizer with snapdisc or malfunctioning analog sensor or Existing Economizer with fully operating analog sensor but requires adjustment | Average Existing and Code |  |  | 0 | Conventional | HVAC | Com - Lodging | Com | RET and NEW | 0 | 1000 sqft2 of floor space | Cap-kBTUh | 3 | DEER:HVAC_Split-Package_AC | 3137.4339 | 0.62688 | 7.4424 | SWSV010-03 | 0 | 2022 | 0 | 2021 | 0 | 0 | SWSV010-03 | Com Economizers - Marine ¦ SDG&E ¦ Marine | Com Economizers - Marine | 0.49055 | 0.85 | 0.77703 | CBSA 2014 | -568.2373 | 2012 | 0.45 | SWSV010-03
COM-HVAC-85.77 | Com ¦ No Economizer - Marine ¦ SDG&E ¦ Marine | Com ¦ No Economizer - Marine | SDG&E ¦ Marine | SDG&E | All | Electric | Existing Economizer with snapdisc or malfunctioning analog sensor or Existing Economizer with fully operating analog sensor but requires adjustment | Average Existing and Code |  |  | 0 | Conventional | HVAC | Com - Office (Large) | Com | RET and NEW | 0 | 1000 sqft2 of floor space | Cap-kBTUh | 3 | DEER:HVAC_Split-Package_AC | 3307.5 | 0.35425 | 7.225 | SWSV010-03 | 0 | 2022 | 0 | 2021 | 0 | 0 | SWSV010-03 | Com Economizers - Marine ¦ SDG&E ¦ Marine | Com Economizers - Marine | 0.64047 | 0.85 | 0.77703 | CBSA 2014 | -361.3809 | 2012 | 0.45 | SWSV010-03
COM-HVAC-85.78 | Com ¦ No Economizer - Marine ¦ SDG&E ¦ Marine | Com ¦ No Economizer - Marine | SDG&E ¦ Marine | SDG&E | All | Electric | Existing Economizer with snapdisc or malfunctioning analog sensor or Existing Economizer with fully operating analog sensor but requires adjustment | Average Existing and Code |  |  | 0 | Conventional | HVAC | Com - Office (Small) | Com | RET and NEW | 0 | 1000 sqft2 of floor space | Cap-kBTUh | 3 | DEER:HVAC_Split-Package_AC | 2625 | 0.248 | 17.775 | SWSV010-03 | 0 | 2022 | 0 | 2021 | 0 | 0 | SWSV010-03 | Com Economizers - Marine ¦ SDG&E ¦ Marine | Com Economizers - Marine | 0.77766 | 0.85 | 0.77703 | CBSA 2014 | -155.5398 | 2012 | 0.45 | SWSV010-03
COM-HVAC-85.79 | Com ¦ No Economizer - Marine ¦ SDG&E ¦ Marine | Com ¦ No Economizer - Marine | SDG&E ¦ Marine | SDG&E | All | Electric | Existing Economizer with snapdisc or malfunctioning analog sensor or Existing Economizer with fully operating analog sensor but requires adjustment | Average Existing and Code |  |  | 0 | Conventional | HVAC | Com - Other | Com | RET and NEW | 0 | 1000 sqft2 of floor space | Cap-kBTUh | 3 | DEER:HVAC_Split-Package_AC | 2375 | 0.5835 | 26.25 | SWSV010-03 | 0 | 2022 | 0 | 2021 | 0 | 0 | SWSV010-03 | Com Economizers - Marine ¦ SDG&E ¦ Marine | Com Economizers - Marine | 0.34945 | 0.85 | 0.77703 | CBSA 2014 | -381.1708 | 2012 | 0.45 | SWSV010-03
COM-HVAC-85.80 | Com ¦ No Economizer - Marine ¦ SDG&E ¦ Marine | Com ¦ No Economizer - Marine | SDG&E ¦ Marine | SDG&E | All | Electric | Existing Economizer with snapdisc or malfunctioning analog sensor or Existing Economizer with fully operating analog sensor but requires adjustment | Average Existing and Code |  |  | 0 | Conventional | HVAC | Com - Refrig. Warehouse | Com | RET and NEW | 0 | 1000 sqft2 of floor space | Cap-kBTUh | 3 | DEER:HVAC_Split-Package_AC | 272666.6667 | 32.8 | 16.7 | SWSV010-03 | 0 | 2022 | 0 | 2021 | 0 | 0 | SWSV010-03 | Com Economizers - Marine ¦ SDG&E ¦ Marine | Com Economizers - Marine | 0 | 0.85 | 0 | CBSA 2014 | -4884.6519 | 2012 | 0.45 | SWSV010-03
COM-HVAC-85.81 | Com ¦ No Economizer - Marine ¦ SDG&E ¦ Marine | Com ¦ No Economizer - Marine | SDG&E ¦ Marine | SDG&E | All | Electric | Existing Economizer with snapdisc or malfunctioning analog sensor or Existing Economizer with fully operating analog sensor but requires adjustment | Average Existing and Code |  |  | 0 | Conventional | HVAC | Com - Restaurant | Com | RET and NEW | 0 | 1000 sqft2 of floor space | Cap-kBTUh | 3 | DEER:HVAC_Split-Package_AC | 5493.1161 | 1.095 | 16.4175 | SWSV010-03 | 0 | 2022 | 0 | 2021 | 0 | 0 | SWSV010-03 | Com Economizers - Marine ¦ SDG&E ¦ Marine | Com Economizers - Marine | 1.1351 | 0.85 | 0.77703 | CBSA 2014 | -109.9519 | 2012 | 0.45 | SWSV010-03
COM-HVAC-85.82 | Com ¦ No Economizer - Marine ¦ SDG&E ¦ Marine | Com ¦ No Economizer - Marine | SDG&E ¦ Marine | SDG&E | All | Electric | Existing Economizer with snapdisc or malfunctioning analog sensor or Existing Economizer with fully operating analog sensor but requires adjustment | Average Existing and Code |  |  | 0 | Conventional | HVAC | Com - Retail | Com | RET and NEW | 0 | 1000 sqft2 of floor space | Cap-kBTUh | 3 | DEER:HVAC_Split-Package_AC | 5822.508 | 1.037 | 22.3318 | SWSV010-03 | 0 | 2022 | 0 | 2021 | 0 | 0 | SWSV010-03 | Com Economizers - Marine ¦ SDG&E ¦ Marine | Com Economizers - Marine | 0.46017 | 0.85 | 0.77703 | CBSA 2014 | -2155.8917 | 2012 | 0.45 | SWSV010-03
COM-HVAC-85.83 | Com ¦ No Economizer - Marine ¦ SDG&E ¦ Marine | Com ¦ No Economizer - Marine | SDG&E ¦ Marine | SDG&E | All | Electric | Existing Economizer with snapdisc or malfunctioning analog sensor or Existing Economizer with fully operating analog sensor but requires adjustment | Average Existing and Code |  |  | 0 | Conventional | HVAC | Com - School | Com | RET and NEW | 0 | 1000 sqft2 of floor space | Cap-kBTUh | 3 | DEER:HVAC_Split-Package_AC | 1848.1341 | 0.26803 | 31.069 | SWSV010-03 | 0 | 2022 | 0 | 2021 | 0 | 0 | SWSV010-03 | Com Economizers - Marine ¦ SDG&E ¦ Marine | Com Economizers - Marine | 0.77382 | 0.85 | 0.77703 | CBSA 2014 | -375.2727 | 2012 | 0.45 | SWSV010-03
COM-HVAC-85.84 | Com ¦ No Economizer - Marine ¦ SDG&E ¦ Marine | Com ¦ No Economizer - Marine | SDG&E ¦ Marine | SDG&E | All | Electric | Existing Economizer with snapdisc or malfunctioning analog sensor or Existing Economizer with fully operating analog sensor but requires adjustment | Average Existing and Code |  |  | 0 | Conventional | HVAC | Com - Warehouse | Com | RET and NEW | 0 | 1000 sqft2 of floor space | Cap-kBTUh | 3 | DEER:HVAC_Split-Package_AC | 2572.5 | 0.21225 | 41.75 | SWSV010-03 | 0 | 2022 | 0 | 2021 | 0 | 0 | SWSV010-03 | Com Economizers - Marine ¦ SDG&E ¦ Marine | Com Economizers - Marine | 0.14112 | 0.85 | 0.77703 | CBSA 2014 | -947.0358 | 2012 | 0.45 | SWSV010-03
COM-HVAC-85.85 | Com ¦ No Economizer - Hot-Dry ¦ SDG&E ¦ Hot-Dry | Com ¦ No Economizer - Hot-Dry | SDG&E ¦ Hot-Dry | SDG&E | All | Electric | Existing Economizer with snapdisc or malfunctioning analog sensor or Existing Economizer with fully operating analog sensor but requires adjustment | Average Existing and Code |  |  | 0 | Conventional | HVAC | Com - College | Com | RET and NEW | 0 | 1000 sqft2 of floor space | Cap-kBTUh | 3 | DEER:HVAC_Split-Package_AC | 2761.6514 | 0.71686 | 18.6824 | SWSV010-03 | 0 | 2022 | 0 | 2021 | 0 | 0 | SWSV010-03 | Com Economizers - Hot-Dry ¦ SDG&E ¦ Hot-Dry | Com Economizers - Hot-Dry | 0.60922 | 0.85 | 0.77703 | CBSA 2014 | -270.1259 | 2012 | 0.45 | SWSV010-03
COM-HVAC-85.86 | Com ¦ No Economizer - Hot-Dry ¦ SDG&E ¦ Hot-Dry | Com ¦ No Economizer - Hot-Dry | SDG&E ¦ Hot-Dry | SDG&E | All | Electric | Existing Economizer with snapdisc or malfunctioning analog sensor or Existing Economizer with fully operating analog sensor but requires adjustment | Average Existing and Code |  |  | 0 | Conventional | HVAC | Com - Grocery | Com | RET and NEW | 0 | 1000 sqft2 of floor space | Cap-kBTUh | 3 | DEER:HVAC_Split-Package_AC | 23550 | 3.2125 | 57.625 | SWSV010-03 | 0 | 2022 | 0 | 2021 | 0 | 0 | SWSV010-03 | Com Economizers - Hot-Dry ¦ SDG&E ¦ Hot-Dry | Com Economizers - Hot-Dry | 1.1243 | 0.85 | 0.77703 | CBSA 2014 | -1459.9742 | 2012 | 0.45 | SWSV010-03
COM-HVAC-85.87 | Com ¦ No Economizer - Hot-Dry ¦ SDG&E ¦ Hot-Dry | Com ¦ No Economizer - Hot-Dry | SDG&E ¦ Hot-Dry | SDG&E | All | Electric | Existing Economizer with snapdisc or malfunctioning analog sensor or Existing Economizer with fully operating analog sensor but requires adjustment | Average Existing and Code |  |  | 0 | Conventional | HVAC | Com - Health | Com | RET and NEW | 0 | 1000 sqft2 of floor space | Cap-kBTUh | 3 | DEER:HVAC_Split-Package_AC | 4831.4932 | 0.74157 | 9.4685 | SWSV010-03 | 0 | 2022 | 0 | 2021 | 0 | 0 | SWSV010-03 | Com Economizers - Hot-Dry ¦ SDG&E ¦ Hot-Dry | Com Economizers - Hot-Dry | 0.87675 | 0.85 | 0.77703 | CBSA 2014 | -342.9014 | 2012 | 0.45 | SWSV010-03
COM-HVAC-85.88 | Com ¦ No Economizer - Hot-Dry ¦ SDG&E ¦ Hot-Dry | Com ¦ No Economizer - Hot-Dry | SDG&E ¦ Hot-Dry | SDG&E | All | Electric | Existing Economizer with snapdisc or malfunctioning analog sensor or Existing Economizer with fully operating analog sensor but requires adjustment | Average Existing and Code |  |  | 0 | Conventional | HVAC | Com - Lodging | Com | RET and NEW | 0 | 1000 sqft2 of floor space | Cap-kBTUh | 3 | DEER:HVAC_Split-Package_AC | 3034.9433 | 0.55488 | 7.292 | SWSV010-03 | 0 | 2022 | 0 | 2021 | 0 | 0 | SWSV010-03 | Com Economizers - Hot-Dry ¦ SDG&E ¦ Hot-Dry | Com Economizers - Hot-Dry | 0.49055 | 0.85 | 0.77703 | CBSA 2014 | -550.5908 | 2012 | 0.45 | SWSV010-03
COM-HVAC-85.89 | Com ¦ No Economizer - Hot-Dry ¦ SDG&E ¦ Hot-Dry | Com ¦ No Economizer - Hot-Dry | SDG&E ¦ Hot-Dry | SDG&E | All | Electric | Existing Economizer with snapdisc or malfunctioning analog sensor or Existing Economizer with fully operating analog sensor but requires adjustment | Average Existing and Code |  |  | 0 | Conventional | HVAC | Com - Office (Large) | Com | RET and NEW | 0 | 1000 sqft2 of floor space | Cap-kBTUh | 3 | DEER:HVAC_Split-Package_AC | 3317.5 | 0.349 | 6.425 | SWSV010-03 | 0 | 2022 | 0 | 2021 | 0 | 0 | SWSV010-03 | Com Economizers - Hot-Dry ¦ SDG&E ¦ Hot-Dry | Com Economizers - Hot-Dry | 0.64047 | 0.85 | 0.77703 | CBSA 2014 | -358.7829 | 2012 | 0.45 | SWSV010-03
COM-HVAC-85.90 | Com ¦ No Economizer - Hot-Dry ¦ SDG&E ¦ Hot-Dry | Com ¦ No Economizer - Hot-Dry | SDG&E ¦ Hot-Dry | SDG&E | All | Electric | Existing Economizer with snapdisc or malfunctioning analog sensor or Existing Economizer with fully operating analog sensor but requires adjustment | Average Existing and Code |  |  | 0 | Conventional | HVAC | Com - Office (Small) | Com | RET and NEW | 0 | 1000 sqft2 of floor space | Cap-kBTUh | 3 | DEER:HVAC_Split-Package_AC | 2615 | 0.2385 | 13.275 | SWSV010-03 | 0 | 2022 | 0 | 2021 | 0 | 0 | SWSV010-03 | Com Economizers - Hot-Dry ¦ SDG&E ¦ Hot-Dry | Com Economizers - Hot-Dry | 0.77766 | 0.85 | 0.77703 | CBSA 2014 | -146.1728 | 2012 | 0.45 | SWSV010-03
COM-HVAC-85.91 | Com ¦ No Economizer - Hot-Dry ¦ SDG&E ¦ Hot-Dry | Com ¦ No Economizer - Hot-Dry | SDG&E ¦ Hot-Dry | SDG&E | All | Electric | Existing Economizer with snapdisc or malfunctioning analog sensor or Existing Economizer with fully operating analog sensor but requires adjustment | Average Existing and Code |  |  | 0 | Conventional | HVAC | Com - Other | Com | RET and NEW | 0 | 1000 sqft2 of floor space | Cap-kBTUh | 3 | DEER:HVAC_Split-Package_AC | 2335 | 0.52925 | 25.95 | SWSV010-03 | 0 | 2022 | 0 | 2021 | 0 | 0 | SWSV010-03 | Com Economizers - Hot-Dry ¦ SDG&E ¦ Hot-Dry | Com Economizers - Hot-Dry | 0.34945 | 0.85 | 0.77703 | CBSA 2014 | -375.3948 | 2012 | 0.45 | SWSV010-03
COM-HVAC-85.92 | Com ¦ No Economizer - Hot-Dry ¦ SDG&E ¦ Hot-Dry | Com ¦ No Economizer - Hot-Dry | SDG&E ¦ Hot-Dry | SDG&E | All | Electric | Existing Economizer with snapdisc or malfunctioning analog sensor or Existing Economizer with fully operating analog sensor but requires adjustment | Average Existing and Code |  |  | 0 | Conventional | HVAC | Com - Refrig. Warehouse | Com | RET and NEW | 0 | 1000 sqft2 of floor space | Cap-kBTUh | 3 | DEER:HVAC_Split-Package_AC | 305000 | 36.5333 | 16.9667 | SWSV010-03 | 0 | 2022 | 0 | 2021 | 0 | 0 | SWSV010-03 | Com Economizers - Hot-Dry ¦ SDG&E ¦ Hot-Dry | Com Economizers - Hot-Dry | 0 | 0.85 | 0 | CBSA 2014 | -5462.5966 | 2012 | 0.45 | SWSV010-03
COM-HVAC-85.93 | Com ¦ No Economizer - Hot-Dry ¦ SDG&E ¦ Hot-Dry | Com ¦ No Economizer - Hot-Dry | SDG&E ¦ Hot-Dry | SDG&E | All | Electric | Existing Economizer with snapdisc or malfunctioning analog sensor or Existing Economizer with fully operating analog sensor but requires adjustment | Average Existing and Code |  |  | 0 | Conventional | HVAC | Com - Restaurant | Com | RET and NEW | 0 | 1000 sqft2 of floor space | Cap-kBTUh | 3 | DEER:HVAC_Split-Package_AC | 5590.6165 | 1.0722 | 14.835 | SWSV010-03 | 0 | 2022 | 0 | 2021 | 0 | 0 | SWSV010-03 | Com Economizers - Hot-Dry ¦ SDG&E ¦ Hot-Dry | Com Economizers - Hot-Dry | 1.1351 | 0.85 | 0.77703 | CBSA 2014 | -110.4957 | 2012 | 0.45 | SWSV010-03
COM-HVAC-85.94 | Com ¦ No Economizer - Hot-Dry ¦ SDG&E ¦ Hot-Dry | Com ¦ No Economizer - Hot-Dry | SDG&E ¦ Hot-Dry | SDG&E | All | Electric | Existing Economizer with snapdisc or malfunctioning analog sensor or Existing Economizer with fully operating analog sensor but requires adjustment | Average Existing and Code |  |  | 0 | Conventional | HVAC | Com - Retail | Com | RET and NEW | 0 | 1000 sqft2 of floor space | Cap-kBTUh | 3 | DEER:HVAC_Split-Package_AC | 5900.1145 | 1.0097 | 17.3465 | SWSV010-03 | 0 | 2022 | 0 | 2021 | 0 | 0 | SWSV010-03 | Com Economizers - Hot-Dry ¦ SDG&E ¦ Hot-Dry | Com Economizers - Hot-Dry | 0.46017 | 0.85 | 0.77703 | CBSA 2014 | -2158.5234 | 2012 | 0.45 | SWSV010-03
COM-HVAC-85.95 | Com ¦ No Economizer - Hot-Dry ¦ SDG&E ¦ Hot-Dry | Com ¦ No Economizer - Hot-Dry | SDG&E ¦ Hot-Dry | SDG&E | All | Electric | Existing Economizer with snapdisc or malfunctioning analog sensor or Existing Economizer with fully operating analog sensor but requires adjustment | Average Existing and Code |  |  | 0 | Conventional | HVAC | Com - School | Com | RET and NEW | 0 | 1000 sqft2 of floor space | Cap-kBTUh | 3 | DEER:HVAC_Split-Package_AC | 1812.9339 | 0.24834 | 26.8831 | SWSV010-03 | 0 | 2022 | 0 | 2021 | 0 | 0 | SWSV010-03 | Com Economizers - Hot-Dry ¦ SDG&E ¦ Hot-Dry | Com Economizers - Hot-Dry | 0.77382 | 0.85 | 0.77703 | CBSA 2014 | -359.9133 | 2012 | 0.45 | SWSV010-03
COM-HVAC-85.96 | Com ¦ No Economizer - Hot-Dry ¦ SDG&E ¦ Hot-Dry | Com ¦ No Economizer - Hot-Dry | SDG&E ¦ Hot-Dry | SDG&E | All | Electric | Existing Economizer with snapdisc or malfunctioning analog sensor or Existing Economizer with fully operating analog sensor but requires adjustment | Average Existing and Code |  |  | 0 | Conventional | HVAC | Com - Warehouse | Com | RET and NEW | 0 | 1000 sqft2 of floor space | Cap-kBTUh | 3 | DEER:HVAC_Split-Package_AC | 2605 | 0.19025 | 41.6 | SWSV010-03 | 0 | 2022 | 0 | 2021 | 0 | 0 | SWSV010-03 | Com Economizers - Hot-Dry ¦ SDG&E ¦ Hot-Dry | Com Economizers - Hot-Dry | 0.14112 | 0.85 | 0.77703 | CBSA 2014 | -956.1445 | 2012 | 0.45 | SWSV010-03
COM-HVAC-86.1 | Com ¦ Economizer - Marine ¦ PG&E ¦ Marine | Com ¦ Economizer - Marine | PG&E ¦ Marine | PG&E | All | Electric | Economizer Control Replacement or Control Adjustment | Efficient |  |  | 0 | Conventional | HVAC | Com - College | Com | RET and NEW | 0 | 1000 sqft2 of floor space | Cap-kBTUh | 3 | DEER:HVAC_Split-Package_AC | 2556.1731 | 0.73494 | 33.4714 | SWSV010-03 | 1.865 | 2022 | 24.935 | 2021 | 0 | 0 | SWSV010-03 | Com Economizers - Marine ¦ PG&E ¦ Marine | Com Economizers - Marine | 0.55707 | 0.85 | 0.15465 | CBSA 2014 | -303.3967 | 2032 | 0.45 | SWSV010-03
COM-HVAC-86.2 | Com ¦ Economizer - Marine ¦ PG&E ¦ Marine | Com ¦ Economizer - Marine | PG&E ¦ Marine | PG&E | All | Electric | Economizer Control Replacement or Control Adjustment | Efficient |  |  | 0 | Conventional | HVAC | Com - Grocery | Com | RET and NEW | 0 | 1000 sqft2 of floor space | Cap-kBTUh | 3 | DEER:HVAC_Split-Package_AC | 22225 | 3.0325 | 65.025 | SWSV010-03 | 1.865 | 2022 | 24.935 | 2021 | 0 | 0 | SWSV010-03 | Com Economizers - Marine ¦ PG&E ¦ Marine | Com Economizers - Marine | 0.92949 | 0.85 | 0.15465 | CBSA 2014 | -1402.8211 | 2032 | 0.45 | SWSV010-03
COM-HVAC-86.3 | Com ¦ Economizer - Marine ¦ PG&E ¦ Marine | Com ¦ Economizer - Marine | PG&E ¦ Marine | PG&E | All | Electric | Economizer Control Replacement or Control Adjustment | Efficient |  |  | 0 | Conventional | HVAC | Com - Health | Com | RET and NEW | 0 | 1000 sqft2 of floor space | Cap-kBTUh | 3 | DEER:HVAC_Split-Package_AC | 4360.1622 | 0.72411 | 13.5942 | SWSV010-03 | 1.865 | 2022 | 24.935 | 2021 | 0 | 0 | SWSV010-03 | Com Economizers - Marine ¦ PG&E ¦ Marine | Com Economizers - Marine | 0.82262 | 0.85 | 0.15465 | CBSA 2014 | -323.7124 | 2032 | 0.45 | SWSV010-03
COM-HVAC-86.4 | Com ¦ Economizer - Marine ¦ PG&E ¦ Marine | Com ¦ Economizer - Marine | PG&E ¦ Marine | PG&E | All | Electric | Economizer Control Replacement or Control Adjustment | Efficient |  |  | 0 | Conventional | HVAC | Com - Lodging | Com | RET and NEW | 0 | 1000 sqft2 of floor space | Cap-kBTUh | 3 | DEER:HVAC_Split-Package_AC | 2876.2757 | 0.58638 | 9.9837 | SWSV010-03 | 1.865 | 2022 | 24.935 | 2021 | 0 | 0 | SWSV010-03 | Com Economizers - Marine ¦ PG&E ¦ Marine | Com Economizers - Marine | 0.43849 | 0.85 | 0.15465 | CBSA 2014 | -552.1613 | 2032 | 0.45 | SWSV010-03
COM-HVAC-86.5 | Com ¦ Economizer - Marine ¦ PG&E ¦ Marine | Com ¦ Economizer - Marine | PG&E ¦ Marine | PG&E | All | Electric | Economizer Control Replacement or Control Adjustment | Efficient |  |  | 0 | Conventional | HVAC | Com - Office (Large) | Com | RET and NEW | 0 | 1000 sqft2 of floor space | Cap-kBTUh | 3 | DEER:HVAC_Split-Package_AC | 3070 | 0.3735 | 18.3 | SWSV010-03 | 1.865 | 2022 | 24.935 | 2021 | 0 | 0 | SWSV010-03 | Com Economizers - Marine ¦ PG&E ¦ Marine | Com Economizers - Marine | 0.58414 | 0.85 | 0.15465 | CBSA 2014 | -387.4956 | 2032 | 0.45 | SWSV010-03
COM-HVAC-86.6 | Com ¦ Economizer - Marine ¦ PG&E ¦ Marine | Com ¦ Economizer - Marine | PG&E ¦ Marine | PG&E | All | Electric | Economizer Control Replacement or Control Adjustment | Efficient |  |  | 0 | Conventional | HVAC | Com - Office (Small) | Com | RET and NEW | 0 | 1000 sqft2 of floor space | Cap-kBTUh | 3 | DEER:HVAC_Split-Package_AC | 2410 | 0.25875 | 29.95 | SWSV010-03 | 1.865 | 2022 | 24.935 | 2021 | 0 | 0 | SWSV010-03 | Com Economizers - Marine ¦ PG&E ¦ Marine | Com Economizers - Marine | 0.68317 | 0.85 | 0.15465 | CBSA 2014 | -169.785 | 2032 | 0.45 | SWSV010-03
COM-HVAC-86.7 | Com ¦ Economizer - Marine ¦ PG&E ¦ Marine | Com ¦ Economizer - Marine | PG&E ¦ Marine | PG&E | All | Electric | Economizer Control Replacement or Control Adjustment | Efficient |  |  | 0 | Conventional | HVAC | Com - Other | Com | RET and NEW | 0 | 1000 sqft2 of floor space | Cap-kBTUh | 3 | DEER:HVAC_Split-Package_AC | 2165 | 0.5435 | 41.05 | SWSV010-03 | 1.865 | 2022 | 24.935 | 2021 | 0 | 0 | SWSV010-03 | Com Economizers - Marine ¦ PG&E ¦ Marine | Com Economizers - Marine | 0.32241 | 0.85 | 0.15465 | CBSA 2014 | -425.0257 | 2032 | 0.45 | SWSV010-03
COM-HVAC-86.8 | Com ¦ Economizer - Marine ¦ PG&E ¦ Marine | Com ¦ Economizer - Marine | PG&E ¦ Marine | PG&E | All | Electric | Economizer Control Replacement or Control Adjustment | Efficient |  |  | 0 | Conventional | HVAC | Com - Refrig. Warehouse | Com | RET and NEW | 0 | 1000 sqft2 of floor space | Cap-kBTUh | 3 | DEER:HVAC_Split-Package_AC | 305666.6667 | 36.4667 | 17.9667 | SWSV010-03 | 1.865 | 2022 | 24.935 | 2021 | 0 | 0 | SWSV010-03 | Com Economizers - Marine ¦ PG&E ¦ Marine | Com Economizers - Marine | 0 | 0.85 | 0 | CBSA 2014 | -5475.2597 | 2032 | 0.45 | SWSV010-03
COM-HVAC-86.9 | Com ¦ Economizer - Marine ¦ PG&E ¦ Marine | Com ¦ Economizer - Marine | PG&E ¦ Marine | PG&E | All | Electric | Economizer Control Replacement or Control Adjustment | Efficient |  |  | 0 | Conventional | HVAC | Com - Restaurant | Com | RET and NEW | 0 | 1000 sqft2 of floor space | Cap-kBTUh | 3 | DEER:HVAC_Split-Package_AC | 5476.8659 | 1.1119 | 26.3718 | SWSV010-03 | 1.865 | 2022 | 24.935 | 2021 | 0 | 0 | SWSV010-03 | Com Economizers - Marine ¦ PG&E ¦ Marine | Com Economizers - Marine | 0.98716 | 0.85 | 0.15465 | CBSA 2014 | -117.1411 | 2032 | 0.45 | SWSV010-03
COM-HVAC-86.10 | Com ¦ Economizer - Marine ¦ PG&E ¦ Marine | Com ¦ Economizer - Marine | PG&E ¦ Marine | PG&E | All | Electric | Economizer Control Replacement or Control Adjustment | Efficient |  |  | 0 | Conventional | HVAC | Com - Retail | Com | RET and NEW | 0 | 1000 sqft2 of floor space | Cap-kBTUh | 3 | DEER:HVAC_Split-Package_AC | 5603.8223 | 1.0161 | 33.471 | SWSV010-03 | 1.865 | 2022 | 24.935 | 2021 | 0 | 0 | SWSV010-03 | Com Economizers - Marine ¦ PG&E ¦ Marine | Com Economizers - Marine | 0.41141 | 0.85 | 0.15465 | CBSA 2014 | -2134.104 | 2032 | 0.45 | SWSV010-03
COM-HVAC-86.11 | Com ¦ Economizer - Marine ¦ PG&E ¦ Marine | Com ¦ Economizer - Marine | PG&E ¦ Marine | PG&E | All | Electric | Economizer Control Replacement or Control Adjustment | Efficient |  |  | 0 | Conventional | HVAC | Com - School | Com | RET and NEW | 0 | 1000 sqft2 of floor space | Cap-kBTUh | 3 | DEER:HVAC_Split-Package_AC | 1734.1844 | 0.26559 | 47.5282 | SWSV010-03 | 1.865 | 2022 | 24.935 | 2021 | 0 | 0 | SWSV010-03 | Com Economizers - Marine ¦ PG&E ¦ Marine | Com Economizers - Marine | 0.62474 | 0.85 | 0.15465 | CBSA 2014 | -394.1162 | 2032 | 0.45 | SWSV010-03
COM-HVAC-86.12 | Com ¦ Economizer - Marine ¦ PG&E ¦ Marine | Com ¦ Economizer - Marine | PG&E ¦ Marine | PG&E | All | Electric | Economizer Control Replacement or Control Adjustment | Efficient |  |  | 0 | Conventional | HVAC | Com - Warehouse | Com | RET and NEW | 0 | 1000 sqft2 of floor space | Cap-kBTUh | 3 | DEER:HVAC_Split-Package_AC | 2460 | 0.1715 | 46.55 | SWSV010-03 | 1.865 | 2022 | 24.935 | 2021 | 0 | 0 | SWSV010-03 | Com Economizers - Marine ¦ PG&E ¦ Marine | Com Economizers - Marine | 0.12804 | 0.85 | 0.15465 | CBSA 2014 | -933.5511 | 2032 | 0.45 | SWSV010-03
COM-HVAC-86.13 | Com ¦ Economizer - Hot-Dry ¦ PG&E ¦ Hot-Dry | Com ¦ Economizer - Hot-Dry | PG&E ¦ Hot-Dry | PG&E | All | Electric | Economizer Control Replacement or Control Adjustment | Efficient |  |  | 0 | Conventional | HVAC | Com - College | Com | RET and NEW | 0 | 1000 sqft2 of floor space | Cap-kBTUh | 3 | DEER:HVAC_Split-Package_AC | 3035.2163 | 0.80445 | 33.0653 | SWSV010-03 | 1.865 | 2022 | 24.935 | 2021 | 0 | 0 | SWSV010-03 | Com Economizers - Hot-Dry ¦ PG&E ¦ Hot-Dry | Com Economizers - Hot-Dry | 0.55707 | 0.85 | 0.15465 | CBSA 2014 | -338.2238 | 2032 | 0.45 | SWSV010-03
COM-HVAC-86.14 | Com ¦ Economizer - Hot-Dry ¦ PG&E ¦ Hot-Dry | Com ¦ Economizer - Hot-Dry | PG&E ¦ Hot-Dry | PG&E | All | Electric | Economizer Control Replacement or Control Adjustment | Efficient |  |  | 0 | Conventional | HVAC | Com - Grocery | Com | RET and NEW | 0 | 1000 sqft2 of floor space | Cap-kBTUh | 3 | DEER:HVAC_Split-Package_AC | 13225 | 2.1975 | 37.995 | SWSV010-03 | 1.865 | 2022 | 24.935 | 2021 | 0 | 0 | SWSV010-03 | Com Economizers - Hot-Dry ¦ PG&E ¦ Hot-Dry | Com Economizers - Hot-Dry | 0.92949 | 0.85 | 0.15465 | CBSA 2014 | -833.1101 | 2032 | 0.45 | SWSV010-03
COM-HVAC-86.15 | Com ¦ Economizer - Hot-Dry ¦ PG&E ¦ Hot-Dry | Com ¦ Economizer - Hot-Dry | PG&E ¦ Hot-Dry | PG&E | All | Electric | Economizer Control Replacement or Control Adjustment | Efficient |  |  | 0 | Conventional | HVAC | Com - Health | Com | RET and NEW | 0 | 1000 sqft2 of floor space | Cap-kBTUh | 3 | DEER:HVAC_Split-Package_AC | 4733.0939 | 0.9809 | 14.3773 | SWSV010-03 | 1.865 | 2022 | 24.935 | 2021 | 0 | 0 | SWSV010-03 | Com Economizers - Hot-Dry ¦ PG&E ¦ Hot-Dry | Com Economizers - Hot-Dry | 0.82262 | 0.85 | 0.15465 | CBSA 2014 | -350.3277 | 2032 | 0.45 | SWSV010-03
COM-HVAC-86.16 | Com ¦ Economizer - Hot-Dry ¦ PG&E ¦ Hot-Dry | Com ¦ Economizer - Hot-Dry | PG&E ¦ Hot-Dry | PG&E | All | Electric | Economizer Control Replacement or Control Adjustment | Efficient |  |  | 0 | Conventional | HVAC | Com - Lodging | Com | RET and NEW | 0 | 1000 sqft2 of floor space | Cap-kBTUh | 3 | DEER:HVAC_Split-Package_AC | 3423.6204 | 0.98686 | 9.3109 | SWSV010-03 | 1.865 | 2022 | 24.935 | 2021 | 0 | 0 | SWSV010-03 | Com Economizers - Hot-Dry ¦ PG&E ¦ Hot-Dry | Com Economizers - Hot-Dry | 0.43849 | 0.85 | 0.15465 | CBSA 2014 | -631.822 | 2032 | 0.45 | SWSV010-03
COM-HVAC-86.17 | Com ¦ Economizer - Hot-Dry ¦ PG&E ¦ Hot-Dry | Com ¦ Economizer - Hot-Dry | PG&E ¦ Hot-Dry | PG&E | All | Electric | Economizer Control Replacement or Control Adjustment | Efficient |  |  | 0 | Conventional | HVAC | Com - Office (Large) | Com | RET and NEW | 0 | 1000 sqft2 of floor space | Cap-kBTUh | 3 | DEER:HVAC_Split-Package_AC | 3555 | 0.4975 | 21.275 | SWSV010-03 | 1.865 | 2022 | 24.935 | 2021 | 0 | 0 | SWSV010-03 | Com Economizers - Hot-Dry ¦ PG&E ¦ Hot-Dry | Com Economizers - Hot-Dry | 0.58414 | 0.85 | 0.15465 | CBSA 2014 | -449.0894 | 2032 | 0.45 | SWSV010-03
COM-HVAC-86.18 | Com ¦ Economizer - Hot-Dry ¦ PG&E ¦ Hot-Dry | Com ¦ Economizer - Hot-Dry | PG&E ¦ Hot-Dry | PG&E | All | Electric | Economizer Control Replacement or Control Adjustment | Efficient |  |  | 0 | Conventional | HVAC | Com - Office (Small) | Com | RET and NEW | 0 | 1000 sqft2 of floor space | Cap-kBTUh | 3 | DEER:HVAC_Split-Package_AC | 2727.5 | 0.3715 | 31.725 | SWSV010-03 | 1.865 | 2022 | 24.935 | 2021 | 0 | 0 | SWSV010-03 | Com Economizers - Hot-Dry ¦ PG&E ¦ Hot-Dry | Com Economizers - Hot-Dry | 0.68317 | 0.85 | 0.15465 | CBSA 2014 | -187.8557 | 2032 | 0.45 | SWSV010-03
COM-HVAC-86.19 | Com ¦ Economizer - Hot-Dry ¦ PG&E ¦ Hot-Dry | Com ¦ Economizer - Hot-Dry | PG&E ¦ Hot-Dry | PG&E | All | Electric | Economizer Control Replacement or Control Adjustment | Efficient |  |  | 0 | Conventional | HVAC | Com - Other | Com | RET and NEW | 0 | 1000 sqft2 of floor space | Cap-kBTUh | 3 | DEER:HVAC_Split-Package_AC | 2450 | 0.91375 | 37 | SWSV010-03 | 1.865 | 2022 | 24.935 | 2021 | 0 | 0 | SWSV010-03 | Com Economizers - Hot-Dry ¦ PG&E ¦ Hot-Dry | Com Economizers - Hot-Dry | 0.32241 | 0.85 | 0.15465 | CBSA 2014 | -438.1502 | 2032 | 0.45 | SWSV010-03
COM-HVAC-86.20 | Com ¦ Economizer - Hot-Dry ¦ PG&E ¦ Hot-Dry | Com ¦ Economizer - Hot-Dry | PG&E ¦ Hot-Dry | PG&E | All | Electric | Economizer Control Replacement or Control Adjustment | Efficient |  |  | 0 | Conventional | HVAC | Com - Refrig. Warehouse | Com | RET and NEW | 0 | 1000 sqft2 of floor space | Cap-kBTUh | 3 | DEER:HVAC_Split-Package_AC | 226000 | 29.3333 | 14.5333 | SWSV010-03 | 1.865 | 2022 | 24.935 | 2021 | 0 | 0 | SWSV010-03 | Com Economizers - Hot-Dry ¦ PG&E ¦ Hot-Dry | Com Economizers - Hot-Dry | 0 | 0.85 | 0 | CBSA 2014 | -4049.1671 | 2032 | 0.45 | SWSV010-03
COM-HVAC-86.21 | Com ¦ Economizer - Hot-Dry ¦ PG&E ¦ Hot-Dry | Com ¦ Economizer - Hot-Dry | PG&E ¦ Hot-Dry | PG&E | All | Electric | Economizer Control Replacement or Control Adjustment | Efficient |  |  | 0 | Conventional | HVAC | Com - Restaurant | Com | RET and NEW | 0 | 1000 sqft2 of floor space | Cap-kBTUh | 3 | DEER:HVAC_Split-Package_AC | 5248.7592 | 1.3706 | 27.5286 | SWSV010-03 | 1.865 | 2022 | 24.935 | 2021 | 0 | 0 | SWSV010-03 | Com Economizers - Hot-Dry ¦ PG&E ¦ Hot-Dry | Com Economizers - Hot-Dry | 0.98716 | 0.85 | 0.15465 | CBSA 2014 | -113.9564 | 2032 | 0.45 | SWSV010-03
COM-HVAC-86.22 | Com ¦ Economizer - Hot-Dry ¦ PG&E ¦ Hot-Dry | Com ¦ Economizer - Hot-Dry | PG&E ¦ Hot-Dry | PG&E | All | Electric | Economizer Control Replacement or Control Adjustment | Efficient |  |  | 0 | Conventional | HVAC | Com - Retail | Com | RET and NEW | 0 | 1000 sqft2 of floor space | Cap-kBTUh | 3 | DEER:HVAC_Split-Package_AC | 4638.6171 | 1.1208 | 28.7175 | SWSV010-03 | 1.865 | 2022 | 24.935 | 2021 | 0 | 0 | SWSV010-03 | Com Economizers - Hot-Dry ¦ PG&E ¦ Hot-Dry | Com Economizers - Hot-Dry | 0.41141 | 0.85 | 0.15465 | CBSA 2014 | -1771.5229 | 2032 | 0.45 | SWSV010-03
COM-HVAC-86.23 | Com ¦ Economizer - Hot-Dry ¦ PG&E ¦ Hot-Dry | Com ¦ Economizer - Hot-Dry | PG&E ¦ Hot-Dry | PG&E | All | Electric | Economizer Control Replacement or Control Adjustment | Efficient |  |  | 0 | Conventional | HVAC | Com - School | Com | RET and NEW | 0 | 1000 sqft2 of floor space | Cap-kBTUh | 3 | DEER:HVAC_Split-Package_AC | 1972.5158 | 0.1672 | 50.1269 | SWSV010-03 | 1.865 | 2022 | 24.935 | 2021 | 0 | 0 | SWSV010-03 | Com Economizers - Hot-Dry ¦ PG&E ¦ Hot-Dry | Com Economizers - Hot-Dry | 0.62474 | 0.85 | 0.15465 | CBSA 2014 | -439.294 | 2032 | 0.45 | SWSV010-03
COM-HVAC-86.24 | Com ¦ Economizer - Hot-Dry ¦ PG&E ¦ Hot-Dry | Com ¦ Economizer - Hot-Dry | PG&E ¦ Hot-Dry | PG&E | All | Electric | Economizer Control Replacement or Control Adjustment | Efficient |  |  | 0 | Conventional | HVAC | Com - Warehouse | Com | RET and NEW | 0 | 1000 sqft2 of floor space | Cap-kBTUh | 3 | DEER:HVAC_Split-Package_AC | 2880 | 0.40925 | 51 | SWSV010-03 | 1.865 | 2022 | 24.935 | 2021 | 0 | 0 | SWSV010-03 | Com Economizers - Hot-Dry ¦ PG&E ¦ Hot-Dry | Com Economizers - Hot-Dry | 0.12804 | 0.85 | 0.15465 | CBSA 2014 | -1078.194 | 2032 | 0.45 | SWSV010-03
COM-HVAC-86.25 | Com ¦ Economizer - Cold ¦ PG&E ¦ Cold | Com ¦ Economizer - Cold | PG&E ¦ Cold | PG&E | All | Electric | Economizer Control Replacement or Control Adjustment | Efficient |  |  | 0 | Conventional | HVAC | Com - College | Com | RET and NEW | 0 | 1000 sqft2 of floor space | Cap-kBTUh | 3 | DEER:HVAC_Split-Package_AC | 2780.129 | 0.097644 | 42.3626 | SWSV010-03 | 1.865 | 2022 | 24.935 | 2021 | 0 | 0 | SWSV010-03 | Com Economizers - Cold ¦ PG&E ¦ Cold | Com Economizers - Cold | 0.55707 | 0.85 | 0.15465 | CBSA 2014 | -349.6339 | 2032 | 0.45 | SWSV010-03
COM-HVAC-86.26 | Com ¦ Economizer - Cold ¦ PG&E ¦ Cold | Com ¦ Economizer - Cold | PG&E ¦ Cold | PG&E | All | Electric | Economizer Control Replacement or Control Adjustment | Efficient |  |  | 0 | Conventional | HVAC | Com - Grocery | Com | RET and NEW | 0 | 1000 sqft2 of floor space | Cap-kBTUh | 3 | DEER:HVAC_Split-Package_AC | 21150 | 2.91 | 80.6 | SWSV010-03 | 1.865 | 2022 | 24.935 | 2021 | 0 | 0 | SWSV010-03 | Com Economizers - Cold ¦ PG&E ¦ Cold | Com Economizers - Cold | 0.92949 | 0.85 | 0.15465 | CBSA 2014 | -1378.9267 | 2032 | 0.45 | SWSV010-03
COM-HVAC-86.27 | Com ¦ Economizer - Cold ¦ PG&E ¦ Cold | Com ¦ Economizer - Cold | PG&E ¦ Cold | PG&E | All | Electric | Economizer Control Replacement or Control Adjustment | Efficient |  |  | 0 | Conventional | HVAC | Com - Health | Com | RET and NEW | 0 | 1000 sqft2 of floor space | Cap-kBTUh | 3 | DEER:HVAC_Split-Package_AC | 4513.652 | 0.73144 | 21.2263 | SWSV010-03 | 1.865 | 2022 | 24.935 | 2021 | 0 | 0 | SWSV010-03 | Com Economizers - Cold ¦ PG&E ¦ Cold | Com Economizers - Cold | 0.82262 | 0.85 | 0.15465 | CBSA 2014 | -355.3139 | 2032 | 0.45 | SWSV010-03
COM-HVAC-86.28 | Com ¦ Economizer - Cold ¦ PG&E ¦ Cold | Com ¦ Economizer - Cold | PG&E ¦ Cold | PG&E | All | Electric | Economizer Control Replacement or Control Adjustment | Efficient |  |  | 0 | Conventional | HVAC | Com - Lodging | Com | RET and NEW | 0 | 1000 sqft2 of floor space | Cap-kBTUh | 3 | DEER:HVAC_Split-Package_AC | 3894.5856 | 0.59778 | 13.488 | SWSV010-03 | 1.865 | 2022 | 24.935 | 2021 | 0 | 0 | SWSV010-03 | Com Economizers - Cold ¦ PG&E ¦ Cold | Com Economizers - Cold | 0.43849 | 0.85 | 0.15465 | CBSA 2014 | -747.3473 | 2032 | 0.45 | SWSV010-03
COM-HVAC-86.29 | Com ¦ Economizer - Cold ¦ PG&E ¦ Cold | Com ¦ Economizer - Cold | PG&E ¦ Cold | PG&E | All | Electric | Economizer Control Replacement or Control Adjustment | Efficient |  |  | 0 | Conventional | HVAC | Com - Office (Large) | Com | RET and NEW | 0 | 1000 sqft2 of floor space | Cap-kBTUh | 3 | DEER:HVAC_Split-Package_AC | 3100 | 0.37325 | 30.9 | SWSV010-03 | 1.865 | 2022 | 24.935 | 2021 | 0 | 0 | SWSV010-03 | Com Economizers - Cold ¦ PG&E ¦ Cold | Com Economizers - Cold | 0.58414 | 0.85 | 0.15465 | CBSA 2014 | -447.0619 | 2032 | 0.45 | SWSV010-03
COM-HVAC-86.30 | Com ¦ Economizer - Cold ¦ PG&E ¦ Cold | Com ¦ Economizer - Cold | PG&E ¦ Cold | PG&E | All | Electric | Economizer Control Replacement or Control Adjustment | Efficient |  |  | 0 | Conventional | HVAC | Com - Office (Small) | Com | RET and NEW | 0 | 1000 sqft2 of floor space | Cap-kBTUh | 3 | DEER:HVAC_Split-Package_AC | 2550 | 0.2705 | 41.025 | SWSV010-03 | 1.865 | 2022 | 24.935 | 2021 | 0 | 0 | SWSV010-03 | Com Economizers - Cold ¦ PG&E ¦ Cold | Com Economizers - Cold | 0.68317 | 0.85 | 0.15465 | CBSA 2014 | -198.1287 | 2032 | 0.45 | SWSV010-03
COM-HVAC-86.31 | Com ¦ Economizer - Cold ¦ PG&E ¦ Cold | Com ¦ Economizer - Cold | PG&E ¦ Cold | PG&E | All | Electric | Economizer Control Replacement or Control Adjustment | Efficient |  |  | 0 | Conventional | HVAC | Com - Other | Com | RET and NEW | 0 | 1000 sqft2 of floor space | Cap-kBTUh | 3 | DEER:HVAC_Split-Package_AC | 2440 | 0.561 | 57.25 | SWSV010-03 | 1.865 | 2022 | 24.935 | 2021 | 0 | 0 | SWSV010-03 | Com Economizers - Cold ¦ PG&E ¦ Cold | Com Economizers - Cold | 0.32241 | 0.85 | 0.15465 | CBSA 2014 | -528.7786 | 2032 | 0.45 | SWSV010-03
COM-HVAC-86.32 | Com ¦ Economizer - Cold ¦ PG&E ¦ Cold | Com ¦ Economizer - Cold | PG&E ¦ Cold | PG&E | All | Electric | Economizer Control Replacement or Control Adjustment | Efficient |  |  | 0 | Conventional | HVAC | Com - Refrig. Warehouse | Com | RET and NEW | 0 | 1000 sqft2 of floor space | Cap-kBTUh | 3 | DEER:HVAC_Split-Package_AC | 324666.6667 | 39.6667 | 39.1667 | SWSV010-03 | 1.865 | 2022 | 24.935 | 2021 | 0 | 0 | SWSV010-03 | Com Economizers - Cold ¦ PG&E ¦ Cold | Com Economizers - Cold | 0 | 0.85 | 0 | CBSA 2014 | -5830.6758 | 2032 | 0.45 | SWSV010-03
COM-HVAC-86.33 | Com ¦ Economizer - Cold ¦ PG&E ¦ Cold | Com ¦ Economizer - Cold | PG&E ¦ Cold | PG&E | All | Electric | Economizer Control Replacement or Control Adjustment | Efficient |  |  | 0 | Conventional | HVAC | Com - Restaurant | Com | RET and NEW | 0 | 1000 sqft2 of floor space | Cap-kBTUh | 3 | DEER:HVAC_Split-Package_AC | 5531.2425 | 1.1006 | 45.4648 | SWSV010-03 | 1.865 | 2022 | 24.935 | 2021 | 0 | 0 | SWSV010-03 | Com Economizers - Cold ¦ PG&E ¦ Cold | Com Economizers - Cold | 0.98716 | 0.85 | 0.15465 | CBSA 2014 | -132.4508 | 2032 | 0.45 | SWSV010-03
COM-HVAC-86.34 | Com ¦ Economizer - Cold ¦ PG&E ¦ Cold | Com ¦ Economizer - Cold | PG&E ¦ Cold | PG&E | All | Electric | Economizer Control Replacement or Control Adjustment | Efficient |  |  | 0 | Conventional | HVAC | Com - Retail | Com | RET and NEW | 0 | 1000 sqft2 of floor space | Cap-kBTUh | 3 | DEER:HVAC_Split-Package_AC | 5545.9386 | 1.01 | 53.442 | SWSV010-03 | 1.865 | 2022 | 24.935 | 2021 | 0 | 0 | SWSV010-03 | Com Economizers - Cold ¦ PG&E ¦ Cold | Com Economizers - Cold | 0.41141 | 0.85 | 0.15465 | CBSA 2014 | -2212.4475 | 2032 | 0.45 | SWSV010-03
COM-HVAC-86.35 | Com ¦ Economizer - Cold ¦ PG&E ¦ Cold | Com ¦ Economizer - Cold | PG&E ¦ Cold | PG&E | All | Electric | Economizer Control Replacement or Control Adjustment | Efficient |  |  | 0 | Conventional | HVAC | Com - School | Com | RET and NEW | 0 | 1000 sqft2 of floor space | Cap-kBTUh | 3 | DEER:HVAC_Split-Package_AC | 1862.6546 | 0.069161 | 57.3755 | SWSV010-03 | 1.865 | 2022 | 24.935 | 2021 | 0 | 0 | SWSV010-03 | Com Economizers - Cold ¦ PG&E ¦ Cold | Com Economizers - Cold | 0.62474 | 0.85 | 0.15465 | CBSA 2014 | -437.7669 | 2032 | 0.45 | SWSV010-03
COM-HVAC-86.36 | Com ¦ Economizer - Cold ¦ PG&E ¦ Cold | Com ¦ Economizer - Cold | PG&E ¦ Cold | PG&E | All | Electric | Economizer Control Replacement or Control Adjustment | Efficient |  |  | 0 | Conventional | HVAC | Com - Warehouse | Com | RET and NEW | 0 | 1000 sqft2 of floor space | Cap-kBTUh | 3 | DEER:HVAC_Split-Package_AC | 2567.5 | 0.1985 | 60 | SWSV010-03 | 1.865 | 2022 | 24.935 | 2021 | 0 | 0 | SWSV010-03 | Com Economizers - Cold ¦ PG&E ¦ Cold | Com Economizers - Cold | 0.12804 | 0.85 | 0.15465 | CBSA 2014 | -1022.4695 | 2032 | 0.45 | SWSV010-03
COM-HVAC-86.37 | Com ¦ Economizer - Marine ¦ SCE ¦ Marine | Com ¦ Economizer - Marine | SCE ¦ Marine | SCE | All | Electric | Economizer Control Replacement or Control Adjustment | Efficient |  |  | 0 | Conventional | HVAC | Com - College | Com | RET and NEW | 0 | 1000 sqft2 of floor space | Cap-kBTUh | 3 | DEER:HVAC_Split-Package_AC | 2739.2818 | 0.76356 | 22.334 | SWSV010-03 | 1.865 | 2022 | 24.935 | 2021 | 0 | 0 | SWSV010-03 | Com Economizers - Marine ¦ SCE ¦ Marine | Com Economizers - Marine | 0.62169 | 0.85 | 0.14619 | CBSA 2014 | -280.4826 | 2032 | 0.45 | SWSV010-03
COM-HVAC-86.38 | Com ¦ Economizer - Marine ¦ SCE ¦ Marine | Com ¦ Economizer - Marine | SCE ¦ Marine | SCE | All | Electric | Economizer Control Replacement or Control Adjustment | Efficient |  |  | 0 | Conventional | HVAC | Com - Grocery | Com | RET and NEW | 0 | 1000 sqft2 of floor space | Cap-kBTUh | 3 | DEER:HVAC_Split-Package_AC | 17175 | 2.3975 | 43.475 | SWSV010-03 | 1.865 | 2022 | 24.935 | 2021 | 0 | 0 | SWSV010-03 | Com Economizers - Marine ¦ SCE ¦ Marine | Com Economizers - Marine | 1.1059 | 0.85 | 0.14619 | CBSA 2014 | -1068.161 | 2032 | 0.45 | SWSV010-03
COM-HVAC-86.39 | Com ¦ Economizer - Marine ¦ SCE ¦ Marine | Com ¦ Economizer - Marine | SCE ¦ Marine | SCE | All | Electric | Economizer Control Replacement or Control Adjustment | Efficient |  |  | 0 | Conventional | HVAC | Com - Health | Com | RET and NEW | 0 | 1000 sqft2 of floor space | Cap-kBTUh | 3 | DEER:HVAC_Split-Package_AC | 4777.5358 | 0.78547 | 10.6013 | SWSV010-03 | 1.865 | 2022 | 24.935 | 2021 | 0 | 0 | SWSV010-03 | Com Economizers - Marine ¦ SCE ¦ Marine | Com Economizers - Marine | 0.88169 | 0.85 | 0.14619 | CBSA 2014 | -342.5703 | 2032 | 0.45 | SWSV010-03
COM-HVAC-86.40 | Com ¦ Economizer - Marine ¦ SCE ¦ Marine | Com ¦ Economizer - Marine | SCE ¦ Marine | SCE | All | Electric | Economizer Control Replacement or Control Adjustment | Efficient |  |  | 0 | Conventional | HVAC | Com - Lodging | Com | RET and NEW | 0 | 1000 sqft2 of floor space | Cap-kBTUh | 3 | DEER:HVAC_Split-Package_AC | 3116.6617 | 0.62688 | 7.4428 | SWSV010-03 | 1.865 | 2022 | 24.935 | 2021 | 0 | 0 | SWSV010-03 | Com Economizers - Marine ¦ SCE ¦ Marine | Com Economizers - Marine | 0.49511 | 0.85 | 0.14619 | CBSA 2014 | -564.9658 | 2032 | 0.45 | SWSV010-03
COM-HVAC-86.41 | Com ¦ Economizer - Marine ¦ SCE ¦ Marine | Com ¦ Economizer - Marine | SCE ¦ Marine | SCE | All | Electric | Economizer Control Replacement or Control Adjustment | Efficient |  |  | 0 | Conventional | HVAC | Com - Office (Large) | Com | RET and NEW | 0 | 1000 sqft2 of floor space | Cap-kBTUh | 3 | DEER:HVAC_Split-Package_AC | 3207.5 | 0.35425 | 7.225 | SWSV010-03 | 1.865 | 2022 | 24.935 | 2021 | 0 | 0 | SWSV010-03 | Com Economizers - Marine ¦ SCE ¦ Marine | Com Economizers - Marine | 0.65634 | 0.85 | 0.14619 | CBSA 2014 | -351.4358 | 2032 | 0.45 | SWSV010-03
COM-HVAC-86.42 | Com ¦ Economizer - Marine ¦ SCE ¦ Marine | Com ¦ Economizer - Marine | SCE ¦ Marine | SCE | All | Electric | Economizer Control Replacement or Control Adjustment | Efficient |  |  | 0 | Conventional | HVAC | Com - Office (Small) | Com | RET and NEW | 0 | 1000 sqft2 of floor space | Cap-kBTUh | 3 | DEER:HVAC_Split-Package_AC | 2557.5 | 0.248 | 17.775 | SWSV010-03 | 1.865 | 2022 | 24.935 | 2021 | 0 | 0 | SWSV010-03 | Com Economizers - Marine ¦ SCE ¦ Marine | Com Economizers - Marine | 0.74464 | 0.85 | 0.14619 | CBSA 2014 | -152.4451 | 2032 | 0.45 | SWSV010-03
COM-HVAC-86.43 | Com ¦ Economizer - Marine ¦ SCE ¦ Marine | Com ¦ Economizer - Marine | SCE ¦ Marine | SCE | All | Electric | Economizer Control Replacement or Control Adjustment | Efficient |  |  | 0 | Conventional | HVAC | Com - Other | Com | RET and NEW | 0 | 1000 sqft2 of floor space | Cap-kBTUh | 3 | DEER:HVAC_Split-Package_AC | 2347.5 | 0.5835 | 26.25 | SWSV010-03 | 1.865 | 2022 | 24.935 | 2021 | 0 | 0 | SWSV010-03 | Com Economizers - Marine ¦ SCE ¦ Marine | Com Economizers - Marine | 0.35552 | 0.85 | 0.14619 | CBSA 2014 | -378.1341 | 2032 | 0.45 | SWSV010-03
COM-HVAC-86.44 | Com ¦ Economizer - Marine ¦ SCE ¦ Marine | Com ¦ Economizer - Marine | SCE ¦ Marine | SCE | All | Electric | Economizer Control Replacement or Control Adjustment | Efficient |  |  | 0 | Conventional | HVAC | Com - Refrig. Warehouse | Com | RET and NEW | 0 | 1000 sqft2 of floor space | Cap-kBTUh | 3 | DEER:HVAC_Split-Package_AC | 272666.6667 | 32.8 | 16.7 | SWSV010-03 | 1.865 | 2022 | 24.935 | 2021 | 0 | 0 | SWSV010-03 | Com Economizers - Marine ¦ SCE ¦ Marine | Com Economizers - Marine | 0 | 0.85 | 0 | CBSA 2014 | -4884.6519 | 2032 | 0.45 | SWSV010-03
COM-HVAC-86.45 | Com ¦ Economizer - Marine ¦ SCE ¦ Marine | Com ¦ Economizer - Marine | SCE ¦ Marine | SCE | All | Electric | Economizer Control Replacement or Control Adjustment | Efficient |  |  | 0 | Conventional | HVAC | Com - Restaurant | Com | RET and NEW | 0 | 1000 sqft2 of floor space | Cap-kBTUh | 3 | DEER:HVAC_Split-Package_AC | 5420.6153 | 1.095 | 16.4113 | SWSV010-03 | 1.865 | 2022 | 24.935 | 2021 | 0 | 0 | SWSV010-03 | Com Economizers - Marine ¦ SCE ¦ Marine | Com Economizers - Marine | 1.0866 | 0.85 | 0.14619 | CBSA 2014 | -108.6588 | 2032 | 0.45 | SWSV010-03
COM-HVAC-86.46 | Com ¦ Economizer - Marine ¦ SCE ¦ Marine | Com ¦ Economizer - Marine | SCE ¦ Marine | SCE | All | Electric | Economizer Control Replacement or Control Adjustment | Efficient |  |  | 0 | Conventional | HVAC | Com - Retail | Com | RET and NEW | 0 | 1000 sqft2 of floor space | Cap-kBTUh | 3 | DEER:HVAC_Split-Package_AC | 5733.3055 | 1.037 | 22.3151 | SWSV010-03 | 1.865 | 2022 | 24.935 | 2021 | 0 | 0 | SWSV010-03 | Com Economizers - Marine ¦ SCE ¦ Marine | Com Economizers - Marine | 0.45973 | 0.85 | 0.14619 | CBSA 2014 | -2124.4712 | 2032 | 0.45 | SWSV010-03
COM-HVAC-86.47 | Com ¦ Economizer - Marine ¦ SCE ¦ Marine | Com ¦ Economizer - Marine | SCE ¦ Marine | SCE | All | Electric | Economizer Control Replacement or Control Adjustment | Efficient |  |  | 0 | Conventional | HVAC | Com - School | Com | RET and NEW | 0 | 1000 sqft2 of floor space | Cap-kBTUh | 3 | DEER:HVAC_Split-Package_AC | 1808.7728 | 0.26803 | 31.0459 | SWSV010-03 | 1.865 | 2022 | 24.935 | 2021 | 0 | 0 | SWSV010-03 | Com Economizers - Marine ¦ SCE ¦ Marine | Com Economizers - Marine | 0.74863 | 0.85 | 0.14619 | CBSA 2014 | -368.7393 | 2032 | 0.45 | SWSV010-03
COM-HVAC-86.48 | Com ¦ Economizer - Marine ¦ SCE ¦ Marine | Com ¦ Economizer - Marine | SCE ¦ Marine | SCE | All | Electric | Economizer Control Replacement or Control Adjustment | Efficient |  |  | 0 | Conventional | HVAC | Com - Warehouse | Com | RET and NEW | 0 | 1000 sqft2 of floor space | Cap-kBTUh | 3 | DEER:HVAC_Split-Package_AC | 2565 | 0.21225 | 41.75 | SWSV010-03 | 1.865 | 2022 | 24.935 | 2021 | 0 | 0 | SWSV010-03 | Com Economizers - Marine ¦ SCE ¦ Marine | Com Economizers - Marine | 0.1408 | 0.85 | 0.14619 | CBSA 2014 | -944.7878 | 2032 | 0.45 | SWSV010-03
COM-HVAC-86.49 | Com ¦ Economizer - Hot-Dry ¦ SCE ¦ Hot-Dry | Com ¦ Economizer - Hot-Dry | SCE ¦ Hot-Dry | SCE | All | Electric | Economizer Control Replacement or Control Adjustment | Efficient |  |  | 0 | Conventional | HVAC | Com - College | Com | RET and NEW | 0 | 1000 sqft2 of floor space | Cap-kBTUh | 3 | DEER:HVAC_Split-Package_AC | 2536.1731 | 0.766 | 20.7935 | SWSV010-03 | 1.865 | 2022 | 24.935 | 2021 | 0 | 0 | SWSV010-03 | Com Economizers - Hot-Dry ¦ SCE ¦ Hot-Dry | Com Economizers - Hot-Dry | 0.62169 | 0.85 | 0.14619 | CBSA 2014 | -260.0666 | 2032 | 0.45 | SWSV010-03
COM-HVAC-86.50 | Com ¦ Economizer - Hot-Dry ¦ SCE ¦ Hot-Dry | Com ¦ Economizer - Hot-Dry | SCE ¦ Hot-Dry | SCE | All | Electric | Economizer Control Replacement or Control Adjustment | Efficient |  |  | 0 | Conventional | HVAC | Com - Grocery | Com | RET and NEW | 0 | 1000 sqft2 of floor space | Cap-kBTUh | 3 | DEER:HVAC_Split-Package_AC | 12800 | 1.88 | 33.92 | SWSV010-03 | 1.865 | 2022 | 24.935 | 2021 | 0 | 0 | SWSV010-03 | Com Economizers - Hot-Dry ¦ SCE ¦ Hot-Dry | Com Economizers - Hot-Dry | 1.1059 | 0.85 | 0.14619 | CBSA 2014 | -799.6355 | 2032 | 0.45 | SWSV010-03
COM-HVAC-86.51 | Com ¦ Economizer - Hot-Dry ¦ SCE ¦ Hot-Dry | Com ¦ Economizer - Hot-Dry | SCE ¦ Hot-Dry | SCE | All | Electric | Economizer Control Replacement or Control Adjustment | Efficient |  |  | 0 | Conventional | HVAC | Com - Health | Com | RET and NEW | 0 | 1000 sqft2 of floor space | Cap-kBTUh | 3 | DEER:HVAC_Split-Package_AC | 4701.2595 | 0.83035 | 11.1647 | SWSV010-03 | 1.865 | 2022 | 24.935 | 2021 | 0 | 0 | SWSV010-03 | Com Economizers - Hot-Dry ¦ SCE ¦ Hot-Dry | Com Economizers - Hot-Dry | 0.88169 | 0.85 | 0.14619 | CBSA 2014 | -339.1704 | 2032 | 0.45 | SWSV010-03
COM-HVAC-86.52 | Com ¦ Economizer - Hot-Dry ¦ SCE ¦ Hot-Dry | Com ¦ Economizer - Hot-Dry | SCE ¦ Hot-Dry | SCE | All | Electric | Economizer Control Replacement or Control Adjustment | Efficient |  |  | 0 | Conventional | HVAC | Com - Lodging | Com | RET and NEW | 0 | 1000 sqft2 of floor space | Cap-kBTUh | 3 | DEER:HVAC_Split-Package_AC | 3052.693 | 0.69116 | 7.0196 | SWSV010-03 | 1.865 | 2022 | 24.935 | 2021 | 0 | 0 | SWSV010-03 | Com Economizers - Hot-Dry ¦ SCE ¦ Hot-Dry | Com Economizers - Hot-Dry | 0.49511 | 0.85 | 0.14619 | CBSA 2014 | -550.6988 | 2032 | 0.45 | SWSV010-03
COM-HVAC-86.53 | Com ¦ Economizer - Hot-Dry ¦ SCE ¦ Hot-Dry | Com ¦ Economizer - Hot-Dry | SCE ¦ Hot-Dry | SCE | All | Electric | Economizer Control Replacement or Control Adjustment | Efficient |  |  | 0 | Conventional | HVAC | Com - Office (Large) | Com | RET and NEW | 0 | 1000 sqft2 of floor space | Cap-kBTUh | 3 | DEER:HVAC_Split-Package_AC | 3247.5 | 0.382 | 7.25 | SWSV010-03 | 1.865 | 2022 | 24.935 | 2021 | 0 | 0 | SWSV010-03 | Com Economizers - Hot-Dry ¦ SCE ¦ Hot-Dry | Com Economizers - Hot-Dry | 0.65634 | 0.85 | 0.14619 | CBSA 2014 | -355.5261 | 2032 | 0.45 | SWSV010-03
COM-HVAC-86.54 | Com ¦ Economizer - Hot-Dry ¦ SCE ¦ Hot-Dry | Com ¦ Economizer - Hot-Dry | SCE ¦ Hot-Dry | SCE | All | Electric | Economizer Control Replacement or Control Adjustment | Efficient |  |  | 0 | Conventional | HVAC | Com - Office (Small) | Com | RET and NEW | 0 | 1000 sqft2 of floor space | Cap-kBTUh | 3 | DEER:HVAC_Split-Package_AC | 2492.5 | 0.26925 | 16.075 | SWSV010-03 | 1.865 | 2022 | 24.935 | 2021 | 0 | 0 | SWSV010-03 | Com Economizers - Hot-Dry ¦ SCE ¦ Hot-Dry | Com Economizers - Hot-Dry | 0.74464 | 0.85 | 0.14619 | CBSA 2014 | -146.0995 | 2032 | 0.45 | SWSV010-03
COM-HVAC-86.55 | Com ¦ Economizer - Hot-Dry ¦ SCE ¦ Hot-Dry | Com ¦ Economizer - Hot-Dry | SCE ¦ Hot-Dry | SCE | All | Electric | Economizer Control Replacement or Control Adjustment | Efficient |  |  | 0 | Conventional | HVAC | Com - Other | Com | RET and NEW | 0 | 1000 sqft2 of floor space | Cap-kBTUh | 3 | DEER:HVAC_Split-Package_AC | 2172.5 | 0.594 | 23.825 | SWSV010-03 | 1.865 | 2022 | 24.935 | 2021 | 0 | 0 | SWSV010-03 | Com Economizers - Hot-Dry ¦ SCE ¦ Hot-Dry | Com Economizers - Hot-Dry | 0.35552 | 0.85 | 0.14619 | CBSA 2014 | -347.8245 | 2032 | 0.45 | SWSV010-03
COM-HVAC-86.56 | Com ¦ Economizer - Hot-Dry ¦ SCE ¦ Hot-Dry | Com ¦ Economizer - Hot-Dry | SCE ¦ Hot-Dry | SCE | All | Electric | Economizer Control Replacement or Control Adjustment | Efficient |  |  | 0 | Conventional | HVAC | Com - Refrig. Warehouse | Com | RET and NEW | 0 | 1000 sqft2 of floor space | Cap-kBTUh | 3 | DEER:HVAC_Split-Package_AC | 224333.3333 | 27.7667 | 15.5 | SWSV010-03 | 1.865 | 2022 | 24.935 | 2021 | 0 | 0 | SWSV010-03 | Com Economizers - Hot-Dry ¦ SCE ¦ Hot-Dry | Com Economizers - Hot-Dry | 0 | 0.85 | 0 | CBSA 2014 | -4020.1122 | 2032 | 0.45 | SWSV010-03
COM-HVAC-86.57 | Com ¦ Economizer - Hot-Dry ¦ SCE ¦ Hot-Dry | Com ¦ Economizer - Hot-Dry | SCE ¦ Hot-Dry | SCE | All | Electric | Economizer Control Replacement or Control Adjustment | Efficient |  |  | 0 | Conventional | HVAC | Com - Restaurant | Com | RET and NEW | 0 | 1000 sqft2 of floor space | Cap-kBTUh | 3 | DEER:HVAC_Split-Package_AC | 4617.509 | 0.998 | 15.5545 | SWSV010-03 | 1.865 | 2022 | 24.935 | 2021 | 0 | 0 | SWSV010-03 | Com Economizers - Hot-Dry ¦ SCE ¦ Hot-Dry | Com Economizers - Hot-Dry | 1.0866 | 0.85 | 0.14619 | CBSA 2014 | -93.7431 | 2032 | 0.45 | SWSV010-03
COM-HVAC-86.58 | Com ¦ Economizer - Hot-Dry ¦ SCE ¦ Hot-Dry | Com ¦ Economizer - Hot-Dry | SCE ¦ Hot-Dry | SCE | All | Electric | Economizer Control Replacement or Control Adjustment | Efficient |  |  | 0 | Conventional | HVAC | Com - Retail | Com | RET and NEW | 0 | 1000 sqft2 of floor space | Cap-kBTUh | 3 | DEER:HVAC_Split-Package_AC | 4220.3275 | 0.83407 | 19.158 | SWSV010-03 | 1.865 | 2022 | 24.935 | 2021 | 0 | 0 | SWSV010-03 | Com Economizers - Hot-Dry ¦ SCE ¦ Hot-Dry | Com Economizers - Hot-Dry | 0.45973 | 0.85 | 0.14619 | CBSA 2014 | -1577.3362 | 2032 | 0.45 | SWSV010-03
COM-HVAC-86.59 | Com ¦ Economizer - Hot-Dry ¦ SCE ¦ Hot-Dry | Com ¦ Economizer - Hot-Dry | SCE ¦ Hot-Dry | SCE | All | Electric | Economizer Control Replacement or Control Adjustment | Efficient |  |  | 0 | Conventional | HVAC | Com - School | Com | RET and NEW | 0 | 1000 sqft2 of floor space | Cap-kBTUh | 3 | DEER:HVAC_Split-Package_AC | 1582.688 | 0.27488 | 32.9759 | SWSV010-03 | 1.865 | 2022 | 24.935 | 2021 | 0 | 0 | SWSV010-03 | Com Economizers - Hot-Dry ¦ SCE ¦ Hot-Dry | Com Economizers - Hot-Dry | 0.74863 | 0.85 | 0.14619 | CBSA 2014 | -335.9248 | 2032 | 0.45 | SWSV010-03
COM-HVAC-86.60 | Com ¦ Economizer - Hot-Dry ¦ SCE ¦ Hot-Dry | Com ¦ Economizer - Hot-Dry | SCE ¦ Hot-Dry | SCE | All | Electric | Economizer Control Replacement or Control Adjustment | Efficient |  |  | 0 | Conventional | HVAC | Com - Warehouse | Com | RET and NEW | 0 | 1000 sqft2 of floor space | Cap-kBTUh | 3 | DEER:HVAC_Split-Package_AC | 2467.5 | 0.2605 | 36.175 | SWSV010-03 | 1.865 | 2022 | 24.935 | 2021 | 0 | 0 | SWSV010-03 | Com Economizers - Hot-Dry ¦ SCE ¦ Hot-Dry | Com Economizers - Hot-Dry | 0.1408 | 0.85 | 0.14619 | CBSA 2014 | -892.0635 | 2032 | 0.45 | SWSV010-03
COM-HVAC-86.61 | Com ¦ Economizer - Cold ¦ SCE ¦ Cold | Com ¦ Economizer - Cold | SCE ¦ Cold | SCE | All | Electric | Economizer Control Replacement or Control Adjustment | Efficient |  |  | 0 | Conventional | HVAC | Com - College | Com | RET and NEW | 0 | 1000 sqft2 of floor space | Cap-kBTUh | 3 | DEER:HVAC_Split-Package_AC | 2780.129 | 0.097644 | 42.3626 | SWSV010-03 | 1.865 | 2022 | 24.935 | 2021 | 0 | 0 | SWSV010-03 | Com Economizers - Cold ¦ SCE ¦ Cold | Com Economizers - Cold | 0.62169 | 0.85 | 0.14619 | CBSA 2014 | -349.6339 | 2032 | 0.45 | SWSV010-03
COM-HVAC-86.62 | Com ¦ Economizer - Cold ¦ SCE ¦ Cold | Com ¦ Economizer - Cold | SCE ¦ Cold | SCE | All | Electric | Economizer Control Replacement or Control Adjustment | Efficient |  |  | 0 | Conventional | HVAC | Com - Grocery | Com | RET and NEW | 0 | 1000 sqft2 of floor space | Cap-kBTUh | 3 | DEER:HVAC_Split-Package_AC | 21150 | 2.91 | 80.6 | SWSV010-03 | 1.865 | 2022 | 24.935 | 2021 | 0 | 0 | SWSV010-03 | Com Economizers - Cold ¦ SCE ¦ Cold | Com Economizers - Cold | 1.1059 | 0.85 | 0.14619 | CBSA 2014 | -1378.9267 | 2032 | 0.45 | SWSV010-03
COM-HVAC-86.63 | Com ¦ Economizer - Cold ¦ SCE ¦ Cold | Com ¦ Economizer - Cold | SCE ¦ Cold | SCE | All | Electric | Economizer Control Replacement or Control Adjustment | Efficient |  |  | 0 | Conventional | HVAC | Com - Health | Com | RET and NEW | 0 | 1000 sqft2 of floor space | Cap-kBTUh | 3 | DEER:HVAC_Split-Package_AC | 4513.652 | 0.73144 | 21.2263 | SWSV010-03 | 1.865 | 2022 | 24.935 | 2021 | 0 | 0 | SWSV010-03 | Com Economizers - Cold ¦ SCE ¦ Cold | Com Economizers - Cold | 0.88169 | 0.85 | 0.14619 | CBSA 2014 | -355.3139 | 2032 | 0.45 | SWSV010-03
COM-HVAC-86.64 | Com ¦ Economizer - Cold ¦ SCE ¦ Cold | Com ¦ Economizer - Cold | SCE ¦ Cold | SCE | All | Electric | Economizer Control Replacement or Control Adjustment | Efficient |  |  | 0 | Conventional | HVAC | Com - Lodging | Com | RET and NEW | 0 | 1000 sqft2 of floor space | Cap-kBTUh | 3 | DEER:HVAC_Split-Package_AC | 3894.5856 | 0.59778 | 13.488 | SWSV010-03 | 1.865 | 2022 | 24.935 | 2021 | 0 | 0 | SWSV010-03 | Com Economizers - Cold ¦ SCE ¦ Cold | Com Economizers - Cold | 0.49511 | 0.85 | 0.14619 | CBSA 2014 | -747.3473 | 2032 | 0.45 | SWSV010-03
COM-HVAC-86.65 | Com ¦ Economizer - Cold ¦ SCE ¦ Cold | Com ¦ Economizer - Cold | SCE ¦ Cold | SCE | All | Electric | Economizer Control Replacement or Control Adjustment | Efficient |  |  | 0 | Conventional | HVAC | Com - Office (Large) | Com | RET and NEW | 0 | 1000 sqft2 of floor space | Cap-kBTUh | 3 | DEER:HVAC_Split-Package_AC | 3100 | 0.37325 | 30.9 | SWSV010-03 | 1.865 | 2022 | 24.935 | 2021 | 0 | 0 | SWSV010-03 | Com Economizers - Cold ¦ SCE ¦ Cold | Com Economizers - Cold | 0.65634 | 0.85 | 0.14619 | CBSA 2014 | -447.0619 | 2032 | 0.45 | SWSV010-03
COM-HVAC-86.66 | Com ¦ Economizer - Cold ¦ SCE ¦ Cold | Com ¦ Economizer - Cold | SCE ¦ Cold | SCE | All | Electric | Economizer Control Replacement or Control Adjustment | Efficient |  |  | 0 | Conventional | HVAC | Com - Office (Small) | Com | RET and NEW | 0 | 1000 sqft2 of floor space | Cap-kBTUh | 3 | DEER:HVAC_Split-Package_AC | 2550 | 0.2705 | 41.025 | SWSV010-03 | 1.865 | 2022 | 24.935 | 2021 | 0 | 0 | SWSV010-03 | Com Economizers - Cold ¦ SCE ¦ Cold | Com Economizers - Cold | 0.74464 | 0.85 | 0.14619 | CBSA 2014 | -198.1287 | 2032 | 0.45 | SWSV010-03
COM-HVAC-86.67 | Com ¦ Economizer - Cold ¦ SCE ¦ Cold | Com ¦ Economizer - Cold | SCE ¦ Cold | SCE | All | Electric | Economizer Control Replacement or Control Adjustment | Efficient |  |  | 0 | Conventional | HVAC | Com - Other | Com | RET and NEW | 0 | 1000 sqft2 of floor space | Cap-kBTUh | 3 | DEER:HVAC_Split-Package_AC | 2440 | 0.561 | 57.25 | SWSV010-03 | 1.865 | 2022 | 24.935 | 2021 | 0 | 0 | SWSV010-03 | Com Economizers - Cold ¦ SCE ¦ Cold | Com Economizers - Cold | 0.35552 | 0.85 | 0.14619 | CBSA 2014 | -528.7786 | 2032 | 0.45 | SWSV010-03
COM-HVAC-86.68 | Com ¦ Economizer - Cold ¦ SCE ¦ Cold | Com ¦ Economizer - Cold | SCE ¦ Cold | SCE | All | Electric | Economizer Control Replacement or Control Adjustment | Efficient |  |  | 0 | Conventional | HVAC | Com - Refrig. Warehouse | Com | RET and NEW | 0 | 1000 sqft2 of floor space | Cap-kBTUh | 3 | DEER:HVAC_Split-Package_AC | 324666.6667 | 39.6667 | 39.1667 | SWSV010-03 | 1.865 | 2022 | 24.935 | 2021 | 0 | 0 | SWSV010-03 | Com Economizers - Cold ¦ SCE ¦ Cold | Com Economizers - Cold | 0 | 0.85 | 0 | CBSA 2014 | -5830.6758 | 2032 | 0.45 | SWSV010-03
COM-HVAC-86.69 | Com ¦ Economizer - Cold ¦ SCE ¦ Cold | Com ¦ Economizer - Cold | SCE ¦ Cold | SCE | All | Electric | Economizer Control Replacement or Control Adjustment | Efficient |  |  | 0 | Conventional | HVAC | Com - Restaurant | Com | RET and NEW | 0 | 1000 sqft2 of floor space | Cap-kBTUh | 3 | DEER:HVAC_Split-Package_AC | 5531.2425 | 1.1006 | 45.4648 | SWSV010-03 | 1.865 | 2022 | 24.935 | 2021 | 0 | 0 | SWSV010-03 | Com Economizers - Cold ¦ SCE ¦ Cold | Com Economizers - Cold | 1.0866 | 0.85 | 0.14619 | CBSA 2014 | -132.4508 | 2032 | 0.45 | SWSV010-03
COM-HVAC-86.70 | Com ¦ Economizer - Cold ¦ SCE ¦ Cold | Com ¦ Economizer - Cold | SCE ¦ Cold | SCE | All | Electric | Economizer Control Replacement or Control Adjustment | Efficient |  |  | 0 | Conventional | HVAC | Com - Retail | Com | RET and NEW | 0 | 1000 sqft2 of floor space | Cap-kBTUh | 3 | DEER:HVAC_Split-Package_AC | 5545.9386 | 1.01 | 53.442 | SWSV010-03 | 1.865 | 2022 | 24.935 | 2021 | 0 | 0 | SWSV010-03 | Com Economizers - Cold ¦ SCE ¦ Cold | Com Economizers - Cold | 0.45973 | 0.85 | 0.14619 | CBSA 2014 | -2212.4475 | 2032 | 0.45 | SWSV010-03
COM-HVAC-86.71 | Com ¦ Economizer - Cold ¦ SCE ¦ Cold | Com ¦ Economizer - Cold | SCE ¦ Cold | SCE | All | Electric | Economizer Control Replacement or Control Adjustment | Efficient |  |  | 0 | Conventional | HVAC | Com - School | Com | RET and NEW | 0 | 1000 sqft2 of floor space | Cap-kBTUh | 3 | DEER:HVAC_Split-Package_AC | 1862.6546 | 0.069161 | 57.3755 | SWSV010-03 | 1.865 | 2022 | 24.935 | 2021 | 0 | 0 | SWSV010-03 | Com Economizers - Cold ¦ SCE ¦ Cold | Com Economizers - Cold | 0.74863 | 0.85 | 0.14619 | CBSA 2014 | -437.7669 | 2032 | 0.45 | SWSV010-03
COM-HVAC-86.72 | Com ¦ Economizer - Cold ¦ SCE ¦ Cold | Com ¦ Economizer - Cold | SCE ¦ Cold | SCE | All | Electric | Economizer Control Replacement or Control Adjustment | Efficient |  |  | 0 | Conventional | HVAC | Com - Warehouse | Com | RET and NEW | 0 | 1000 sqft2 of floor space | Cap-kBTUh | 3 | DEER:HVAC_Split-Package_AC | 2567.5 | 0.1985 | 60 | SWSV010-03 | 1.865 | 2022 | 24.935 | 2021 | 0 | 0 | SWSV010-03 | Com Economizers - Cold ¦ SCE ¦ Cold | Com Economizers - Cold | 0.1408 | 0.85 | 0.14619 | CBSA 2014 | -1022.4695 | 2032 | 0.45 | SWSV010-03
COM-HVAC-86.73 | Com ¦ Economizer - Marine ¦ SDG&E ¦ Marine | Com ¦ Economizer - Marine | SDG&E ¦ Marine | SDG&E | All | Electric | Economizer Control Replacement or Control Adjustment | Efficient |  |  | 0 | Conventional | HVAC | Com - College | Com | RET and NEW | 0 | 1000 sqft2 of floor space | Cap-kBTUh | 3 | DEER:HVAC_Split-Package_AC | 2739.2818 | 0.76356 | 22.334 | SWSV010-03 | 1.865 | 2022 | 24.935 | 2021 | 0 | 0 | SWSV010-03 | Com Economizers - Marine ¦ SDG&E ¦ Marine | Com Economizers - Marine | 0.60922 | 0.85 | 0.22297 | CBSA 2014 | -280.4826 | 2032 | 0.45 | SWSV010-03
COM-HVAC-86.74 | Com ¦ Economizer - Marine ¦ SDG&E ¦ Marine | Com ¦ Economizer - Marine | SDG&E ¦ Marine | SDG&E | All | Electric | Economizer Control Replacement or Control Adjustment | Efficient |  |  | 0 | Conventional | HVAC | Com - Grocery | Com | RET and NEW | 0 | 1000 sqft2 of floor space | Cap-kBTUh | 3 | DEER:HVAC_Split-Package_AC | 17175 | 2.3975 | 43.475 | SWSV010-03 | 1.865 | 2022 | 24.935 | 2021 | 0 | 0 | SWSV010-03 | Com Economizers - Marine ¦ SDG&E ¦ Marine | Com Economizers - Marine | 1.1243 | 0.85 | 0.22297 | CBSA 2014 | -1068.161 | 2032 | 0.45 | SWSV010-03
COM-HVAC-86.75 | Com ¦ Economizer - Marine ¦ SDG&E ¦ Marine | Com ¦ Economizer - Marine | SDG&E ¦ Marine | SDG&E | All | Electric | Economizer Control Replacement or Control Adjustment | Efficient |  |  | 0 | Conventional | HVAC | Com - Health | Com | RET and NEW | 0 | 1000 sqft2 of floor space | Cap-kBTUh | 3 | DEER:HVAC_Split-Package_AC | 4777.5358 | 0.78547 | 10.6013 | SWSV010-03 | 1.865 | 2022 | 24.935 | 2021 | 0 | 0 | SWSV010-03 | Com Economizers - Marine ¦ SDG&E ¦ Marine | Com Economizers - Marine | 0.87675 | 0.85 | 0.22297 | CBSA 2014 | -342.5703 | 2032 | 0.45 | SWSV010-03
COM-HVAC-86.76 | Com ¦ Economizer - Marine ¦ SDG&E ¦ Marine | Com ¦ Economizer - Marine | SDG&E ¦ Marine | SDG&E | All | Electric | Economizer Control Replacement or Control Adjustment | Efficient |  |  | 0 | Conventional | HVAC | Com - Lodging | Com | RET and NEW | 0 | 1000 sqft2 of floor space | Cap-kBTUh | 3 | DEER:HVAC_Split-Package_AC | 3116.6617 | 0.62688 | 7.4428 | SWSV010-03 | 1.865 | 2022 | 24.935 | 2021 | 0 | 0 | SWSV010-03 | Com Economizers - Marine ¦ SDG&E ¦ Marine | Com Economizers - Marine | 0.49055 | 0.85 | 0.22297 | CBSA 2014 | -564.9658 | 2032 | 0.45 | SWSV010-03
COM-HVAC-86.77 | Com ¦ Economizer - Marine ¦ SDG&E ¦ Marine | Com ¦ Economizer - Marine | SDG&E ¦ Marine | SDG&E | All | Electric | Economizer Control Replacement or Control Adjustment | Efficient |  |  | 0 | Conventional | HVAC | Com - Office (Large) | Com | RET and NEW | 0 | 1000 sqft2 of floor space | Cap-kBTUh | 3 | DEER:HVAC_Split-Package_AC | 3207.5 | 0.35425 | 7.225 | SWSV010-03 | 1.865 | 2022 | 24.935 | 2021 | 0 | 0 | SWSV010-03 | Com Economizers - Marine ¦ SDG&E ¦ Marine | Com Economizers - Marine | 0.64047 | 0.85 | 0.22297 | CBSA 2014 | -351.4358 | 2032 | 0.45 | SWSV010-03
COM-HVAC-86.78 | Com ¦ Economizer - Marine ¦ SDG&E ¦ Marine | Com ¦ Economizer - Marine | SDG&E ¦ Marine | SDG&E | All | Electric | Economizer Control Replacement or Control Adjustment | Efficient |  |  | 0 | Conventional | HVAC | Com - Office (Small) | Com | RET and NEW | 0 | 1000 sqft2 of floor space | Cap-kBTUh | 3 | DEER:HVAC_Split-Package_AC | 2557.5 | 0.248 | 17.775 | SWSV010-03 | 1.865 | 2022 | 24.935 | 2021 | 0 | 0 | SWSV010-03 | Com Economizers - Marine ¦ SDG&E ¦ Marine | Com Economizers - Marine | 0.77766 | 0.85 | 0.22297 | CBSA 2014 | -152.4451 | 2032 | 0.45 | SWSV010-03
COM-HVAC-86.79 | Com ¦ Economizer - Marine ¦ SDG&E ¦ Marine | Com ¦ Economizer - Marine | SDG&E ¦ Marine | SDG&E | All | Electric | Economizer Control Replacement or Control Adjustment | Efficient |  |  | 0 | Conventional | HVAC | Com - Other | Com | RET and NEW | 0 | 1000 sqft2 of floor space | Cap-kBTUh | 3 | DEER:HVAC_Split-Package_AC | 2347.5 | 0.5835 | 26.25 | SWSV010-03 | 1.865 | 2022 | 24.935 | 2021 | 0 | 0 | SWSV010-03 | Com Economizers - Marine ¦ SDG&E ¦ Marine | Com Economizers - Marine | 0.34945 | 0.85 | 0.22297 | CBSA 2014 | -378.1341 | 2032 | 0.45 | SWSV010-03
COM-HVAC-86.80 | Com ¦ Economizer - Marine ¦ SDG&E ¦ Marine | Com ¦ Economizer - Marine | SDG&E ¦ Marine | SDG&E | All | Electric | Economizer Control Replacement or Control Adjustment | Efficient |  |  | 0 | Conventional | HVAC | Com - Refrig. Warehouse | Com | RET and NEW | 0 | 1000 sqft2 of floor space | Cap-kBTUh | 3 | DEER:HVAC_Split-Package_AC | 272666.6667 | 32.8 | 16.7 | SWSV010-03 | 1.865 | 2022 | 24.935 | 2021 | 0 | 0 | SWSV010-03 | Com Economizers - Marine ¦ SDG&E ¦ Marine | Com Economizers - Marine | 0 | 0.85 | 0 | CBSA 2014 | -4884.6519 | 2032 | 0.45 | SWSV010-03
COM-HVAC-86.81 | Com ¦ Economizer - Marine ¦ SDG&E ¦ Marine | Com ¦ Economizer - Marine | SDG&E ¦ Marine | SDG&E | All | Electric | Economizer Control Replacement or Control Adjustment | Efficient |  |  | 0 | Conventional | HVAC | Com - Restaurant | Com | RET and NEW | 0 | 1000 sqft2 of floor space | Cap-kBTUh | 3 | DEER:HVAC_Split-Package_AC | 5420.6153 | 1.095 | 16.4113 | SWSV010-03 | 1.865 | 2022 | 24.935 | 2021 | 0 | 0 | SWSV010-03 | Com Economizers - Marine ¦ SDG&E ¦ Marine | Com Economizers - Marine | 1.1351 | 0.85 | 0.22297 | CBSA 2014 | -108.6588 | 2032 | 0.45 | SWSV010-03
COM-HVAC-86.82 | Com ¦ Economizer - Marine ¦ SDG&E ¦ Marine | Com ¦ Economizer - Marine | SDG&E ¦ Marine | SDG&E | All | Electric | Economizer Control Replacement or Control Adjustment | Efficient |  |  | 0 | Conventional | HVAC | Com - Retail | Com | RET and NEW | 0 | 1000 sqft2 of floor space | Cap-kBTUh | 3 | DEER:HVAC_Split-Package_AC | 5733.3055 | 1.037 | 22.3151 | SWSV010-03 | 1.865 | 2022 | 24.935 | 2021 | 0 | 0 | SWSV010-03 | Com Economizers - Marine ¦ SDG&E ¦ Marine | Com Economizers - Marine | 0.46017 | 0.85 | 0.22297 | CBSA 2014 | -2124.4712 | 2032 | 0.45 | SWSV010-03
COM-HVAC-86.83 | Com ¦ Economizer - Marine ¦ SDG&E ¦ Marine | Com ¦ Economizer - Marine | SDG&E ¦ Marine | SDG&E | All | Electric | Economizer Control Replacement or Control Adjustment | Efficient |  |  | 0 | Conventional | HVAC | Com - School | Com | RET and NEW | 0 | 1000 sqft2 of floor space | Cap-kBTUh | 3 | DEER:HVAC_Split-Package_AC | 1808.7728 | 0.26803 | 31.0459 | SWSV010-03 | 1.865 | 2022 | 24.935 | 2021 | 0 | 0 | SWSV010-03 | Com Economizers - Marine ¦ SDG&E ¦ Marine | Com Economizers - Marine | 0.77382 | 0.85 | 0.22297 | CBSA 2014 | -368.7393 | 2032 | 0.45 | SWSV010-03
COM-HVAC-86.84 | Com ¦ Economizer - Marine ¦ SDG&E ¦ Marine | Com ¦ Economizer - Marine | SDG&E ¦ Marine | SDG&E | All | Electric | Economizer Control Replacement or Control Adjustment | Efficient |  |  | 0 | Conventional | HVAC | Com - Warehouse | Com | RET and NEW | 0 | 1000 sqft2 of floor space | Cap-kBTUh | 3 | DEER:HVAC_Split-Package_AC | 2565 | 0.21225 | 41.75 | SWSV010-03 | 1.865 | 2022 | 24.935 | 2021 | 0 | 0 | SWSV010-03 | Com Economizers - Marine ¦ SDG&E ¦ Marine | Com Economizers - Marine | 0.14112 | 0.85 | 0.22297 | CBSA 2014 | -944.7878 | 2032 | 0.45 | SWSV010-03
COM-HVAC-86.85 | Com ¦ Economizer - Hot-Dry ¦ SDG&E ¦ Hot-Dry | Com ¦ Economizer - Hot-Dry | SDG&E ¦ Hot-Dry | SDG&E | All | Electric | Economizer Control Replacement or Control Adjustment | Efficient |  |  | 0 | Conventional | HVAC | Com - College | Com | RET and NEW | 0 | 1000 sqft2 of floor space | Cap-kBTUh | 3 | DEER:HVAC_Split-Package_AC | 2671.1079 | 0.71686 | 18.6824 | SWSV010-03 | 1.865 | 2022 | 24.935 | 2021 | 0 | 0 | SWSV010-03 | Com Economizers - Hot-Dry ¦ SDG&E ¦ Hot-Dry | Com Economizers - Hot-Dry | 0.60922 | 0.85 | 0.22297 | CBSA 2014 | -263.29 | 2032 | 0.45 | SWSV010-03
COM-HVAC-86.86 | Com ¦ Economizer - Hot-Dry ¦ SDG&E ¦ Hot-Dry | Com ¦ Economizer - Hot-Dry | SDG&E ¦ Hot-Dry | SDG&E | All | Electric | Economizer Control Replacement or Control Adjustment | Efficient |  |  | 0 | Conventional | HVAC | Com - Grocery | Com | RET and NEW | 0 | 1000 sqft2 of floor space | Cap-kBTUh | 3 | DEER:HVAC_Split-Package_AC | 23525 | 3.2125 | 57.625 | SWSV010-03 | 1.865 | 2022 | 24.935 | 2021 | 0 | 0 | SWSV010-03 | Com Economizers - Hot-Dry ¦ SDG&E ¦ Hot-Dry | Com Economizers - Hot-Dry | 1.1243 | 0.85 | 0.22297 | CBSA 2014 | -1458.5679 | 2032 | 0.45 | SWSV010-03
COM-HVAC-86.87 | Com ¦ Economizer - Hot-Dry ¦ SDG&E ¦ Hot-Dry | Com ¦ Economizer - Hot-Dry | SDG&E ¦ Hot-Dry | SDG&E | All | Electric | Economizer Control Replacement or Control Adjustment | Efficient |  |  | 0 | Conventional | HVAC | Com - Health | Com | RET and NEW | 0 | 1000 sqft2 of floor space | Cap-kBTUh | 3 | DEER:HVAC_Split-Package_AC | 4687.7696 | 0.74157 | 9.4685 | SWSV010-03 | 1.865 | 2022 | 24.935 | 2021 | 0 | 0 | SWSV010-03 | Com Economizers - Hot-Dry ¦ SDG&E ¦ Hot-Dry | Com Economizers - Hot-Dry | 0.87675 | 0.85 | 0.22297 | CBSA 2014 | -333.4966 | 2032 | 0.45 | SWSV010-03
COM-HVAC-86.88 | Com ¦ Economizer - Hot-Dry ¦ SDG&E ¦ Hot-Dry | Com ¦ Economizer - Hot-Dry | SDG&E ¦ Hot-Dry | SDG&E | All | Electric | Economizer Control Replacement or Control Adjustment | Efficient |  |  | 0 | Conventional | HVAC | Com - Lodging | Com | RET and NEW | 0 | 1000 sqft2 of floor space | Cap-kBTUh | 3 | DEER:HVAC_Split-Package_AC | 3008.206 | 0.55488 | 7.292 | SWSV010-03 | 1.865 | 2022 | 24.935 | 2021 | 0 | 0 | SWSV010-03 | Com Economizers - Hot-Dry ¦ SDG&E ¦ Hot-Dry | Com Economizers - Hot-Dry | 0.49055 | 0.85 | 0.22297 | CBSA 2014 | -546.3748 | 2032 | 0.45 | SWSV010-03
COM-HVAC-86.89 | Com ¦ Economizer - Hot-Dry ¦ SDG&E ¦ Hot-Dry | Com ¦ Economizer - Hot-Dry | SDG&E ¦ Hot-Dry | SDG&E | All | Electric | Economizer Control Replacement or Control Adjustment | Efficient |  |  | 0 | Conventional | HVAC | Com - Office (Large) | Com | RET and NEW | 0 | 1000 sqft2 of floor space | Cap-kBTUh | 3 | DEER:HVAC_Split-Package_AC | 3180 | 0.349 | 6.425 | SWSV010-03 | 1.865 | 2022 | 24.935 | 2021 | 0 | 0 | SWSV010-03 | Com Economizers - Hot-Dry ¦ SDG&E ¦ Hot-Dry | Com Economizers - Hot-Dry | 0.64047 | 0.85 | 0.22297 | CBSA 2014 | -345.1083 | 2032 | 0.45 | SWSV010-03
COM-HVAC-86.90 | Com ¦ Economizer - Hot-Dry ¦ SDG&E ¦ Hot-Dry | Com ¦ Economizer - Hot-Dry | SDG&E ¦ Hot-Dry | SDG&E | All | Electric | Economizer Control Replacement or Control Adjustment | Efficient |  |  | 0 | Conventional | HVAC | Com - Office (Small) | Com | RET and NEW | 0 | 1000 sqft2 of floor space | Cap-kBTUh | 3 | DEER:HVAC_Split-Package_AC | 2517.5 | 0.2385 | 13.225 | SWSV010-03 | 1.865 | 2022 | 24.935 | 2021 | 0 | 0 | SWSV010-03 | Com Economizers - Hot-Dry ¦ SDG&E ¦ Hot-Dry | Com Economizers - Hot-Dry | 0.77766 | 0.85 | 0.22297 | CBSA 2014 | -141.6036 | 2032 | 0.45 | SWSV010-03
COM-HVAC-86.91 | Com ¦ Economizer - Hot-Dry ¦ SDG&E ¦ Hot-Dry | Com ¦ Economizer - Hot-Dry | SDG&E ¦ Hot-Dry | SDG&E | All | Electric | Economizer Control Replacement or Control Adjustment | Efficient |  |  | 0 | Conventional | HVAC | Com - Other | Com | RET and NEW | 0 | 1000 sqft2 of floor space | Cap-kBTUh | 3 | DEER:HVAC_Split-Package_AC | 2295 | 0.52925 | 25.95 | SWSV010-03 | 1.865 | 2022 | 24.935 | 2021 | 0 | 0 | SWSV010-03 | Com Economizers - Hot-Dry ¦ SDG&E ¦ Hot-Dry | Com Economizers - Hot-Dry | 0.34945 | 0.85 | 0.22297 | CBSA 2014 | -370.9778 | 2032 | 0.45 | SWSV010-03
COM-HVAC-86.92 | Com ¦ Economizer - Hot-Dry ¦ SDG&E ¦ Hot-Dry | Com ¦ Economizer - Hot-Dry | SDG&E ¦ Hot-Dry | SDG&E | All | Electric | Economizer Control Replacement or Control Adjustment | Efficient |  |  | 0 | Conventional | HVAC | Com - Refrig. Warehouse | Com | RET and NEW | 0 | 1000 sqft2 of floor space | Cap-kBTUh | 3 | DEER:HVAC_Split-Package_AC | 305000 | 36.5333 | 16.9667 | SWSV010-03 | 1.865 | 2022 | 24.935 | 2021 | 0 | 0 | SWSV010-03 | Com Economizers - Hot-Dry ¦ SDG&E ¦ Hot-Dry | Com Economizers - Hot-Dry | 0 | 0.85 | 0 | CBSA 2014 | -5462.5966 | 2032 | 0.45 | SWSV010-03
COM-HVAC-86.93 | Com ¦ Economizer - Hot-Dry ¦ SDG&E ¦ Hot-Dry | Com ¦ Economizer - Hot-Dry | SDG&E ¦ Hot-Dry | SDG&E | All | Electric | Economizer Control Replacement or Control Adjustment | Efficient |  |  | 0 | Conventional | HVAC | Com - Restaurant | Com | RET and NEW | 0 | 1000 sqft2 of floor space | Cap-kBTUh | 3 | DEER:HVAC_Split-Package_AC | 5499.3655 | 1.0722 | 14.8163 | SWSV010-03 | 1.865 | 2022 | 24.935 | 2021 | 0 | 0 | SWSV010-03 | Com Economizers - Hot-Dry ¦ SDG&E ¦ Hot-Dry | Com Economizers - Hot-Dry | 1.1351 | 0.85 | 0.22297 | CBSA 2014 | -108.86 | 2032 | 0.45 | SWSV010-03
COM-HVAC-86.94 | Com ¦ Economizer - Hot-Dry ¦ SDG&E ¦ Hot-Dry | Com ¦ Economizer - Hot-Dry | SDG&E ¦ Hot-Dry | SDG&E | All | Electric | Economizer Control Replacement or Control Adjustment | Efficient |  |  | 0 | Conventional | HVAC | Com - Retail | Com | RET and NEW | 0 | 1000 sqft2 of floor space | Cap-kBTUh | 3 | DEER:HVAC_Split-Package_AC | 5776.6521 | 1.0097 | 17.3191 | SWSV010-03 | 1.865 | 2022 | 24.935 | 2021 | 0 | 0 | SWSV010-03 | Com Economizers - Hot-Dry ¦ SDG&E ¦ Hot-Dry | Com Economizers - Hot-Dry | 0.46017 | 0.85 | 0.22297 | CBSA 2014 | -2115.0137 | 2032 | 0.45 | SWSV010-03
COM-HVAC-86.95 | Com ¦ Economizer - Hot-Dry ¦ SDG&E ¦ Hot-Dry | Com ¦ Economizer - Hot-Dry | SDG&E ¦ Hot-Dry | SDG&E | All | Electric | Economizer Control Replacement or Control Adjustment | Efficient |  |  | 0 | Conventional | HVAC | Com - School | Com | RET and NEW | 0 | 1000 sqft2 of floor space | Cap-kBTUh | 3 | DEER:HVAC_Split-Package_AC | 1756.0568 | 0.24834 | 26.8486 | SWSV010-03 | 1.865 | 2022 | 24.935 | 2021 | 0 | 0 | SWSV010-03 | Com Economizers - Hot-Dry ¦ SDG&E ¦ Hot-Dry | Com Economizers - Hot-Dry | 0.77382 | 0.85 | 0.22297 | CBSA 2014 | -350.4701 | 2032 | 0.45 | SWSV010-03
COM-HVAC-86.96 | Com ¦ Economizer - Hot-Dry ¦ SDG&E ¦ Hot-Dry | Com ¦ Economizer - Hot-Dry | SDG&E ¦ Hot-Dry | SDG&E | All | Electric | Economizer Control Replacement or Control Adjustment | Efficient |  |  | 0 | Conventional | HVAC | Com - Warehouse | Com | RET and NEW | 0 | 1000 sqft2 of floor space | Cap-kBTUh | 3 | DEER:HVAC_Split-Package_AC | 2595 | 0.19025 | 41.6 | SWSV010-03 | 1.865 | 2022 | 24.935 | 2021 | 0 | 0 | SWSV010-03 | Com Economizers - Hot-Dry ¦ SDG&E ¦ Hot-Dry | Com Economizers - Hot-Dry | 0.14112 | 0.85 | 0.22297 | CBSA 2014 | -953.1472 | 2032 | 0.45 | SWSV010-03
COM-LIGHTING-10.1 | Com ¦ LED High and Low Bay - 141 lpw ¦ PG&E ¦ All | Com ¦ LED High and Low Bay - 141 lpw | PG&E ¦ All | PG&E | All | Electric | LED high bay or low bay fixture with 141 lpw efficacy | Average Existing and Code |  |  | 0 | Conventional | Lighting | Com - College | Com | ROB Only | 0 | 1000 sqft2 of floor space | fixture | 12 | DEER:Indoor_Non-CFL_Ltg | 516.6784 | 0.083549 | -9.9336 | eTRM SWLG011-04 | 342.6512 | 2022 | 209.6 | 2022 | 0 | 0 | eTRM SWLG011-04 | Com LED High and Low Bay ¦ PG&E ¦ All | Com LED High and Low Bay | 7.0954 | 1 | 0.86933 | Itron Commercial Saturation Survey 2014 | -6.2407 | 2012 | 0.65 | NA
COM-LIGHTING-10.2 | Com ¦ LED High and Low Bay - 141 lpw ¦ PG&E ¦ All | Com ¦ LED High and Low Bay - 141 lpw | PG&E ¦ All | PG&E | All | Electric | LED high bay or low bay fixture with 141 lpw efficacy | Average Existing and Code |  |  | 0 | Conventional | Lighting | Com - Grocery | Com | ROB Only | 0 | 1000 sqft2 of floor space | fixture | 9.19 | DEER:Indoor_Non-CFL_Ltg | 1095.125 | 0.19803 | -15.8837 | eTRM SWLG011-04 | 342.6512 | 2022 | 209.6 | 2022 | 0 | 0 | eTRM SWLG011-04 | Com LED High and Low Bay ¦ PG&E ¦ All | Com LED High and Low Bay | 7.6166 | 1 | 0.86933 | Itron Commercial Saturation Survey 2014 | -24.3014 | 2012 | 0.65 | NA
COM-LIGHTING-10.3 | Com ¦ LED High and Low Bay - 141 lpw ¦ PG&E ¦ All | Com ¦ LED High and Low Bay - 141 lpw | PG&E ¦ All | PG&E | All | Electric | LED high bay or low bay fixture with 141 lpw efficacy | Average Existing and Code |  |  | 0 | Conventional | Lighting | Com - Health | Com | ROB Only | 0 | 1000 sqft2 of floor space | fixture | 10.2097 | DEER:Indoor_Non-CFL_Ltg | 996.8371 | 0.17023 | -12.6681 | eTRM SWLG011-04 | 342.6512 | 2022 | 209.6 | 2022 | 0 | 0 | eTRM SWLG011-04 | Com LED High and Low Bay ¦ PG&E ¦ All | Com LED High and Low Bay | 5.9173 | 1 | 0.86933 | Itron Commercial Saturation Survey 2014 | -29.4475 | 2012 | 0.65 | NA
COM-LIGHTING-10.4 | Com ¦ LED High and Low Bay - 141 lpw ¦ PG&E ¦ All | Com ¦ LED High and Low Bay - 141 lpw | PG&E ¦ All | PG&E | All | Electric | LED high bay or low bay fixture with 141 lpw efficacy | Average Existing and Code |  |  | 0 | Conventional | Lighting | Com - Lodging | Com | ROB Only | 0 | 1000 sqft2 of floor space | fixture | 9.3331 | DEER:Indoor_Non-CFL_Ltg | 987.9219 | 0.15694 | -13.0044 | eTRM SWLG011-04 | 342.6512 | 2022 | 209.6 | 2022 | 0 | 0 | eTRM SWLG011-04 | Com LED High and Low Bay ¦ PG&E ¦ All | Com LED High and Low Bay | 5.4228 | 1 | 0.86933 | Itron Commercial Saturation Survey 2014 | -27.3156 | 2012 | 0.65 | NA
COM-LIGHTING-10.5 | Com ¦ LED High and Low Bay - 141 lpw ¦ PG&E ¦ All | Com ¦ LED High and Low Bay - 141 lpw | PG&E ¦ All | PG&E | All | Electric | LED high bay or low bay fixture with 141 lpw efficacy | Average Existing and Code |  |  | 0 | Conventional | Lighting | Com - Office (Large) | Com | ROB Only | 0 | 1000 sqft2 of floor space | fixture | 12 | DEER:Indoor_Non-CFL_Ltg | 563.5 | 0.0818 | -1.2896 | eTRM SWLG011-04 | 342.6512 | 2022 | 209.6 | 2022 | 0 | 0 | eTRM SWLG011-04 | Com LED High and Low Bay ¦ PG&E ¦ All | Com LED High and Low Bay | 4.696 | 1 | 0.86933 | Itron Commercial Saturation Survey 2014 | -50.2496 | 2012 | 0.65 | NA
COM-LIGHTING-10.6 | Com ¦ LED High and Low Bay - 141 lpw ¦ PG&E ¦ All | Com ¦ LED High and Low Bay - 141 lpw | PG&E ¦ All | PG&E | All | Electric | LED high bay or low bay fixture with 141 lpw efficacy | Average Existing and Code |  |  | 0 | Conventional | Lighting | Com - Office (Small) | Com | ROB Only | 0 | 1000 sqft2 of floor space | fixture | 12 | DEER:Indoor_Non-CFL_Ltg | 425.25 | 0.068812 | -1.6699 | eTRM SWLG011-04 | 342.6512 | 2022 | 209.6 | 2022 | 0 | 0 | eTRM SWLG011-04 | Com LED High and Low Bay ¦ PG&E ¦ All | Com LED High and Low Bay | 4.696 | 1 | 0.86933 | Itron Commercial Saturation Survey 2014 | -16.1911 | 2012 | 0.65 | NA
COM-LIGHTING-10.7 | Com ¦ LED High and Low Bay - 141 lpw ¦ PG&E ¦ All | Com ¦ LED High and Low Bay - 141 lpw | PG&E ¦ All | PG&E | All | Electric | LED high bay or low bay fixture with 141 lpw efficacy | Average Existing and Code |  |  | 0 | Conventional | Lighting | Com - Other | Com | ROB Only | 0 | 1000 sqft2 of floor space | fixture | 12 | DEER:Indoor_Non-CFL_Ltg | 336.625 | 0.13987 | -4.3587 | eTRM SWLG011-04 | 342.6512 | 2022 | 209.6 | 2022 | 0 | 0 | eTRM SWLG011-04 | Com LED High and Low Bay ¦ PG&E ¦ All | Com LED High and Low Bay | 1.5418 | 1 | 0.86933 | Itron Commercial Saturation Survey 2014 | -17.4265 | 2012 | 0.65 | NA
COM-LIGHTING-10.8 | Com ¦ LED High and Low Bay - 141 lpw ¦ PG&E ¦ All | Com ¦ LED High and Low Bay - 141 lpw | PG&E ¦ All | PG&E | All | Electric | LED high bay or low bay fixture with 141 lpw efficacy | Average Existing and Code |  |  | 0 | Conventional | Lighting | Com - Refrig. Warehouse | Com | ROB Only | 0 | 1000 sqft2 of floor space | fixture | 10.35 | DEER:Indoor_Non-CFL_Ltg | 1207 | 0.12986 | 0 | eTRM SWLG011-04 | 342.6512 | 2022 | 209.6 | 2022 | 0 | 0 | eTRM SWLG011-04 | Com LED High and Low Bay ¦ PG&E ¦ All | Com LED High and Low Bay | 2.418 | 1 | 0.86933 | Itron Commercial Saturation Survey 2014 | -21.5671 | 2012 | 0.65 | NA
COM-LIGHTING-10.9 | Com ¦ LED High and Low Bay - 141 lpw ¦ PG&E ¦ All | Com ¦ LED High and Low Bay - 141 lpw | PG&E ¦ All | PG&E | All | Electric | LED high bay or low bay fixture with 141 lpw efficacy | Average Existing and Code |  |  | 0 | Conventional | Lighting | Com - Restaurant | Com | ROB Only | 0 | 1000 sqft2 of floor space | fixture | 12 | DEER:Indoor_Non-CFL_Ltg | 753.3389 | 0.14386 | -5.8676 | eTRM SWLG011-04 | 342.6512 | 2022 | 209.6 | 2022 | 0 | 0 | eTRM SWLG011-04 | Com LED High and Low Bay ¦ PG&E ¦ All | Com LED High and Low Bay | 6.7412 | 1 | 0.86933 | Itron Commercial Saturation Survey 2014 | -8.9797 | 2012 | 0.65 | NA
COM-LIGHTING-10.10 | Com ¦ LED High and Low Bay - 141 lpw ¦ PG&E ¦ All | Com ¦ LED High and Low Bay - 141 lpw | PG&E ¦ All | PG&E | All | Electric | LED high bay or low bay fixture with 141 lpw efficacy | Average Existing and Code |  |  | 0 | Conventional | Lighting | Com - Retail | Com | ROB Only | 0 | 1000 sqft2 of floor space | fixture | 11.3147 | DEER:Indoor_Non-CFL_Ltg | 786.7788 | 0.12702 | -3.5764 | eTRM SWLG011-04 | 342.6512 | 2022 | 209.6 | 2022 | 0 | 0 | eTRM SWLG011-04 | Com LED High and Low Bay ¦ PG&E ¦ All | Com LED High and Low Bay | 7.5206 | 1 | 0.86933 | Itron Commercial Saturation Survey 2014 | -258.7374 | 2012 | 0.65 | NA
COM-LIGHTING-10.11 | Com ¦ LED High and Low Bay - 141 lpw ¦ PG&E ¦ All | Com ¦ LED High and Low Bay - 141 lpw | PG&E ¦ All | PG&E | All | Electric | LED high bay or low bay fixture with 141 lpw efficacy | Average Existing and Code |  |  | 0 | Conventional | Lighting | Com - School | Com | ROB Only | 0 | 1000 sqft2 of floor space | fixture | 12 | DEER:Indoor_Non-CFL_Ltg | 438.1691 | 0.036748 | -7.6958 | eTRM SWLG011-04 | 342.6512 | 2022 | 209.6 | 2022 | 0 | 0 | eTRM SWLG011-04 | Com LED High and Low Bay ¦ PG&E ¦ All | Com LED High and Low Bay | 7.0954 | 1 | 0.86933 | Itron Commercial Saturation Survey 2014 | -54.56 | 2012 | 0.65 | NA
COM-LIGHTING-10.12 | Com ¦ LED High and Low Bay - 141 lpw ¦ PG&E ¦ All | Com ¦ LED High and Low Bay - 141 lpw | PG&E ¦ All | PG&E | All | Electric | LED high bay or low bay fixture with 141 lpw efficacy | Average Existing and Code |  |  | 0 | Conventional | Lighting | Com - Warehouse | Com | ROB Only | 0 | 1000 sqft2 of floor space | fixture | 12 | DEER:Indoor_Non-CFL_Ltg | 414.8896 | 0.057179 | -3.6257 | eTRM SWLG011-04 | 342.6512 | 2022 | 209.6 | 2022 | 0 | 0 | eTRM SWLG011-04 | Com LED High and Low Bay ¦ PG&E ¦ All | Com LED High and Low Bay | 2.418 | 1 | 0.86933 | Itron Commercial Saturation Survey 2014 | -109.0681 | 2012 | 0.65 | NA
COM-LIGHTING-11.1 | Com ¦ LED High and Low Bay - 155 lpw ¦ PG&E ¦ All | Com ¦ LED High and Low Bay - 155 lpw | PG&E ¦ All | PG&E | All | Electric | LED high bay or low bay fixture with 155 lpw efficacy | Efficient |  |  | 0 | Conventional | Lighting | Com - College | Com | ROB Only | 0 | 1000 sqft2 of floor space | fixture | 12 | DEER:Indoor_Non-CFL_Ltg | 466.411 | 0.0754 | -8.9782 | eTRM SWLG011-04 | 592.865 | 2022 | 209.6 | 2022 | 0 | 0 | eTRM SWLG011-04 | Com LED High and Low Bay ¦ PG&E ¦ All | Com LED High and Low Bay | 7.0954 | 1 | 0.13067 | Itron Commercial Saturation Survey 2014 | -5.5972 | 2032 | 0.65 | NA
COM-LIGHTING-11.2 | Com ¦ LED High and Low Bay - 155 lpw ¦ PG&E ¦ All | Com ¦ LED High and Low Bay - 155 lpw | PG&E ¦ All | PG&E | All | Electric | LED high bay or low bay fixture with 155 lpw efficacy | Efficient |  |  | 0 | Conventional | Lighting | Com - Grocery | Com | ROB Only | 0 | 1000 sqft2 of floor space | fixture | 9.19 | DEER:Indoor_Non-CFL_Ltg | 989.375 | 0.17883 | -14.3537 | eTRM SWLG011-04 | 592.865 | 2022 | 209.6 | 2022 | 0 | 0 | eTRM SWLG011-04 | Com LED High and Low Bay ¦ PG&E ¦ All | Com LED High and Low Bay | 7.6166 | 1 | 0.13067 | Itron Commercial Saturation Survey 2014 | -21.9458 | 2032 | 0.65 | NA
COM-LIGHTING-11.3 | Com ¦ LED High and Low Bay - 155 lpw ¦ PG&E ¦ All | Com ¦ LED High and Low Bay - 155 lpw | PG&E ¦ All | PG&E | All | Electric | LED high bay or low bay fixture with 155 lpw efficacy | Efficient |  |  | 0 | Conventional | Lighting | Com - Health | Com | ROB Only | 0 | 1000 sqft2 of floor space | fixture | 10.2097 | DEER:Indoor_Non-CFL_Ltg | 901.0176 | 0.15381 | -11.4472 | eTRM SWLG011-04 | 592.865 | 2022 | 209.6 | 2022 | 0 | 0 | eTRM SWLG011-04 | Com LED High and Low Bay ¦ PG&E ¦ All | Com LED High and Low Bay | 5.9173 | 1 | 0.13067 | Itron Commercial Saturation Survey 2014 | -26.6259 | 2032 | 0.65 | NA
COM-LIGHTING-11.4 | Com ¦ LED High and Low Bay - 155 lpw ¦ PG&E ¦ All | Com ¦ LED High and Low Bay - 155 lpw | PG&E ¦ All | PG&E | All | Electric | LED high bay or low bay fixture with 155 lpw efficacy | Efficient |  |  | 0 | Conventional | Lighting | Com - Lodging | Com | ROB Only | 0 | 1000 sqft2 of floor space | fixture | 9.3331 | DEER:Indoor_Non-CFL_Ltg | 892.8324 | 0.14169 | -11.7541 | eTRM SWLG011-04 | 592.865 | 2022 | 209.6 | 2022 | 0 | 0 | eTRM SWLG011-04 | Com LED High and Low Bay ¦ PG&E ¦ All | Com LED High and Low Bay | 5.4228 | 1 | 0.13067 | Itron Commercial Saturation Survey 2014 | -24.6726 | 2032 | 0.65 | NA
COM-LIGHTING-11.5 | Com ¦ LED High and Low Bay - 155 lpw ¦ PG&E ¦ All | Com ¦ LED High and Low Bay - 155 lpw | PG&E ¦ All | PG&E | All | Electric | LED high bay or low bay fixture with 155 lpw efficacy | Efficient |  |  | 0 | Conventional | Lighting | Com - Office (Large) | Com | ROB Only | 0 | 1000 sqft2 of floor space | fixture | 12 | DEER:Indoor_Non-CFL_Ltg | 508.375 | 0.074012 | -1.1643 | eTRM SWLG011-04 | 592.865 | 2022 | 209.6 | 2022 | 0 | 0 | eTRM SWLG011-04 | Com LED High and Low Bay ¦ PG&E ¦ All | Com LED High and Low Bay | 4.696 | 1 | 0.13067 | Itron Commercial Saturation Survey 2014 | -45.3303 | 2032 | 0.65 | NA
COM-LIGHTING-11.6 | Com ¦ LED High and Low Bay - 155 lpw ¦ PG&E ¦ All | Com ¦ LED High and Low Bay - 155 lpw | PG&E ¦ All | PG&E | All | Electric | LED high bay or low bay fixture with 155 lpw efficacy | Efficient |  |  | 0 | Conventional | Lighting | Com - Office (Small) | Com | ROB Only | 0 | 1000 sqft2 of floor space | fixture | 12 | DEER:Indoor_Non-CFL_Ltg | 384 | 0.06225 | -1.509 | eTRM SWLG011-04 | 592.865 | 2022 | 209.6 | 2022 | 0 | 0 | eTRM SWLG011-04 | Com LED High and Low Bay ¦ PG&E ¦ All | Com LED High and Low Bay | 4.696 | 1 | 0.13067 | Itron Commercial Saturation Survey 2014 | -14.6183 | 2032 | 0.65 | NA
COM-LIGHTING-11.7 | Com ¦ LED High and Low Bay - 155 lpw ¦ PG&E ¦ All | Com ¦ LED High and Low Bay - 155 lpw | PG&E ¦ All | PG&E | All | Electric | LED high bay or low bay fixture with 155 lpw efficacy | Efficient |  |  | 0 | Conventional | Lighting | Com - Other | Com | ROB Only | 0 | 1000 sqft2 of floor space | fixture | 12 | DEER:Indoor_Non-CFL_Ltg | 304.25 | 0.12636 | -3.9375 | eTRM SWLG011-04 | 592.865 | 2022 | 209.6 | 2022 | 0 | 0 | eTRM SWLG011-04 | Com LED High and Low Bay ¦ PG&E ¦ All | Com LED High and Low Bay | 1.5418 | 1 | 0.13067 | Itron Commercial Saturation Survey 2014 | -15.7597 | 2032 | 0.65 | NA
COM-LIGHTING-11.8 | Com ¦ LED High and Low Bay - 155 lpw ¦ PG&E ¦ All | Com ¦ LED High and Low Bay - 155 lpw | PG&E ¦ All | PG&E | All | Electric | LED high bay or low bay fixture with 155 lpw efficacy | Efficient |  |  | 0 | Conventional | Lighting | Com - Refrig. Warehouse | Com | ROB Only | 0 | 1000 sqft2 of floor space | fixture | 10.35 | DEER:Indoor_Non-CFL_Ltg | 1088.875 | 0.11714 | 0 | eTRM SWLG011-04 | 592.865 | 2022 | 209.6 | 2022 | 0 | 0 | eTRM SWLG011-04 | Com LED High and Low Bay ¦ PG&E ¦ All | Com LED High and Low Bay | 2.418 | 1 | 0.13067 | Itron Commercial Saturation Survey 2014 | -19.4564 | 2032 | 0.65 | NA
COM-LIGHTING-11.9 | Com ¦ LED High and Low Bay - 155 lpw ¦ PG&E ¦ All | Com ¦ LED High and Low Bay - 155 lpw | PG&E ¦ All | PG&E | All | Electric | LED high bay or low bay fixture with 155 lpw efficacy | Efficient |  |  | 0 | Conventional | Lighting | Com - Restaurant | Com | ROB Only | 0 | 1000 sqft2 of floor space | fixture | 12 | DEER:Indoor_Non-CFL_Ltg | 679.4644 | 0.13 | -5.306 | eTRM SWLG011-04 | 592.865 | 2022 | 209.6 | 2022 | 0 | 0 | eTRM SWLG011-04 | Com LED High and Low Bay ¦ PG&E ¦ All | Com LED High and Low Bay | 6.7412 | 1 | 0.13067 | Itron Commercial Saturation Survey 2014 | -8.0887 | 2032 | 0.65 | NA
COM-LIGHTING-11.10 | Com ¦ LED High and Low Bay - 155 lpw ¦ PG&E ¦ All | Com ¦ LED High and Low Bay - 155 lpw | PG&E ¦ All | PG&E | All | Electric | LED high bay or low bay fixture with 155 lpw efficacy | Efficient |  |  | 0 | Conventional | Lighting | Com - Retail | Com | ROB Only | 0 | 1000 sqft2 of floor space | fixture | 11.3147 | DEER:Indoor_Non-CFL_Ltg | 710.8229 | 0.11484 | -3.232 | eTRM SWLG011-04 | 592.865 | 2022 | 209.6 | 2022 | 0 | 0 | eTRM SWLG011-04 | Com LED High and Low Bay ¦ PG&E ¦ All | Com LED High and Low Bay | 7.5206 | 1 | 0.13067 | Itron Commercial Saturation Survey 2014 | -233.7549 | 2032 | 0.65 | NA
COM-LIGHTING-11.11 | Com ¦ LED High and Low Bay - 155 lpw ¦ PG&E ¦ All | Com ¦ LED High and Low Bay - 155 lpw | PG&E ¦ All | PG&E | All | Electric | LED high bay or low bay fixture with 155 lpw efficacy | Efficient |  |  | 0 | Conventional | Lighting | Com - School | Com | ROB Only | 0 | 1000 sqft2 of floor space | fixture | 12 | DEER:Indoor_Non-CFL_Ltg | 396.0205 | 0.033197 | -6.9531 | eTRM SWLG011-04 | 592.865 | 2022 | 209.6 | 2022 | 0 | 0 | eTRM SWLG011-04 | Com LED High and Low Bay ¦ PG&E ¦ All | Com LED High and Low Bay | 7.0954 | 1 | 0.13067 | Itron Commercial Saturation Survey 2014 | -49.3171 | 2032 | 0.65 | NA
COM-LIGHTING-11.12 | Com ¦ LED High and Low Bay - 155 lpw ¦ PG&E ¦ All | Com ¦ LED High and Low Bay - 155 lpw | PG&E ¦ All | PG&E | All | Electric | LED high bay or low bay fixture with 155 lpw efficacy | Efficient |  |  | 0 | Conventional | Lighting | Com - Warehouse | Com | ROB Only | 0 | 1000 sqft2 of floor space | fixture | 12 | DEER:Indoor_Non-CFL_Ltg | 375.086 | 0.051659 | -3.2764 | eTRM SWLG011-04 | 592.865 | 2022 | 209.6 | 2022 | 0 | 0 | eTRM SWLG011-04 | Com LED High and Low Bay ¦ PG&E ¦ All | Com LED High and Low Bay | 2.418 | 1 | 0.13067 | Itron Commercial Saturation Survey 2014 | -98.6105 | 2032 | 0.65 | NA
COM-LIGHTING-10.1 | Com ¦ LED High and Low Bay - 141 lpw ¦ SCE ¦ All | Com ¦ LED High and Low Bay - 141 lpw | SCE ¦ All | SCE | All | Electric | LED high bay or low bay fixture with 141 lpw efficacy | Average Existing and Code |  |  | 0 | Conventional | Lighting | Com - College | Com | ROB Only | 0 | 1000 sqft2 of floor space | fixture | 12 | DEER:Indoor_Non-CFL_Ltg | 548.0958 | 0.091453 | -4.6636 | eTRM SWLG011-04 | 342.6513 | 2022 | 209.6 | 2022 | 0 | 0 | eTRM SWLG011-04 | Com LED High and Low Bay ¦ SCE ¦ All | Com LED High and Low Bay | 9.8944 | 1 | 0.86933 | Itron Commercial Saturation Survey 2014 | -25.9966 | 2012 | 0.65 | NA
COM-LIGHTING-10.2 | Com ¦ LED High and Low Bay - 141 lpw ¦ SCE ¦ All | Com ¦ LED High and Low Bay - 141 lpw | SCE ¦ All | SCE | All | Electric | LED high bay or low bay fixture with 141 lpw efficacy | Average Existing and Code |  |  | 0 | Conventional | Lighting | Com - Grocery | Com | ROB Only | 0 | 1000 sqft2 of floor space | fixture | 9.19 | DEER:Indoor_Non-CFL_Ltg | 1138.5 | 0.20836 | -12.0288 | eTRM SWLG011-04 | 342.6513 | 2022 | 209.6 | 2022 | 0 | 0 | eTRM SWLG011-04 | Com LED High and Low Bay ¦ SCE ¦ All | Com LED High and Low Bay | 8.9567 | 1 | 0.86933 | Itron Commercial Saturation Survey 2014 | -35.7935 | 2012 | 0.65 | NA
COM-LIGHTING-10.3 | Com ¦ LED High and Low Bay - 141 lpw ¦ SCE ¦ All | Com ¦ LED High and Low Bay - 141 lpw | SCE ¦ All | SCE | All | Electric | LED high bay or low bay fixture with 141 lpw efficacy | Average Existing and Code |  |  | 0 | Conventional | Lighting | Com - Health | Com | ROB Only | 0 | 1000 sqft2 of floor space | fixture | 10.2097 | DEER:Indoor_Non-CFL_Ltg | 1074.062 | 0.17894 | -6.4624 | eTRM SWLG011-04 | 342.6513 | 2022 | 209.6 | 2022 | 0 | 0 | eTRM SWLG011-04 | Com LED High and Low Bay ¦ SCE ¦ All | Com LED High and Low Bay | 4.8744 | 1 | 0.86933 | Itron Commercial Saturation Survey 2014 | -52.0294 | 2012 | 0.65 | NA
COM-LIGHTING-10.4 | Com ¦ LED High and Low Bay - 141 lpw ¦ SCE ¦ All | Com ¦ LED High and Low Bay - 141 lpw | SCE ¦ All | SCE | All | Electric | LED high bay or low bay fixture with 141 lpw efficacy | Average Existing and Code |  |  | 0 | Conventional | Lighting | Com - Lodging | Com | ROB Only | 0 | 1000 sqft2 of floor space | fixture | 9.3331 | DEER:Indoor_Non-CFL_Ltg | 1119.8336 | 0.16091 | -5.6992 | eTRM SWLG011-04 | 342.6513 | 2022 | 209.6 | 2022 | 0 | 0 | eTRM SWLG011-04 | Com LED High and Low Bay ¦ SCE ¦ All | Com LED High and Low Bay | 5.834 | 1 | 0.86933 | Itron Commercial Saturation Survey 2014 | -120.2799 | 2012 | 0.65 | NA
COM-LIGHTING-10.5 | Com ¦ LED High and Low Bay - 141 lpw ¦ SCE ¦ All | Com ¦ LED High and Low Bay - 141 lpw | SCE ¦ All | SCE | All | Electric | LED high bay or low bay fixture with 141 lpw efficacy | Average Existing and Code |  |  | 0 | Conventional | Lighting | Com - Office (Large) | Com | ROB Only | 0 | 1000 sqft2 of floor space | fixture | 12 | DEER:Indoor_Non-CFL_Ltg | 603.75 | 0.088637 | -0.42037 | eTRM SWLG011-04 | 342.6513 | 2022 | 209.6 | 2022 | 0 | 0 | eTRM SWLG011-04 | Com LED High and Low Bay ¦ SCE ¦ All | Com LED High and Low Bay | 7.2352 | 1 | 0.86933 | Itron Commercial Saturation Survey 2014 | -58.156 | 2012 | 0.65 | NA
COM-LIGHTING-10.6 | Com ¦ LED High and Low Bay - 141 lpw ¦ SCE ¦ All | Com ¦ LED High and Low Bay - 141 lpw | SCE ¦ All | SCE | All | Electric | LED high bay or low bay fixture with 141 lpw efficacy | Average Existing and Code |  |  | 0 | Conventional | Lighting | Com - Office (Small) | Com | ROB Only | 0 | 1000 sqft2 of floor space | fixture | 12 | DEER:Indoor_Non-CFL_Ltg | 466.625 | 0.07485 | -0.64625 | eTRM SWLG011-04 | 342.6513 | 2022 | 209.6 | 2022 | 0 | 0 | eTRM SWLG011-04 | Com LED High and Low Bay ¦ SCE ¦ All | Com LED High and Low Bay | 7.2352 | 1 | 0.86933 | Itron Commercial Saturation Survey 2014 | -20.1145 | 2012 | 0.65 | NA
COM-LIGHTING-10.7 | Com ¦ LED High and Low Bay - 141 lpw ¦ SCE ¦ All | Com ¦ LED High and Low Bay - 141 lpw | SCE ¦ All | SCE | All | Electric | LED high bay or low bay fixture with 141 lpw efficacy | Average Existing and Code |  |  | 0 | Conventional | Lighting | Com - Other | Com | ROB Only | 0 | 1000 sqft2 of floor space | fixture | 12 | DEER:Indoor_Non-CFL_Ltg | 366.375 | 0.14464 | -2.089 | eTRM SWLG011-04 | 342.6513 | 2022 | 209.6 | 2022 | 0 | 0 | eTRM SWLG011-04 | Com LED High and Low Bay ¦ SCE ¦ All | Com LED High and Low Bay | 2.2002 | 1 | 0.86933 | Itron Commercial Saturation Survey 2014 | -30.9936 | 2012 | 0.65 | NA
COM-LIGHTING-10.8 | Com ¦ LED High and Low Bay - 141 lpw ¦ SCE ¦ All | Com ¦ LED High and Low Bay - 141 lpw | SCE ¦ All | SCE | All | Electric | LED high bay or low bay fixture with 141 lpw efficacy | Average Existing and Code |  |  | 0 | Conventional | Lighting | Com - Refrig. Warehouse | Com | ROB Only | 0 | 1000 sqft2 of floor space | fixture | 10.35 | DEER:Indoor_Non-CFL_Ltg | 1215.875 | 0.12986 | 0 | eTRM SWLG011-04 | 342.6513 | 2022 | 209.6 | 2022 | 0 | 0 | eTRM SWLG011-04 | Com LED High and Low Bay ¦ SCE ¦ All | Com LED High and Low Bay | 2.8242 | 1 | 0.86933 | Itron Commercial Saturation Survey 2014 | -21.7257 | 2012 | 0.65 | NA
COM-LIGHTING-10.9 | Com ¦ LED High and Low Bay - 141 lpw ¦ SCE ¦ All | Com ¦ LED High and Low Bay - 141 lpw | SCE ¦ All | SCE | All | Electric | LED high bay or low bay fixture with 141 lpw efficacy | Average Existing and Code |  |  | 0 | Conventional | Lighting | Com - Restaurant | Com | ROB Only | 0 | 1000 sqft2 of floor space | fixture | 12 | DEER:Indoor_Non-CFL_Ltg | 821.6514 | 0.15035 | -2.6441 | eTRM SWLG011-04 | 342.6513 | 2022 | 209.6 | 2022 | 0 | 0 | eTRM SWLG011-04 | Com LED High and Low Bay ¦ SCE ¦ All | Com LED High and Low Bay | 3.5136 | 1 | 0.86933 | Itron Commercial Saturation Survey 2014 | -12.6153 | 2012 | 0.65 | NA
COM-LIGHTING-10.10 | Com ¦ LED High and Low Bay - 141 lpw ¦ SCE ¦ All | Com ¦ LED High and Low Bay - 141 lpw | SCE ¦ All | SCE | All | Electric | LED high bay or low bay fixture with 141 lpw efficacy | Average Existing and Code |  |  | 0 | Conventional | Lighting | Com - Retail | Com | ROB Only | 0 | 1000 sqft2 of floor space | fixture | 11.3147 | DEER:Indoor_Non-CFL_Ltg | 833.1383 | 0.13434 | -1.3563 | eTRM SWLG011-04 | 342.6513 | 2022 | 209.6 | 2022 | 0 | 0 | eTRM SWLG011-04 | Com LED High and Low Bay ¦ SCE ¦ All | Com LED High and Low Bay | 5.8616 | 1 | 0.86933 | Itron Commercial Saturation Survey 2014 | -285.9944 | 2012 | 0.65 | NA
COM-LIGHTING-10.11 | Com ¦ LED High and Low Bay - 141 lpw ¦ SCE ¦ All | Com ¦ LED High and Low Bay - 141 lpw | SCE ¦ All | SCE | All | Electric | LED high bay or low bay fixture with 141 lpw efficacy | Average Existing and Code |  |  | 0 | Conventional | Lighting | Com - School | Com | ROB Only | 0 | 1000 sqft2 of floor space | fixture | 12 | DEER:Indoor_Non-CFL_Ltg | 473.5985 | 0.038226 | -3.5004 | eTRM SWLG011-04 | 342.6513 | 2022 | 209.6 | 2022 | 0 | 0 | eTRM SWLG011-04 | Com LED High and Low Bay ¦ SCE ¦ All | Com LED High and Low Bay | 9.8944 | 1 | 0.86933 | Itron Commercial Saturation Survey 2014 | -69.9786 | 2012 | 0.65 | NA
COM-LIGHTING-10.12 | Com ¦ LED High and Low Bay - 141 lpw ¦ SCE ¦ All | Com ¦ LED High and Low Bay - 141 lpw | SCE ¦ All | SCE | All | Electric | LED high bay or low bay fixture with 141 lpw efficacy | Average Existing and Code |  |  | 0 | Conventional | Lighting | Com - Warehouse | Com | ROB Only | 0 | 1000 sqft2 of floor space | fixture | 12 | DEER:Indoor_Non-CFL_Ltg | 460.2306 | 0.056916 | -2.0419 | eTRM SWLG011-04 | 342.6513 | 2022 | 209.6 | 2022 | 0 | 0 | eTRM SWLG011-04 | Com LED High and Low Bay ¦ SCE ¦ All | Com LED High and Low Bay | 2.8242 | 1 | 0.86933 | Itron Commercial Saturation Survey 2014 | -129.3346 | 2012 | 0.65 | NA
COM-LIGHTING-11.1 | Com ¦ LED High and Low Bay - 155 lpw ¦ SCE ¦ All | Com ¦ LED High and Low Bay - 155 lpw | SCE ¦ All | SCE | All | Electric | LED high bay or low bay fixture with 155 lpw efficacy | Efficient |  |  | 0 | Conventional | Lighting | Com - College | Com | ROB Only | 0 | 1000 sqft2 of floor space | fixture | 12 | DEER:Indoor_Non-CFL_Ltg | 495.0882 | 0.082662 | -4.2075 | eTRM SWLG011-04 | 592.865 | 2022 | 209.6 | 2022 | 0 | 0 | eTRM SWLG011-04 | Com LED High and Low Bay ¦ SCE ¦ All | Com LED High and Low Bay | 9.8944 | 1 | 0.13067 | Itron Commercial Saturation Survey 2014 | -23.4991 | 2032 | 0.65 | NA
COM-LIGHTING-11.2 | Com ¦ LED High and Low Bay - 155 lpw ¦ SCE ¦ All | Com ¦ LED High and Low Bay - 155 lpw | SCE ¦ All | SCE | All | Electric | LED high bay or low bay fixture with 155 lpw efficacy | Efficient |  |  | 0 | Conventional | Lighting | Com - Grocery | Com | ROB Only | 0 | 1000 sqft2 of floor space | fixture | 9.19 | DEER:Indoor_Non-CFL_Ltg | 1029.75 | 0.1882 | -10.8725 | eTRM SWLG011-04 | 592.865 | 2022 | 209.6 | 2022 | 0 | 0 | eTRM SWLG011-04 | Com LED High and Low Bay ¦ SCE ¦ All | Com LED High and Low Bay | 8.9567 | 1 | 0.13067 | Itron Commercial Saturation Survey 2014 | -32.3915 | 2032 | 0.65 | NA
COM-LIGHTING-11.3 | Com ¦ LED High and Low Bay - 155 lpw ¦ SCE ¦ All | Com ¦ LED High and Low Bay - 155 lpw | SCE ¦ All | SCE | All | Electric | LED high bay or low bay fixture with 155 lpw efficacy | Efficient |  |  | 0 | Conventional | Lighting | Com - Health | Com | ROB Only | 0 | 1000 sqft2 of floor space | fixture | 10.2097 | DEER:Indoor_Non-CFL_Ltg | 971.426 | 0.16162 | -5.8396 | eTRM SWLG011-04 | 592.865 | 2022 | 209.6 | 2022 | 0 | 0 | eTRM SWLG011-04 | Com LED High and Low Bay ¦ SCE ¦ All | Com LED High and Low Bay | 4.8744 | 1 | 0.13067 | Itron Commercial Saturation Survey 2014 | -47.0723 | 2032 | 0.65 | NA
COM-LIGHTING-11.4 | Com ¦ LED High and Low Bay - 155 lpw ¦ SCE ¦ All | Com ¦ LED High and Low Bay - 155 lpw | SCE ¦ All | SCE | All | Electric | LED high bay or low bay fixture with 155 lpw efficacy | Efficient |  |  | 0 | Conventional | Lighting | Com - Lodging | Com | ROB Only | 0 | 1000 sqft2 of floor space | fixture | 9.3331 | DEER:Indoor_Non-CFL_Ltg | 1012.609 | 0.14547 | -5.1512 | eTRM SWLG011-04 | 592.865 | 2022 | 209.6 | 2022 | 0 | 0 | eTRM SWLG011-04 | Com LED High and Low Bay ¦ SCE ¦ All | Com LED High and Low Bay | 5.834 | 1 | 0.13067 | Itron Commercial Saturation Survey 2014 | -108.7856 | 2032 | 0.65 | NA
COM-LIGHTING-11.5 | Com ¦ LED High and Low Bay - 155 lpw ¦ SCE ¦ All | Com ¦ LED High and Low Bay - 155 lpw | SCE ¦ All | SCE | All | Electric | LED high bay or low bay fixture with 155 lpw efficacy | Efficient |  |  | 0 | Conventional | Lighting | Com - Office (Large) | Com | ROB Only | 0 | 1000 sqft2 of floor space | fixture | 12 | DEER:Indoor_Non-CFL_Ltg | 545.625 | 0.080088 | -0.37988 | eTRM SWLG011-04 | 592.865 | 2022 | 209.6 | 2022 | 0 | 0 | eTRM SWLG011-04 | Com LED High and Low Bay ¦ SCE ¦ All | Com LED High and Low Bay | 7.2352 | 1 | 0.13067 | Itron Commercial Saturation Survey 2014 | -52.5573 | 2032 | 0.65 | NA
COM-LIGHTING-11.6 | Com ¦ LED High and Low Bay - 155 lpw ¦ SCE ¦ All | Com ¦ LED High and Low Bay - 155 lpw | SCE ¦ All | SCE | All | Electric | LED high bay or low bay fixture with 155 lpw efficacy | Efficient |  |  | 0 | Conventional | Lighting | Com - Office (Small) | Com | ROB Only | 0 | 1000 sqft2 of floor space | fixture | 12 | DEER:Indoor_Non-CFL_Ltg | 421.75 | 0.067712 | -0.584 | eTRM SWLG011-04 | 592.865 | 2022 | 209.6 | 2022 | 0 | 0 | eTRM SWLG011-04 | Com LED High and Low Bay ¦ SCE ¦ All | Com LED High and Low Bay | 7.2352 | 1 | 0.13067 | Itron Commercial Saturation Survey 2014 | -18.1803 | 2032 | 0.65 | NA
COM-LIGHTING-11.7 | Com ¦ LED High and Low Bay - 155 lpw ¦ SCE ¦ All | Com ¦ LED High and Low Bay - 155 lpw | SCE ¦ All | SCE | All | Electric | LED high bay or low bay fixture with 155 lpw efficacy | Efficient |  |  | 0 | Conventional | Lighting | Com - Other | Com | ROB Only | 0 | 1000 sqft2 of floor space | fixture | 12 | DEER:Indoor_Non-CFL_Ltg | 331.125 | 0.1307 | -1.8876 | eTRM SWLG011-04 | 592.865 | 2022 | 209.6 | 2022 | 0 | 0 | eTRM SWLG011-04 | Com LED High and Low Bay ¦ SCE ¦ All | Com LED High and Low Bay | 2.2002 | 1 | 0.13067 | Itron Commercial Saturation Survey 2014 | -28.0133 | 2032 | 0.65 | NA
COM-LIGHTING-11.8 | Com ¦ LED High and Low Bay - 155 lpw ¦ SCE ¦ All | Com ¦ LED High and Low Bay - 155 lpw | SCE ¦ All | SCE | All | Electric | LED high bay or low bay fixture with 155 lpw efficacy | Efficient |  |  | 0 | Conventional | Lighting | Com - Refrig. Warehouse | Com | ROB Only | 0 | 1000 sqft2 of floor space | fixture | 10.35 | DEER:Indoor_Non-CFL_Ltg | 1097.5 | 0.11714 | 0 | eTRM SWLG011-04 | 592.865 | 2022 | 209.6 | 2022 | 0 | 0 | eTRM SWLG011-04 | Com LED High and Low Bay ¦ SCE ¦ All | Com LED High and Low Bay | 2.8242 | 1 | 0.13067 | Itron Commercial Saturation Survey 2014 | -19.6106 | 2032 | 0.65 | NA
COM-LIGHTING-11.9 | Com ¦ LED High and Low Bay - 155 lpw ¦ SCE ¦ All | Com ¦ LED High and Low Bay - 155 lpw | SCE ¦ All | SCE | All | Electric | LED high bay or low bay fixture with 155 lpw efficacy | Efficient |  |  | 0 | Conventional | Lighting | Com - Restaurant | Com | ROB Only | 0 | 1000 sqft2 of floor space | fixture | 12 | DEER:Indoor_Non-CFL_Ltg | 741.8706 | 0.13571 | -2.3906 | eTRM SWLG011-04 | 592.865 | 2022 | 209.6 | 2022 | 0 | 0 | eTRM SWLG011-04 | Com LED High and Low Bay ¦ SCE ¦ All | Com LED High and Low Bay | 3.5136 | 1 | 0.13067 | Itron Commercial Saturation Survey 2014 | -11.3879 | 2032 | 0.65 | NA
COM-LIGHTING-11.10 | Com ¦ LED High and Low Bay - 155 lpw ¦ SCE ¦ All | Com ¦ LED High and Low Bay - 155 lpw | SCE ¦ All | SCE | All | Electric | LED high bay or low bay fixture with 155 lpw efficacy | Efficient |  |  | 0 | Conventional | Lighting | Com - Retail | Com | ROB Only | 0 | 1000 sqft2 of floor space | fixture | 11.3147 | DEER:Indoor_Non-CFL_Ltg | 753.4514 | 0.12134 | -1.225 | eTRM SWLG011-04 | 592.865 | 2022 | 209.6 | 2022 | 0 | 0 | eTRM SWLG011-04 | Com LED High and Low Bay ¦ SCE ¦ All | Com LED High and Low Bay | 5.8616 | 1 | 0.13067 | Itron Commercial Saturation Survey 2014 | -258.6476 | 2032 | 0.65 | NA
COM-LIGHTING-11.11 | Com ¦ LED High and Low Bay - 155 lpw ¦ SCE ¦ All | Com ¦ LED High and Low Bay - 155 lpw | SCE ¦ All | SCE | All | Electric | LED high bay or low bay fixture with 155 lpw efficacy | Efficient |  |  | 0 | Conventional | Lighting | Com - School | Com | ROB Only | 0 | 1000 sqft2 of floor space | fixture | 12 | DEER:Indoor_Non-CFL_Ltg | 428.0327 | 0.034547 | -3.1626 | eTRM SWLG011-04 | 592.865 | 2022 | 209.6 | 2022 | 0 | 0 | eTRM SWLG011-04 | Com LED High and Low Bay ¦ SCE ¦ All | Com LED High and Low Bay | 9.8944 | 1 | 0.13067 | Itron Commercial Saturation Survey 2014 | -63.2482 | 2032 | 0.65 | NA
COM-LIGHTING-11.12 | Com ¦ LED High and Low Bay - 155 lpw ¦ SCE ¦ All | Com ¦ LED High and Low Bay - 155 lpw | SCE ¦ All | SCE | All | Electric | LED high bay or low bay fixture with 155 lpw efficacy | Efficient |  |  | 0 | Conventional | Lighting | Com - Warehouse | Com | ROB Only | 0 | 1000 sqft2 of floor space | fixture | 12 | DEER:Indoor_Non-CFL_Ltg | 415.8775 | 0.051396 | -1.8453 | eTRM SWLG011-04 | 592.865 | 2022 | 209.6 | 2022 | 0 | 0 | eTRM SWLG011-04 | Com LED High and Low Bay ¦ SCE ¦ All | Com LED High and Low Bay | 2.8242 | 1 | 0.13067 | Itron Commercial Saturation Survey 2014 | -116.8698 | 2032 | 0.65 | NA
COM-LIGHTING-10.1 | Com ¦ LED High and Low Bay - 141 lpw ¦ SDG&E ¦ All | Com ¦ LED High and Low Bay - 141 lpw | SDG&E ¦ All | SDG&E | All | Electric | LED high bay or low bay fixture with 141 lpw efficacy | Average Existing and Code |  |  | 0 | Conventional | Lighting | Com - College | Com | ROB Only | 0 | 1000 sqft2 of floor space | fixture | 12 | DEER:Indoor_Non-CFL_Ltg | 546.8175 | 0.087314 | -5.2778 | eTRM SWLG011-04 | 342.6513 | 2022 | 209.6 | 2022 | 0 | 0 | eTRM SWLG011-04 | Com LED High and Low Bay ¦ SDG&E ¦ All | Com LED High and Low Bay | 7.2689 | 1 | 0.86933 | Itron Commercial Saturation Survey 2014 | -23.8741 | 2012 | 0.65 | NA
COM-LIGHTING-10.2 | Com ¦ LED High and Low Bay - 141 lpw ¦ SDG&E ¦ All | Com ¦ LED High and Low Bay - 141 lpw | SDG&E ¦ All | SDG&E | All | Electric | LED high bay or low bay fixture with 141 lpw efficacy | Average Existing and Code |  |  | 0 | Conventional | Lighting | Com - Grocery | Com | ROB Only | 0 | 1000 sqft2 of floor space | fixture | 9.19 | DEER:Indoor_Non-CFL_Ltg | 1105.75 | 0.1962 | -13.685 | eTRM SWLG011-04 | 342.6513 | 2022 | 209.6 | 2022 | 0 | 0 | eTRM SWLG011-04 | Com LED High and Low Bay ¦ SDG&E ¦ All | Com LED High and Low Bay | 7.3273 | 1 | 0.86933 | Itron Commercial Saturation Survey 2014 | -30.0621 | 2012 | 0.65 | NA
COM-LIGHTING-10.3 | Com ¦ LED High and Low Bay - 141 lpw ¦ SDG&E ¦ All | Com ¦ LED High and Low Bay - 141 lpw | SDG&E ¦ All | SDG&E | All | Electric | LED high bay or low bay fixture with 141 lpw efficacy | Average Existing and Code |  |  | 0 | Conventional | Lighting | Com - Health | Com | ROB Only | 0 | 1000 sqft2 of floor space | fixture | 10.2097 | DEER:Indoor_Non-CFL_Ltg | 1069.688 | 0.1841 | -5.5629 | eTRM SWLG011-04 | 342.6513 | 2022 | 209.6 | 2022 | 0 | 0 | eTRM SWLG011-04 | Com LED High and Low Bay ¦ SDG&E ¦ All | Com LED High and Low Bay | 4.3927 | 1 | 0.86933 | Itron Commercial Saturation Survey 2014 | -54.284 | 2012 | 0.65 | NA
COM-LIGHTING-10.4 | Com ¦ LED High and Low Bay - 141 lpw ¦ SDG&E ¦ All | Com ¦ LED High and Low Bay - 141 lpw | SDG&E ¦ All | SDG&E | All | Electric | LED high bay or low bay fixture with 141 lpw efficacy | Average Existing and Code |  |  | 0 | Conventional | Lighting | Com - Lodging | Com | ROB Only | 0 | 1000 sqft2 of floor space | fixture | 9.3331 | DEER:Indoor_Non-CFL_Ltg | 1131.198 | 0.16595 | -5.392 | eTRM SWLG011-04 | 342.6513 | 2022 | 209.6 | 2022 | 0 | 0 | eTRM SWLG011-04 | Com LED High and Low Bay ¦ SDG&E ¦ All | Com LED High and Low Bay | 5.2222 | 1 | 0.86933 | Itron Commercial Saturation Survey 2014 | -125.1059 | 2012 | 0.65 | NA
COM-LIGHTING-10.5 | Com ¦ LED High and Low Bay - 141 lpw ¦ SDG&E ¦ All | Com ¦ LED High and Low Bay - 141 lpw | SDG&E ¦ All | SDG&E | All | Electric | LED high bay or low bay fixture with 141 lpw efficacy | Average Existing and Code |  |  | 0 | Conventional | Lighting | Com - Office (Large) | Com | ROB Only | 0 | 1000 sqft2 of floor space | fixture | 12 | DEER:Indoor_Non-CFL_Ltg | 593.75 | 0.079812 | -0.1532 | eTRM SWLG011-04 | 342.6513 | 2022 | 209.6 | 2022 | 0 | 0 | eTRM SWLG011-04 | Com LED High and Low Bay ¦ SDG&E ¦ All | Com LED High and Low Bay | 5.4387 | 1 | 0.86933 | Itron Commercial Saturation Survey 2014 | -58.3613 | 2012 | 0.65 | NA
COM-LIGHTING-10.6 | Com ¦ LED High and Low Bay - 141 lpw ¦ SDG&E ¦ All | Com ¦ LED High and Low Bay - 141 lpw | SDG&E ¦ All | SDG&E | All | Electric | LED high bay or low bay fixture with 141 lpw efficacy | Average Existing and Code |  |  | 0 | Conventional | Lighting | Com - Office (Small) | Com | ROB Only | 0 | 1000 sqft2 of floor space | fixture | 12 | DEER:Indoor_Non-CFL_Ltg | 462.625 | 0.069513 | -0.42525 | eTRM SWLG011-04 | 342.6513 | 2022 | 209.6 | 2022 | 0 | 0 | eTRM SWLG011-04 | Com LED High and Low Bay ¦ SDG&E ¦ All | Com LED High and Low Bay | 5.4387 | 1 | 0.86933 | Itron Commercial Saturation Survey 2014 | -20.3686 | 2012 | 0.65 | NA
COM-LIGHTING-10.7 | Com ¦ LED High and Low Bay - 141 lpw ¦ SDG&E ¦ All | Com ¦ LED High and Low Bay - 141 lpw | SDG&E ¦ All | SDG&E | All | Electric | LED high bay or low bay fixture with 141 lpw efficacy | Average Existing and Code |  |  | 0 | Conventional | Lighting | Com - Other | Com | ROB Only | 0 | 1000 sqft2 of floor space | fixture | 12 | DEER:Indoor_Non-CFL_Ltg | 373 | 0.15199 | -2.2729 | eTRM SWLG011-04 | 342.6513 | 2022 | 209.6 | 2022 | 0 | 0 | eTRM SWLG011-04 | Com LED High and Low Bay ¦ SDG&E ¦ All | Com LED High and Low Bay | 1.6779 | 1 | 0.86933 | Itron Commercial Saturation Survey 2014 | -30.8922 | 2012 | 0.65 | NA
COM-LIGHTING-10.8 | Com ¦ LED High and Low Bay - 141 lpw ¦ SDG&E ¦ All | Com ¦ LED High and Low Bay - 141 lpw | SDG&E ¦ All | SDG&E | All | Electric | LED high bay or low bay fixture with 141 lpw efficacy | Average Existing and Code |  |  | 0 | Conventional | Lighting | Com - Refrig. Warehouse | Com | ROB Only | 0 | 1000 sqft2 of floor space | fixture | 10.35 | DEER:Indoor_Non-CFL_Ltg | 1215.875 | 0.13303 | 0 | eTRM SWLG011-04 | 342.6513 | 2022 | 209.6 | 2022 | 0 | 0 | eTRM SWLG011-04 | Com LED High and Low Bay ¦ SDG&E ¦ All | Com LED High and Low Bay | 3.1485 | 1 | 0.86933 | Itron Commercial Saturation Survey 2014 | -21.7257 | 2012 | 0.65 | NA
COM-LIGHTING-10.9 | Com ¦ LED High and Low Bay - 141 lpw ¦ SDG&E ¦ All | Com ¦ LED High and Low Bay - 141 lpw | SDG&E ¦ All | SDG&E | All | Electric | LED high bay or low bay fixture with 141 lpw efficacy | Average Existing and Code |  |  | 0 | Conventional | Lighting | Com - Restaurant | Com | ROB Only | 0 | 1000 sqft2 of floor space | fixture | 12 | DEER:Indoor_Non-CFL_Ltg | 834.6198 | 0.15673 | -2.125 | eTRM SWLG011-04 | 342.6513 | 2022 | 209.6 | 2022 | 0 | 0 | eTRM SWLG011-04 | Com LED High and Low Bay ¦ SDG&E ¦ All | Com LED High and Low Bay | 4.2486 | 1 | 0.86933 | Itron Commercial Saturation Survey 2014 | -13.2357 | 2012 | 0.65 | NA
COM-LIGHTING-10.10 | Com ¦ LED High and Low Bay - 141 lpw ¦ SDG&E ¦ All | Com ¦ LED High and Low Bay - 141 lpw | SDG&E ¦ All | SDG&E | All | Electric | LED high bay or low bay fixture with 141 lpw efficacy | Average Existing and Code |  |  | 0 | Conventional | Lighting | Com - Retail | Com | ROB Only | 0 | 1000 sqft2 of floor space | fixture | 11.3147 | DEER:Indoor_Non-CFL_Ltg | 846.9433 | 0.13219 | -1.057 | eTRM SWLG011-04 | 342.6513 | 2022 | 209.6 | 2022 | 0 | 0 | eTRM SWLG011-04 | Com LED High and Low Bay ¦ SDG&E ¦ All | Com LED High and Low Bay | 6.0456 | 1 | 0.86933 | Itron Commercial Saturation Survey 2014 | -292.3232 | 2012 | 0.65 | NA
COM-LIGHTING-10.11 | Com ¦ LED High and Low Bay - 141 lpw ¦ SDG&E ¦ All | Com ¦ LED High and Low Bay - 141 lpw | SDG&E ¦ All | SDG&E | All | Electric | LED high bay or low bay fixture with 141 lpw efficacy | Average Existing and Code |  |  | 0 | Conventional | Lighting | Com - School | Com | ROB Only | 0 | 1000 sqft2 of floor space | fixture | 12 | DEER:Indoor_Non-CFL_Ltg | 460.7628 | 0.038354 | -4.0463 | eTRM SWLG011-04 | 342.6513 | 2022 | 209.6 | 2022 | 0 | 0 | eTRM SWLG011-04 | Com LED High and Low Bay ¦ SDG&E ¦ All | Com LED High and Low Bay | 7.2689 | 1 | 0.86933 | Itron Commercial Saturation Survey 2014 | -66.6181 | 2012 | 0.65 | NA
COM-LIGHTING-10.12 | Com ¦ LED High and Low Bay - 141 lpw ¦ SDG&E ¦ All | Com ¦ LED High and Low Bay - 141 lpw | SDG&E ¦ All | SDG&E | All | Electric | LED high bay or low bay fixture with 141 lpw efficacy | Average Existing and Code |  |  | 0 | Conventional | Lighting | Com - Warehouse | Com | ROB Only | 0 | 1000 sqft2 of floor space | fixture | 12 | DEER:Indoor_Non-CFL_Ltg | 448.8953 | 0.059106 | -1.9401 | eTRM SWLG011-04 | 342.6513 | 2022 | 209.6 | 2022 | 0 | 0 | eTRM SWLG011-04 | Com LED High and Low Bay ¦ SDG&E ¦ All | Com LED High and Low Bay | 3.1485 | 1 | 0.86933 | Itron Commercial Saturation Survey 2014 | -126.3662 | 2012 | 0.65 | NA
COM-LIGHTING-11.1 | Com ¦ LED High and Low Bay - 155 lpw ¦ SDG&E ¦ All | Com ¦ LED High and Low Bay - 155 lpw | SDG&E ¦ All | SDG&E | All | Electric | LED high bay or low bay fixture with 155 lpw efficacy | Efficient |  |  | 0 | Conventional | Lighting | Com - College | Com | ROB Only | 0 | 1000 sqft2 of floor space | fixture | 12 | DEER:Indoor_Non-CFL_Ltg | 493.9316 | 0.078902 | -4.7703 | eTRM SWLG011-04 | 592.865 | 2022 | 209.6 | 2022 | 0 | 0 | eTRM SWLG011-04 | Com LED High and Low Bay ¦ SDG&E ¦ All | Com LED High and Low Bay | 7.2689 | 1 | 0.13067 | Itron Commercial Saturation Survey 2014 | -21.5552 | 2032 | 0.65 | NA
COM-LIGHTING-11.2 | Com ¦ LED High and Low Bay - 155 lpw ¦ SDG&E ¦ All | Com ¦ LED High and Low Bay - 155 lpw | SDG&E ¦ All | SDG&E | All | Electric | LED high bay or low bay fixture with 155 lpw efficacy | Efficient |  |  | 0 | Conventional | Lighting | Com - Grocery | Com | ROB Only | 0 | 1000 sqft2 of floor space | fixture | 9.19 | DEER:Indoor_Non-CFL_Ltg | 999.375 | 0.17727 | -12.3625 | eTRM SWLG011-04 | 592.865 | 2022 | 209.6 | 2022 | 0 | 0 | eTRM SWLG011-04 | Com LED High and Low Bay ¦ SDG&E ¦ All | Com LED High and Low Bay | 7.3273 | 1 | 0.13067 | Itron Commercial Saturation Survey 2014 | -27.1842 | 2032 | 0.65 | NA
COM-LIGHTING-11.3 | Com ¦ LED High and Low Bay - 155 lpw ¦ SDG&E ¦ All | Com ¦ LED High and Low Bay - 155 lpw | SDG&E ¦ All | SDG&E | All | Electric | LED high bay or low bay fixture with 155 lpw efficacy | Efficient |  |  | 0 | Conventional | Lighting | Com - Health | Com | ROB Only | 0 | 1000 sqft2 of floor space | fixture | 10.2097 | DEER:Indoor_Non-CFL_Ltg | 967.462 | 0.16639 | -5.0288 | eTRM SWLG011-04 | 592.865 | 2022 | 209.6 | 2022 | 0 | 0 | eTRM SWLG011-04 | Com LED High and Low Bay ¦ SDG&E ¦ All | Com LED High and Low Bay | 4.3927 | 1 | 0.13067 | Itron Commercial Saturation Survey 2014 | -49.1033 | 2032 | 0.65 | NA
COM-LIGHTING-11.4 | Com ¦ LED High and Low Bay - 155 lpw ¦ SDG&E ¦ All | Com ¦ LED High and Low Bay - 155 lpw | SDG&E ¦ All | SDG&E | All | Electric | LED high bay or low bay fixture with 155 lpw efficacy | Efficient |  |  | 0 | Conventional | Lighting | Com - Lodging | Com | ROB Only | 0 | 1000 sqft2 of floor space | fixture | 9.3331 | DEER:Indoor_Non-CFL_Ltg | 1021.3011 | 0.14989 | -4.8664 | eTRM SWLG011-04 | 592.865 | 2022 | 209.6 | 2022 | 0 | 0 | eTRM SWLG011-04 | Com LED High and Low Bay ¦ SDG&E ¦ All | Com LED High and Low Bay | 5.2222 | 1 | 0.13067 | Itron Commercial Saturation Survey 2014 | -112.9695 | 2032 | 0.65 | NA
COM-LIGHTING-11.5 | Com ¦ LED High and Low Bay - 155 lpw ¦ SDG&E ¦ All | Com ¦ LED High and Low Bay - 155 lpw | SDG&E ¦ All | SDG&E | All | Electric | LED high bay or low bay fixture with 155 lpw efficacy | Efficient |  |  | 0 | Conventional | Lighting | Com - Office (Large) | Com | ROB Only | 0 | 1000 sqft2 of floor space | fixture | 12 | DEER:Indoor_Non-CFL_Ltg | 536.5 | 0.072125 | -0.13825 | eTRM SWLG011-04 | 592.865 | 2022 | 209.6 | 2022 | 0 | 0 | eTRM SWLG011-04 | Com LED High and Low Bay ¦ SDG&E ¦ All | Com LED High and Low Bay | 5.4387 | 1 | 0.13067 | Itron Commercial Saturation Survey 2014 | -52.7349 | 2032 | 0.65 | NA
COM-LIGHTING-11.6 | Com ¦ LED High and Low Bay - 155 lpw ¦ SDG&E ¦ All | Com ¦ LED High and Low Bay - 155 lpw | SDG&E ¦ All | SDG&E | All | Electric | LED high bay or low bay fixture with 155 lpw efficacy | Efficient |  |  | 0 | Conventional | Lighting | Com - Office (Small) | Com | ROB Only | 0 | 1000 sqft2 of floor space | fixture | 12 | DEER:Indoor_Non-CFL_Ltg | 417.875 | 0.062787 | -0.384 | eTRM SWLG011-04 | 592.865 | 2022 | 209.6 | 2022 | 0 | 0 | eTRM SWLG011-04 | Com LED High and Low Bay ¦ SDG&E ¦ All | Com LED High and Low Bay | 5.4387 | 1 | 0.13067 | Itron Commercial Saturation Survey 2014 | -18.3986 | 2032 | 0.65 | NA
COM-LIGHTING-11.7 | Com ¦ LED High and Low Bay - 155 lpw ¦ SDG&E ¦ All | Com ¦ LED High and Low Bay - 155 lpw | SDG&E ¦ All | SDG&E | All | Electric | LED high bay or low bay fixture with 155 lpw efficacy | Efficient |  |  | 0 | Conventional | Lighting | Com - Other | Com | ROB Only | 0 | 1000 sqft2 of floor space | fixture | 12 | DEER:Indoor_Non-CFL_Ltg | 337 | 0.13719 | -2.0566 | eTRM SWLG011-04 | 592.865 | 2022 | 209.6 | 2022 | 0 | 0 | eTRM SWLG011-04 | Com LED High and Low Bay ¦ SDG&E ¦ All | Com LED High and Low Bay | 1.6779 | 1 | 0.13067 | Itron Commercial Saturation Survey 2014 | -27.8965 | 2032 | 0.65 | NA
COM-LIGHTING-11.8 | Com ¦ LED High and Low Bay - 155 lpw ¦ SDG&E ¦ All | Com ¦ LED High and Low Bay - 155 lpw | SDG&E ¦ All | SDG&E | All | Electric | LED high bay or low bay fixture with 155 lpw efficacy | Efficient |  |  | 0 | Conventional | Lighting | Com - Refrig. Warehouse | Com | ROB Only | 0 | 1000 sqft2 of floor space | fixture | 10.35 | DEER:Indoor_Non-CFL_Ltg | 1097.5 | 0.1202 | 0 | eTRM SWLG011-04 | 592.865 | 2022 | 209.6 | 2022 | 0 | 0 | eTRM SWLG011-04 | Com LED High and Low Bay ¦ SDG&E ¦ All | Com LED High and Low Bay | 3.1485 | 1 | 0.13067 | Itron Commercial Saturation Survey 2014 | -19.6106 | 2032 | 0.65 | NA
COM-LIGHTING-11.9 | Com ¦ LED High and Low Bay - 155 lpw ¦ SDG&E ¦ All | Com ¦ LED High and Low Bay - 155 lpw | SDG&E ¦ All | SDG&E | All | Electric | LED high bay or low bay fixture with 155 lpw efficacy | Efficient |  |  | 0 | Conventional | Lighting | Com - Restaurant | Com | ROB Only | 0 | 1000 sqft2 of floor space | fixture | 12 | DEER:Indoor_Non-CFL_Ltg | 754.464 | 0.14151 | -1.9195 | eTRM SWLG011-04 | 592.865 | 2022 | 209.6 | 2022 | 0 | 0 | eTRM SWLG011-04 | Com LED High and Low Bay ¦ SDG&E ¦ All | Com LED High and Low Bay | 4.2486 | 1 | 0.13067 | Itron Commercial Saturation Survey 2014 | -11.9656 | 2032 | 0.65 | NA
COM-LIGHTING-11.10 | Com ¦ LED High and Low Bay - 155 lpw ¦ SDG&E ¦ All | Com ¦ LED High and Low Bay - 155 lpw | SDG&E ¦ All | SDG&E | All | Electric | LED high bay or low bay fixture with 155 lpw efficacy | Efficient |  |  | 0 | Conventional | Lighting | Com - Retail | Com | ROB Only | 0 | 1000 sqft2 of floor space | fixture | 11.3147 | DEER:Indoor_Non-CFL_Ltg | 764.7974 | 0.11947 | -0.9549 | eTRM SWLG011-04 | 592.865 | 2022 | 209.6 | 2022 | 0 | 0 | eTRM SWLG011-04 | Com LED High and Low Bay ¦ SDG&E ¦ All | Com LED High and Low Bay | 6.0456 | 1 | 0.13067 | Itron Commercial Saturation Survey 2014 | -263.9683 | 2032 | 0.65 | NA
COM-LIGHTING-11.11 | Com ¦ LED High and Low Bay - 155 lpw ¦ SDG&E ¦ All | Com ¦ LED High and Low Bay - 155 lpw | SDG&E ¦ All | SDG&E | All | Electric | LED high bay or low bay fixture with 155 lpw efficacy | Efficient |  |  | 0 | Conventional | Lighting | Com - School | Com | ROB Only | 0 | 1000 sqft2 of floor space | fixture | 12 | DEER:Indoor_Non-CFL_Ltg | 416.246 | 0.034659 | -3.6549 | eTRM SWLG011-04 | 592.865 | 2022 | 209.6 | 2022 | 0 | 0 | eTRM SWLG011-04 | Com LED High and Low Bay ¦ SDG&E ¦ All | Com LED High and Low Bay | 7.2689 | 1 | 0.13067 | Itron Commercial Saturation Survey 2014 | -60.1828 | 2032 | 0.65 | NA
COM-LIGHTING-11.12 | Com ¦ LED High and Low Bay - 155 lpw ¦ SDG&E ¦ All | Com ¦ LED High and Low Bay - 155 lpw | SDG&E ¦ All | SDG&E | All | Electric | LED high bay or low bay fixture with 155 lpw efficacy | Efficient |  |  | 0 | Conventional | Lighting | Com - Warehouse | Com | ROB Only | 0 | 1000 sqft2 of floor space | fixture | 12 | DEER:Indoor_Non-CFL_Ltg | 405.776 | 0.053363 | -1.7535 | eTRM SWLG011-04 | 592.865 | 2022 | 209.6 | 2022 | 0 | 0 | eTRM SWLG011-04 | Com LED High and Low Bay ¦ SDG&E ¦ All | Com LED High and Low Bay | 3.1485 | 1 | 0.13067 | Itron Commercial Saturation Survey 2014 | -114.229 | 2032 | 0.65 | NA
COM-LIGHTING-30.1 | Com ¦ LED Fixtures and Retrofit Kits - 60 lpw - RET ¦ PG&E ¦ All | Com ¦ LED Fixtures and Retrofit Kits - 60 lpw - RET | PG&E ¦ All | PG&E | All | Electric | LED troffer or linear ambient fixture with 60 lpw efficacy | Average Existing |  |  | 0 | Conventional | Lighting | Com - College | Com | RET Only | 0 | 1000 sqft2 of floor space | fixture | 14.7032 | DEER:Indoor_CFL_Ltg | 138.6472 | 0.032621 | 0 | eTRM SWLG012-01 Extrapolation | 97.8034 | 2020 | 130.0452 | 2020 | 0 | 0 | Extrapolated from eTRM data | Com LED Fixtures - RET ¦ PG&E ¦ All | Com LED Fixtures - RET | 0.39412 | 1 | 0.37 | Itron Commercial Saturation Survey 2014 | -10.4676 | 2012 | 0.91 | NA
COM-LIGHTING-30.2 | Com ¦ LED Fixtures and Retrofit Kits - 60 lpw - RET ¦ PG&E ¦ All | Com ¦ LED Fixtures and Retrofit Kits - 60 lpw - RET | PG&E ¦ All | PG&E | All | Electric | LED troffer or linear ambient fixture with 60 lpw efficacy | Average Existing |  |  | 0 | Conventional | Lighting | Com - Grocery | Com | RET Only | 0 | 1000 sqft2 of floor space | fixture | 14.7032 | DEER:Indoor_CFL_Ltg | 292.1802 | 0.046357 | 0 | eTRM SWLG012-01 Extrapolation | 97.8034 | 2020 | 130.0452 | 2020 | 0 | 0 | Extrapolated from eTRM data | Com LED Fixtures - RET ¦ PG&E ¦ All | Com LED Fixtures - RET | 0.2293 | 1 | 0.37 | Itron Commercial Saturation Survey 2014 | -16.4348 | 2012 | 0.91 | NA
COM-LIGHTING-30.3 | Com ¦ LED Fixtures and Retrofit Kits - 60 lpw - RET ¦ PG&E ¦ All | Com ¦ LED Fixtures and Retrofit Kits - 60 lpw - RET | PG&E ¦ All | PG&E | All | Electric | LED troffer or linear ambient fixture with 60 lpw efficacy | Average Existing |  |  | 0 | Conventional | Lighting | Com - Health | Com | RET Only | 0 | 1000 sqft2 of floor space | fixture | 14.7032 | DEER:Indoor_CFL_Ltg | 257.8229 | 0.038117 | 0 | eTRM SWLG012-01 Extrapolation | 97.8034 | 2020 | 130.0452 | 2020 | 0 | 0 | Extrapolated from eTRM data | Com LED Fixtures - RET ¦ PG&E ¦ All | Com LED Fixtures - RET | 0.42586 | 1 | 0.37 | Itron Commercial Saturation Survey 2014 | -16.8711 | 2012 | 0.91 | NA
COM-LIGHTING-30.4 | Com ¦ LED Fixtures and Retrofit Kits - 60 lpw - RET ¦ PG&E ¦ All | Com ¦ LED Fixtures and Retrofit Kits - 60 lpw - RET | PG&E ¦ All | PG&E | All | Electric | LED troffer or linear ambient fixture with 60 lpw efficacy | Average Existing |  |  | 0 | Conventional | Lighting | Com - Lodging | Com | RET Only | 0 | 1000 sqft2 of floor space | fixture | 14.7032 | DEER:Indoor_CFL_Ltg | 75.1164 | 0.010907 | 0 | eTRM SWLG012-01 Extrapolation | 97.8034 | 2020 | 130.0452 | 2020 | 0 | 0 | Extrapolated from eTRM data | Com LED Fixtures - RET ¦ PG&E ¦ All | Com LED Fixtures - RET | 0.42586 | 1 | 0.37 | Itron Commercial Saturation Survey 2014 | -11.8445 | 2012 | 0.91 | NA
COM-LIGHTING-30.5 | Com ¦ LED Fixtures and Retrofit Kits - 60 lpw - RET ¦ PG&E ¦ All | Com ¦ LED Fixtures and Retrofit Kits - 60 lpw - RET | PG&E ¦ All | PG&E | All | Electric | LED troffer or linear ambient fixture with 60 lpw efficacy | Average Existing |  |  | 0 | Conventional | Lighting | Com - Office (Large) | Com | RET Only | 0 | 1000 sqft2 of floor space | fixture | 14.7032 | DEER:Indoor_CFL_Ltg | 129.315 | 0.017221 | 0 | eTRM SWLG012-01 Extrapolation | 97.8034 | 2020 | 130.0452 | 2020 | 0 | 0 | Extrapolated from eTRM data | Com LED Fixtures - RET ¦ PG&E ¦ All | Com LED Fixtures - RET | 0.4563 | 1 | 0.37 | Itron Commercial Saturation Survey 2014 | -12.8606 | 2012 | 0.91 | NA
COM-LIGHTING-30.6 | Com ¦ LED Fixtures and Retrofit Kits - 60 lpw - RET ¦ PG&E ¦ All | Com ¦ LED Fixtures and Retrofit Kits - 60 lpw - RET | PG&E ¦ All | PG&E | All | Electric | LED troffer or linear ambient fixture with 60 lpw efficacy | Average Existing |  |  | 0 | Conventional | Lighting | Com - Office (Small) | Com | RET Only | 0 | 1000 sqft2 of floor space | fixture | 14.7032 | DEER:Indoor_CFL_Ltg | 108.1117 | 0.016178 | 0 | eTRM SWLG012-01 Extrapolation | 97.8034 | 2020 | 130.0452 | 2020 | 0 | 0 | Extrapolated from eTRM data | Com LED Fixtures - RET ¦ PG&E ¦ All | Com LED Fixtures - RET | 0.4563 | 1 | 0.37 | Itron Commercial Saturation Survey 2014 | -4.9567 | 2012 | 0.91 | NA
COM-LIGHTING-30.7 | Com ¦ LED Fixtures and Retrofit Kits - 60 lpw - RET ¦ PG&E ¦ All | Com ¦ LED Fixtures and Retrofit Kits - 60 lpw - RET | PG&E ¦ All | PG&E | All | Electric | LED troffer or linear ambient fixture with 60 lpw efficacy | Average Existing |  |  | 0 | Conventional | Lighting | Com - Other | Com | RET Only | 0 | 1000 sqft2 of floor space | fixture | 14.7032 | DEER:Indoor_CFL_Ltg | 67.2197 | 0.014389 | 0 | eTRM SWLG012-01 Extrapolation | 97.8034 | 2020 | 130.0452 | 2020 | 0 | 0 | Extrapolated from eTRM data | Com LED Fixtures - RET ¦ PG&E ¦ All | Com LED Fixtures - RET | 0.14195 | 1 | 0.37 | Itron Commercial Saturation Survey 2014 | -7.4227 | 2012 | 0.91 | NA
COM-LIGHTING-30.8 | Com ¦ LED Fixtures and Retrofit Kits - 60 lpw - RET ¦ PG&E ¦ All | Com ¦ LED Fixtures and Retrofit Kits - 60 lpw - RET | PG&E ¦ All | PG&E | All | Electric | LED troffer or linear ambient fixture with 60 lpw efficacy | Average Existing |  |  | 0 | Conventional | Lighting | Com - Refrig. Warehouse | Com | RET Only | 0 | 1000 sqft2 of floor space | fixture | 14.7032 | DEER:Indoor_CFL_Ltg | 305.8629 | 0.034232 | 0 | eTRM SWLG012-01 Extrapolation | 97.8034 | 2020 | 130.0452 | 2020 | 0 | 0 | Extrapolated from eTRM data | Com LED Fixtures - RET ¦ PG&E ¦ All | Com LED Fixtures - RET | 0.010953 | 1 | 0.37 | Itron Commercial Saturation Survey 2014 | -5.4653 | 2012 | 0.91 | NA
COM-LIGHTING-30.9 | Com ¦ LED Fixtures and Retrofit Kits - 60 lpw - RET ¦ PG&E ¦ All | Com ¦ LED Fixtures and Retrofit Kits - 60 lpw - RET | PG&E ¦ All | PG&E | All | Electric | LED troffer or linear ambient fixture with 60 lpw efficacy | Average Existing |  |  | 0 | Conventional | Lighting | Com - Restaurant | Com | RET Only | 0 | 1000 sqft2 of floor space | fixture | 14.7032 | DEER:Indoor_CFL_Ltg | 207.0752 | 0.030563 | 0 | eTRM SWLG012-01 Extrapolation | 97.8034 | 2020 | 130.0452 | 2020 | 0 | 0 | Extrapolated from eTRM data | Com LED Fixtures - RET ¦ PG&E ¦ All | Com LED Fixtures - RET | 0.42586 | 1 | 0.37 | Itron Commercial Saturation Survey 2014 | -3.6799 | 2012 | 0.91 | NA
COM-LIGHTING-30.10 | Com ¦ LED Fixtures and Retrofit Kits - 60 lpw - RET ¦ PG&E ¦ All | Com ¦ LED Fixtures and Retrofit Kits - 60 lpw - RET | PG&E ¦ All | PG&E | All | Electric | LED troffer or linear ambient fixture with 60 lpw efficacy | Average Existing |  |  | 0 | Conventional | Lighting | Com - Retail | Com | RET Only | 0 | 1000 sqft2 of floor space | fixture | 14.7032 | DEER:Indoor_CFL_Ltg | 212.8978 | 0.032366 | 0 | eTRM SWLG012-01 Extrapolation | 97.8034 | 2020 | 130.0452 | 2020 | 0 | 0 | Extrapolated from eTRM data | Com LED Fixtures - RET ¦ PG&E ¦ All | Com LED Fixtures - RET | 0.42586 | 1 | 0.37 | Itron Commercial Saturation Survey 2014 | -74.7947 | 2012 | 0.91 | NA
COM-LIGHTING-30.11 | Com ¦ LED Fixtures and Retrofit Kits - 60 lpw - RET ¦ PG&E ¦ All | Com ¦ LED Fixtures and Retrofit Kits - 60 lpw - RET | PG&E ¦ All | PG&E | All | Electric | LED troffer or linear ambient fixture with 60 lpw efficacy | Average Existing |  |  | 0 | Conventional | Lighting | Com - School | Com | RET Only | 0 | 1000 sqft2 of floor space | fixture | 14.7032 | DEER:Indoor_CFL_Ltg | 91.8704 | 0.011861 | 0 | eTRM SWLG012-01 Extrapolation | 97.8034 | 2020 | 130.0452 | 2020 | 0 | 0 | Extrapolated from eTRM data | Com LED Fixtures - RET ¦ PG&E ¦ All | Com LED Fixtures - RET | 0.39412 | 1 | 0.37 | Itron Commercial Saturation Survey 2014 | -15.1261 | 2012 | 0.91 | NA
COM-LIGHTING-30.12 | Com ¦ LED Fixtures and Retrofit Kits - 60 lpw - RET ¦ PG&E ¦ All | Com ¦ LED Fixtures and Retrofit Kits - 60 lpw - RET | PG&E ¦ All | PG&E | All | Electric | LED troffer or linear ambient fixture with 60 lpw efficacy | Average Existing |  |  | 0 | Conventional | Lighting | Com - Warehouse | Com | RET Only | 0 | 1000 sqft2 of floor space | fixture | 14.7032 | DEER:Indoor_CFL_Ltg | 119.2651 | 0.013212 | 0 | eTRM SWLG012-01 Extrapolation | 97.8034 | 2020 | 130.0452 | 2020 | 0 | 0 | Extrapolated from eTRM data | Com LED Fixtures - RET ¦ PG&E ¦ All | Com LED Fixtures - RET | 0.035432 | 1 | 0.37 | Itron Commercial Saturation Survey 2014 | -35.7466 | 2012 | 0.91 | NA
COM-LIGHTING-33.1 | Com ¦ LED Fixtures and Retrofit Kits - 95 lpw ¦ PG&E ¦ All | Com ¦ LED Fixtures and Retrofit Kits - 95 lpw | PG&E ¦ All | PG&E | All | Electric | LED troffer or linear ambient fixture with 95 lpw efficacy | Code |  |  | 0 | Conventional | Lighting | Com - College | Com | ROB and NEW | 0 | 1000 sqft2 of floor space | fixture | 14.7032 | DEER:Indoor_CFL_Ltg | 102.9541 | 0.023194 | 0 | eTRM SWLG012-01 | 125.6303 | 2020 | 130.0452 | 2020 | 0 | 0 | eTRM SWLG012-01 | Com LED Fixtures ¦ PG&E ¦ All | Com LED Fixtures | 0.88087 | 1 | 0.69853 | Itron Commercial Saturation Survey 2014 | -7.7728 | 2012 | 0.91 | NA
COM-LIGHTING-33.2 | Com ¦ LED Fixtures and Retrofit Kits - 95 lpw ¦ PG&E ¦ All | Com ¦ LED Fixtures and Retrofit Kits - 95 lpw | PG&E ¦ All | PG&E | All | Electric | LED troffer or linear ambient fixture with 95 lpw efficacy | Code |  |  | 0 | Conventional | Lighting | Com - Grocery | Com | ROB and NEW | 0 | 1000 sqft2 of floor space | fixture | 14.7032 | DEER:Indoor_CFL_Ltg | 220.5442 | 0.03382 | 0 | eTRM SWLG012-01 | 125.6303 | 2020 | 130.0452 | 2020 | 0 | 0 | eTRM SWLG012-01 | Com LED Fixtures ¦ PG&E ¦ All | Com LED Fixtures | 0.5125 | 1 | 0.69853 | Itron Commercial Saturation Survey 2014 | -12.4054 | 2012 | 0.91 | NA
COM-LIGHTING-33.3 | Com ¦ LED Fixtures and Retrofit Kits - 95 lpw ¦ PG&E ¦ All | Com ¦ LED Fixtures and Retrofit Kits - 95 lpw | PG&E ¦ All | PG&E | All | Electric | LED troffer or linear ambient fixture with 95 lpw efficacy | Code |  |  | 0 | Conventional | Lighting | Com - Health | Com | ROB and NEW | 0 | 1000 sqft2 of floor space | fixture | 14.7032 | DEER:Indoor_CFL_Ltg | 193.7276 | 0.027336 | 0 | eTRM SWLG012-01 | 125.6303 | 2020 | 130.0452 | 2020 | 0 | 0 | eTRM SWLG012-01 | Com LED Fixtures ¦ PG&E ¦ All | Com LED Fixtures | 0.95181 | 1 | 0.69853 | Itron Commercial Saturation Survey 2014 | -12.6769 | 2012 | 0.91 | NA
COM-LIGHTING-33.4 | Com ¦ LED Fixtures and Retrofit Kits - 95 lpw ¦ PG&E ¦ All | Com ¦ LED Fixtures and Retrofit Kits - 95 lpw | PG&E ¦ All | PG&E | All | Electric | LED troffer or linear ambient fixture with 95 lpw efficacy | Code |  |  | 0 | Conventional | Lighting | Com - Lodging | Com | ROB and NEW | 0 | 1000 sqft2 of floor space | fixture | 14.7032 | DEER:Indoor_CFL_Ltg | 57.599 | 0.0077756 | 0 | eTRM SWLG012-01 | 125.6303 | 2020 | 130.0452 | 2020 | 0 | 0 | eTRM SWLG012-01 | Com LED Fixtures ¦ PG&E ¦ All | Com LED Fixtures | 0.95181 | 1 | 0.69853 | Itron Commercial Saturation Survey 2014 | -9.0824 | 2012 | 0.91 | NA
COM-LIGHTING-33.5 | Com ¦ LED Fixtures and Retrofit Kits - 95 lpw ¦ PG&E ¦ All | Com ¦ LED Fixtures and Retrofit Kits - 95 lpw | PG&E ¦ All | PG&E | All | Electric | LED troffer or linear ambient fixture with 95 lpw efficacy | Code |  |  | 0 | Conventional | Lighting | Com - Office (Large) | Com | ROB and NEW | 0 | 1000 sqft2 of floor space | fixture | 14.7032 | DEER:Indoor_CFL_Ltg | 95.5076 | 0.012504 | 0 | eTRM SWLG012-01 | 125.6303 | 2020 | 130.0452 | 2020 | 0 | 0 | eTRM SWLG012-01 | Com LED Fixtures ¦ PG&E ¦ All | Com LED Fixtures | 1.0199 | 1 | 0.69853 | Itron Commercial Saturation Survey 2014 | -9.4984 | 2012 | 0.91 | NA
COM-LIGHTING-33.6 | Com ¦ LED Fixtures and Retrofit Kits - 95 lpw ¦ PG&E ¦ All | Com ¦ LED Fixtures and Retrofit Kits - 95 lpw | PG&E ¦ All | PG&E | All | Electric | LED troffer or linear ambient fixture with 95 lpw efficacy | Code |  |  | 0 | Conventional | Lighting | Com - Office (Small) | Com | ROB and NEW | 0 | 1000 sqft2 of floor space | fixture | 14.7032 | DEER:Indoor_CFL_Ltg | 81.2046 | 0.011765 | 0 | eTRM SWLG012-01 | 125.6303 | 2020 | 130.0452 | 2020 | 0 | 0 | eTRM SWLG012-01 | Com LED Fixtures ¦ PG&E ¦ All | Com LED Fixtures | 1.0199 | 1 | 0.69853 | Itron Commercial Saturation Survey 2014 | -3.7231 | 2012 | 0.91 | NA
COM-LIGHTING-33.7 | Com ¦ LED Fixtures and Retrofit Kits - 95 lpw ¦ PG&E ¦ All | Com ¦ LED Fixtures and Retrofit Kits - 95 lpw | PG&E ¦ All | PG&E | All | Electric | LED troffer or linear ambient fixture with 95 lpw efficacy | Code |  |  | 0 | Conventional | Lighting | Com - Other | Com | ROB and NEW | 0 | 1000 sqft2 of floor space | fixture | 14.7032 | DEER:Indoor_CFL_Ltg | 50.7529 | 0.010427 | 0 | eTRM SWLG012-01 | 125.6303 | 2020 | 130.0452 | 2020 | 0 | 0 | eTRM SWLG012-01 | Com LED Fixtures ¦ PG&E ¦ All | Com LED Fixtures | 0.31727 | 1 | 0.69853 | Itron Commercial Saturation Survey 2014 | -5.6044 | 2012 | 0.91 | NA
COM-LIGHTING-33.8 | Com ¦ LED Fixtures and Retrofit Kits - 95 lpw ¦ PG&E ¦ All | Com ¦ LED Fixtures and Retrofit Kits - 95 lpw | PG&E ¦ All | PG&E | All | Electric | LED troffer or linear ambient fixture with 95 lpw efficacy | Code |  |  | 0 | Conventional | Lighting | Com - Refrig. Warehouse | Com | ROB and NEW | 0 | 1000 sqft2 of floor space | fixture | 14.7032 | DEER:Indoor_CFL_Ltg | 215.0075 | 0.024361 | 0 | eTRM SWLG012-01 | 125.6303 | 2020 | 130.0452 | 2020 | 0 | 0 | eTRM SWLG012-01 | Com LED Fixtures ¦ PG&E ¦ All | Com LED Fixtures | 0.02448 | 1 | 0.69853 | Itron Commercial Saturation Survey 2014 | -3.8418 | 2012 | 0.91 | NA
COM-LIGHTING-33.9 | Com ¦ LED Fixtures and Retrofit Kits - 95 lpw ¦ PG&E ¦ All | Com ¦ LED Fixtures and Retrofit Kits - 95 lpw | PG&E ¦ All | PG&E | All | Electric | LED troffer or linear ambient fixture with 95 lpw efficacy | Code |  |  | 0 | Conventional | Lighting | Com - Restaurant | Com | ROB and NEW | 0 | 1000 sqft2 of floor space | fixture | 14.7032 | DEER:Indoor_CFL_Ltg | 156.1817 | 0.022078 | 0 | eTRM SWLG012-01 | 125.6303 | 2020 | 130.0452 | 2020 | 0 | 0 | eTRM SWLG012-01 | Com LED Fixtures ¦ PG&E ¦ All | Com LED Fixtures | 0.95181 | 1 | 0.69853 | Itron Commercial Saturation Survey 2014 | -2.7755 | 2012 | 0.91 | NA
COM-LIGHTING-33.10 | Com ¦ LED Fixtures and Retrofit Kits - 95 lpw ¦ PG&E ¦ All | Com ¦ LED Fixtures and Retrofit Kits - 95 lpw | PG&E ¦ All | PG&E | All | Electric | LED troffer or linear ambient fixture with 95 lpw efficacy | Code |  |  | 0 | Conventional | Lighting | Com - Retail | Com | ROB and NEW | 0 | 1000 sqft2 of floor space | fixture | 14.7032 | DEER:Indoor_CFL_Ltg | 159.3143 | 0.023371 | 0 | eTRM SWLG012-01 | 125.6303 | 2020 | 130.0452 | 2020 | 0 | 0 | eTRM SWLG012-01 | Com LED Fixtures ¦ PG&E ¦ All | Com LED Fixtures | 0.95181 | 1 | 0.69853 | Itron Commercial Saturation Survey 2014 | -55.9699 | 2012 | 0.91 | NA
COM-LIGHTING-33.11 | Com ¦ LED Fixtures and Retrofit Kits - 95 lpw ¦ PG&E ¦ All | Com ¦ LED Fixtures and Retrofit Kits - 95 lpw | PG&E ¦ All | PG&E | All | Electric | LED troffer or linear ambient fixture with 95 lpw efficacy | Code |  |  | 0 | Conventional | Lighting | Com - School | Com | ROB and NEW | 0 | 1000 sqft2 of floor space | fixture | 14.7032 | DEER:Indoor_CFL_Ltg | 69.2079 | 0.0087389 | 0 | eTRM SWLG012-01 | 125.6303 | 2020 | 130.0452 | 2020 | 0 | 0 | eTRM SWLG012-01 | Com LED Fixtures ¦ PG&E ¦ All | Com LED Fixtures | 0.88087 | 1 | 0.69853 | Itron Commercial Saturation Survey 2014 | -11.3948 | 2012 | 0.91 | NA
COM-LIGHTING-33.12 | Com ¦ LED Fixtures and Retrofit Kits - 95 lpw ¦ PG&E ¦ All | Com ¦ LED Fixtures and Retrofit Kits - 95 lpw | PG&E ¦ All | PG&E | All | Electric | LED troffer or linear ambient fixture with 95 lpw efficacy | Code |  |  | 0 | Conventional | Lighting | Com - Warehouse | Com | ROB and NEW | 0 | 1000 sqft2 of floor space | fixture | 14.7032 | DEER:Indoor_CFL_Ltg | 91.0106 | 0.0096835 | 0 | eTRM SWLG012-01 | 125.6303 | 2020 | 130.0452 | 2020 | 0 | 0 | eTRM SWLG012-01 | Com LED Fixtures ¦ PG&E ¦ All | Com LED Fixtures | 0.035432 | 1 | 0.69853 | Itron Commercial Saturation Survey 2014 | -27.2781 | 2012 | 0.91 | NA
COM-LIGHTING-31.1 | Com ¦ LED Fixtures and Retrofit Kits - 125 lpw - RET ¦ PG&E ¦ All | Com ¦ LED Fixtures and Retrofit Kits - 125 lpw - RET | PG&E ¦ All | PG&E | All | Electric | LED troffer or linear ambient fixture with at least 125 lpw efficacy | Efficient |  |  | 0 | Conventional | Lighting | Com - College | Com | RET Only | 0 | 1000 sqft2 of floor space | fixture | 14.7032 | DEER:Indoor_CFL_Ltg | 68.6973 | 0.01417 | 0.39071 | eTRM SWLG012-01 | 159.8322 | 2020 | 130.0452 | 2020 | 0 | 0 | eTRM SWLG012-01 | Com LED Fixtures - RET ¦ PG&E ¦ All | Com LED Fixtures - RET | 0.39412 | 1 | 0.60667 | Itron Commercial Saturation Survey 2014 | -6.4753 | 2032 | 0.91 | NA
COM-LIGHTING-31.2 | Com ¦ LED Fixtures and Retrofit Kits - 125 lpw - RET ¦ PG&E ¦ All | Com ¦ LED Fixtures and Retrofit Kits - 125 lpw - RET | PG&E ¦ All | PG&E | All | Electric | LED troffer or linear ambient fixture with at least 125 lpw efficacy | Efficient |  |  | 0 | Conventional | Lighting | Com - Grocery | Com | RET Only | 0 | 1000 sqft2 of floor space | fixture | 14.7032 | DEER:Indoor_CFL_Ltg | 151.8052 | 0.021805 | 0.95005 | eTRM SWLG012-01 | 159.8322 | 2020 | 130.0452 | 2020 | 0 | 0 | eTRM SWLG012-01 | Com LED Fixtures - RET ¦ PG&E ¦ All | Com LED Fixtures - RET | 0.2293 | 1 | 0.60667 | Itron Commercial Saturation Survey 2014 | -10.7698 | 2032 | 0.91 | NA
COM-LIGHTING-31.3 | Com ¦ LED Fixtures and Retrofit Kits - 125 lpw - RET ¦ PG&E ¦ All | Com ¦ LED Fixtures and Retrofit Kits - 125 lpw - RET | PG&E ¦ All | PG&E | All | Electric | LED troffer or linear ambient fixture with at least 125 lpw efficacy | Efficient |  |  | 0 | Conventional | Lighting | Com - Health | Com | RET Only | 0 | 1000 sqft2 of floor space | fixture | 14.7032 | DEER:Indoor_CFL_Ltg | 132.0461 | 0.017011 | 0.74742 | eTRM SWLG012-01 | 159.8322 | 2020 | 130.0452 | 2020 | 0 | 0 | eTRM SWLG012-01 | Com LED Fixtures - RET ¦ PG&E ¦ All | Com LED Fixtures - RET | 0.42586 | 1 | 0.60667 | Itron Commercial Saturation Survey 2014 | -10.7518 | 2032 | 0.91 | NA
COM-LIGHTING-31.4 | Com ¦ LED Fixtures and Retrofit Kits - 125 lpw - RET ¦ PG&E ¦ All | Com ¦ LED Fixtures and Retrofit Kits - 125 lpw - RET | PG&E ¦ All | PG&E | All | Electric | LED troffer or linear ambient fixture with at least 125 lpw efficacy | Efficient |  |  | 0 | Conventional | Lighting | Com - Lodging | Com | RET Only | 0 | 1000 sqft2 of floor space | fixture | 14.7032 | DEER:Indoor_CFL_Ltg | 40.7787 | 0.0047709 | 0.18685 | eTRM SWLG012-01 | 159.8322 | 2020 | 130.0452 | 2020 | 0 | 0 | eTRM SWLG012-01 | Com LED Fixtures - RET ¦ PG&E ¦ All | Com LED Fixtures - RET | 0.42586 | 1 | 0.60667 | Itron Commercial Saturation Survey 2014 | -8.2759 | 2032 | 0.91 | NA
COM-LIGHTING-31.5 | Com ¦ LED Fixtures and Retrofit Kits - 125 lpw - RET ¦ PG&E ¦ All | Com ¦ LED Fixtures and Retrofit Kits - 125 lpw - RET | PG&E ¦ All | PG&E | All | Electric | LED troffer or linear ambient fixture with at least 125 lpw efficacy | Efficient |  |  | 0 | Conventional | Lighting | Com - Office (Large) | Com | RET Only | 0 | 1000 sqft2 of floor space | fixture | 14.7032 | DEER:Indoor_CFL_Ltg | 63.0382 | 0.0079825 | 0.15145 | eTRM SWLG012-01 | 159.8322 | 2020 | 130.0452 | 2020 | 0 | 0 | eTRM SWLG012-01 | Com LED Fixtures - RET ¦ PG&E ¦ All | Com LED Fixtures - RET | 0.4563 | 1 | 0.60667 | Itron Commercial Saturation Survey 2014 | -6.9494 | 2032 | 0.91 | NA
COM-LIGHTING-31.6 | Com ¦ LED Fixtures and Retrofit Kits - 125 lpw - RET ¦ PG&E ¦ All | Com ¦ LED Fixtures and Retrofit Kits - 125 lpw - RET | PG&E ¦ All | PG&E | All | Electric | LED troffer or linear ambient fixture with at least 125 lpw efficacy | Efficient |  |  | 0 | Conventional | Lighting | Com - Office (Small) | Com | RET Only | 0 | 1000 sqft2 of floor space | fixture | 14.7032 | DEER:Indoor_CFL_Ltg | 55.3855 | 0.0075517 | 0.13021 | eTRM SWLG012-01 | 159.8322 | 2020 | 130.0452 | 2020 | 0 | 0 | eTRM SWLG012-01 | Com LED Fixtures - RET ¦ PG&E ¦ All | Com LED Fixtures - RET | 0.4563 | 1 | 0.60667 | Itron Commercial Saturation Survey 2014 | -2.7971 | 2032 | 0.91 | NA
COM-LIGHTING-31.7 | Com ¦ LED Fixtures and Retrofit Kits - 125 lpw - RET ¦ PG&E ¦ All | Com ¦ LED Fixtures and Retrofit Kits - 125 lpw - RET | PG&E ¦ All | PG&E | All | Electric | LED troffer or linear ambient fixture with at least 125 lpw efficacy | Efficient |  |  | 0 | Conventional | Lighting | Com - Other | Com | RET Only | 0 | 1000 sqft2 of floor space | fixture | 14.7032 | DEER:Indoor_CFL_Ltg | 34.9373 | 0.0066272 | 0.20063 | eTRM SWLG012-01 | 159.8322 | 2020 | 130.0452 | 2020 | 0 | 0 | eTRM SWLG012-01 | Com LED Fixtures - RET ¦ PG&E ¦ All | Com LED Fixtures - RET | 0.14195 | 1 | 0.60667 | Itron Commercial Saturation Survey 2014 | -4.7668 | 2032 | 0.91 | NA
COM-LIGHTING-31.8 | Com ¦ LED Fixtures and Retrofit Kits - 125 lpw - RET ¦ PG&E ¦ All | Com ¦ LED Fixtures and Retrofit Kits - 125 lpw - RET | PG&E ¦ All | PG&E | All | Electric | LED troffer or linear ambient fixture with at least 125 lpw efficacy | Efficient |  |  | 0 | Conventional | Lighting | Com - Refrig. Warehouse | Com | RET Only | 0 | 1000 sqft2 of floor space | fixture | 14.7032 | DEER:Indoor_CFL_Ltg | 127.8264 | 0.014861 | 0 | eTRM SWLG012-01 | 159.8322 | 2020 | 130.0452 | 2020 | 0 | 0 | eTRM SWLG012-01 | Com LED Fixtures - RET ¦ PG&E ¦ All | Com LED Fixtures - RET | 0.010953 | 1 | 0.60667 | Itron Commercial Saturation Survey 2014 | -2.2841 | 2032 | 0.91 | NA
COM-LIGHTING-31.9 | Com ¦ LED Fixtures and Retrofit Kits - 125 lpw - RET ¦ PG&E ¦ All | Com ¦ LED Fixtures and Retrofit Kits - 125 lpw - RET | PG&E ¦ All | PG&E | All | Electric | LED troffer or linear ambient fixture with at least 125 lpw efficacy | Efficient |  |  | 0 | Conventional | Lighting | Com - Restaurant | Com | RET Only | 0 | 1000 sqft2 of floor space | fixture | 14.7032 | DEER:Indoor_CFL_Ltg | 107.4633 | 0.013946 | 0.52827 | eTRM SWLG012-01 | 159.8322 | 2020 | 130.0452 | 2020 | 0 | 0 | eTRM SWLG012-01 | Com LED Fixtures - RET ¦ PG&E ¦ All | Com LED Fixtures - RET | 0.42586 | 1 | 0.60667 | Itron Commercial Saturation Survey 2014 | -2.3066 | 2032 | 0.91 | NA
COM-LIGHTING-31.10 | Com ¦ LED Fixtures and Retrofit Kits - 125 lpw - RET ¦ PG&E ¦ All | Com ¦ LED Fixtures and Retrofit Kits - 125 lpw - RET | PG&E ¦ All | PG&E | All | Electric | LED troffer or linear ambient fixture with at least 125 lpw efficacy | Efficient |  |  | 0 | Conventional | Lighting | Com - Retail | Com | RET Only | 0 | 1000 sqft2 of floor space | fixture | 14.7032 | DEER:Indoor_CFL_Ltg | 107.838 | 0.014722 | 0.31645 | eTRM SWLG012-01 | 159.8322 | 2020 | 130.0452 | 2020 | 0 | 0 | eTRM SWLG012-01 | Com LED Fixtures - RET ¦ PG&E ¦ All | Com LED Fixtures - RET | 0.42586 | 1 | 0.60667 | Itron Commercial Saturation Survey 2014 | -39.4489 | 2032 | 0.91 | NA
COM-LIGHTING-31.11 | Com ¦ LED Fixtures and Retrofit Kits - 125 lpw - RET ¦ PG&E ¦ All | Com ¦ LED Fixtures and Retrofit Kits - 125 lpw - RET | PG&E ¦ All | PG&E | All | Electric | LED troffer or linear ambient fixture with at least 125 lpw efficacy | Efficient |  |  | 0 | Conventional | Lighting | Com - School | Com | RET Only | 0 | 1000 sqft2 of floor space | fixture | 14.7032 | DEER:Indoor_CFL_Ltg | 47.4605 | 0.0057455 | 0.29404 | eTRM SWLG012-01 | 159.8322 | 2020 | 130.0452 | 2020 | 0 | 0 | eTRM SWLG012-01 | Com LED Fixtures - RET ¦ PG&E ¦ All | Com LED Fixtures - RET | 0.39412 | 1 | 0.60667 | Itron Commercial Saturation Survey 2014 | -8.486 | 2032 | 0.91 | NA
COM-LIGHTING-31.12 | Com ¦ LED Fixtures and Retrofit Kits - 125 lpw - RET ¦ PG&E ¦ All | Com ¦ LED Fixtures and Retrofit Kits - 125 lpw - RET | PG&E ¦ All | PG&E | All | Electric | LED troffer or linear ambient fixture with at least 125 lpw efficacy | Efficient |  |  | 0 | Conventional | Lighting | Com - Warehouse | Com | RET Only | 0 | 1000 sqft2 of floor space | fixture | 14.7032 | DEER:Indoor_CFL_Ltg | 63.8931 | 0.0062988 | 0.19099 | eTRM SWLG012-01 | 159.8322 | 2020 | 130.0452 | 2020 | 0 | 0 | eTRM SWLG012-01 | Com LED Fixtures - RET ¦ PG&E ¦ All | Com LED Fixtures - RET | 0.035432 | 1 | 0.60667 | Itron Commercial Saturation Survey 2014 | -19.9554 | 2032 | 0.91 | NA
COM-LIGHTING-32.1 | Com ¦ LED Fixtures and Retrofit Kits - 140 lpw - RET ¦ PG&E ¦ All | Com ¦ LED Fixtures and Retrofit Kits - 140 lpw - RET | PG&E ¦ All | PG&E | All | Electric | LED troffer or linear ambient fixture with at least 140 lpw efficacy | Efficient |  |  | 0 | Conventional | Lighting | Com - College | Com | RET Only | 0 | 1000 sqft2 of floor space | fixture | 14.7032 | DEER:Indoor_CFL_Ltg | 57.2875 | 0.011134 | 0.52108 | eTRM SWLG012-01 | 161.6764 | 2020 | 130.0452 | 2020 | 0 | 0 | eTRM SWLG012-01 | Com LED Fixtures - RET ¦ PG&E ¦ All | Com LED Fixtures - RET | 0.39412 | 1 | 0.023333 | Itron Commercial Saturation Survey 2014 | -6.044 | 2032 | 0.91 | NA
COM-LIGHTING-32.2 | Com ¦ LED Fixtures and Retrofit Kits - 140 lpw - RET ¦ PG&E ¦ All | Com ¦ LED Fixtures and Retrofit Kits - 140 lpw - RET | PG&E ¦ All | PG&E | All | Electric | LED troffer or linear ambient fixture with at least 140 lpw efficacy | Efficient |  |  | 0 | Conventional | Lighting | Com - Grocery | Com | RET Only | 0 | 1000 sqft2 of floor space | fixture | 14.7032 | DEER:Indoor_CFL_Ltg | 128.8922 | 0.017781 | 1.263 | eTRM SWLG012-01 | 161.6764 | 2020 | 130.0452 | 2020 | 0 | 0 | eTRM SWLG012-01 | Com LED Fixtures - RET ¦ PG&E ¦ All | Com LED Fixtures - RET | 0.2293 | 1 | 0.023333 | Itron Commercial Saturation Survey 2014 | -10.2158 | 2032 | 0.91 | NA
COM-LIGHTING-32.3 | Com ¦ LED Fixtures and Retrofit Kits - 140 lpw - RET ¦ PG&E ¦ All | Com ¦ LED Fixtures and Retrofit Kits - 140 lpw - RET | PG&E ¦ All | PG&E | All | Electric | LED troffer or linear ambient fixture with at least 140 lpw efficacy | Efficient |  |  | 0 | Conventional | Lighting | Com - Health | Com | RET Only | 0 | 1000 sqft2 of floor space | fixture | 14.7032 | DEER:Indoor_CFL_Ltg | 111.7127 | 0.013543 | 0.99621 | eTRM SWLG012-01 | 161.6764 | 2020 | 130.0452 | 2020 | 0 | 0 | eTRM SWLG012-01 | Com LED Fixtures - RET ¦ PG&E ¦ All | Com LED Fixtures - RET | 0.42586 | 1 | 0.023333 | Itron Commercial Saturation Survey 2014 | -10.124 | 2032 | 0.91 | NA
COM-LIGHTING-32.4 | Com ¦ LED Fixtures and Retrofit Kits - 140 lpw - RET ¦ PG&E ¦ All | Com ¦ LED Fixtures and Retrofit Kits - 140 lpw - RET | PG&E ¦ All | PG&E | All | Electric | LED troffer or linear ambient fixture with at least 140 lpw efficacy | Efficient |  |  | 0 | Conventional | Lighting | Com - Lodging | Com | RET Only | 0 | 1000 sqft2 of floor space | fixture | 14.7032 | DEER:Indoor_CFL_Ltg | 35.1863 | 0.0037694 | 0.24897 | eTRM SWLG012-01 | 161.6764 | 2020 | 130.0452 | 2020 | 0 | 0 | eTRM SWLG012-01 | Com LED Fixtures - RET ¦ PG&E ¦ All | Com LED Fixtures - RET | 0.42586 | 1 | 0.023333 | Itron Commercial Saturation Survey 2014 | -8.0076 | 2032 | 0.91 | NA
COM-LIGHTING-32.5 | Com ¦ LED Fixtures and Retrofit Kits - 140 lpw - RET ¦ PG&E ¦ All | Com ¦ LED Fixtures and Retrofit Kits - 140 lpw - RET | PG&E ¦ All | PG&E | All | Electric | LED troffer or linear ambient fixture with at least 140 lpw efficacy | Efficient |  |  | 0 | Conventional | Lighting | Com - Office (Large) | Com | RET Only | 0 | 1000 sqft2 of floor space | fixture | 14.7032 | DEER:Indoor_CFL_Ltg | 52.2524 | 0.006468 | 0.20175 | eTRM SWLG012-01 | 161.6764 | 2020 | 130.0452 | 2020 | 0 | 0 | eTRM SWLG012-01 | Com LED Fixtures - RET ¦ PG&E ¦ All | Com LED Fixtures - RET | 0.4563 | 1 | 0.023333 | Itron Commercial Saturation Survey 2014 | -6.1026 | 2032 | 0.91 | NA
COM-LIGHTING-32.6 | Com ¦ LED Fixtures and Retrofit Kits - 140 lpw - RET ¦ PG&E ¦ All | Com ¦ LED Fixtures and Retrofit Kits - 140 lpw - RET | PG&E ¦ All | PG&E | All | Electric | LED troffer or linear ambient fixture with at least 140 lpw efficacy | Efficient |  |  | 0 | Conventional | Lighting | Com - Office (Small) | Com | RET Only | 0 | 1000 sqft2 of floor space | fixture | 14.7032 | DEER:Indoor_CFL_Ltg | 46.7792 | 0.006121 | 0.1738 | eTRM SWLG012-01 | 161.6764 | 2020 | 130.0452 | 2020 | 0 | 0 | eTRM SWLG012-01 | Com LED Fixtures - RET ¦ PG&E ¦ All | Com LED Fixtures - RET | 0.4563 | 1 | 0.023333 | Itron Commercial Saturation Survey 2014 | -2.4888 | 2032 | 0.91 | NA
COM-LIGHTING-32.7 | Com ¦ LED Fixtures and Retrofit Kits - 140 lpw - RET ¦ PG&E ¦ All | Com ¦ LED Fixtures and Retrofit Kits - 140 lpw - RET | PG&E ¦ All | PG&E | All | Electric | LED troffer or linear ambient fixture with at least 140 lpw efficacy | Efficient |  |  | 0 | Conventional | Lighting | Com - Other | Com | RET Only | 0 | 1000 sqft2 of floor space | fixture | 14.7032 | DEER:Indoor_CFL_Ltg | 29.6841 | 0.0053586 | 0.26769 | eTRM SWLG012-01 | 161.6764 | 2020 | 130.0452 | 2020 | 0 | 0 | eTRM SWLG012-01 | Com LED Fixtures - RET ¦ PG&E ¦ All | Com LED Fixtures - RET | 0.14195 | 1 | 0.023333 | Itron Commercial Saturation Survey 2014 | -4.4905 | 2032 | 0.91 | NA
COM-LIGHTING-32.8 | Com ¦ LED Fixtures and Retrofit Kits - 140 lpw - RET ¦ PG&E ¦ All | Com ¦ LED Fixtures and Retrofit Kits - 140 lpw - RET | PG&E ¦ All | PG&E | All | Electric | LED troffer or linear ambient fixture with at least 140 lpw efficacy | Efficient |  |  | 0 | Conventional | Lighting | Com - Refrig. Warehouse | Com | RET Only | 0 | 1000 sqft2 of floor space | fixture | 14.7032 | DEER:Indoor_CFL_Ltg | 98.766 | 0.011731 | 0 | eTRM SWLG012-01 | 161.6764 | 2020 | 130.0452 | 2020 | 0 | 0 | eTRM SWLG012-01 | Com LED Fixtures - RET ¦ PG&E ¦ All | Com LED Fixtures - RET | 0.010953 | 1 | 0.023333 | Itron Commercial Saturation Survey 2014 | -1.7648 | 2032 | 0.91 | NA
COM-LIGHTING-32.9 | Com ¦ LED Fixtures and Retrofit Kits - 140 lpw - RET ¦ PG&E ¦ All | Com ¦ LED Fixtures and Retrofit Kits - 140 lpw - RET | PG&E ¦ All | PG&E | All | Electric | LED troffer or linear ambient fixture with at least 140 lpw efficacy | Efficient |  |  | 0 | Conventional | Lighting | Com - Restaurant | Com | RET Only | 0 | 1000 sqft2 of floor space | fixture | 14.7032 | DEER:Indoor_CFL_Ltg | 91.0748 | 0.011222 | 0.70557 | eTRM SWLG012-01 | 161.6764 | 2020 | 130.0452 | 2020 | 0 | 0 | eTRM SWLG012-01 | Com LED Fixtures - RET ¦ PG&E ¦ All | Com LED Fixtures - RET | 0.42586 | 1 | 0.023333 | Itron Commercial Saturation Survey 2014 | -2.1485 | 2032 | 0.91 | NA
COM-LIGHTING-32.10 | Com ¦ LED Fixtures and Retrofit Kits - 140 lpw - RET ¦ PG&E ¦ All | Com ¦ LED Fixtures and Retrofit Kits - 140 lpw - RET | PG&E ¦ All | PG&E | All | Electric | LED troffer or linear ambient fixture with at least 140 lpw efficacy | Efficient |  |  | 0 | Conventional | Lighting | Com - Retail | Com | RET Only | 0 | 1000 sqft2 of floor space | fixture | 14.7032 | DEER:Indoor_CFL_Ltg | 90.7553 | 0.011861 | 0.42207 | eTRM SWLG012-01 | 161.6764 | 2020 | 130.0452 | 2020 | 0 | 0 | eTRM SWLG012-01 | Com LED Fixtures - RET ¦ PG&E ¦ All | Com LED Fixtures - RET | 0.42586 | 1 | 0.023333 | Itron Commercial Saturation Survey 2014 | -33.9694 | 2032 | 0.91 | NA
COM-LIGHTING-32.11 | Com ¦ LED Fixtures and Retrofit Kits - 140 lpw - RET ¦ PG&E ¦ All | Com ¦ LED Fixtures and Retrofit Kits - 140 lpw - RET | PG&E ¦ All | PG&E | All | Electric | LED troffer or linear ambient fixture with at least 140 lpw efficacy | Efficient |  |  | 0 | Conventional | Lighting | Com - School | Com | RET Only | 0 | 1000 sqft2 of floor space | fixture | 14.7032 | DEER:Indoor_CFL_Ltg | 40.2131 | 0.0047451 | 0.39222 | eTRM SWLG012-01 | 161.6764 | 2020 | 130.0452 | 2020 | 0 | 0 | eTRM SWLG012-01 | Com LED Fixtures - RET ¦ PG&E ¦ All | Com LED Fixtures - RET | 0.39412 | 1 | 0.023333 | Itron Commercial Saturation Survey 2014 | -7.5171 | 2032 | 0.91 | NA
COM-LIGHTING-32.12 | Com ¦ LED Fixtures and Retrofit Kits - 140 lpw - RET ¦ PG&E ¦ All | Com ¦ LED Fixtures and Retrofit Kits - 140 lpw - RET | PG&E ¦ All | PG&E | All | Electric | LED troffer or linear ambient fixture with at least 140 lpw efficacy | Efficient |  |  | 0 | Conventional | Lighting | Com - Warehouse | Com | RET Only | 0 | 1000 sqft2 of floor space | fixture | 14.7032 | DEER:Indoor_CFL_Ltg | 54.8611 | 0.0051689 | 0.25442 | eTRM SWLG012-01 | 161.6764 | 2020 | 130.0452 | 2020 | 0 | 0 | eTRM SWLG012-01 | Com LED Fixtures - RET ¦ PG&E ¦ All | Com LED Fixtures - RET | 0.035432 | 1 | 0.023333 | Itron Commercial Saturation Survey 2014 | -17.5157 | 2032 | 0.91 | NA
COM-LIGHTING-34.1 | Com ¦ LED Fixtures and Retrofit Kits - 125 lpw ¦ PG&E ¦ All | Com ¦ LED Fixtures and Retrofit Kits - 125 lpw | PG&E ¦ All | PG&E | All | Electric | LED troffer or linear ambient fixture with at least 125 lpw efficacy | Efficient |  |  | 0 | Conventional | Lighting | Com - College | Com | ROB and NEW | 0 | 1000 sqft2 of floor space | fixture | 14.7032 | DEER:Indoor_CFL_Ltg | 68.6973 | 0.01417 | 0.39071 | eTRM SWLG012-01 | 159.8322 | 2020 | 130.0452 | 2020 | 0 | 0 | eTRM SWLG012-01 | Com LED Fixtures ¦ PG&E ¦ All | Com LED Fixtures | 0.88087 | 1 | 0.27813 | Itron Commercial Saturation Survey 2014 | -6.4753 | 2032 | 0.91 | NA
COM-LIGHTING-34.2 | Com ¦ LED Fixtures and Retrofit Kits - 125 lpw ¦ PG&E ¦ All | Com ¦ LED Fixtures and Retrofit Kits - 125 lpw | PG&E ¦ All | PG&E | All | Electric | LED troffer or linear ambient fixture with at least 125 lpw efficacy | Efficient |  |  | 0 | Conventional | Lighting | Com - Grocery | Com | ROB and NEW | 0 | 1000 sqft2 of floor space | fixture | 14.7032 | DEER:Indoor_CFL_Ltg | 151.8052 | 0.021805 | 0.95005 | eTRM SWLG012-01 | 159.8322 | 2020 | 130.0452 | 2020 | 0 | 0 | eTRM SWLG012-01 | Com LED Fixtures ¦ PG&E ¦ All | Com LED Fixtures | 0.5125 | 1 | 0.27813 | Itron Commercial Saturation Survey 2014 | -10.7698 | 2032 | 0.91 | NA
COM-LIGHTING-34.3 | Com ¦ LED Fixtures and Retrofit Kits - 125 lpw ¦ PG&E ¦ All | Com ¦ LED Fixtures and Retrofit Kits - 125 lpw | PG&E ¦ All | PG&E | All | Electric | LED troffer or linear ambient fixture with at least 125 lpw efficacy | Efficient |  |  | 0 | Conventional | Lighting | Com - Health | Com | ROB and NEW | 0 | 1000 sqft2 of floor space | fixture | 14.7032 | DEER:Indoor_CFL_Ltg | 132.0461 | 0.017011 | 0.74742 | eTRM SWLG012-01 | 159.8322 | 2020 | 130.0452 | 2020 | 0 | 0 | eTRM SWLG012-01 | Com LED Fixtures ¦ PG&E ¦ All | Com LED Fixtures | 0.95181 | 1 | 0.27813 | Itron Commercial Saturation Survey 2014 | -10.7518 | 2032 | 0.91 | NA
COM-LIGHTING-34.4 | Com ¦ LED Fixtures and Retrofit Kits - 125 lpw ¦ PG&E ¦ All | Com ¦ LED Fixtures and Retrofit Kits - 125 lpw | PG&E ¦ All | PG&E | All | Electric | LED troffer or linear ambient fixture with at least 125 lpw efficacy | Efficient |  |  | 0 | Conventional | Lighting | Com - Lodging | Com | ROB and NEW | 0 | 1000 sqft2 of floor space | fixture | 14.7032 | DEER:Indoor_CFL_Ltg | 40.7787 | 0.0047709 | 0.18685 | eTRM SWLG012-01 | 159.8322 | 2020 | 130.0452 | 2020 | 0 | 0 | eTRM SWLG012-01 | Com LED Fixtures ¦ PG&E ¦ All | Com LED Fixtures | 0.95181 | 1 | 0.27813 | Itron Commercial Saturation Survey 2014 | -8.2759 | 2032 | 0.91 | NA
COM-LIGHTING-34.5 | Com ¦ LED Fixtures and Retrofit Kits - 125 lpw ¦ PG&E ¦ All | Com ¦ LED Fixtures and Retrofit Kits - 125 lpw | PG&E ¦ All | PG&E | All | Electric | LED troffer or linear ambient fixture with at least 125 lpw efficacy | Efficient |  |  | 0 | Conventional | Lighting | Com - Office (Large) | Com | ROB and NEW | 0 | 1000 sqft2 of floor space | fixture | 14.7032 | DEER:Indoor_CFL_Ltg | 63.0382 | 0.0079825 | 0.15145 | eTRM SWLG012-01 | 159.8322 | 2020 | 130.0452 | 2020 | 0 | 0 | eTRM SWLG012-01 | Com LED Fixtures ¦ PG&E ¦ All | Com LED Fixtures | 1.0199 | 1 | 0.27813 | Itron Commercial Saturation Survey 2014 | -6.9494 | 2032 | 0.91 | NA
COM-LIGHTING-34.6 | Com ¦ LED Fixtures and Retrofit Kits - 125 lpw ¦ PG&E ¦ All | Com ¦ LED Fixtures and Retrofit Kits - 125 lpw | PG&E ¦ All | PG&E | All | Electric | LED troffer or linear ambient fixture with at least 125 lpw efficacy | Efficient |  |  | 0 | Conventional | Lighting | Com - Office (Small) | Com | ROB and NEW | 0 | 1000 sqft2 of floor space | fixture | 14.7032 | DEER:Indoor_CFL_Ltg | 55.3855 | 0.0075517 | 0.13021 | eTRM SWLG012-01 | 159.8322 | 2020 | 130.0452 | 2020 | 0 | 0 | eTRM SWLG012-01 | Com LED Fixtures ¦ PG&E ¦ All | Com LED Fixtures | 1.0199 | 1 | 0.27813 | Itron Commercial Saturation Survey 2014 | -2.7971 | 2032 | 0.91 | NA
COM-LIGHTING-34.7 | Com ¦ LED Fixtures and Retrofit Kits - 125 lpw ¦ PG&E ¦ All | Com ¦ LED Fixtures and Retrofit Kits - 125 lpw | PG&E ¦ All | PG&E | All | Electric | LED troffer or linear ambient fixture with at least 125 lpw efficacy | Efficient |  |  | 0 | Conventional | Lighting | Com - Other | Com | ROB and NEW | 0 | 1000 sqft2 of floor space | fixture | 14.7032 | DEER:Indoor_CFL_Ltg | 34.9373 | 0.0066272 | 0.20063 | eTRM SWLG012-01 | 159.8322 | 2020 | 130.0452 | 2020 | 0 | 0 | eTRM SWLG012-01 | Com LED Fixtures ¦ PG&E ¦ All | Com LED Fixtures | 0.31727 | 1 | 0.27813 | Itron Commercial Saturation Survey 2014 | -4.7668 | 2032 | 0.91 | NA
COM-LIGHTING-34.8 | Com ¦ LED Fixtures and Retrofit Kits - 125 lpw ¦ PG&E ¦ All | Com ¦ LED Fixtures and Retrofit Kits - 125 lpw | PG&E ¦ All | PG&E | All | Electric | LED troffer or linear ambient fixture with at least 125 lpw efficacy | Efficient |  |  | 0 | Conventional | Lighting | Com - Refrig. Warehouse | Com | ROB and NEW | 0 | 1000 sqft2 of floor space | fixture | 14.7032 | DEER:Indoor_CFL_Ltg | 127.8264 | 0.014861 | 0 | eTRM SWLG012-01 | 159.8322 | 2020 | 130.0452 | 2020 | 0 | 0 | eTRM SWLG012-01 | Com LED Fixtures ¦ PG&E ¦ All | Com LED Fixtures | 0.02448 | 1 | 0.27813 | Itron Commercial Saturation Survey 2014 | -2.2841 | 2032 | 0.91 | NA
COM-LIGHTING-34.9 | Com ¦ LED Fixtures and Retrofit Kits - 125 lpw ¦ PG&E ¦ All | Com ¦ LED Fixtures and Retrofit Kits - 125 lpw | PG&E ¦ All | PG&E | All | Electric | LED troffer or linear ambient fixture with at least 125 lpw efficacy | Efficient |  |  | 0 | Conventional | Lighting | Com - Restaurant | Com | ROB and NEW | 0 | 1000 sqft2 of floor space | fixture | 14.7032 | DEER:Indoor_CFL_Ltg | 107.4633 | 0.013946 | 0.52827 | eTRM SWLG012-01 | 159.8322 | 2020 | 130.0452 | 2020 | 0 | 0 | eTRM SWLG012-01 | Com LED Fixtures ¦ PG&E ¦ All | Com LED Fixtures | 0.95181 | 1 | 0.27813 | Itron Commercial Saturation Survey 2014 | -2.3066 | 2032 | 0.91 | NA
COM-LIGHTING-34.10 | Com ¦ LED Fixtures and Retrofit Kits - 125 lpw ¦ PG&E ¦ All | Com ¦ LED Fixtures and Retrofit Kits - 125 lpw | PG&E ¦ All | PG&E | All | Electric | LED troffer or linear ambient fixture with at least 125 lpw efficacy | Efficient |  |  | 0 | Conventional | Lighting | Com - Retail | Com | ROB and NEW | 0 | 1000 sqft2 of floor space | fixture | 14.7032 | DEER:Indoor_CFL_Ltg | 107.838 | 0.014722 | 0.31645 | eTRM SWLG012-01 | 159.8322 | 2020 | 130.0452 | 2020 | 0 | 0 | eTRM SWLG012-01 | Com LED Fixtures ¦ PG&E ¦ All | Com LED Fixtures | 0.95181 | 1 | 0.27813 | Itron Commercial Saturation Survey 2014 | -39.4489 | 2032 | 0.91 | NA
COM-LIGHTING-34.11 | Com ¦ LED Fixtures and Retrofit Kits - 125 lpw ¦ PG&E ¦ All | Com ¦ LED Fixtures and Retrofit Kits - 125 lpw | PG&E ¦ All | PG&E | All | Electric | LED troffer or linear ambient fixture with at least 125 lpw efficacy | Efficient |  |  | 0 | Conventional | Lighting | Com - School | Com | ROB and NEW | 0 | 1000 sqft2 of floor space | fixture | 14.7032 | DEER:Indoor_CFL_Ltg | 47.4605 | 0.0057455 | 0.29404 | eTRM SWLG012-01 | 159.8322 | 2020 | 130.0452 | 2020 | 0 | 0 | eTRM SWLG012-01 | Com LED Fixtures ¦ PG&E ¦ All | Com LED Fixtures | 0.88087 | 1 | 0.27813 | Itron Commercial Saturation Survey 2014 | -8.486 | 2032 | 0.91 | NA
COM-LIGHTING-34.12 | Com ¦ LED Fixtures and Retrofit Kits - 125 lpw ¦ PG&E ¦ All | Com ¦ LED Fixtures and Retrofit Kits - 125 lpw | PG&E ¦ All | PG&E | All | Electric | LED troffer or linear ambient fixture with at least 125 lpw efficacy | Efficient |  |  | 0 | Conventional | Lighting | Com - Warehouse | Com | ROB and NEW | 0 | 1000 sqft2 of floor space | fixture | 14.7032 | DEER:Indoor_CFL_Ltg | 63.8931 | 0.0062988 | 0.19099 | eTRM SWLG012-01 | 159.8322 | 2020 | 130.0452 | 2020 | 0 | 0 | eTRM SWLG012-01 | Com LED Fixtures ¦ PG&E ¦ All | Com LED Fixtures | 0.035432 | 1 | 0.27813 | Itron Commercial Saturation Survey 2014 | -19.9554 | 2032 | 0.91 | NA
COM-LIGHTING-35.1 | Com ¦ LED Fixtures and Retrofit Kits - 140 lpw ¦ PG&E ¦ All | Com ¦ LED Fixtures and Retrofit Kits - 140 lpw | PG&E ¦ All | PG&E | All | Electric | LED troffer or linear ambient fixture with at least 140 lpw efficacy | Efficient |  |  | 0 | Conventional | Lighting | Com - College | Com | ROB and NEW | 0 | 1000 sqft2 of floor space | fixture | 14.7032 | DEER:Indoor_CFL_Ltg | 57.2875 | 0.011134 | 0.52108 | eTRM SWLG012-01 | 161.6764 | 2020 | 130.0452 | 2020 | 0 | 0 | eTRM SWLG012-01 | Com LED Fixtures ¦ PG&E ¦ All | Com LED Fixtures | 0.88087 | 1 | 0.023333 | Itron Commercial Saturation Survey 2014 | -6.044 | 2032 | 0.91 | NA
COM-LIGHTING-35.2 | Com ¦ LED Fixtures and Retrofit Kits - 140 lpw ¦ PG&E ¦ All | Com ¦ LED Fixtures and Retrofit Kits - 140 lpw | PG&E ¦ All | PG&E | All | Electric | LED troffer or linear ambient fixture with at least 140 lpw efficacy | Efficient |  |  | 0 | Conventional | Lighting | Com - Grocery | Com | ROB and NEW | 0 | 1000 sqft2 of floor space | fixture | 14.7032 | DEER:Indoor_CFL_Ltg | 128.8922 | 0.017781 | 1.263 | eTRM SWLG012-01 | 161.6764 | 2020 | 130.0452 | 2020 | 0 | 0 | eTRM SWLG012-01 | Com LED Fixtures ¦ PG&E ¦ All | Com LED Fixtures | 0.5125 | 1 | 0.023333 | Itron Commercial Saturation Survey 2014 | -10.2158 | 2032 | 0.91 | NA
COM-LIGHTING-35.3 | Com ¦ LED Fixtures and Retrofit Kits - 140 lpw ¦ PG&E ¦ All | Com ¦ LED Fixtures and Retrofit Kits - 140 lpw | PG&E ¦ All | PG&E | All | Electric | LED troffer or linear ambient fixture with at least 140 lpw efficacy | Efficient |  |  | 0 | Conventional | Lighting | Com - Health | Com | ROB and NEW | 0 | 1000 sqft2 of floor space | fixture | 14.7032 | DEER:Indoor_CFL_Ltg | 111.7127 | 0.013543 | 0.99621 | eTRM SWLG012-01 | 161.6764 | 2020 | 130.0452 | 2020 | 0 | 0 | eTRM SWLG012-01 | Com LED Fixtures ¦ PG&E ¦ All | Com LED Fixtures | 0.95181 | 1 | 0.023333 | Itron Commercial Saturation Survey 2014 | -10.124 | 2032 | 0.91 | NA
COM-LIGHTING-35.4 | Com ¦ LED Fixtures and Retrofit Kits - 140 lpw ¦ PG&E ¦ All | Com ¦ LED Fixtures and Retrofit Kits - 140 lpw | PG&E ¦ All | PG&E | All | Electric | LED troffer or linear ambient fixture with at least 140 lpw efficacy | Efficient |  |  | 0 | Conventional | Lighting | Com - Lodging | Com | ROB and NEW | 0 | 1000 sqft2 of floor space | fixture | 14.7032 | DEER:Indoor_CFL_Ltg | 35.1863 | 0.0037694 | 0.24897 | eTRM SWLG012-01 | 161.6764 | 2020 | 130.0452 | 2020 | 0 | 0 | eTRM SWLG012-01 | Com LED Fixtures ¦ PG&E ¦ All | Com LED Fixtures | 0.95181 | 1 | 0.023333 | Itron Commercial Saturation Survey 2014 | -8.0076 | 2032 | 0.91 | NA
COM-LIGHTING-35.5 | Com ¦ LED Fixtures and Retrofit Kits - 140 lpw ¦ PG&E ¦ All | Com ¦ LED Fixtures and Retrofit Kits - 140 lpw | PG&E ¦ All | PG&E | All | Electric | LED troffer or linear ambient fixture with at least 140 lpw efficacy | Efficient |  |  | 0 | Conventional | Lighting | Com - Office (Large) | Com | ROB and NEW | 0 | 1000 sqft2 of floor space | fixture | 14.7032 | DEER:Indoor_CFL_Ltg | 52.2524 | 0.006468 | 0.20175 | eTRM SWLG012-01 | 161.6764 | 2020 | 130.0452 | 2020 | 0 | 0 | eTRM SWLG012-01 | Com LED Fixtures ¦ PG&E ¦ All | Com LED Fixtures | 1.0199 | 1 | 0.023333 | Itron Commercial Saturation Survey 2014 | -6.1026 | 2032 | 0.91 | NA
COM-LIGHTING-35.6 | Com ¦ LED Fixtures and Retrofit Kits - 140 lpw ¦ PG&E ¦ All | Com ¦ LED Fixtures and Retrofit Kits - 140 lpw | PG&E ¦ All | PG&E | All | Electric | LED troffer or linear ambient fixture with at least 140 lpw efficacy | Efficient |  |  | 0 | Conventional | Lighting | Com - Office (Small) | Com | ROB and NEW | 0 | 1000 sqft2 of floor space | fixture | 14.7032 | DEER:Indoor_CFL_Ltg | 46.7792 | 0.006121 | 0.1738 | eTRM SWLG012-01 | 161.6764 | 2020 | 130.0452 | 2020 | 0 | 0 | eTRM SWLG012-01 | Com LED Fixtures ¦ PG&E ¦ All | Com LED Fixtures | 1.0199 | 1 | 0.023333 | Itron Commercial Saturation Survey 2014 | -2.4888 | 2032 | 0.91 | NA
COM-LIGHTING-35.7 | Com ¦ LED Fixtures and Retrofit Kits - 140 lpw ¦ PG&E ¦ All | Com ¦ LED Fixtures and Retrofit Kits - 140 lpw | PG&E ¦ All | PG&E | All | Electric | LED troffer or linear ambient fixture with at least 140 lpw efficacy | Efficient |  |  | 0 | Conventional | Lighting | Com - Other | Com | ROB and NEW | 0 | 1000 sqft2 of floor space | fixture | 14.7032 | DEER:Indoor_CFL_Ltg | 29.6841 | 0.0053586 | 0.26769 | eTRM SWLG012-01 | 161.6764 | 2020 | 130.0452 | 2020 | 0 | 0 | eTRM SWLG012-01 | Com LED Fixtures ¦ PG&E ¦ All | Com LED Fixtures | 0.31727 | 1 | 0.023333 | Itron Commercial Saturation Survey 2014 | -4.4905 | 2032 | 0.91 | NA
COM-LIGHTING-35.8 | Com ¦ LED Fixtures and Retrofit Kits - 140 lpw ¦ PG&E ¦ All | Com ¦ LED Fixtures and Retrofit Kits - 140 lpw | PG&E ¦ All | PG&E | All | Electric | LED troffer or linear ambient fixture with at least 140 lpw efficacy | Efficient |  |  | 0 | Conventional | Lighting | Com - Refrig. Warehouse | Com | ROB and NEW | 0 | 1000 sqft2 of floor space | fixture | 14.7032 | DEER:Indoor_CFL_Ltg | 98.766 | 0.011731 | 0 | eTRM SWLG012-01 | 161.6764 | 2020 | 130.0452 | 2020 | 0 | 0 | eTRM SWLG012-01 | Com LED Fixtures ¦ PG&E ¦ All | Com LED Fixtures | 0.02448 | 1 | 0.023333 | Itron Commercial Saturation Survey 2014 | -1.7648 | 2032 | 0.91 | NA
COM-LIGHTING-35.9 | Com ¦ LED Fixtures and Retrofit Kits - 140 lpw ¦ PG&E ¦ All | Com ¦ LED Fixtures and Retrofit Kits - 140 lpw | PG&E ¦ All | PG&E | All | Electric | LED troffer or linear ambient fixture with at least 140 lpw efficacy | Efficient |  |  | 0 | Conventional | Lighting | Com - Restaurant | Com | ROB and NEW | 0 | 1000 sqft2 of floor space | fixture | 14.7032 | DEER:Indoor_CFL_Ltg | 91.0748 | 0.011222 | 0.70557 | eTRM SWLG012-01 | 161.6764 | 2020 | 130.0452 | 2020 | 0 | 0 | eTRM SWLG012-01 | Com LED Fixtures ¦ PG&E ¦ All | Com LED Fixtures | 0.95181 | 1 | 0.023333 | Itron Commercial Saturation Survey 2014 | -2.1485 | 2032 | 0.91 | NA
COM-LIGHTING-35.10 | Com ¦ LED Fixtures and Retrofit Kits - 140 lpw ¦ PG&E ¦ All | Com ¦ LED Fixtures and Retrofit Kits - 140 lpw | PG&E ¦ All | PG&E | All | Electric | LED troffer or linear ambient fixture with at least 140 lpw efficacy | Efficient |  |  | 0 | Conventional | Lighting | Com - Retail | Com | ROB and NEW | 0 | 1000 sqft2 of floor space | fixture | 14.7032 | DEER:Indoor_CFL_Ltg | 90.7553 | 0.011861 | 0.42207 | eTRM SWLG012-01 | 161.6764 | 2020 | 130.0452 | 2020 | 0 | 0 | eTRM SWLG012-01 | Com LED Fixtures ¦ PG&E ¦ All | Com LED Fixtures | 0.95181 | 1 | 0.023333 | Itron Commercial Saturation Survey 2014 | -33.9694 | 2032 | 0.91 | NA
COM-LIGHTING-35.11 | Com ¦ LED Fixtures and Retrofit Kits - 140 lpw ¦ PG&E ¦ All | Com ¦ LED Fixtures and Retrofit Kits - 140 lpw | PG&E ¦ All | PG&E | All | Electric | LED troffer or linear ambient fixture with at least 140 lpw efficacy | Efficient |  |  | 0 | Conventional | Lighting | Com - School | Com | ROB and NEW | 0 | 1000 sqft2 of floor space | fixture | 14.7032 | DEER:Indoor_CFL_Ltg | 40.2131 | 0.0047451 | 0.39222 | eTRM SWLG012-01 | 161.6764 | 2020 | 130.0452 | 2020 | 0 | 0 | eTRM SWLG012-01 | Com LED Fixtures ¦ PG&E ¦ All | Com LED Fixtures | 0.88087 | 1 | 0.023333 | Itron Commercial Saturation Survey 2014 | -7.5171 | 2032 | 0.91 | NA
COM-LIGHTING-35.12 | Com ¦ LED Fixtures and Retrofit Kits - 140 lpw ¦ PG&E ¦ All | Com ¦ LED Fixtures and Retrofit Kits - 140 lpw | PG&E ¦ All | PG&E | All | Electric | LED troffer or linear ambient fixture with at least 140 lpw efficacy | Efficient |  |  | 0 | Conventional | Lighting | Com - Warehouse | Com | ROB and NEW | 0 | 1000 sqft2 of floor space | fixture | 14.7032 | DEER:Indoor_CFL_Ltg | 54.8611 | 0.0051689 | 0.25442 | eTRM SWLG012-01 | 161.6764 | 2020 | 130.0452 | 2020 | 0 | 0 | eTRM SWLG012-01 | Com LED Fixtures ¦ PG&E ¦ All | Com LED Fixtures | 0.035432 | 1 | 0.023333 | Itron Commercial Saturation Survey 2014 | -17.5157 | 2032 | 0.91 | NA
COM-LIGHTING-30.1 | Com ¦ LED Fixtures and Retrofit Kits - 60 lpw - RET ¦ SCE ¦ All | Com ¦ LED Fixtures and Retrofit Kits - 60 lpw - RET | SCE ¦ All | SCE | All | Electric | LED troffer or linear ambient fixture with 60 lpw efficacy | Average Existing |  |  | 0 | Conventional | Lighting | Com - College | Com | RET Only | 0 | 1000 sqft2 of floor space | fixture | 14.7014 | DEER:Indoor_CFL_Ltg | 140.74 | 0.033157 | 0 | eTRM SWLG012-01 Extrapolation | 97.8034 | 2020 | 130.0452 | 2020 | 0 | 0 | Extrapolated from eTRM data | Com LED Fixtures - RET ¦ SCE ¦ All | Com LED Fixtures - RET | 0.30381 | 1 | 0.37 | Itron Commercial Saturation Survey 2014 | -10.6256 | 2012 | 0.91 | NA
COM-LIGHTING-30.2 | Com ¦ LED Fixtures and Retrofit Kits - 60 lpw - RET ¦ SCE ¦ All | Com ¦ LED Fixtures and Retrofit Kits - 60 lpw - RET | SCE ¦ All | SCE | All | Electric | LED troffer or linear ambient fixture with 60 lpw efficacy | Average Existing |  |  | 0 | Conventional | Lighting | Com - Grocery | Com | RET Only | 0 | 1000 sqft2 of floor space | fixture | 14.7014 | DEER:Indoor_CFL_Ltg | 293.896 | 0.047013 | 0 | eTRM SWLG012-01 Extrapolation | 97.8034 | 2020 | 130.0452 | 2020 | 0 | 0 | Extrapolated from eTRM data | Com LED Fixtures - RET ¦ SCE ¦ All | Com LED Fixtures - RET | 0.28075 | 1 | 0.37 | Itron Commercial Saturation Survey 2014 | -16.5313 | 2012 | 0.91 | NA
COM-LIGHTING-30.3 | Com ¦ LED Fixtures and Retrofit Kits - 60 lpw - RET ¦ SCE ¦ All | Com ¦ LED Fixtures and Retrofit Kits - 60 lpw - RET | SCE ¦ All | SCE | All | Electric | LED troffer or linear ambient fixture with 60 lpw efficacy | Average Existing |  |  | 0 | Conventional | Lighting | Com - Health | Com | RET Only | 0 | 1000 sqft2 of floor space | fixture | 14.7014 | DEER:Indoor_CFL_Ltg | 262.9979 | 0.039156 | 0 | eTRM SWLG012-01 Extrapolation | 97.8034 | 2020 | 130.0452 | 2020 | 0 | 0 | Extrapolated from eTRM data | Com LED Fixtures - RET ¦ SCE ¦ All | Com LED Fixtures - RET | 0.30381 | 1 | 0.37 | Itron Commercial Saturation Survey 2014 | -17.2097 | 2012 | 0.91 | NA
COM-LIGHTING-30.4 | Com ¦ LED Fixtures and Retrofit Kits - 60 lpw - RET ¦ SCE ¦ All | Com ¦ LED Fixtures and Retrofit Kits - 60 lpw - RET | SCE ¦ All | SCE | All | Electric | LED troffer or linear ambient fixture with 60 lpw efficacy | Average Existing |  |  | 0 | Conventional | Lighting | Com - Lodging | Com | RET Only | 0 | 1000 sqft2 of floor space | fixture | 14.7014 | DEER:Indoor_CFL_Ltg | 77.6711 | 0.011181 | 0 | eTRM SWLG012-01 Extrapolation | 97.8034 | 2020 | 130.0452 | 2020 | 0 | 0 | Extrapolated from eTRM data | Com LED Fixtures - RET ¦ SCE ¦ All | Com LED Fixtures - RET | 0.30381 | 1 | 0.37 | Itron Commercial Saturation Survey 2014 | -12.2474 | 2012 | 0.91 | NA
COM-LIGHTING-30.5 | Com ¦ LED Fixtures and Retrofit Kits - 60 lpw - RET ¦ SCE ¦ All | Com ¦ LED Fixtures and Retrofit Kits - 60 lpw - RET | SCE ¦ All | SCE | All | Electric | LED troffer or linear ambient fixture with 60 lpw efficacy | Average Existing |  |  | 0 | Conventional | Lighting | Com - Office (Large) | Com | RET Only | 0 | 1000 sqft2 of floor space | fixture | 14.7014 | DEER:Indoor_CFL_Ltg | 131.6321 | 0.017703 | 0 | eTRM SWLG012-01 Extrapolation | 97.8034 | 2020 | 130.0452 | 2020 | 0 | 0 | Extrapolated from eTRM data | Com LED Fixtures - RET ¦ SCE ¦ All | Com LED Fixtures - RET | 0.23857 | 1 | 0.37 | Itron Commercial Saturation Survey 2014 | -13.091 | 2012 | 0.91 | NA
COM-LIGHTING-30.6 | Com ¦ LED Fixtures and Retrofit Kits - 60 lpw - RET ¦ SCE ¦ All | Com ¦ LED Fixtures and Retrofit Kits - 60 lpw - RET | SCE ¦ All | SCE | All | Electric | LED troffer or linear ambient fixture with 60 lpw efficacy | Average Existing |  |  | 0 | Conventional | Lighting | Com - Office (Small) | Com | RET Only | 0 | 1000 sqft2 of floor space | fixture | 14.7014 | DEER:Indoor_CFL_Ltg | 110.2084 | 0.01657 | 0 | eTRM SWLG012-01 Extrapolation | 97.8034 | 2020 | 130.0452 | 2020 | 0 | 0 | Extrapolated from eTRM data | Com LED Fixtures - RET ¦ SCE ¦ All | Com LED Fixtures - RET | 0.23857 | 1 | 0.37 | Itron Commercial Saturation Survey 2014 | -5.0528 | 2012 | 0.91 | NA
COM-LIGHTING-30.7 | Com ¦ LED Fixtures and Retrofit Kits - 60 lpw - RET ¦ SCE ¦ All | Com ¦ LED Fixtures and Retrofit Kits - 60 lpw - RET | SCE ¦ All | SCE | All | Electric | LED troffer or linear ambient fixture with 60 lpw efficacy | Average Existing |  |  | 0 | Conventional | Lighting | Com - Other | Com | RET Only | 0 | 1000 sqft2 of floor space | fixture | 14.7014 | DEER:Indoor_CFL_Ltg | 68.5288 | 0.014625 | 0 | eTRM SWLG012-01 Extrapolation | 97.8034 | 2020 | 130.0452 | 2020 | 0 | 0 | Extrapolated from eTRM data | Com LED Fixtures - RET ¦ SCE ¦ All | Com LED Fixtures - RET | 0.10127 | 1 | 0.37 | Itron Commercial Saturation Survey 2014 | -7.5673 | 2012 | 0.91 | NA
COM-LIGHTING-30.8 | Com ¦ LED Fixtures and Retrofit Kits - 60 lpw - RET ¦ SCE ¦ All | Com ¦ LED Fixtures and Retrofit Kits - 60 lpw - RET | SCE ¦ All | SCE | All | Electric | LED troffer or linear ambient fixture with 60 lpw efficacy | Average Existing |  |  | 0 | Conventional | Lighting | Com - Refrig. Warehouse | Com | RET Only | 0 | 1000 sqft2 of floor space | fixture | 14.7014 | DEER:Indoor_CFL_Ltg | 310.6745 | 0.034407 | 0 | eTRM SWLG012-01 Extrapolation | 97.8034 | 2020 | 130.0452 | 2020 | 0 | 0 | Extrapolated from eTRM data | Com LED Fixtures - RET ¦ SCE ¦ All | Com LED Fixtures - RET | 0.026861 | 1 | 0.37 | Itron Commercial Saturation Survey 2014 | -5.5513 | 2012 | 0.91 | NA
COM-LIGHTING-30.9 | Com ¦ LED Fixtures and Retrofit Kits - 60 lpw - RET ¦ SCE ¦ All | Com ¦ LED Fixtures and Retrofit Kits - 60 lpw - RET | SCE ¦ All | SCE | All | Electric | LED troffer or linear ambient fixture with 60 lpw efficacy | Average Existing |  |  | 0 | Conventional | Lighting | Com - Restaurant | Com | RET Only | 0 | 1000 sqft2 of floor space | fixture | 14.7014 | DEER:Indoor_CFL_Ltg | 212.9874 | 0.03137 | 0 | eTRM SWLG012-01 Extrapolation | 97.8034 | 2020 | 130.0452 | 2020 | 0 | 0 | Extrapolated from eTRM data | Com LED Fixtures - RET ¦ SCE ¦ All | Com LED Fixtures - RET | 0.30381 | 1 | 0.37 | Itron Commercial Saturation Survey 2014 | -3.785 | 2012 | 0.91 | NA
COM-LIGHTING-30.10 | Com ¦ LED Fixtures and Retrofit Kits - 60 lpw - RET ¦ SCE ¦ All | Com ¦ LED Fixtures and Retrofit Kits - 60 lpw - RET | SCE ¦ All | SCE | All | Electric | LED troffer or linear ambient fixture with 60 lpw efficacy | Average Existing |  |  | 0 | Conventional | Lighting | Com - Retail | Com | RET Only | 0 | 1000 sqft2 of floor space | fixture | 14.7014 | DEER:Indoor_CFL_Ltg | 216.493 | 0.032986 | 0 | eTRM SWLG012-01 Extrapolation | 97.8034 | 2020 | 130.0452 | 2020 | 0 | 0 | Extrapolated from eTRM data | Com LED Fixtures - RET ¦ SCE ¦ All | Com LED Fixtures - RET | 0.35564 | 1 | 0.37 | Itron Commercial Saturation Survey 2014 | -76.0577 | 2012 | 0.91 | NA
COM-LIGHTING-30.11 | Com ¦ LED Fixtures and Retrofit Kits - 60 lpw - RET ¦ SCE ¦ All | Com ¦ LED Fixtures and Retrofit Kits - 60 lpw - RET | SCE ¦ All | SCE | All | Electric | LED troffer or linear ambient fixture with 60 lpw efficacy | Average Existing |  |  | 0 | Conventional | Lighting | Com - School | Com | RET Only | 0 | 1000 sqft2 of floor space | fixture | 14.7014 | DEER:Indoor_CFL_Ltg | 93.6929 | 0.012458 | 0 | eTRM SWLG012-01 Extrapolation | 97.8034 | 2020 | 130.0452 | 2020 | 0 | 0 | Extrapolated from eTRM data | Com LED Fixtures - RET ¦ SCE ¦ All | Com LED Fixtures - RET | 0.30381 | 1 | 0.37 | Itron Commercial Saturation Survey 2014 | -15.4262 | 2012 | 0.91 | NA
COM-LIGHTING-30.12 | Com ¦ LED Fixtures and Retrofit Kits - 60 lpw - RET ¦ SCE ¦ All | Com ¦ LED Fixtures and Retrofit Kits - 60 lpw - RET | SCE ¦ All | SCE | All | Electric | LED troffer or linear ambient fixture with 60 lpw efficacy | Average Existing |  |  | 0 | Conventional | Lighting | Com - Warehouse | Com | RET Only | 0 | 1000 sqft2 of floor space | fixture | 14.7014 | DEER:Indoor_CFL_Ltg | 121.502 | 0.013323 | 0 | eTRM SWLG012-01 Extrapolation | 97.8034 | 2020 | 130.0452 | 2020 | 0 | 0 | Extrapolated from eTRM data | Com LED Fixtures - RET ¦ SCE ¦ All | Com LED Fixtures - RET | 0.086897 | 1 | 0.37 | Itron Commercial Saturation Survey 2014 | -36.4171 | 2012 | 0.91 | NA
COM-LIGHTING-33.1 | Com ¦ LED Fixtures and Retrofit Kits - 95 lpw ¦ SCE ¦ All | Com ¦ LED Fixtures and Retrofit Kits - 95 lpw | SCE ¦ All | SCE | All | Electric | LED troffer or linear ambient fixture with 95 lpw efficacy | Code |  |  | 0 | Conventional | Lighting | Com - College | Com | ROB and NEW | 0 | 1000 sqft2 of floor space | fixture | 14.7014 | DEER:Indoor_CFL_Ltg | 103.3032 | 0.023194 | 0 | eTRM SWLG012-01 | 125.6303 | 2020 | 130.0452 | 2020 | 0 | 0 | eTRM SWLG012-01 | Com LED Fixtures ¦ SCE ¦ All | Com LED Fixtures | 0.67902 | 1 | 0.69853 | Itron Commercial Saturation Survey 2014 | -7.7992 | 2012 | 0.91 | NA
COM-LIGHTING-33.2 | Com ¦ LED Fixtures and Retrofit Kits - 95 lpw ¦ SCE ¦ All | Com ¦ LED Fixtures and Retrofit Kits - 95 lpw | SCE ¦ All | SCE | All | Electric | LED troffer or linear ambient fixture with 95 lpw efficacy | Code |  |  | 0 | Conventional | Lighting | Com - Grocery | Com | ROB and NEW | 0 | 1000 sqft2 of floor space | fixture | 14.7014 | DEER:Indoor_CFL_Ltg | 220.0828 | 0.03382 | 0 | eTRM SWLG012-01 | 125.6303 | 2020 | 130.0452 | 2020 | 0 | 0 | eTRM SWLG012-01 | Com LED Fixtures ¦ SCE ¦ All | Com LED Fixtures | 0.62749 | 1 | 0.69853 | Itron Commercial Saturation Survey 2014 | -12.3794 | 2012 | 0.91 | NA
COM-LIGHTING-33.3 | Com ¦ LED Fixtures and Retrofit Kits - 95 lpw ¦ SCE ¦ All | Com ¦ LED Fixtures and Retrofit Kits - 95 lpw | SCE ¦ All | SCE | All | Electric | LED troffer or linear ambient fixture with 95 lpw efficacy | Code |  |  | 0 | Conventional | Lighting | Com - Health | Com | ROB and NEW | 0 | 1000 sqft2 of floor space | fixture | 14.7014 | DEER:Indoor_CFL_Ltg | 193.7276 | 0.027336 | 0 | eTRM SWLG012-01 | 125.6303 | 2020 | 130.0452 | 2020 | 0 | 0 | eTRM SWLG012-01 | Com LED Fixtures ¦ SCE ¦ All | Com LED Fixtures | 0.67902 | 1 | 0.69853 | Itron Commercial Saturation Survey 2014 | -12.6769 | 2012 | 0.91 | NA
COM-LIGHTING-33.4 | Com ¦ LED Fixtures and Retrofit Kits - 95 lpw ¦ SCE ¦ All | Com ¦ LED Fixtures and Retrofit Kits - 95 lpw | SCE ¦ All | SCE | All | Electric | LED troffer or linear ambient fixture with 95 lpw efficacy | Code |  |  | 0 | Conventional | Lighting | Com - Lodging | Com | ROB and NEW | 0 | 1000 sqft2 of floor space | fixture | 14.7014 | DEER:Indoor_CFL_Ltg | 57.599 | 0.0077756 | 0 | eTRM SWLG012-01 | 125.6303 | 2020 | 130.0452 | 2020 | 0 | 0 | eTRM SWLG012-01 | Com LED Fixtures ¦ SCE ¦ All | Com LED Fixtures | 0.67902 | 1 | 0.69853 | Itron Commercial Saturation Survey 2014 | -9.0824 | 2012 | 0.91 | NA
COM-LIGHTING-33.5 | Com ¦ LED Fixtures and Retrofit Kits - 95 lpw ¦ SCE ¦ All | Com ¦ LED Fixtures and Retrofit Kits - 95 lpw | SCE ¦ All | SCE | All | Electric | LED troffer or linear ambient fixture with 95 lpw efficacy | Code |  |  | 0 | Conventional | Lighting | Com - Office (Large) | Com | ROB and NEW | 0 | 1000 sqft2 of floor space | fixture | 14.7014 | DEER:Indoor_CFL_Ltg | 95.5076 | 0.012504 | 0 | eTRM SWLG012-01 | 125.6303 | 2020 | 130.0452 | 2020 | 0 | 0 | eTRM SWLG012-01 | Com LED Fixtures ¦ SCE ¦ All | Com LED Fixtures | 0.53321 | 1 | 0.69853 | Itron Commercial Saturation Survey 2014 | -9.4984 | 2012 | 0.91 | NA
COM-LIGHTING-33.6 | Com ¦ LED Fixtures and Retrofit Kits - 95 lpw ¦ SCE ¦ All | Com ¦ LED Fixtures and Retrofit Kits - 95 lpw | SCE ¦ All | SCE | All | Electric | LED troffer or linear ambient fixture with 95 lpw efficacy | Code |  |  | 0 | Conventional | Lighting | Com - Office (Small) | Com | ROB and NEW | 0 | 1000 sqft2 of floor space | fixture | 14.7014 | DEER:Indoor_CFL_Ltg | 81.2046 | 0.011765 | 0 | eTRM SWLG012-01 | 125.6303 | 2020 | 130.0452 | 2020 | 0 | 0 | eTRM SWLG012-01 | Com LED Fixtures ¦ SCE ¦ All | Com LED Fixtures | 0.53321 | 1 | 0.69853 | Itron Commercial Saturation Survey 2014 | -3.7231 | 2012 | 0.91 | NA
COM-LIGHTING-33.7 | Com ¦ LED Fixtures and Retrofit Kits - 95 lpw ¦ SCE ¦ All | Com ¦ LED Fixtures and Retrofit Kits - 95 lpw | SCE ¦ All | SCE | All | Electric | LED troffer or linear ambient fixture with 95 lpw efficacy | Code |  |  | 0 | Conventional | Lighting | Com - Other | Com | ROB and NEW | 0 | 1000 sqft2 of floor space | fixture | 14.7014 | DEER:Indoor_CFL_Ltg | 50.7529 | 0.010427 | 0 | eTRM SWLG012-01 | 125.6303 | 2020 | 130.0452 | 2020 | 0 | 0 | eTRM SWLG012-01 | Com LED Fixtures ¦ SCE ¦ All | Com LED Fixtures | 0.22634 | 1 | 0.69853 | Itron Commercial Saturation Survey 2014 | -5.6044 | 2012 | 0.91 | NA
COM-LIGHTING-33.8 | Com ¦ LED Fixtures and Retrofit Kits - 95 lpw ¦ SCE ¦ All | Com ¦ LED Fixtures and Retrofit Kits - 95 lpw | SCE ¦ All | SCE | All | Electric | LED troffer or linear ambient fixture with 95 lpw efficacy | Code |  |  | 0 | Conventional | Lighting | Com - Refrig. Warehouse | Com | ROB and NEW | 0 | 1000 sqft2 of floor space | fixture | 14.7014 | DEER:Indoor_CFL_Ltg | 215.0075 | 0.024361 | 0 | eTRM SWLG012-01 | 125.6303 | 2020 | 130.0452 | 2020 | 0 | 0 | eTRM SWLG012-01 | Com LED Fixtures ¦ SCE ¦ All | Com LED Fixtures | 0.060036 | 1 | 0.69853 | Itron Commercial Saturation Survey 2014 | -3.8418 | 2012 | 0.91 | NA
COM-LIGHTING-33.9 | Com ¦ LED Fixtures and Retrofit Kits - 95 lpw ¦ SCE ¦ All | Com ¦ LED Fixtures and Retrofit Kits - 95 lpw | SCE ¦ All | SCE | All | Electric | LED troffer or linear ambient fixture with 95 lpw efficacy | Code |  |  | 0 | Conventional | Lighting | Com - Restaurant | Com | ROB and NEW | 0 | 1000 sqft2 of floor space | fixture | 14.7014 | DEER:Indoor_CFL_Ltg | 156.5277 | 0.022078 | 0 | eTRM SWLG012-01 | 125.6303 | 2020 | 130.0452 | 2020 | 0 | 0 | eTRM SWLG012-01 | Com LED Fixtures ¦ SCE ¦ All | Com LED Fixtures | 0.67902 | 1 | 0.69853 | Itron Commercial Saturation Survey 2014 | -2.7817 | 2012 | 0.91 | NA
COM-LIGHTING-33.10 | Com ¦ LED Fixtures and Retrofit Kits - 95 lpw ¦ SCE ¦ All | Com ¦ LED Fixtures and Retrofit Kits - 95 lpw | SCE ¦ All | SCE | All | Electric | LED troffer or linear ambient fixture with 95 lpw efficacy | Code |  |  | 0 | Conventional | Lighting | Com - Retail | Com | ROB and NEW | 0 | 1000 sqft2 of floor space | fixture | 14.7014 | DEER:Indoor_CFL_Ltg | 159.3143 | 0.023371 | 0 | eTRM SWLG012-01 | 125.6303 | 2020 | 130.0452 | 2020 | 0 | 0 | eTRM SWLG012-01 | Com LED Fixtures ¦ SCE ¦ All | Com LED Fixtures | 0.79487 | 1 | 0.69853 | Itron Commercial Saturation Survey 2014 | -55.9699 | 2012 | 0.91 | NA
COM-LIGHTING-33.11 | Com ¦ LED Fixtures and Retrofit Kits - 95 lpw ¦ SCE ¦ All | Com ¦ LED Fixtures and Retrofit Kits - 95 lpw | SCE ¦ All | SCE | All | Electric | LED troffer or linear ambient fixture with 95 lpw efficacy | Code |  |  | 0 | Conventional | Lighting | Com - School | Com | ROB and NEW | 0 | 1000 sqft2 of floor space | fixture | 14.7014 | DEER:Indoor_CFL_Ltg | 69.2079 | 0.0087389 | 0 | eTRM SWLG012-01 | 125.6303 | 2020 | 130.0452 | 2020 | 0 | 0 | eTRM SWLG012-01 | Com LED Fixtures ¦ SCE ¦ All | Com LED Fixtures | 0.67902 | 1 | 0.69853 | Itron Commercial Saturation Survey 2014 | -11.3948 | 2012 | 0.91 | NA
COM-LIGHTING-33.12 | Com ¦ LED Fixtures and Retrofit Kits - 95 lpw ¦ SCE ¦ All | Com ¦ LED Fixtures and Retrofit Kits - 95 lpw | SCE ¦ All | SCE | All | Electric | LED troffer or linear ambient fixture with 95 lpw efficacy | Code |  |  | 0 | Conventional | Lighting | Com - Warehouse | Com | ROB and NEW | 0 | 1000 sqft2 of floor space | fixture | 14.7014 | DEER:Indoor_CFL_Ltg | 91.0106 | 0.0096835 | 0 | eTRM SWLG012-01 | 125.6303 | 2020 | 130.0452 | 2020 | 0 | 0 | eTRM SWLG012-01 | Com LED Fixtures ¦ SCE ¦ All | Com LED Fixtures | 0.086897 | 1 | 0.69853 | Itron Commercial Saturation Survey 2014 | -27.2781 | 2012 | 0.91 | NA
COM-LIGHTING-31.1 | Com ¦ LED Fixtures and Retrofit Kits - 125 lpw - RET ¦ SCE ¦ All | Com ¦ LED Fixtures and Retrofit Kits - 125 lpw - RET | SCE ¦ All | SCE | All | Electric | LED troffer or linear ambient fixture with at least 125 lpw efficacy | Efficient |  |  | 0 | Conventional | Lighting | Com - College | Com | RET Only | 0 | 1000 sqft2 of floor space | fixture | 14.7014 | DEER:Indoor_CFL_Ltg | 67.3727 | 0.013638 | 0.19924 | eTRM SWLG012-01 | 159.8322 | 2020 | 130.0452 | 2020 | 0 | 0 | eTRM SWLG012-01 | Com LED Fixtures - RET ¦ SCE ¦ All | Com LED Fixtures - RET | 0.30381 | 1 | 0.60667 | Itron Commercial Saturation Survey 2014 | -5.7437 | 2032 | 0.91 | NA
COM-LIGHTING-31.2 | Com ¦ LED Fixtures and Retrofit Kits - 125 lpw - RET ¦ SCE ¦ All | Com ¦ LED Fixtures and Retrofit Kits - 125 lpw - RET | SCE ¦ All | SCE | All | Electric | LED troffer or linear ambient fixture with at least 125 lpw efficacy | Efficient |  |  | 0 | Conventional | Lighting | Com - Grocery | Com | RET Only | 0 | 1000 sqft2 of floor space | fixture | 14.7014 | DEER:Indoor_CFL_Ltg | 149.1084 | 0.02119 | 0.74886 | eTRM SWLG012-01 | 159.8322 | 2020 | 130.0452 | 2020 | 0 | 0 | eTRM SWLG012-01 | Com LED Fixtures - RET ¦ SCE ¦ All | Com LED Fixtures - RET | 0.28075 | 1 | 0.60667 | Itron Commercial Saturation Survey 2014 | -10.1456 | 2032 | 0.91 | NA
COM-LIGHTING-31.3 | Com ¦ LED Fixtures and Retrofit Kits - 125 lpw - RET ¦ SCE ¦ All | Com ¦ LED Fixtures and Retrofit Kits - 125 lpw - RET | SCE ¦ All | SCE | All | Electric | LED troffer or linear ambient fixture with at least 125 lpw efficacy | Efficient |  |  | 0 | Conventional | Lighting | Com - Health | Com | RET Only | 0 | 1000 sqft2 of floor space | fixture | 14.7014 | DEER:Indoor_CFL_Ltg | 127.4048 | 0.015985 | 0.43447 | eTRM SWLG012-01 | 159.8322 | 2020 | 130.0452 | 2020 | 0 | 0 | eTRM SWLG012-01 | Com LED Fixtures - RET ¦ SCE ¦ All | Com LED Fixtures - RET | 0.30381 | 1 | 0.60667 | Itron Commercial Saturation Survey 2014 | -9.5641 | 2032 | 0.91 | NA
COM-LIGHTING-31.4 | Com ¦ LED Fixtures and Retrofit Kits - 125 lpw - RET ¦ SCE ¦ All | Com ¦ LED Fixtures and Retrofit Kits - 125 lpw - RET | SCE ¦ All | SCE | All | Electric | LED troffer or linear ambient fixture with at least 125 lpw efficacy | Efficient |  |  | 0 | Conventional | Lighting | Com - Lodging | Com | RET Only | 0 | 1000 sqft2 of floor space | fixture | 14.7014 | DEER:Indoor_CFL_Ltg | 38.3498 | 0.0045078 | 0.091503 | eTRM SWLG012-01 | 159.8322 | 2020 | 130.0452 | 2020 | 0 | 0 | eTRM SWLG012-01 | Com LED Fixtures - RET ¦ SCE ¦ All | Com LED Fixtures - RET | 0.30381 | 1 | 0.60667 | Itron Commercial Saturation Survey 2014 | -6.951 | 2032 | 0.91 | NA
COM-LIGHTING-31.5 | Com ¦ LED Fixtures and Retrofit Kits - 125 lpw - RET ¦ SCE ¦ All | Com ¦ LED Fixtures and Retrofit Kits - 125 lpw - RET | SCE ¦ All | SCE | All | Electric | LED troffer or linear ambient fixture with at least 125 lpw efficacy | Efficient |  |  | 0 | Conventional | Lighting | Com - Office (Large) | Com | RET Only | 0 | 1000 sqft2 of floor space | fixture | 14.7014 | DEER:Indoor_CFL_Ltg | 60.8587 | 0.0075354 | 0.082151 | eTRM SWLG012-01 | 159.8322 | 2020 | 130.0452 | 2020 | 0 | 0 | eTRM SWLG012-01 | Com LED Fixtures - RET ¦ SCE ¦ All | Com LED Fixtures - RET | 0.23857 | 1 | 0.60667 | Itron Commercial Saturation Survey 2014 | -6.4214 | 2032 | 0.91 | NA
COM-LIGHTING-31.6 | Com ¦ LED Fixtures and Retrofit Kits - 125 lpw - RET ¦ SCE ¦ All | Com ¦ LED Fixtures and Retrofit Kits - 125 lpw - RET | SCE ¦ All | SCE | All | Electric | LED troffer or linear ambient fixture with at least 125 lpw efficacy | Efficient |  |  | 0 | Conventional | Lighting | Com - Office (Small) | Com | RET Only | 0 | 1000 sqft2 of floor space | fixture | 14.7014 | DEER:Indoor_CFL_Ltg | 53.3737 | 0.0071437 | 0.060356 | eTRM SWLG012-01 | 159.8322 | 2020 | 130.0452 | 2020 | 0 | 0 | eTRM SWLG012-01 | Com LED Fixtures - RET ¦ SCE ¦ All | Com LED Fixtures - RET | 0.23857 | 1 | 0.60667 | Itron Commercial Saturation Survey 2014 | -2.5666 | 2032 | 0.91 | NA
COM-LIGHTING-31.7 | Com ¦ LED Fixtures and Retrofit Kits - 125 lpw - RET ¦ SCE ¦ All | Com ¦ LED Fixtures and Retrofit Kits - 125 lpw - RET | SCE ¦ All | SCE | All | Electric | LED troffer or linear ambient fixture with at least 125 lpw efficacy | Efficient |  |  | 0 | Conventional | Lighting | Com - Other | Com | RET Only | 0 | 1000 sqft2 of floor space | fixture | 14.7014 | DEER:Indoor_CFL_Ltg | 33.6519 | 0.0063981 | 0.10842 | eTRM SWLG012-01 | 159.8322 | 2020 | 130.0452 | 2020 | 0 | 0 | eTRM SWLG012-01 | Com LED Fixtures - RET ¦ SCE ¦ All | Com LED Fixtures - RET | 0.10127 | 1 | 0.60667 | Itron Commercial Saturation Survey 2014 | -4.2071 | 2032 | 0.91 | NA
COM-LIGHTING-31.8 | Com ¦ LED Fixtures and Retrofit Kits - 125 lpw - RET ¦ SCE ¦ All | Com ¦ LED Fixtures and Retrofit Kits - 125 lpw - RET | SCE ¦ All | SCE | All | Electric | LED troffer or linear ambient fixture with at least 125 lpw efficacy | Efficient |  |  | 0 | Conventional | Lighting | Com - Refrig. Warehouse | Com | RET Only | 0 | 1000 sqft2 of floor space | fixture | 14.7014 | DEER:Indoor_CFL_Ltg | 123.3555 | 0.014693 | 0 | eTRM SWLG012-01 | 159.8322 | 2020 | 130.0452 | 2020 | 0 | 0 | eTRM SWLG012-01 | Com LED Fixtures - RET ¦ SCE ¦ All | Com LED Fixtures - RET | 0.026861 | 1 | 0.60667 | Itron Commercial Saturation Survey 2014 | -2.2042 | 2032 | 0.91 | NA
COM-LIGHTING-31.9 | Com ¦ LED Fixtures and Retrofit Kits - 125 lpw - RET ¦ SCE ¦ All | Com ¦ LED Fixtures and Retrofit Kits - 125 lpw - RET | SCE ¦ All | SCE | All | Electric | LED troffer or linear ambient fixture with at least 125 lpw efficacy | Efficient |  |  | 0 | Conventional | Lighting | Com - Restaurant | Com | RET Only | 0 | 1000 sqft2 of floor space | fixture | 14.7014 | DEER:Indoor_CFL_Ltg | 102.4024 | 0.013136 | 0.26588 | eTRM SWLG012-01 | 159.8322 | 2020 | 130.0452 | 2020 | 0 | 0 | eTRM SWLG012-01 | Com LED Fixtures - RET ¦ SCE ¦ All | Com LED Fixtures - RET | 0.30381 | 1 | 0.60667 | Itron Commercial Saturation Survey 2014 | -2.0195 | 2032 | 0.91 | NA
COM-LIGHTING-31.10 | Com ¦ LED Fixtures and Retrofit Kits - 125 lpw - RET ¦ SCE ¦ All | Com ¦ LED Fixtures and Retrofit Kits - 125 lpw - RET | SCE ¦ All | SCE | All | Electric | LED troffer or linear ambient fixture with at least 125 lpw efficacy | Efficient |  |  | 0 | Conventional | Lighting | Com - Retail | Com | RET Only | 0 | 1000 sqft2 of floor space | fixture | 14.7014 | DEER:Indoor_CFL_Ltg | 104.3183 | 0.014136 | 0.1404 | eTRM SWLG012-01 | 159.8322 | 2020 | 130.0452 | 2020 | 0 | 0 | eTRM SWLG012-01 | Com LED Fixtures - RET ¦ SCE ¦ All | Com LED Fixtures - RET | 0.35564 | 1 | 0.60667 | Itron Commercial Saturation Survey 2014 | -37.3425 | 2032 | 0.91 | NA
COM-LIGHTING-31.11 | Com ¦ LED Fixtures and Retrofit Kits - 125 lpw - RET ¦ SCE ¦ All | Com ¦ LED Fixtures and Retrofit Kits - 125 lpw - RET | SCE ¦ All | SCE | All | Electric | LED troffer or linear ambient fixture with at least 125 lpw efficacy | Efficient |  |  | 0 | Conventional | Lighting | Com - School | Com | RET Only | 0 | 1000 sqft2 of floor space | fixture | 14.7014 | DEER:Indoor_CFL_Ltg | 45.7075 | 0.0051703 | 0.14561 | eTRM SWLG012-01 | 159.8322 | 2020 | 130.0452 | 2020 | 0 | 0 | eTRM SWLG012-01 | Com LED Fixtures - RET ¦ SCE ¦ All | Com LED Fixtures - RET | 0.30381 | 1 | 0.60667 | Itron Commercial Saturation Survey 2014 | -7.8582 | 2032 | 0.91 | NA
COM-LIGHTING-31.12 | Com ¦ LED Fixtures and Retrofit Kits - 125 lpw - RET ¦ SCE ¦ All | Com ¦ LED Fixtures and Retrofit Kits - 125 lpw - RET | SCE ¦ All | SCE | All | Electric | LED troffer or linear ambient fixture with at least 125 lpw efficacy | Efficient |  |  | 0 | Conventional | Lighting | Com - Warehouse | Com | RET Only | 0 | 1000 sqft2 of floor space | fixture | 14.7014 | DEER:Indoor_CFL_Ltg | 61.7557 | 0.0061919 | 0 | eTRM SWLG012-01 | 159.8322 | 2020 | 130.0452 | 2020 | 0 | 0 | eTRM SWLG012-01 | Com LED Fixtures - RET ¦ SCE ¦ All | Com LED Fixtures - RET | 0.086897 | 1 | 0.60667 | Itron Commercial Saturation Survey 2014 | -18.5097 | 2032 | 0.91 | NA
COM-LIGHTING-32.1 | Com ¦ LED Fixtures and Retrofit Kits - 140 lpw - RET ¦ SCE ¦ All | Com ¦ LED Fixtures and Retrofit Kits - 140 lpw - RET | SCE ¦ All | SCE | All | Electric | LED troffer or linear ambient fixture with at least 140 lpw efficacy | Efficient |  |  | 0 | Conventional | Lighting | Com - College | Com | RET Only | 0 | 1000 sqft2 of floor space | fixture | 14.7014 | DEER:Indoor_CFL_Ltg | 55.4055 | 0.010448 | 0.26532 | eTRM SWLG012-01 | 161.6764 | 2020 | 130.0452 | 2020 | 0 | 0 | eTRM SWLG012-01 | Com LED Fixtures - RET ¦ SCE ¦ All | Com LED Fixtures - RET | 0.30381 | 1 | 0.023333 | Itron Commercial Saturation Survey 2014 | -5.0582 | 2032 | 0.91 | NA
COM-LIGHTING-32.2 | Com ¦ LED Fixtures and Retrofit Kits - 140 lpw - RET ¦ SCE ¦ All | Com ¦ LED Fixtures and Retrofit Kits - 140 lpw - RET | SCE ¦ All | SCE | All | Electric | LED troffer or linear ambient fixture with at least 140 lpw efficacy | Efficient |  |  | 0 | Conventional | Lighting | Com - Grocery | Com | RET Only | 0 | 1000 sqft2 of floor space | fixture | 14.7014 | DEER:Indoor_CFL_Ltg | 125.6366 | 0.016942 | 1.0003 | eTRM SWLG012-01 | 161.6764 | 2020 | 130.0452 | 2020 | 0 | 0 | eTRM SWLG012-01 | Com LED Fixtures - RET ¦ SCE ¦ All | Com LED Fixtures - RET | 0.28075 | 1 | 0.023333 | Itron Commercial Saturation Survey 2014 | -9.4159 | 2032 | 0.91 | NA
COM-LIGHTING-32.3 | Com ¦ LED Fixtures and Retrofit Kits - 140 lpw - RET ¦ SCE ¦ All | Com ¦ LED Fixtures and Retrofit Kits - 140 lpw - RET | SCE ¦ All | SCE | All | Electric | LED troffer or linear ambient fixture with at least 140 lpw efficacy | Efficient |  |  | 0 | Conventional | Lighting | Com - Health | Com | RET Only | 0 | 1000 sqft2 of floor space | fixture | 14.7014 | DEER:Indoor_CFL_Ltg | 105.111 | 0.012212 | 0.5801 | eTRM SWLG012-01 | 161.6764 | 2020 | 130.0452 | 2020 | 0 | 0 | eTRM SWLG012-01 | Com LED Fixtures - RET ¦ SCE ¦ All | Com LED Fixtures - RET | 0.30381 | 1 | 0.023333 | Itron Commercial Saturation Survey 2014 | -8.5166 | 2032 | 0.91 | NA
COM-LIGHTING-32.4 | Com ¦ LED Fixtures and Retrofit Kits - 140 lpw - RET ¦ SCE ¦ All | Com ¦ LED Fixtures and Retrofit Kits - 140 lpw - RET | SCE ¦ All | SCE | All | Electric | LED troffer or linear ambient fixture with at least 140 lpw efficacy | Efficient |  |  | 0 | Conventional | Lighting | Com - Lodging | Com | RET Only | 0 | 1000 sqft2 of floor space | fixture | 14.7014 | DEER:Indoor_CFL_Ltg | 31.9191 | 0.0034186 | 0.12202 | eTRM SWLG012-01 | 161.6764 | 2020 | 130.0452 | 2020 | 0 | 0 | eTRM SWLG012-01 | Com LED Fixtures - RET ¦ SCE ¦ All | Com LED Fixtures - RET | 0.30381 | 1 | 0.023333 | Itron Commercial Saturation Survey 2014 | -6.2385 | 2032 | 0.91 | NA
COM-LIGHTING-32.5 | Com ¦ LED Fixtures and Retrofit Kits - 140 lpw - RET ¦ SCE ¦ All | Com ¦ LED Fixtures and Retrofit Kits - 140 lpw - RET | SCE ¦ All | SCE | All | Electric | LED troffer or linear ambient fixture with at least 140 lpw efficacy | Efficient |  |  | 0 | Conventional | Lighting | Com - Office (Large) | Com | RET Only | 0 | 1000 sqft2 of floor space | fixture | 14.7014 | DEER:Indoor_CFL_Ltg | 49.2904 | 0.0058533 | 0.10954 | eTRM SWLG012-01 | 161.6764 | 2020 | 130.0452 | 2020 | 0 | 0 | eTRM SWLG012-01 | Com LED Fixtures - RET ¦ SCE ¦ All | Com LED Fixtures - RET | 0.23857 | 1 | 0.023333 | Itron Commercial Saturation Survey 2014 | -5.3939 | 2032 | 0.91 | NA
COM-LIGHTING-32.6 | Com ¦ LED Fixtures and Retrofit Kits - 140 lpw - RET ¦ SCE ¦ All | Com ¦ LED Fixtures and Retrofit Kits - 140 lpw - RET | SCE ¦ All | SCE | All | Electric | LED troffer or linear ambient fixture with at least 140 lpw efficacy | Efficient |  |  | 0 | Conventional | Lighting | Com - Office (Small) | Com | RET Only | 0 | 1000 sqft2 of floor space | fixture | 14.7014 | DEER:Indoor_CFL_Ltg | 44.0967 | 0.005618 | 0.080475 | eTRM SWLG012-01 | 161.6764 | 2020 | 130.0452 | 2020 | 0 | 0 | eTRM SWLG012-01 | Com LED Fixtures - RET ¦ SCE ¦ All | Com LED Fixtures - RET | 0.23857 | 1 | 0.023333 | Itron Commercial Saturation Survey 2014 | -2.1811 | 2032 | 0.91 | NA
COM-LIGHTING-32.7 | Com ¦ LED Fixtures and Retrofit Kits - 140 lpw - RET ¦ SCE ¦ All | Com ¦ LED Fixtures and Retrofit Kits - 140 lpw - RET | SCE ¦ All | SCE | All | Electric | LED troffer or linear ambient fixture with at least 140 lpw efficacy | Efficient |  |  | 0 | Conventional | Lighting | Com - Other | Com | RET Only | 0 | 1000 sqft2 of floor space | fixture | 14.7014 | DEER:Indoor_CFL_Ltg | 28.0075 | 0.0050568 | 0.14418 | eTRM SWLG012-01 | 161.6764 | 2020 | 130.0452 | 2020 | 0 | 0 | eTRM SWLG012-01 | Com LED Fixtures - RET ¦ SCE ¦ All | Com LED Fixtures - RET | 0.10127 | 1 | 0.023333 | Itron Commercial Saturation Survey 2014 | -3.7459 | 2032 | 0.91 | NA
COM-LIGHTING-32.8 | Com ¦ LED Fixtures and Retrofit Kits - 140 lpw - RET ¦ SCE ¦ All | Com ¦ LED Fixtures and Retrofit Kits - 140 lpw - RET | SCE ¦ All | SCE | All | Electric | LED troffer or linear ambient fixture with at least 140 lpw efficacy | Efficient |  |  | 0 | Conventional | Lighting | Com - Refrig. Warehouse | Com | RET Only | 0 | 1000 sqft2 of floor space | fixture | 14.7014 | DEER:Indoor_CFL_Ltg | 92.6186 | 0.011508 | 0 | eTRM SWLG012-01 | 161.6764 | 2020 | 130.0452 | 2020 | 0 | 0 | eTRM SWLG012-01 | Com LED Fixtures - RET ¦ SCE ¦ All | Com LED Fixtures - RET | 0.026861 | 1 | 0.023333 | Itron Commercial Saturation Survey 2014 | -1.6549 | 2032 | 0.91 | NA
COM-LIGHTING-32.9 | Com ¦ LED Fixtures and Retrofit Kits - 140 lpw - RET ¦ SCE ¦ All | Com ¦ LED Fixtures and Retrofit Kits - 140 lpw - RET | SCE ¦ All | SCE | All | Electric | LED troffer or linear ambient fixture with at least 140 lpw efficacy | Efficient |  |  | 0 | Conventional | Lighting | Com - Restaurant | Com | RET Only | 0 | 1000 sqft2 of floor space | fixture | 14.7014 | DEER:Indoor_CFL_Ltg | 84.2954 | 0.010188 | 0.35446 | eTRM SWLG012-01 | 161.6764 | 2020 | 130.0452 | 2020 | 0 | 0 | eTRM SWLG012-01 | Com LED Fixtures - RET ¦ SCE ¦ All | Com LED Fixtures - RET | 0.30381 | 1 | 0.023333 | Itron Commercial Saturation Survey 2014 | -1.7643 | 2032 | 0.91 | NA
COM-LIGHTING-32.10 | Com ¦ LED Fixtures and Retrofit Kits - 140 lpw - RET ¦ SCE ¦ All | Com ¦ LED Fixtures and Retrofit Kits - 140 lpw - RET | SCE ¦ All | SCE | All | Electric | LED troffer or linear ambient fixture with at least 140 lpw efficacy | Efficient |  |  | 0 | Conventional | Lighting | Com - Retail | Com | RET Only | 0 | 1000 sqft2 of floor space | fixture | 14.7014 | DEER:Indoor_CFL_Ltg | 86.1514 | 0.011068 | 0.18723 | eTRM SWLG012-01 | 161.6764 | 2020 | 130.0452 | 2020 | 0 | 0 | eTRM SWLG012-01 | Com LED Fixtures - RET ¦ SCE ¦ All | Com LED Fixtures - RET | 0.35564 | 1 | 0.023333 | Itron Commercial Saturation Survey 2014 | -31.1916 | 2032 | 0.91 | NA
COM-LIGHTING-32.11 | Com ¦ LED Fixtures and Retrofit Kits - 140 lpw - RET ¦ SCE ¦ All | Com ¦ LED Fixtures and Retrofit Kits - 140 lpw - RET | SCE ¦ All | SCE | All | Electric | LED troffer or linear ambient fixture with at least 140 lpw efficacy | Efficient |  |  | 0 | Conventional | Lighting | Com - School | Com | RET Only | 0 | 1000 sqft2 of floor space | fixture | 14.7014 | DEER:Indoor_CFL_Ltg | 37.8811 | 0.0039806 | 0.19394 | eTRM SWLG012-01 | 161.6764 | 2020 | 130.0452 | 2020 | 0 | 0 | eTRM SWLG012-01 | Com LED Fixtures - RET ¦ SCE ¦ All | Com LED Fixtures - RET | 0.30381 | 1 | 0.023333 | Itron Commercial Saturation Survey 2014 | -6.6801 | 2032 | 0.91 | NA
COM-LIGHTING-32.12 | Com ¦ LED Fixtures and Retrofit Kits - 140 lpw - RET ¦ SCE ¦ All | Com ¦ LED Fixtures and Retrofit Kits - 140 lpw - RET | SCE ¦ All | SCE | All | Electric | LED troffer or linear ambient fixture with at least 140 lpw efficacy | Efficient |  |  | 0 | Conventional | Lighting | Com - Warehouse | Com | RET Only | 0 | 1000 sqft2 of floor space | fixture | 14.7014 | DEER:Indoor_CFL_Ltg | 51.9997 | 0.0050276 | 0.15066 | eTRM SWLG012-01 | 161.6764 | 2020 | 130.0452 | 2020 | 0 | 0 | eTRM SWLG012-01 | Com LED Fixtures - RET ¦ SCE ¦ All | Com LED Fixtures - RET | 0.086897 | 1 | 0.023333 | Itron Commercial Saturation Survey 2014 | -16.2206 | 2032 | 0.91 | NA
COM-LIGHTING-34.1 | Com ¦ LED Fixtures and Retrofit Kits - 125 lpw ¦ SCE ¦ All | Com ¦ LED Fixtures and Retrofit Kits - 125 lpw | SCE ¦ All | SCE | All | Electric | LED troffer or linear ambient fixture with at least 125 lpw efficacy | Efficient |  |  | 0 | Conventional | Lighting | Com - College | Com | ROB and NEW | 0 | 1000 sqft2 of floor space | fixture | 14.7014 | DEER:Indoor_CFL_Ltg | 67.3727 | 0.013638 | 0.19924 | eTRM SWLG012-01 | 159.8322 | 2020 | 130.0452 | 2020 | 0 | 0 | eTRM SWLG012-01 | Com LED Fixtures ¦ SCE ¦ All | Com LED Fixtures | 0.67902 | 1 | 0.27813 | Itron Commercial Saturation Survey 2014 | -5.7437 | 2032 | 0.91 | NA
COM-LIGHTING-34.2 | Com ¦ LED Fixtures and Retrofit Kits - 125 lpw ¦ SCE ¦ All | Com ¦ LED Fixtures and Retrofit Kits - 125 lpw | SCE ¦ All | SCE | All | Electric | LED troffer or linear ambient fixture with at least 125 lpw efficacy | Efficient |  |  | 0 | Conventional | Lighting | Com - Grocery | Com | ROB and NEW | 0 | 1000 sqft2 of floor space | fixture | 14.7014 | DEER:Indoor_CFL_Ltg | 149.1084 | 0.02119 | 0.74886 | eTRM SWLG012-01 | 159.8322 | 2020 | 130.0452 | 2020 | 0 | 0 | eTRM SWLG012-01 | Com LED Fixtures ¦ SCE ¦ All | Com LED Fixtures | 0.62749 | 1 | 0.27813 | Itron Commercial Saturation Survey 2014 | -10.1456 | 2032 | 0.91 | NA
COM-LIGHTING-34.3 | Com ¦ LED Fixtures and Retrofit Kits - 125 lpw ¦ SCE ¦ All | Com ¦ LED Fixtures and Retrofit Kits - 125 lpw | SCE ¦ All | SCE | All | Electric | LED troffer or linear ambient fixture with at least 125 lpw efficacy | Efficient |  |  | 0 | Conventional | Lighting | Com - Health | Com | ROB and NEW | 0 | 1000 sqft2 of floor space | fixture | 14.7014 | DEER:Indoor_CFL_Ltg | 127.4048 | 0.015985 | 0.43447 | eTRM SWLG012-01 | 159.8322 | 2020 | 130.0452 | 2020 | 0 | 0 | eTRM SWLG012-01 | Com LED Fixtures ¦ SCE ¦ All | Com LED Fixtures | 0.67902 | 1 | 0.27813 | Itron Commercial Saturation Survey 2014 | -9.5641 | 2032 | 0.91 | NA
COM-LIGHTING-34.4 | Com ¦ LED Fixtures and Retrofit Kits - 125 lpw ¦ SCE ¦ All | Com ¦ LED Fixtures and Retrofit Kits - 125 lpw | SCE ¦ All | SCE | All | Electric | LED troffer or linear ambient fixture with at least 125 lpw efficacy | Efficient |  |  | 0 | Conventional | Lighting | Com - Lodging | Com | ROB and NEW | 0 | 1000 sqft2 of floor space | fixture | 14.7014 | DEER:Indoor_CFL_Ltg | 38.3498 | 0.0045078 | 0.091503 | eTRM SWLG012-01 | 159.8322 | 2020 | 130.0452 | 2020 | 0 | 0 | eTRM SWLG012-01 | Com LED Fixtures ¦ SCE ¦ All | Com LED Fixtures | 0.67902 | 1 | 0.27813 | Itron Commercial Saturation Survey 2014 | -6.951 | 2032 | 0.91 | NA
COM-LIGHTING-34.5 | Com ¦ LED Fixtures and Retrofit Kits - 125 lpw ¦ SCE ¦ All | Com ¦ LED Fixtures and Retrofit Kits - 125 lpw | SCE ¦ All | SCE | All | Electric | LED troffer or linear ambient fixture with at least 125 lpw efficacy | Efficient |  |  | 0 | Conventional | Lighting | Com - Office (Large) | Com | ROB and NEW | 0 | 1000 sqft2 of floor space | fixture | 14.7014 | DEER:Indoor_CFL_Ltg | 60.8587 | 0.0075354 | 0.082151 | eTRM SWLG012-01 | 159.8322 | 2020 | 130.0452 | 2020 | 0 | 0 | eTRM SWLG012-01 | Com LED Fixtures ¦ SCE ¦ All | Com LED Fixtures | 0.53321 | 1 | 0.27813 | Itron Commercial Saturation Survey 2014 | -6.4214 | 2032 | 0.91 | NA
COM-LIGHTING-34.6 | Com ¦ LED Fixtures and Retrofit Kits - 125 lpw ¦ SCE ¦ All | Com ¦ LED Fixtures and Retrofit Kits - 125 lpw | SCE ¦ All | SCE | All | Electric | LED troffer or linear ambient fixture with at least 125 lpw efficacy | Efficient |  |  | 0 | Conventional | Lighting | Com - Office (Small) | Com | ROB and NEW | 0 | 1000 sqft2 of floor space | fixture | 14.7014 | DEER:Indoor_CFL_Ltg | 53.3737 | 0.0071437 | 0.060356 | eTRM SWLG012-01 | 159.8322 | 2020 | 130.0452 | 2020 | 0 | 0 | eTRM SWLG012-01 | Com LED Fixtures ¦ SCE ¦ All | Com LED Fixtures | 0.53321 | 1 | 0.27813 | Itron Commercial Saturation Survey 2014 | -2.5666 | 2032 | 0.91 | NA
COM-LIGHTING-34.7 | Com ¦ LED Fixtures and Retrofit Kits - 125 lpw ¦ SCE ¦ All | Com ¦ LED Fixtures and Retrofit Kits - 125 lpw | SCE ¦ All | SCE | All | Electric | LED troffer or linear ambient fixture with at least 125 lpw efficacy | Efficient |  |  | 0 | Conventional | Lighting | Com - Other | Com | ROB and NEW | 0 | 1000 sqft2 of floor space | fixture | 14.7014 | DEER:Indoor_CFL_Ltg | 33.6519 | 0.0063981 | 0.10842 | eTRM SWLG012-01 | 159.8322 | 2020 | 130.0452 | 2020 | 0 | 0 | eTRM SWLG012-01 | Com LED Fixtures ¦ SCE ¦ All | Com LED Fixtures | 0.22634 | 1 | 0.27813 | Itron Commercial Saturation Survey 2014 | -4.2071 | 2032 | 0.91 | NA
COM-LIGHTING-34.8 | Com ¦ LED Fixtures and Retrofit Kits - 125 lpw ¦ SCE ¦ All | Com ¦ LED Fixtures and Retrofit Kits - 125 lpw | SCE ¦ All | SCE | All | Electric | LED troffer or linear ambient fixture with at least 125 lpw efficacy | Efficient |  |  | 0 | Conventional | Lighting | Com - Refrig. Warehouse | Com | ROB and NEW | 0 | 1000 sqft2 of floor space | fixture | 14.7014 | DEER:Indoor_CFL_Ltg | 123.3555 | 0.014693 | 0 | eTRM SWLG012-01 | 159.8322 | 2020 | 130.0452 | 2020 | 0 | 0 | eTRM SWLG012-01 | Com LED Fixtures ¦ SCE ¦ All | Com LED Fixtures | 0.060036 | 1 | 0.27813 | Itron Commercial Saturation Survey 2014 | -2.2042 | 2032 | 0.91 | NA
COM-LIGHTING-34.9 | Com ¦ LED Fixtures and Retrofit Kits - 125 lpw ¦ SCE ¦ All | Com ¦ LED Fixtures and Retrofit Kits - 125 lpw | SCE ¦ All | SCE | All | Electric | LED troffer or linear ambient fixture with at least 125 lpw efficacy | Efficient |  |  | 0 | Conventional | Lighting | Com - Restaurant | Com | ROB and NEW | 0 | 1000 sqft2 of floor space | fixture | 14.7014 | DEER:Indoor_CFL_Ltg | 102.4024 | 0.013136 | 0.26588 | eTRM SWLG012-01 | 159.8322 | 2020 | 130.0452 | 2020 | 0 | 0 | eTRM SWLG012-01 | Com LED Fixtures ¦ SCE ¦ All | Com LED Fixtures | 0.67902 | 1 | 0.27813 | Itron Commercial Saturation Survey 2014 | -2.0195 | 2032 | 0.91 | NA
COM-LIGHTING-34.10 | Com ¦ LED Fixtures and Retrofit Kits - 125 lpw ¦ SCE ¦ All | Com ¦ LED Fixtures and Retrofit Kits - 125 lpw | SCE ¦ All | SCE | All | Electric | LED troffer or linear ambient fixture with at least 125 lpw efficacy | Efficient |  |  | 0 | Conventional | Lighting | Com - Retail | Com | ROB and NEW | 0 | 1000 sqft2 of floor space | fixture | 14.7014 | DEER:Indoor_CFL_Ltg | 104.3183 | 0.014136 | 0.1404 | eTRM SWLG012-01 | 159.8322 | 2020 | 130.0452 | 2020 | 0 | 0 | eTRM SWLG012-01 | Com LED Fixtures ¦ SCE ¦ All | Com LED Fixtures | 0.79487 | 1 | 0.27813 | Itron Commercial Saturation Survey 2014 | -37.3425 | 2032 | 0.91 | NA
COM-LIGHTING-34.11 | Com ¦ LED Fixtures and Retrofit Kits - 125 lpw ¦ SCE ¦ All | Com ¦ LED Fixtures and Retrofit Kits - 125 lpw | SCE ¦ All | SCE | All | Electric | LED troffer or linear ambient fixture with at least 125 lpw efficacy | Efficient |  |  | 0 | Conventional | Lighting | Com - School | Com | ROB and NEW | 0 | 1000 sqft2 of floor space | fixture | 14.7014 | DEER:Indoor_CFL_Ltg | 45.7075 | 0.0051703 | 0.14561 | eTRM SWLG012-01 | 159.8322 | 2020 | 130.0452 | 2020 | 0 | 0 | eTRM SWLG012-01 | Com LED Fixtures ¦ SCE ¦ All | Com LED Fixtures | 0.67902 | 1 | 0.27813 | Itron Commercial Saturation Survey 2014 | -7.8582 | 2032 | 0.91 | NA
COM-LIGHTING-34.12 | Com ¦ LED Fixtures and Retrofit Kits - 125 lpw ¦ SCE ¦ All | Com ¦ LED Fixtures and Retrofit Kits - 125 lpw | SCE ¦ All | SCE | All | Electric | LED troffer or linear ambient fixture with at least 125 lpw efficacy | Efficient |  |  | 0 | Conventional | Lighting | Com - Warehouse | Com | ROB and NEW | 0 | 1000 sqft2 of floor space | fixture | 14.7014 | DEER:Indoor_CFL_Ltg | 61.7557 | 0.0061919 | 0 | eTRM SWLG012-01 | 159.8322 | 2020 | 130.0452 | 2020 | 0 | 0 | eTRM SWLG012-01 | Com LED Fixtures ¦ SCE ¦ All | Com LED Fixtures | 0.086897 | 1 | 0.27813 | Itron Commercial Saturation Survey 2014 | -18.5097 | 2032 | 0.91 | NA
COM-LIGHTING-35.1 | Com ¦ LED Fixtures and Retrofit Kits - 140 lpw ¦ SCE ¦ All | Com ¦ LED Fixtures and Retrofit Kits - 140 lpw | SCE ¦ All | SCE | All | Electric | LED troffer or linear ambient fixture with at least 140 lpw efficacy | Efficient |  |  | 0 | Conventional | Lighting | Com - College | Com | ROB and NEW | 0 | 1000 sqft2 of floor space | fixture | 14.7014 | DEER:Indoor_CFL_Ltg | 55.4055 | 0.010448 | 0.26532 | eTRM SWLG012-01 | 161.6764 | 2020 | 130.0452 | 2020 | 0 | 0 | eTRM SWLG012-01 | Com LED Fixtures ¦ SCE ¦ All | Com LED Fixtures | 0.67902 | 1 | 0.023333 | Itron Commercial Saturation Survey 2014 | -5.0582 | 2032 | 0.91 | NA
COM-LIGHTING-35.2 | Com ¦ LED Fixtures and Retrofit Kits - 140 lpw ¦ SCE ¦ All | Com ¦ LED Fixtures and Retrofit Kits - 140 lpw | SCE ¦ All | SCE | All | Electric | LED troffer or linear ambient fixture with at least 140 lpw efficacy | Efficient |  |  | 0 | Conventional | Lighting | Com - Grocery | Com | ROB and NEW | 0 | 1000 sqft2 of floor space | fixture | 14.7014 | DEER:Indoor_CFL_Ltg | 125.6366 | 0.016942 | 1.0003 | eTRM SWLG012-01 | 161.6764 | 2020 | 130.0452 | 2020 | 0 | 0 | eTRM SWLG012-01 | Com LED Fixtures ¦ SCE ¦ All | Com LED Fixtures | 0.62749 | 1 | 0.023333 | Itron Commercial Saturation Survey 2014 | -9.4159 | 2032 | 0.91 | NA
COM-LIGHTING-35.3 | Com ¦ LED Fixtures and Retrofit Kits - 140 lpw ¦ SCE ¦ All | Com ¦ LED Fixtures and Retrofit Kits - 140 lpw | SCE ¦ All | SCE | All | Electric | LED troffer or linear ambient fixture with at least 140 lpw efficacy | Efficient |  |  | 0 | Conventional | Lighting | Com - Health | Com | ROB and NEW | 0 | 1000 sqft2 of floor space | fixture | 14.7014 | DEER:Indoor_CFL_Ltg | 105.111 | 0.012212 | 0.5801 | eTRM SWLG012-01 | 161.6764 | 2020 | 130.0452 | 2020 | 0 | 0 | eTRM SWLG012-01 | Com LED Fixtures ¦ SCE ¦ All | Com LED Fixtures | 0.67902 | 1 | 0.023333 | Itron Commercial Saturation Survey 2014 | -8.5166 | 2032 | 0.91 | NA
COM-LIGHTING-35.4 | Com ¦ LED Fixtures and Retrofit Kits - 140 lpw ¦ SCE ¦ All | Com ¦ LED Fixtures and Retrofit Kits - 140 lpw | SCE ¦ All | SCE | All | Electric | LED troffer or linear ambient fixture with at least 140 lpw efficacy | Efficient |  |  | 0 | Conventional | Lighting | Com - Lodging | Com | ROB and NEW | 0 | 1000 sqft2 of floor space | fixture | 14.7014 | DEER:Indoor_CFL_Ltg | 31.9191 | 0.0034186 | 0.12202 | eTRM SWLG012-01 | 161.6764 | 2020 | 130.0452 | 2020 | 0 | 0 | eTRM SWLG012-01 | Com LED Fixtures ¦ SCE ¦ All | Com LED Fixtures | 0.67902 | 1 | 0.023333 | Itron Commercial Saturation Survey 2014 | -6.2385 | 2032 | 0.91 | NA
COM-LIGHTING-35.5 | Com ¦ LED Fixtures and Retrofit Kits - 140 lpw ¦ SCE ¦ All | Com ¦ LED Fixtures and Retrofit Kits - 140 lpw | SCE ¦ All | SCE | All | Electric | LED troffer or linear ambient fixture with at least 140 lpw efficacy | Efficient |  |  | 0 | Conventional | Lighting | Com - Office (Large) | Com | ROB and NEW | 0 | 1000 sqft2 of floor space | fixture | 14.7014 | DEER:Indoor_CFL_Ltg | 49.2904 | 0.0058533 | 0.10954 | eTRM SWLG012-01 | 161.6764 | 2020 | 130.0452 | 2020 | 0 | 0 | eTRM SWLG012-01 | Com LED Fixtures ¦ SCE ¦ All | Com LED Fixtures | 0.53321 | 1 | 0.023333 | Itron Commercial Saturation Survey 2014 | -5.3939 | 2032 | 0.91 | NA
COM-LIGHTING-35.6 | Com ¦ LED Fixtures and Retrofit Kits - 140 lpw ¦ SCE ¦ All | Com ¦ LED Fixtures and Retrofit Kits - 140 lpw | SCE ¦ All | SCE | All | Electric | LED troffer or linear ambient fixture with at least 140 lpw efficacy | Efficient |  |  | 0 | Conventional | Lighting | Com - Office (Small) | Com | ROB and NEW | 0 | 1000 sqft2 of floor space | fixture | 14.7014 | DEER:Indoor_CFL_Ltg | 44.0967 | 0.005618 | 0.080475 | eTRM SWLG012-01 | 161.6764 | 2020 | 130.0452 | 2020 | 0 | 0 | eTRM SWLG012-01 | Com LED Fixtures ¦ SCE ¦ All | Com LED Fixtures | 0.53321 | 1 | 0.023333 | Itron Commercial Saturation Survey 2014 | -2.1811 | 2032 | 0.91 | NA
COM-LIGHTING-35.7 | Com ¦ LED Fixtures and Retrofit Kits - 140 lpw ¦ SCE ¦ All | Com ¦ LED Fixtures and Retrofit Kits - 140 lpw | SCE ¦ All | SCE | All | Electric | LED troffer or linear ambient fixture with at least 140 lpw efficacy | Efficient |  |  | 0 | Conventional | Lighting | Com - Other | Com | ROB and NEW | 0 | 1000 sqft2 of floor space | fixture | 14.7014 | DEER:Indoor_CFL_Ltg | 28.0075 | 0.0050568 | 0.14418 | eTRM SWLG012-01 | 161.6764 | 2020 | 130.0452 | 2020 | 0 | 0 | eTRM SWLG012-01 | Com LED Fixtures ¦ SCE ¦ All | Com LED Fixtures | 0.22634 | 1 | 0.023333 | Itron Commercial Saturation Survey 2014 | -3.7459 | 2032 | 0.91 | NA
COM-LIGHTING-35.8 | Com ¦ LED Fixtures and Retrofit Kits - 140 lpw ¦ SCE ¦ All | Com ¦ LED Fixtures and Retrofit Kits - 140 lpw | SCE ¦ All | SCE | All | Electric | LED troffer or linear ambient fixture with at least 140 lpw efficacy | Efficient |  |  | 0 | Conventional | Lighting | Com - Refrig. Warehouse | Com | ROB and NEW | 0 | 1000 sqft2 of floor space | fixture | 14.7014 | DEER:Indoor_CFL_Ltg | 92.6186 | 0.011508 | 0 | eTRM SWLG012-01 | 161.6764 | 2020 | 130.0452 | 2020 | 0 | 0 | eTRM SWLG012-01 | Com LED Fixtures ¦ SCE ¦ All | Com LED Fixtures | 0.060036 | 1 | 0.023333 | Itron Commercial Saturation Survey 2014 | -1.6549 | 2032 | 0.91 | NA
COM-LIGHTING-35.9 | Com ¦ LED Fixtures and Retrofit Kits - 140 lpw ¦ SCE ¦ All | Com ¦ LED Fixtures and Retrofit Kits - 140 lpw | SCE ¦ All | SCE | All | Electric | LED troffer or linear ambient fixture with at least 140 lpw efficacy | Efficient |  |  | 0 | Conventional | Lighting | Com - Restaurant | Com | ROB and NEW | 0 | 1000 sqft2 of floor space | fixture | 14.7014 | DEER:Indoor_CFL_Ltg | 84.2954 | 0.010188 | 0.35446 | eTRM SWLG012-01 | 161.6764 | 2020 | 130.0452 | 2020 | 0 | 0 | eTRM SWLG012-01 | Com LED Fixtures ¦ SCE ¦ All | Com LED Fixtures | 0.67902 | 1 | 0.023333 | Itron Commercial Saturation Survey 2014 | -1.7643 | 2032 | 0.91 | NA
COM-LIGHTING-35.10 | Com ¦ LED Fixtures and Retrofit Kits - 140 lpw ¦ SCE ¦ All | Com ¦ LED Fixtures and Retrofit Kits - 140 lpw | SCE ¦ All | SCE | All | Electric | LED troffer or linear ambient fixture with at least 140 lpw efficacy | Efficient |  |  | 0 | Conventional | Lighting | Com - Retail | Com | ROB and NEW | 0 | 1000 sqft2 of floor space | fixture | 14.7014 | DEER:Indoor_CFL_Ltg | 86.1514 | 0.011068 | 0.18723 | eTRM SWLG012-01 | 161.6764 | 2020 | 130.0452 | 2020 | 0 | 0 | eTRM SWLG012-01 | Com LED Fixtures ¦ SCE ¦ All | Com LED Fixtures | 0.79487 | 1 | 0.023333 | Itron Commercial Saturation Survey 2014 | -31.1916 | 2032 | 0.91 | NA
COM-LIGHTING-35.11 | Com ¦ LED Fixtures and Retrofit Kits - 140 lpw ¦ SCE ¦ All | Com ¦ LED Fixtures and Retrofit Kits - 140 lpw | SCE ¦ All | SCE | All | Electric | LED troffer or linear ambient fixture with at least 140 lpw efficacy | Efficient |  |  | 0 | Conventional | Lighting | Com - School | Com | ROB and NEW | 0 | 1000 sqft2 of floor space | fixture | 14.7014 | DEER:Indoor_CFL_Ltg | 37.8811 | 0.0039806 | 0.19394 | eTRM SWLG012-01 | 161.6764 | 2020 | 130.0452 | 2020 | 0 | 0 | eTRM SWLG012-01 | Com LED Fixtures ¦ SCE ¦ All | Com LED Fixtures | 0.67902 | 1 | 0.023333 | Itron Commercial Saturation Survey 2014 | -6.6801 | 2032 | 0.91 | NA
COM-LIGHTING-35.12 | Com ¦ LED Fixtures and Retrofit Kits - 140 lpw ¦ SCE ¦ All | Com ¦ LED Fixtures and Retrofit Kits - 140 lpw | SCE ¦ All | SCE | All | Electric | LED troffer or linear ambient fixture with at least 140 lpw efficacy | Efficient |  |  | 0 | Conventional | Lighting | Com - Warehouse | Com | ROB and NEW | 0 | 1000 sqft2 of floor space | fixture | 14.7014 | DEER:Indoor_CFL_Ltg | 51.9997 | 0.0050276 | 0.15066 | eTRM SWLG012-01 | 161.6764 | 2020 | 130.0452 | 2020 | 0 | 0 | eTRM SWLG012-01 | Com LED Fixtures ¦ SCE ¦ All | Com LED Fixtures | 0.086897 | 1 | 0.023333 | Itron Commercial Saturation Survey 2014 | -16.2206 | 2032 | 0.91 | NA
COM-LIGHTING-30.1 | Com ¦ LED Fixtures and Retrofit Kits - 60 lpw - RET ¦ SDG&E ¦ All | Com ¦ LED Fixtures and Retrofit Kits - 60 lpw - RET | SDG&E ¦ All | SDG&E | All | Electric | LED troffer or linear ambient fixture with 60 lpw efficacy | Average Existing |  |  | 0 | Conventional | Lighting | Com - College | Com | RET Only | 0 | 1000 sqft2 of floor space | fixture | 14.7014 | DEER:Indoor_CFL_Ltg | 141.0573 | 0.032968 | 0 | eTRM SWLG012-01 Extrapolation | 97.8034 | 2020 | 130.0452 | 2020 | 0 | 0 | Extrapolated from eTRM data | Com LED Fixtures - RET ¦ SDG&E ¦ All | Com LED Fixtures - RET | 0.60055 | 1 | 0.37 | Itron Commercial Saturation Survey 2014 | -10.6496 | 2012 | 0.91 | NA
COM-LIGHTING-30.2 | Com ¦ LED Fixtures and Retrofit Kits - 60 lpw - RET ¦ SDG&E ¦ All | Com ¦ LED Fixtures and Retrofit Kits - 60 lpw - RET | SDG&E ¦ All | SDG&E | All | Electric | LED troffer or linear ambient fixture with 60 lpw efficacy | Average Existing |  |  | 0 | Conventional | Lighting | Com - Grocery | Com | RET Only | 0 | 1000 sqft2 of floor space | fixture | 14.7014 | DEER:Indoor_CFL_Ltg | 293.0673 | 0.046443 | 0 | eTRM SWLG012-01 Extrapolation | 97.8034 | 2020 | 130.0452 | 2020 | 0 | 0 | Extrapolated from eTRM data | Com LED Fixtures - RET ¦ SDG&E ¦ All | Com LED Fixtures - RET | 0.28722 | 1 | 0.37 | Itron Commercial Saturation Survey 2014 | -16.4847 | 2012 | 0.91 | NA
COM-LIGHTING-30.3 | Com ¦ LED Fixtures and Retrofit Kits - 60 lpw - RET ¦ SDG&E ¦ All | Com ¦ LED Fixtures and Retrofit Kits - 60 lpw - RET | SDG&E ¦ All | SDG&E | All | Electric | LED troffer or linear ambient fixture with 60 lpw efficacy | Average Existing |  |  | 0 | Conventional | Lighting | Com - Health | Com | RET Only | 0 | 1000 sqft2 of floor space | fixture | 14.7014 | DEER:Indoor_CFL_Ltg | 262.1152 | 0.038493 | 0 | eTRM SWLG012-01 Extrapolation | 97.8034 | 2020 | 130.0452 | 2020 | 0 | 0 | Extrapolated from eTRM data | Com LED Fixtures - RET ¦ SDG&E ¦ All | Com LED Fixtures - RET | 0.5332 | 1 | 0.37 | Itron Commercial Saturation Survey 2014 | -17.1519 | 2012 | 0.91 | NA
COM-LIGHTING-30.4 | Com ¦ LED Fixtures and Retrofit Kits - 60 lpw - RET ¦ SDG&E ¦ All | Com ¦ LED Fixtures and Retrofit Kits - 60 lpw - RET | SDG&E ¦ All | SDG&E | All | Electric | LED troffer or linear ambient fixture with 60 lpw efficacy | Average Existing |  |  | 0 | Conventional | Lighting | Com - Lodging | Com | RET Only | 0 | 1000 sqft2 of floor space | fixture | 14.7014 | DEER:Indoor_CFL_Ltg | 78.1886 | 0.011057 | 0 | eTRM SWLG012-01 Extrapolation | 97.8034 | 2020 | 130.0452 | 2020 | 0 | 0 | Extrapolated from eTRM data | Com LED Fixtures - RET ¦ SDG&E ¦ All | Com LED Fixtures - RET | 0.5332 | 1 | 0.37 | Itron Commercial Saturation Survey 2014 | -12.329 | 2012 | 0.91 | NA
COM-LIGHTING-30.5 | Com ¦ LED Fixtures and Retrofit Kits - 60 lpw - RET ¦ SDG&E ¦ All | Com ¦ LED Fixtures and Retrofit Kits - 60 lpw - RET | SDG&E ¦ All | SDG&E | All | Electric | LED troffer or linear ambient fixture with 60 lpw efficacy | Average Existing |  |  | 0 | Conventional | Lighting | Com - Office (Large) | Com | RET Only | 0 | 1000 sqft2 of floor space | fixture | 14.7014 | DEER:Indoor_CFL_Ltg | 131.5003 | 0.017395 | 0 | eTRM SWLG012-01 Extrapolation | 97.8034 | 2020 | 130.0452 | 2020 | 0 | 0 | Extrapolated from eTRM data | Com LED Fixtures - RET ¦ SDG&E ¦ All | Com LED Fixtures - RET | 0.56601 | 1 | 0.37 | Itron Commercial Saturation Survey 2014 | -13.0779 | 2012 | 0.91 | NA
COM-LIGHTING-30.6 | Com ¦ LED Fixtures and Retrofit Kits - 60 lpw - RET ¦ SDG&E ¦ All | Com ¦ LED Fixtures and Retrofit Kits - 60 lpw - RET | SDG&E ¦ All | SDG&E | All | Electric | LED troffer or linear ambient fixture with 60 lpw efficacy | Average Existing |  |  | 0 | Conventional | Lighting | Com - Office (Small) | Com | RET Only | 0 | 1000 sqft2 of floor space | fixture | 14.7014 | DEER:Indoor_CFL_Ltg | 109.945 | 0.016176 | 0 | eTRM SWLG012-01 Extrapolation | 97.8034 | 2020 | 130.0452 | 2020 | 0 | 0 | Extrapolated from eTRM data | Com LED Fixtures - RET ¦ SDG&E ¦ All | Com LED Fixtures - RET | 0.56601 | 1 | 0.37 | Itron Commercial Saturation Survey 2014 | -5.0408 | 2012 | 0.91 | NA
COM-LIGHTING-30.7 | Com ¦ LED Fixtures and Retrofit Kits - 60 lpw - RET ¦ SDG&E ¦ All | Com ¦ LED Fixtures and Retrofit Kits - 60 lpw - RET | SDG&E ¦ All | SDG&E | All | Electric | LED troffer or linear ambient fixture with 60 lpw efficacy | Average Existing |  |  | 0 | Conventional | Lighting | Com - Other | Com | RET Only | 0 | 1000 sqft2 of floor space | fixture | 14.7014 | DEER:Indoor_CFL_Ltg | 68.7062 | 0.014625 | 0 | eTRM SWLG012-01 Extrapolation | 97.8034 | 2020 | 130.0452 | 2020 | 0 | 0 | Extrapolated from eTRM data | Com LED Fixtures - RET ¦ SDG&E ¦ All | Com LED Fixtures - RET | 0.17773 | 1 | 0.37 | Itron Commercial Saturation Survey 2014 | -7.5868 | 2012 | 0.91 | NA
COM-LIGHTING-30.8 | Com ¦ LED Fixtures and Retrofit Kits - 60 lpw - RET ¦ SDG&E ¦ All | Com ¦ LED Fixtures and Retrofit Kits - 60 lpw - RET | SDG&E ¦ All | SDG&E | All | Electric | LED troffer or linear ambient fixture with 60 lpw efficacy | Average Existing |  |  | 0 | Conventional | Lighting | Com - Refrig. Warehouse | Com | RET Only | 0 | 1000 sqft2 of floor space | fixture | 14.7014 | DEER:Indoor_CFL_Ltg | 315.4591 | 0.035675 | 0 | eTRM SWLG012-01 Extrapolation | 97.8034 | 2020 | 130.0452 | 2020 | 0 | 0 | Extrapolated from eTRM data | Com LED Fixtures - RET ¦ SDG&E ¦ All | Com LED Fixtures - RET | 0.028803 | 1 | 0.37 | Itron Commercial Saturation Survey 2014 | -5.6367 | 2012 | 0.91 | NA
COM-LIGHTING-30.9 | Com ¦ LED Fixtures and Retrofit Kits - 60 lpw - RET ¦ SDG&E ¦ All | Com ¦ LED Fixtures and Retrofit Kits - 60 lpw - RET | SDG&E ¦ All | SDG&E | All | Electric | LED troffer or linear ambient fixture with 60 lpw efficacy | Average Existing |  |  | 0 | Conventional | Lighting | Com - Restaurant | Com | RET Only | 0 | 1000 sqft2 of floor space | fixture | 14.7014 | DEER:Indoor_CFL_Ltg | 213.7481 | 0.031229 | 0 | eTRM SWLG012-01 Extrapolation | 97.8034 | 2020 | 130.0452 | 2020 | 0 | 0 | Extrapolated from eTRM data | Com LED Fixtures - RET ¦ SDG&E ¦ All | Com LED Fixtures - RET | 0.5332 | 1 | 0.37 | Itron Commercial Saturation Survey 2014 | -3.7985 | 2012 | 0.91 | NA
COM-LIGHTING-30.10 | Com ¦ LED Fixtures and Retrofit Kits - 60 lpw - RET ¦ SDG&E ¦ All | Com ¦ LED Fixtures and Retrofit Kits - 60 lpw - RET | SDG&E ¦ All | SDG&E | All | Electric | LED troffer or linear ambient fixture with 60 lpw efficacy | Average Existing |  |  | 0 | Conventional | Lighting | Com - Retail | Com | RET Only | 0 | 1000 sqft2 of floor space | fixture | 14.7014 | DEER:Indoor_CFL_Ltg | 217.6801 | 0.03274 | 0 | eTRM SWLG012-01 Extrapolation | 97.8034 | 2020 | 130.0452 | 2020 | 0 | 0 | Extrapolated from eTRM data | Com LED Fixtures - RET ¦ SDG&E ¦ All | Com LED Fixtures - RET | 0.5332 | 1 | 0.37 | Itron Commercial Saturation Survey 2014 | -76.4748 | 2012 | 0.91 | NA
COM-LIGHTING-30.11 | Com ¦ LED Fixtures and Retrofit Kits - 60 lpw - RET ¦ SDG&E ¦ All | Com ¦ LED Fixtures and Retrofit Kits - 60 lpw - RET | SDG&E ¦ All | SDG&E | All | Electric | LED troffer or linear ambient fixture with 60 lpw efficacy | Average Existing |  |  | 0 | Conventional | Lighting | Com - School | Com | RET Only | 0 | 1000 sqft2 of floor space | fixture | 14.7014 | DEER:Indoor_CFL_Ltg | 93.4585 | 0.012323 | 0 | eTRM SWLG012-01 Extrapolation | 97.8034 | 2020 | 130.0452 | 2020 | 0 | 0 | Extrapolated from eTRM data | Com LED Fixtures - RET ¦ SDG&E ¦ All | Com LED Fixtures - RET | 0.60055 | 1 | 0.37 | Itron Commercial Saturation Survey 2014 | -15.3876 | 2012 | 0.91 | NA
COM-LIGHTING-30.12 | Com ¦ LED Fixtures and Retrofit Kits - 60 lpw - RET ¦ SDG&E ¦ All | Com ¦ LED Fixtures and Retrofit Kits - 60 lpw - RET | SDG&E ¦ All | SDG&E | All | Electric | LED troffer or linear ambient fixture with 60 lpw efficacy | Average Existing |  |  | 0 | Conventional | Lighting | Com - Warehouse | Com | RET Only | 0 | 1000 sqft2 of floor space | fixture | 14.7014 | DEER:Indoor_CFL_Ltg | 121.502 | 0.013358 | 0 | eTRM SWLG012-01 Extrapolation | 97.8034 | 2020 | 130.0452 | 2020 | 0 | 0 | Extrapolated from eTRM data | Com LED Fixtures - RET ¦ SDG&E ¦ All | Com LED Fixtures - RET | 0.09318 | 1 | 0.37 | Itron Commercial Saturation Survey 2014 | -36.4171 | 2012 | 0.91 | NA
COM-LIGHTING-33.1 | Com ¦ LED Fixtures and Retrofit Kits - 95 lpw ¦ SDG&E ¦ All | Com ¦ LED Fixtures and Retrofit Kits - 95 lpw | SDG&E ¦ All | SDG&E | All | Electric | LED troffer or linear ambient fixture with 95 lpw efficacy | Code |  |  | 0 | Conventional | Lighting | Com - College | Com | ROB and NEW | 0 | 1000 sqft2 of floor space | fixture | 14.7014 | DEER:Indoor_CFL_Ltg | 102.9541 | 0.023194 | 0 | eTRM SWLG012-01 | 125.6303 | 2020 | 130.0452 | 2020 | 0 | 0 | eTRM SWLG012-01 | Com LED Fixtures ¦ SDG&E ¦ All | Com LED Fixtures | 1.3422 | 1 | 0.69853 | Itron Commercial Saturation Survey 2014 | -7.7728 | 2012 | 0.91 | NA
COM-LIGHTING-33.2 | Com ¦ LED Fixtures and Retrofit Kits - 95 lpw ¦ SDG&E ¦ All | Com ¦ LED Fixtures and Retrofit Kits - 95 lpw | SDG&E ¦ All | SDG&E | All | Electric | LED troffer or linear ambient fixture with 95 lpw efficacy | Code |  |  | 0 | Conventional | Lighting | Com - Grocery | Com | ROB and NEW | 0 | 1000 sqft2 of floor space | fixture | 14.7014 | DEER:Indoor_CFL_Ltg | 220.5442 | 0.03382 | 0 | eTRM SWLG012-01 | 125.6303 | 2020 | 130.0452 | 2020 | 0 | 0 | eTRM SWLG012-01 | Com LED Fixtures ¦ SDG&E ¦ All | Com LED Fixtures | 0.64196 | 1 | 0.69853 | Itron Commercial Saturation Survey 2014 | -12.4054 | 2012 | 0.91 | NA
COM-LIGHTING-33.3 | Com ¦ LED Fixtures and Retrofit Kits - 95 lpw ¦ SDG&E ¦ All | Com ¦ LED Fixtures and Retrofit Kits - 95 lpw | SDG&E ¦ All | SDG&E | All | Electric | LED troffer or linear ambient fixture with 95 lpw efficacy | Code |  |  | 0 | Conventional | Lighting | Com - Health | Com | ROB and NEW | 0 | 1000 sqft2 of floor space | fixture | 14.7014 | DEER:Indoor_CFL_Ltg | 193.7276 | 0.027336 | 0 | eTRM SWLG012-01 | 125.6303 | 2020 | 130.0452 | 2020 | 0 | 0 | eTRM SWLG012-01 | Com LED Fixtures ¦ SDG&E ¦ All | Com LED Fixtures | 1.1917 | 1 | 0.69853 | Itron Commercial Saturation Survey 2014 | -12.6769 | 2012 | 0.91 | NA
COM-LIGHTING-33.4 | Com ¦ LED Fixtures and Retrofit Kits - 95 lpw ¦ SDG&E ¦ All | Com ¦ LED Fixtures and Retrofit Kits - 95 lpw | SDG&E ¦ All | SDG&E | All | Electric | LED troffer or linear ambient fixture with 95 lpw efficacy | Code |  |  | 0 | Conventional | Lighting | Com - Lodging | Com | ROB and NEW | 0 | 1000 sqft2 of floor space | fixture | 14.7014 | DEER:Indoor_CFL_Ltg | 57.599 | 0.0077756 | 0 | eTRM SWLG012-01 | 125.6303 | 2020 | 130.0452 | 2020 | 0 | 0 | eTRM SWLG012-01 | Com LED Fixtures ¦ SDG&E ¦ All | Com LED Fixtures | 1.1917 | 1 | 0.69853 | Itron Commercial Saturation Survey 2014 | -9.0824 | 2012 | 0.91 | NA
COM-LIGHTING-33.5 | Com ¦ LED Fixtures and Retrofit Kits - 95 lpw ¦ SDG&E ¦ All | Com ¦ LED Fixtures and Retrofit Kits - 95 lpw | SDG&E ¦ All | SDG&E | All | Electric | LED troffer or linear ambient fixture with 95 lpw efficacy | Code |  |  | 0 | Conventional | Lighting | Com - Office (Large) | Com | ROB and NEW | 0 | 1000 sqft2 of floor space | fixture | 14.7014 | DEER:Indoor_CFL_Ltg | 95.5076 | 0.012504 | 0 | eTRM SWLG012-01 | 125.6303 | 2020 | 130.0452 | 2020 | 0 | 0 | eTRM SWLG012-01 | Com LED Fixtures ¦ SDG&E ¦ All | Com LED Fixtures | 1.2651 | 1 | 0.69853 | Itron Commercial Saturation Survey 2014 | -9.4984 | 2012 | 0.91 | NA
COM-LIGHTING-33.6 | Com ¦ LED Fixtures and Retrofit Kits - 95 lpw ¦ SDG&E ¦ All | Com ¦ LED Fixtures and Retrofit Kits - 95 lpw | SDG&E ¦ All | SDG&E | All | Electric | LED troffer or linear ambient fixture with 95 lpw efficacy | Code |  |  | 0 | Conventional | Lighting | Com - Office (Small) | Com | ROB and NEW | 0 | 1000 sqft2 of floor space | fixture | 14.7014 | DEER:Indoor_CFL_Ltg | 81.2046 | 0.011765 | 0 | eTRM SWLG012-01 | 125.6303 | 2020 | 130.0452 | 2020 | 0 | 0 | eTRM SWLG012-01 | Com LED Fixtures ¦ SDG&E ¦ All | Com LED Fixtures | 1.2651 | 1 | 0.69853 | Itron Commercial Saturation Survey 2014 | -3.7231 | 2012 | 0.91 | NA
COM-LIGHTING-33.7 | Com ¦ LED Fixtures and Retrofit Kits - 95 lpw ¦ SDG&E ¦ All | Com ¦ LED Fixtures and Retrofit Kits - 95 lpw | SDG&E ¦ All | SDG&E | All | Electric | LED troffer or linear ambient fixture with 95 lpw efficacy | Code |  |  | 0 | Conventional | Lighting | Com - Other | Com | ROB and NEW | 0 | 1000 sqft2 of floor space | fixture | 14.7014 | DEER:Indoor_CFL_Ltg | 50.7529 | 0.010427 | 0 | eTRM SWLG012-01 | 125.6303 | 2020 | 130.0452 | 2020 | 0 | 0 | eTRM SWLG012-01 | Com LED Fixtures ¦ SDG&E ¦ All | Com LED Fixtures | 0.39724 | 1 | 0.69853 | Itron Commercial Saturation Survey 2014 | -5.6044 | 2012 | 0.91 | NA
COM-LIGHTING-33.8 | Com ¦ LED Fixtures and Retrofit Kits - 95 lpw ¦ SDG&E ¦ All | Com ¦ LED Fixtures and Retrofit Kits - 95 lpw | SDG&E ¦ All | SDG&E | All | Electric | LED troffer or linear ambient fixture with 95 lpw efficacy | Code |  |  | 0 | Conventional | Lighting | Com - Refrig. Warehouse | Com | ROB and NEW | 0 | 1000 sqft2 of floor space | fixture | 14.7014 | DEER:Indoor_CFL_Ltg | 215.0075 | 0.024361 | 0 | eTRM SWLG012-01 | 125.6303 | 2020 | 130.0452 | 2020 | 0 | 0 | eTRM SWLG012-01 | Com LED Fixtures ¦ SDG&E ¦ All | Com LED Fixtures | 0.064377 | 1 | 0.69853 | Itron Commercial Saturation Survey 2014 | -3.8418 | 2012 | 0.91 | NA
COM-LIGHTING-33.9 | Com ¦ LED Fixtures and Retrofit Kits - 95 lpw ¦ SDG&E ¦ All | Com ¦ LED Fixtures and Retrofit Kits - 95 lpw | SDG&E ¦ All | SDG&E | All | Electric | LED troffer or linear ambient fixture with 95 lpw efficacy | Code |  |  | 0 | Conventional | Lighting | Com - Restaurant | Com | ROB and NEW | 0 | 1000 sqft2 of floor space | fixture | 14.7014 | DEER:Indoor_CFL_Ltg | 156.5277 | 0.022078 | 0 | eTRM SWLG012-01 | 125.6303 | 2020 | 130.0452 | 2020 | 0 | 0 | eTRM SWLG012-01 | Com LED Fixtures ¦ SDG&E ¦ All | Com LED Fixtures | 1.1917 | 1 | 0.69853 | Itron Commercial Saturation Survey 2014 | -2.7817 | 2012 | 0.91 | NA
COM-LIGHTING-33.10 | Com ¦ LED Fixtures and Retrofit Kits - 95 lpw ¦ SDG&E ¦ All | Com ¦ LED Fixtures and Retrofit Kits - 95 lpw | SDG&E ¦ All | SDG&E | All | Electric | LED troffer or linear ambient fixture with 95 lpw efficacy | Code |  |  | 0 | Conventional | Lighting | Com - Retail | Com | ROB and NEW | 0 | 1000 sqft2 of floor space | fixture | 14.7014 | DEER:Indoor_CFL_Ltg | 159.3143 | 0.023371 | 0 | eTRM SWLG012-01 | 125.6303 | 2020 | 130.0452 | 2020 | 0 | 0 | eTRM SWLG012-01 | Com LED Fixtures ¦ SDG&E ¦ All | Com LED Fixtures | 1.1917 | 1 | 0.69853 | Itron Commercial Saturation Survey 2014 | -55.9699 | 2012 | 0.91 | NA
COM-LIGHTING-33.11 | Com ¦ LED Fixtures and Retrofit Kits - 95 lpw ¦ SDG&E ¦ All | Com ¦ LED Fixtures and Retrofit Kits - 95 lpw | SDG&E ¦ All | SDG&E | All | Electric | LED troffer or linear ambient fixture with 95 lpw efficacy | Code |  |  | 0 | Conventional | Lighting | Com - School | Com | ROB and NEW | 0 | 1000 sqft2 of floor space | fixture | 14.7014 | DEER:Indoor_CFL_Ltg | 69.2079 | 0.0087389 | 0 | eTRM SWLG012-01 | 125.6303 | 2020 | 130.0452 | 2020 | 0 | 0 | eTRM SWLG012-01 | Com LED Fixtures ¦ SDG&E ¦ All | Com LED Fixtures | 1.3422 | 1 | 0.69853 | Itron Commercial Saturation Survey 2014 | -11.3948 | 2012 | 0.91 | NA
COM-LIGHTING-33.12 | Com ¦ LED Fixtures and Retrofit Kits - 95 lpw ¦ SDG&E ¦ All | Com ¦ LED Fixtures and Retrofit Kits - 95 lpw | SDG&E ¦ All | SDG&E | All | Electric | LED troffer or linear ambient fixture with 95 lpw efficacy | Code |  |  | 0 | Conventional | Lighting | Com - Warehouse | Com | ROB and NEW | 0 | 1000 sqft2 of floor space | fixture | 14.7014 | DEER:Indoor_CFL_Ltg | 91.0106 | 0.0096835 | 0 | eTRM SWLG012-01 | 125.6303 | 2020 | 130.0452 | 2020 | 0 | 0 | eTRM SWLG012-01 | Com LED Fixtures ¦ SDG&E ¦ All | Com LED Fixtures | 0.09318 | 1 | 0.69853 | Itron Commercial Saturation Survey 2014 | -27.2781 | 2012 | 0.91 | NA
COM-LIGHTING-31.1 | Com ¦ LED Fixtures and Retrofit Kits - 125 lpw - RET ¦ SDG&E ¦ All | Com ¦ LED Fixtures and Retrofit Kits - 125 lpw - RET | SDG&E ¦ All | SDG&E | All | Electric | LED troffer or linear ambient fixture with at least 125 lpw efficacy | Efficient |  |  | 0 | Conventional | Lighting | Com - College | Com | RET Only | 0 | 1000 sqft2 of floor space | fixture | 14.7014 | DEER:Indoor_CFL_Ltg | 66.3953 | 0.013794 | 0.16427 | eTRM SWLG012-01 | 159.8322 | 2020 | 130.0452 | 2020 | 0 | 0 | eTRM SWLG012-01 | Com LED Fixtures - RET ¦ SDG&E ¦ All | Com LED Fixtures - RET | 0.60055 | 1 | 0.60667 | Itron Commercial Saturation Survey 2014 | -5.5546 | 2032 | 0.91 | NA
COM-LIGHTING-31.2 | Com ¦ LED Fixtures and Retrofit Kits - 125 lpw - RET ¦ SDG&E ¦ All | Com ¦ LED Fixtures and Retrofit Kits - 125 lpw - RET | SDG&E ¦ All | SDG&E | All | Electric | LED troffer or linear ambient fixture with at least 125 lpw efficacy | Efficient |  |  | 0 | Conventional | Lighting | Com - Grocery | Com | RET Only | 0 | 1000 sqft2 of floor space | fixture | 14.7014 | DEER:Indoor_CFL_Ltg | 151.2464 | 0.021693 | 0.83269 | eTRM SWLG012-01 | 159.8322 | 2020 | 130.0452 | 2020 | 0 | 0 | eTRM SWLG012-01 | Com LED Fixtures - RET ¦ SDG&E ¦ All | Com LED Fixtures - RET | 0.28722 | 1 | 0.60667 | Itron Commercial Saturation Survey 2014 | -10.4627 | 2032 | 0.91 | NA
COM-LIGHTING-31.3 | Com ¦ LED Fixtures and Retrofit Kits - 125 lpw - RET ¦ SDG&E ¦ All | Com ¦ LED Fixtures and Retrofit Kits - 125 lpw - RET | SDG&E ¦ All | SDG&E | All | Electric | LED troffer or linear ambient fixture with at least 125 lpw efficacy | Efficient |  |  | 0 | Conventional | Lighting | Com - Health | Com | RET Only | 0 | 1000 sqft2 of floor space | fixture | 14.7014 | DEER:Indoor_CFL_Ltg | 128.0554 | 0.016615 | 0.36265 | eTRM SWLG012-01 | 159.8322 | 2020 | 130.0452 | 2020 | 0 | 0 | eTRM SWLG012-01 | Com LED Fixtures - RET ¦ SDG&E ¦ All | Com LED Fixtures - RET | 0.5332 | 1 | 0.60667 | Itron Commercial Saturation Survey 2014 | -9.4038 | 2032 | 0.91 | NA
COM-LIGHTING-31.4 | Com ¦ LED Fixtures and Retrofit Kits - 125 lpw - RET ¦ SDG&E ¦ All | Com ¦ LED Fixtures and Retrofit Kits - 125 lpw - RET | SDG&E ¦ All | SDG&E | All | Electric | LED troffer or linear ambient fixture with at least 125 lpw efficacy | Efficient |  |  | 0 | Conventional | Lighting | Com - Lodging | Com | RET Only | 0 | 1000 sqft2 of floor space | fixture | 14.7014 | DEER:Indoor_CFL_Ltg | 37.8554 | 0.0046282 | 0.078818 | eTRM SWLG012-01 | 159.8322 | 2020 | 130.0452 | 2020 | 0 | 0 | eTRM SWLG012-01 | Com LED Fixtures - RET ¦ SDG&E ¦ All | Com LED Fixtures - RET | 0.5332 | 1 | 0.60667 | Itron Commercial Saturation Survey 2014 | -6.7477 | 2032 | 0.91 | NA
COM-LIGHTING-31.5 | Com ¦ LED Fixtures and Retrofit Kits - 125 lpw - RET ¦ SDG&E ¦ All | Com ¦ LED Fixtures and Retrofit Kits - 125 lpw - RET | SDG&E ¦ All | SDG&E | All | Electric | LED troffer or linear ambient fixture with at least 125 lpw efficacy | Efficient |  |  | 0 | Conventional | Lighting | Com - Office (Large) | Com | RET Only | 0 | 1000 sqft2 of floor space | fixture | 14.7014 | DEER:Indoor_CFL_Ltg | 60.9705 | 0.0077869 | 0.034202 | eTRM SWLG012-01 | 159.8322 | 2020 | 130.0452 | 2020 | 0 | 0 | eTRM SWLG012-01 | Com LED Fixtures - RET ¦ SDG&E ¦ All | Com LED Fixtures - RET | 0.56601 | 1 | 0.60667 | Itron Commercial Saturation Survey 2014 | -6.2172 | 2032 | 0.91 | NA
COM-LIGHTING-31.6 | Com ¦ LED Fixtures and Retrofit Kits - 125 lpw - RET ¦ SDG&E ¦ All | Com ¦ LED Fixtures and Retrofit Kits - 125 lpw - RET | SDG&E ¦ All | SDG&E | All | Electric | LED troffer or linear ambient fixture with at least 125 lpw efficacy | Efficient |  |  | 0 | Conventional | Lighting | Com - Office (Small) | Com | RET Only | 0 | 1000 sqft2 of floor space | fixture | 14.7014 | DEER:Indoor_CFL_Ltg | 53.5972 | 0.0075126 | 0.032134 | eTRM SWLG012-01 | 159.8322 | 2020 | 130.0452 | 2020 | 0 | 0 | eTRM SWLG012-01 | Com LED Fixtures - RET ¦ SDG&E ¦ All | Com LED Fixtures - RET | 0.56601 | 1 | 0.60667 | Itron Commercial Saturation Survey 2014 | -2.5209 | 2032 | 0.91 | NA
COM-LIGHTING-31.7 | Com ¦ LED Fixtures and Retrofit Kits - 125 lpw - RET ¦ SDG&E ¦ All | Com ¦ LED Fixtures and Retrofit Kits - 125 lpw - RET | SDG&E ¦ All | SDG&E | All | Electric | LED troffer or linear ambient fixture with at least 125 lpw efficacy | Efficient |  |  | 0 | Conventional | Lighting | Com - Other | Com | RET Only | 0 | 1000 sqft2 of floor space | fixture | 14.7014 | DEER:Indoor_CFL_Ltg | 33.5402 | 0.0063981 | 0.099476 | eTRM SWLG012-01 | 159.8322 | 2020 | 130.0452 | 2020 | 0 | 0 | eTRM SWLG012-01 | Com LED Fixtures - RET ¦ SDG&E ¦ All | Com LED Fixtures - RET | 0.17773 | 1 | 0.60667 | Itron Commercial Saturation Survey 2014 | -4.1543 | 2032 | 0.91 | NA
COM-LIGHTING-31.8 | Com ¦ LED Fixtures and Retrofit Kits - 125 lpw - RET ¦ SDG&E ¦ All | Com ¦ LED Fixtures and Retrofit Kits - 125 lpw - RET | SDG&E ¦ All | SDG&E | All | Electric | LED troffer or linear ambient fixture with at least 125 lpw efficacy | Efficient |  |  | 0 | Conventional | Lighting | Com - Refrig. Warehouse | Com | RET Only | 0 | 1000 sqft2 of floor space | fixture | 14.7014 | DEER:Indoor_CFL_Ltg | 118.3259 | 0.01352 | 0 | eTRM SWLG012-01 | 159.8322 | 2020 | 130.0452 | 2020 | 0 | 0 | eTRM SWLG012-01 | Com LED Fixtures - RET ¦ SDG&E ¦ All | Com LED Fixtures - RET | 0.028803 | 1 | 0.60667 | Itron Commercial Saturation Survey 2014 | -2.1143 | 2032 | 0.91 | NA
COM-LIGHTING-31.9 | Com ¦ LED Fixtures and Retrofit Kits - 125 lpw - RET ¦ SDG&E ¦ All | Com ¦ LED Fixtures and Retrofit Kits - 125 lpw - RET | SDG&E ¦ All | SDG&E | All | Electric | LED troffer or linear ambient fixture with at least 125 lpw efficacy | Efficient |  |  | 0 | Conventional | Lighting | Com - Restaurant | Com | RET Only | 0 | 1000 sqft2 of floor space | fixture | 14.7014 | DEER:Indoor_CFL_Ltg | 101.592 | 0.013304 | 0.1678 | eTRM SWLG012-01 | 159.8322 | 2020 | 130.0452 | 2020 | 0 | 0 | eTRM SWLG012-01 | Com LED Fixtures - RET ¦ SDG&E ¦ All | Com LED Fixtures - RET | 0.5332 | 1 | 0.60667 | Itron Commercial Saturation Survey 2014 | -1.9315 | 2032 | 0.91 | NA
COM-LIGHTING-31.10 | Com ¦ LED Fixtures and Retrofit Kits - 125 lpw - RET ¦ SDG&E ¦ All | Com ¦ LED Fixtures and Retrofit Kits - 125 lpw - RET | SDG&E ¦ All | SDG&E | All | Electric | LED troffer or linear ambient fixture with at least 125 lpw efficacy | Efficient |  |  | 0 | Conventional | Lighting | Com - Retail | Com | RET Only | 0 | 1000 sqft2 of floor space | fixture | 14.7014 | DEER:Indoor_CFL_Ltg | 103.3101 | 0.014382 | 0.084033 | eTRM SWLG012-01 | 159.8322 | 2020 | 130.0452 | 2020 | 0 | 0 | eTRM SWLG012-01 | Com LED Fixtures - RET ¦ SDG&E ¦ All | Com LED Fixtures - RET | 0.5332 | 1 | 0.60667 | Itron Commercial Saturation Survey 2014 | -36.7098 | 2032 | 0.91 | NA
COM-LIGHTING-31.11 | Com ¦ LED Fixtures and Retrofit Kits - 125 lpw - RET ¦ SDG&E ¦ All | Com ¦ LED Fixtures and Retrofit Kits - 125 lpw - RET | SDG&E ¦ All | SDG&E | All | Electric | LED troffer or linear ambient fixture with at least 125 lpw efficacy | Efficient |  |  | 0 | Conventional | Lighting | Com - School | Com | RET Only | 0 | 1000 sqft2 of floor space | fixture | 14.7014 | DEER:Indoor_CFL_Ltg | 45.9259 | 0.0052982 | 0.11534 | eTRM SWLG012-01 | 159.8322 | 2020 | 130.0452 | 2020 | 0 | 0 | eTRM SWLG012-01 | Com LED Fixtures - RET ¦ SDG&E ¦ All | Com LED Fixtures - RET | 0.60055 | 1 | 0.60667 | Itron Commercial Saturation Survey 2014 | -7.825 | 2032 | 0.91 | NA
COM-LIGHTING-31.12 | Com ¦ LED Fixtures and Retrofit Kits - 125 lpw - RET ¦ SDG&E ¦ All | Com ¦ LED Fixtures and Retrofit Kits - 125 lpw - RET | SDG&E ¦ All | SDG&E | All | Electric | LED troffer or linear ambient fixture with at least 125 lpw efficacy | Efficient |  |  | 0 | Conventional | Lighting | Com - Warehouse | Com | RET Only | 0 | 1000 sqft2 of floor space | fixture | 14.7014 | DEER:Indoor_CFL_Ltg | 61.7557 | 0.0061574 | 0.097909 | eTRM SWLG012-01 | 159.8322 | 2020 | 130.0452 | 2020 | 0 | 0 | eTRM SWLG012-01 | Com LED Fixtures - RET ¦ SDG&E ¦ All | Com LED Fixtures - RET | 0.09318 | 1 | 0.60667 | Itron Commercial Saturation Survey 2014 | -18.9224 | 2032 | 0.91 | NA
COM-LIGHTING-32.1 | Com ¦ LED Fixtures and Retrofit Kits - 140 lpw - RET ¦ SDG&E ¦ All | Com ¦ LED Fixtures and Retrofit Kits - 140 lpw - RET | SDG&E ¦ All | SDG&E | All | Electric | LED troffer or linear ambient fixture with at least 140 lpw efficacy | Efficient |  |  | 0 | Conventional | Lighting | Com - College | Com | RET Only | 0 | 1000 sqft2 of floor space | fixture | 14.7014 | DEER:Indoor_CFL_Ltg | 54.2046 | 0.010689 | 0.21893 | eTRM SWLG012-01 | 161.6764 | 2020 | 130.0452 | 2020 | 0 | 0 | eTRM SWLG012-01 | Com LED Fixtures - RET ¦ SDG&E ¦ All | Com LED Fixtures - RET | 0.60055 | 1 | 0.023333 | Itron Commercial Saturation Survey 2014 | -4.8145 | 2032 | 0.91 | NA
COM-LIGHTING-32.2 | Com ¦ LED Fixtures and Retrofit Kits - 140 lpw - RET ¦ SDG&E ¦ All | Com ¦ LED Fixtures and Retrofit Kits - 140 lpw - RET | SDG&E ¦ All | SDG&E | All | Electric | LED troffer or linear ambient fixture with at least 140 lpw efficacy | Efficient |  |  | 0 | Conventional | Lighting | Com - Grocery | Com | RET Only | 0 | 1000 sqft2 of floor space | fixture | 14.7014 | DEER:Indoor_CFL_Ltg | 127.7745 | 0.017669 | 1.1065 | eTRM SWLG012-01 | 161.6764 | 2020 | 130.0452 | 2020 | 0 | 0 | eTRM SWLG012-01 | Com LED Fixtures - RET ¦ SDG&E ¦ All | Com LED Fixtures - RET | 0.28722 | 1 | 0.023333 | Itron Commercial Saturation Survey 2014 | -9.7855 | 2032 | 0.91 | NA
COM-LIGHTING-32.3 | Com ¦ LED Fixtures and Retrofit Kits - 140 lpw - RET ¦ SDG&E ¦ All | Com ¦ LED Fixtures and Retrofit Kits - 140 lpw - RET | SDG&E ¦ All | SDG&E | All | Electric | LED troffer or linear ambient fixture with at least 140 lpw efficacy | Efficient |  |  | 0 | Conventional | Lighting | Com - Health | Com | RET Only | 0 | 1000 sqft2 of floor space | fixture | 14.7014 | DEER:Indoor_CFL_Ltg | 106.2287 | 0.01306 | 0.48334 | eTRM SWLG012-01 | 161.6764 | 2020 | 130.0452 | 2020 | 0 | 0 | eTRM SWLG012-01 | Com LED Fixtures - RET ¦ SDG&E ¦ All | Com LED Fixtures - RET | 0.5332 | 1 | 0.023333 | Itron Commercial Saturation Survey 2014 | -8.3165 | 2032 | 0.91 | NA
COM-LIGHTING-32.4 | Com ¦ LED Fixtures and Retrofit Kits - 140 lpw - RET ¦ SDG&E ¦ All | Com ¦ LED Fixtures and Retrofit Kits - 140 lpw - RET | SDG&E ¦ All | SDG&E | All | Electric | LED troffer or linear ambient fixture with at least 140 lpw efficacy | Efficient |  |  | 0 | Conventional | Lighting | Com - Lodging | Com | RET Only | 0 | 1000 sqft2 of floor space | fixture | 14.7014 | DEER:Indoor_CFL_Ltg | 31.2571 | 0.0035776 | 0.10544 | eTRM SWLG012-01 | 161.6764 | 2020 | 130.0452 | 2020 | 0 | 0 | eTRM SWLG012-01 | Com LED Fixtures - RET ¦ SDG&E ¦ All | Com LED Fixtures - RET | 0.5332 | 1 | 0.023333 | Itron Commercial Saturation Survey 2014 | -5.9702 | 2032 | 0.91 | NA
COM-LIGHTING-32.5 | Com ¦ LED Fixtures and Retrofit Kits - 140 lpw - RET ¦ SDG&E ¦ All | Com ¦ LED Fixtures and Retrofit Kits - 140 lpw - RET | SDG&E ¦ All | SDG&E | All | Electric | LED troffer or linear ambient fixture with at least 140 lpw efficacy | Efficient |  |  | 0 | Conventional | Lighting | Com - Office (Large) | Com | RET Only | 0 | 1000 sqft2 of floor space | fixture | 14.7014 | DEER:Indoor_CFL_Ltg | 49.4581 | 0.0062445 | 0.045658 | eTRM SWLG012-01 | 161.6764 | 2020 | 130.0452 | 2020 | 0 | 0 | eTRM SWLG012-01 | Com LED Fixtures - RET ¦ SDG&E ¦ All | Com LED Fixtures - RET | 0.56601 | 1 | 0.023333 | Itron Commercial Saturation Survey 2014 | -5.1237 | 2032 | 0.91 | NA
COM-LIGHTING-32.6 | Com ¦ LED Fixtures and Retrofit Kits - 140 lpw - RET ¦ SDG&E ¦ All | Com ¦ LED Fixtures and Retrofit Kits - 140 lpw - RET | SDG&E ¦ All | SDG&E | All | Electric | LED troffer or linear ambient fixture with at least 140 lpw efficacy | Efficient |  |  | 0 | Conventional | Lighting | Com - Office (Small) | Com | RET Only | 0 | 1000 sqft2 of floor space | fixture | 14.7014 | DEER:Indoor_CFL_Ltg | 44.432 | 0.006121 | 0.042864 | eTRM SWLG012-01 | 161.6764 | 2020 | 130.0452 | 2020 | 0 | 0 | eTRM SWLG012-01 | Com LED Fixtures - RET ¦ SDG&E ¦ All | Com LED Fixtures - RET | 0.56601 | 1 | 0.023333 | Itron Commercial Saturation Survey 2014 | -2.122 | 2032 | 0.91 | NA
COM-LIGHTING-32.7 | Com ¦ LED Fixtures and Retrofit Kits - 140 lpw - RET ¦ SDG&E ¦ All | Com ¦ LED Fixtures and Retrofit Kits - 140 lpw - RET | SDG&E ¦ All | SDG&E | All | Electric | LED troffer or linear ambient fixture with at least 140 lpw efficacy | Efficient |  |  | 0 | Conventional | Lighting | Com - Other | Com | RET Only | 0 | 1000 sqft2 of floor space | fixture | 14.7014 | DEER:Indoor_CFL_Ltg | 27.784 | 0.0050568 | 0.13245 | eTRM SWLG012-01 | 161.6764 | 2020 | 130.0452 | 2020 | 0 | 0 | eTRM SWLG012-01 | Com LED Fixtures - RET ¦ SDG&E ¦ All | Com LED Fixtures - RET | 0.17773 | 1 | 0.023333 | Itron Commercial Saturation Survey 2014 | -3.668 | 2032 | 0.91 | NA
COM-LIGHTING-32.8 | Com ¦ LED Fixtures and Retrofit Kits - 140 lpw - RET ¦ SDG&E ¦ All | Com ¦ LED Fixtures and Retrofit Kits - 140 lpw - RET | SDG&E ¦ All | SDG&E | All | Electric | LED troffer or linear ambient fixture with at least 140 lpw efficacy | Efficient |  |  | 0 | Conventional | Lighting | Com - Refrig. Warehouse | Com | RET Only | 0 | 1000 sqft2 of floor space | fixture | 14.7014 | DEER:Indoor_CFL_Ltg | 86.4712 | 0.0098871 | 0 | eTRM SWLG012-01 | 161.6764 | 2020 | 130.0452 | 2020 | 0 | 0 | eTRM SWLG012-01 | Com LED Fixtures - RET ¦ SDG&E ¦ All | Com LED Fixtures - RET | 0.028803 | 1 | 0.023333 | Itron Commercial Saturation Survey 2014 | -1.5451 | 2032 | 0.91 | NA
COM-LIGHTING-32.9 | Com ¦ LED Fixtures and Retrofit Kits - 140 lpw - RET ¦ SDG&E ¦ All | Com ¦ LED Fixtures and Retrofit Kits - 140 lpw - RET | SDG&E ¦ All | SDG&E | All | Electric | LED troffer or linear ambient fixture with at least 140 lpw efficacy | Efficient |  |  | 0 | Conventional | Lighting | Com - Restaurant | Com | RET Only | 0 | 1000 sqft2 of floor space | fixture | 14.7014 | DEER:Indoor_CFL_Ltg | 83.3174 | 0.01037 | 0.22411 | eTRM SWLG012-01 | 161.6764 | 2020 | 130.0452 | 2020 | 0 | 0 | eTRM SWLG012-01 | Com LED Fixtures - RET ¦ SDG&E ¦ All | Com LED Fixtures - RET | 0.5332 | 1 | 0.023333 | Itron Commercial Saturation Survey 2014 | -1.649 | 2032 | 0.91 | NA
COM-LIGHTING-32.10 | Com ¦ LED Fixtures and Retrofit Kits - 140 lpw - RET ¦ SDG&E ¦ All | Com ¦ LED Fixtures and Retrofit Kits - 140 lpw - RET | SDG&E ¦ All | SDG&E | All | Electric | LED troffer or linear ambient fixture with at least 140 lpw efficacy | Efficient |  |  | 0 | Conventional | Lighting | Com - Retail | Com | RET Only | 0 | 1000 sqft2 of floor space | fixture | 14.7014 | DEER:Indoor_CFL_Ltg | 84.6403 | 0.011383 | 0.11209 | eTRM SWLG012-01 | 161.6764 | 2020 | 130.0452 | 2020 | 0 | 0 | eTRM SWLG012-01 | Com LED Fixtures - RET ¦ SDG&E ¦ All | Com LED Fixtures - RET | 0.5332 | 1 | 0.023333 | Itron Commercial Saturation Survey 2014 | -30.2894 | 2032 | 0.91 | NA
COM-LIGHTING-32.11 | Com ¦ LED Fixtures and Retrofit Kits - 140 lpw - RET ¦ SDG&E ¦ All | Com ¦ LED Fixtures and Retrofit Kits - 140 lpw - RET | SDG&E ¦ All | SDG&E | All | Electric | LED troffer or linear ambient fixture with at least 140 lpw efficacy | Efficient |  |  | 0 | Conventional | Lighting | Com - School | Com | RET Only | 0 | 1000 sqft2 of floor space | fixture | 14.7014 | DEER:Indoor_CFL_Ltg | 38.1807 | 0.004153 | 0.15416 | eTRM SWLG012-01 | 161.6764 | 2020 | 130.0452 | 2020 | 0 | 0 | eTRM SWLG012-01 | Com LED Fixtures - RET ¦ SDG&E ¦ All | Com LED Fixtures - RET | 0.60055 | 1 | 0.023333 | Itron Commercial Saturation Survey 2014 | -6.6385 | 2032 | 0.91 | NA
COM-LIGHTING-32.12 | Com ¦ LED Fixtures and Retrofit Kits - 140 lpw - RET ¦ SDG&E ¦ All | Com ¦ LED Fixtures and Retrofit Kits - 140 lpw - RET | SDG&E ¦ All | SDG&E | All | Electric | LED troffer or linear ambient fixture with at least 140 lpw efficacy | Efficient |  |  | 0 | Conventional | Lighting | Com - Warehouse | Com | RET Only | 0 | 1000 sqft2 of floor space | fixture | 14.7014 | DEER:Indoor_CFL_Ltg | 51.9997 | 0.0049828 | 0.13031 | eTRM SWLG012-01 | 161.6764 | 2020 | 130.0452 | 2020 | 0 | 0 | eTRM SWLG012-01 | Com LED Fixtures - RET ¦ SDG&E ¦ All | Com LED Fixtures - RET | 0.09318 | 1 | 0.023333 | Itron Commercial Saturation Survey 2014 | -16.1349 | 2032 | 0.91 | NA
COM-LIGHTING-34.1 | Com ¦ LED Fixtures and Retrofit Kits - 125 lpw ¦ SDG&E ¦ All | Com ¦ LED Fixtures and Retrofit Kits - 125 lpw | SDG&E ¦ All | SDG&E | All | Electric | LED troffer or linear ambient fixture with at least 125 lpw efficacy | Efficient |  |  | 0 | Conventional | Lighting | Com - College | Com | ROB and NEW | 0 | 1000 sqft2 of floor space | fixture | 14.7014 | DEER:Indoor_CFL_Ltg | 66.3953 | 0.013794 | 0.16427 | eTRM SWLG012-01 | 159.8322 | 2020 | 130.0452 | 2020 | 0 | 0 | eTRM SWLG012-01 | Com LED Fixtures ¦ SDG&E ¦ All | Com LED Fixtures | 1.3422 | 1 | 0.27813 | Itron Commercial Saturation Survey 2014 | -5.5546 | 2032 | 0.91 | NA
COM-LIGHTING-34.2 | Com ¦ LED Fixtures and Retrofit Kits - 125 lpw ¦ SDG&E ¦ All | Com ¦ LED Fixtures and Retrofit Kits - 125 lpw | SDG&E ¦ All | SDG&E | All | Electric | LED troffer or linear ambient fixture with at least 125 lpw efficacy | Efficient |  |  | 0 | Conventional | Lighting | Com - Grocery | Com | ROB and NEW | 0 | 1000 sqft2 of floor space | fixture | 14.7014 | DEER:Indoor_CFL_Ltg | 151.2464 | 0.021693 | 0.83269 | eTRM SWLG012-01 | 159.8322 | 2020 | 130.0452 | 2020 | 0 | 0 | eTRM SWLG012-01 | Com LED Fixtures ¦ SDG&E ¦ All | Com LED Fixtures | 0.64196 | 1 | 0.27813 | Itron Commercial Saturation Survey 2014 | -10.4627 | 2032 | 0.91 | NA
COM-LIGHTING-34.3 | Com ¦ LED Fixtures and Retrofit Kits - 125 lpw ¦ SDG&E ¦ All | Com ¦ LED Fixtures and Retrofit Kits - 125 lpw | SDG&E ¦ All | SDG&E | All | Electric | LED troffer or linear ambient fixture with at least 125 lpw efficacy | Efficient |  |  | 0 | Conventional | Lighting | Com - Health | Com | ROB and NEW | 0 | 1000 sqft2 of floor space | fixture | 14.7014 | DEER:Indoor_CFL_Ltg | 128.0554 | 0.016615 | 0.36265 | eTRM SWLG012-01 | 159.8322 | 2020 | 130.0452 | 2020 | 0 | 0 | eTRM SWLG012-01 | Com LED Fixtures ¦ SDG&E ¦ All | Com LED Fixtures | 1.1917 | 1 | 0.27813 | Itron Commercial Saturation Survey 2014 | -9.4038 | 2032 | 0.91 | NA
COM-LIGHTING-34.4 | Com ¦ LED Fixtures and Retrofit Kits - 125 lpw ¦ SDG&E ¦ All | Com ¦ LED Fixtures and Retrofit Kits - 125 lpw | SDG&E ¦ All | SDG&E | All | Electric | LED troffer or linear ambient fixture with at least 125 lpw efficacy | Efficient |  |  | 0 | Conventional | Lighting | Com - Lodging | Com | ROB and NEW | 0 | 1000 sqft2 of floor space | fixture | 14.7014 | DEER:Indoor_CFL_Ltg | 37.8554 | 0.0046282 | 0.078818 | eTRM SWLG012-01 | 159.8322 | 2020 | 130.0452 | 2020 | 0 | 0 | eTRM SWLG012-01 | Com LED Fixtures ¦ SDG&E ¦ All | Com LED Fixtures | 1.1917 | 1 | 0.27813 | Itron Commercial Saturation Survey 2014 | -6.7477 | 2032 | 0.91 | NA
COM-LIGHTING-34.5 | Com ¦ LED Fixtures and Retrofit Kits - 125 lpw ¦ SDG&E ¦ All | Com ¦ LED Fixtures and Retrofit Kits - 125 lpw | SDG&E ¦ All | SDG&E | All | Electric | LED troffer or linear ambient fixture with at least 125 lpw efficacy | Efficient |  |  | 0 | Conventional | Lighting | Com - Office (Large) | Com | ROB and NEW | 0 | 1000 sqft2 of floor space | fixture | 14.7014 | DEER:Indoor_CFL_Ltg | 60.9705 | 0.0077869 | 0.034202 | eTRM SWLG012-01 | 159.8322 | 2020 | 130.0452 | 2020 | 0 | 0 | eTRM SWLG012-01 | Com LED Fixtures ¦ SDG&E ¦ All | Com LED Fixtures | 1.2651 | 1 | 0.27813 | Itron Commercial Saturation Survey 2014 | -6.2172 | 2032 | 0.91 | NA
COM-LIGHTING-34.6 | Com ¦ LED Fixtures and Retrofit Kits - 125 lpw ¦ SDG&E ¦ All | Com ¦ LED Fixtures and Retrofit Kits - 125 lpw | SDG&E ¦ All | SDG&E | All | Electric | LED troffer or linear ambient fixture with at least 125 lpw efficacy | Efficient |  |  | 0 | Conventional | Lighting | Com - Office (Small) | Com | ROB and NEW | 0 | 1000 sqft2 of floor space | fixture | 14.7014 | DEER:Indoor_CFL_Ltg | 53.5972 | 0.0075126 | 0.032134 | eTRM SWLG012-01 | 159.8322 | 2020 | 130.0452 | 2020 | 0 | 0 | eTRM SWLG012-01 | Com LED Fixtures ¦ SDG&E ¦ All | Com LED Fixtures | 1.2651 | 1 | 0.27813 | Itron Commercial Saturation Survey 2014 | -2.5209 | 2032 | 0.91 | NA
COM-LIGHTING-34.7 | Com ¦ LED Fixtures and Retrofit Kits - 125 lpw ¦ SDG&E ¦ All | Com ¦ LED Fixtures and Retrofit Kits - 125 lpw | SDG&E ¦ All | SDG&E | All | Electric | LED troffer or linear ambient fixture with at least 125 lpw efficacy | Efficient |  |  | 0 | Conventional | Lighting | Com - Other | Com | ROB and NEW | 0 | 1000 sqft2 of floor space | fixture | 14.7014 | DEER:Indoor_CFL_Ltg | 33.5402 | 0.0063981 | 0.099476 | eTRM SWLG012-01 | 159.8322 | 2020 | 130.0452 | 2020 | 0 | 0 | eTRM SWLG012-01 | Com LED Fixtures ¦ SDG&E ¦ All | Com LED Fixtures | 0.39724 | 1 | 0.27813 | Itron Commercial Saturation Survey 2014 | -4.1543 | 2032 | 0.91 | NA
COM-LIGHTING-34.8 | Com ¦ LED Fixtures and Retrofit Kits - 125 lpw ¦ SDG&E ¦ All | Com ¦ LED Fixtures and Retrofit Kits - 125 lpw | SDG&E ¦ All | SDG&E | All | Electric | LED troffer or linear ambient fixture with at least 125 lpw efficacy | Efficient |  |  | 0 | Conventional | Lighting | Com - Refrig. Warehouse | Com | ROB and NEW | 0 | 1000 sqft2 of floor space | fixture | 14.7014 | DEER:Indoor_CFL_Ltg | 118.3259 | 0.01352 | 0 | eTRM SWLG012-01 | 159.8322 | 2020 | 130.0452 | 2020 | 0 | 0 | eTRM SWLG012-01 | Com LED Fixtures ¦ SDG&E ¦ All | Com LED Fixtures | 0.064377 | 1 | 0.27813 | Itron Commercial Saturation Survey 2014 | -2.1143 | 2032 | 0.91 | NA
COM-LIGHTING-34.9 | Com ¦ LED Fixtures and Retrofit Kits - 125 lpw ¦ SDG&E ¦ All | Com ¦ LED Fixtures and Retrofit Kits - 125 lpw | SDG&E ¦ All | SDG&E | All | Electric | LED troffer or linear ambient fixture with at least 125 lpw efficacy | Efficient |  |  | 0 | Conventional | Lighting | Com - Restaurant | Com | ROB and NEW | 0 | 1000 sqft2 of floor space | fixture | 14.7014 | DEER:Indoor_CFL_Ltg | 101.592 | 0.013304 | 0.1678 | eTRM SWLG012-01 | 159.8322 | 2020 | 130.0452 | 2020 | 0 | 0 | eTRM SWLG012-01 | Com LED Fixtures ¦ SDG&E ¦ All | Com LED Fixtures | 1.1917 | 1 | 0.27813 | Itron Commercial Saturation Survey 2014 | -1.9315 | 2032 | 0.91 | NA
COM-LIGHTING-34.10 | Com ¦ LED Fixtures and Retrofit Kits - 125 lpw ¦ SDG&E ¦ All | Com ¦ LED Fixtures and Retrofit Kits - 125 lpw | SDG&E ¦ All | SDG&E | All | Electric | LED troffer or linear ambient fixture with at least 125 lpw efficacy | Efficient |  |  | 0 | Conventional | Lighting | Com - Retail | Com | ROB and NEW | 0 | 1000 sqft2 of floor space | fixture | 14.7014 | DEER:Indoor_CFL_Ltg | 103.3101 | 0.014382 | 0.084033 | eTRM SWLG012-01 | 159.8322 | 2020 | 130.0452 | 2020 | 0 | 0 | eTRM SWLG012-01 | Com LED Fixtures ¦ SDG&E ¦ All | Com LED Fixtures | 1.1917 | 1 | 0.27813 | Itron Commercial Saturation Survey 2014 | -36.7098 | 2032 | 0.91 | NA
COM-LIGHTING-34.11 | Com ¦ LED Fixtures and Retrofit Kits - 125 lpw ¦ SDG&E ¦ All | Com ¦ LED Fixtures and Retrofit Kits - 125 lpw | SDG&E ¦ All | SDG&E | All | Electric | LED troffer or linear ambient fixture with at least 125 lpw efficacy | Efficient |  |  | 0 | Conventional | Lighting | Com - School | Com | ROB and NEW | 0 | 1000 sqft2 of floor space | fixture | 14.7014 | DEER:Indoor_CFL_Ltg | 45.9259 | 0.0052982 | 0.11534 | eTRM SWLG012-01 | 159.8322 | 2020 | 130.0452 | 2020 | 0 | 0 | eTRM SWLG012-01 | Com LED Fixtures ¦ SDG&E ¦ All | Com LED Fixtures | 1.3422 | 1 | 0.27813 | Itron Commercial Saturation Survey 2014 | -7.825 | 2032 | 0.91 | NA
COM-LIGHTING-34.12 | Com ¦ LED Fixtures and Retrofit Kits - 125 lpw ¦ SDG&E ¦ All | Com ¦ LED Fixtures and Retrofit Kits - 125 lpw | SDG&E ¦ All | SDG&E | All | Electric | LED troffer or linear ambient fixture with at least 125 lpw efficacy | Efficient |  |  | 0 | Conventional | Lighting | Com - Warehouse | Com | ROB and NEW | 0 | 1000 sqft2 of floor space | fixture | 14.7014 | DEER:Indoor_CFL_Ltg | 61.7557 | 0.0061574 | 0.097909 | eTRM SWLG012-01 | 159.8322 | 2020 | 130.0452 | 2020 | 0 | 0 | eTRM SWLG012-01 | Com LED Fixtures ¦ SDG&E ¦ All | Com LED Fixtures | 0.09318 | 1 | 0.27813 | Itron Commercial Saturation Survey 2014 | -18.9224 | 2032 | 0.91 | NA
COM-LIGHTING-35.1 | Com ¦ LED Fixtures and Retrofit Kits - 140 lpw ¦ SDG&E ¦ All | Com ¦ LED Fixtures and Retrofit Kits - 140 lpw | SDG&E ¦ All | SDG&E | All | Electric | LED troffer or linear ambient fixture with at least 140 lpw efficacy | Efficient |  |  | 0 | Conventional | Lighting | Com - College | Com | ROB and NEW | 0 | 1000 sqft2 of floor space | fixture | 14.7014 | DEER:Indoor_CFL_Ltg | 54.2046 | 0.010689 | 0.21893 | eTRM SWLG012-01 | 161.6764 | 2020 | 130.0452 | 2020 | 0 | 0 | eTRM SWLG012-01 | Com LED Fixtures ¦ SDG&E ¦ All | Com LED Fixtures | 1.3422 | 1 | 0.023333 | Itron Commercial Saturation Survey 2014 | -4.8145 | 2032 | 0.91 | NA
COM-LIGHTING-35.2 | Com ¦ LED Fixtures and Retrofit Kits - 140 lpw ¦ SDG&E ¦ All | Com ¦ LED Fixtures and Retrofit Kits - 140 lpw | SDG&E ¦ All | SDG&E | All | Electric | LED troffer or linear ambient fixture with at least 140 lpw efficacy | Efficient |  |  | 0 | Conventional | Lighting | Com - Grocery | Com | ROB and NEW | 0 | 1000 sqft2 of floor space | fixture | 14.7014 | DEER:Indoor_CFL_Ltg | 127.7745 | 0.017669 | 1.1065 | eTRM SWLG012-01 | 161.6764 | 2020 | 130.0452 | 2020 | 0 | 0 | eTRM SWLG012-01 | Com LED Fixtures ¦ SDG&E ¦ All | Com LED Fixtures | 0.64196 | 1 | 0.023333 | Itron Commercial Saturation Survey 2014 | -9.7855 | 2032 | 0.91 | NA
COM-LIGHTING-35.3 | Com ¦ LED Fixtures and Retrofit Kits - 140 lpw ¦ SDG&E ¦ All | Com ¦ LED Fixtures and Retrofit Kits - 140 lpw | SDG&E ¦ All | SDG&E | All | Electric | LED troffer or linear ambient fixture with at least 140 lpw efficacy | Efficient |  |  | 0 | Conventional | Lighting | Com - Health | Com | ROB and NEW | 0 | 1000 sqft2 of floor space | fixture | 14.7014 | DEER:Indoor_CFL_Ltg | 106.2287 | 0.01306 | 0.48334 | eTRM SWLG012-01 | 161.6764 | 2020 | 130.0452 | 2020 | 0 | 0 | eTRM SWLG012-01 | Com LED Fixtures ¦ SDG&E ¦ All | Com LED Fixtures | 1.1917 | 1 | 0.023333 | Itron Commercial Saturation Survey 2014 | -8.3165 | 2032 | 0.91 | NA
COM-LIGHTING-35.4 | Com ¦ LED Fixtures and Retrofit Kits - 140 lpw ¦ SDG&E ¦ All | Com ¦ LED Fixtures and Retrofit Kits - 140 lpw | SDG&E ¦ All | SDG&E | All | Electric | LED troffer or linear ambient fixture with at least 140 lpw efficacy | Efficient |  |  | 0 | Conventional | Lighting | Com - Lodging | Com | ROB and NEW | 0 | 1000 sqft2 of floor space | fixture | 14.7014 | DEER:Indoor_CFL_Ltg | 31.2571 | 0.0035776 | 0.10544 | eTRM SWLG012-01 | 161.6764 | 2020 | 130.0452 | 2020 | 0 | 0 | eTRM SWLG012-01 | Com LED Fixtures ¦ SDG&E ¦ All | Com LED Fixtures | 1.1917 | 1 | 0.023333 | Itron Commercial Saturation Survey 2014 | -5.9702 | 2032 | 0.91 | NA
COM-LIGHTING-35.5 | Com ¦ LED Fixtures and Retrofit Kits - 140 lpw ¦ SDG&E ¦ All | Com ¦ LED Fixtures and Retrofit Kits - 140 lpw | SDG&E ¦ All | SDG&E | All | Electric | LED troffer or linear ambient fixture with at least 140 lpw efficacy | Efficient |  |  | 0 | Conventional | Lighting | Com - Office (Large) | Com | ROB and NEW | 0 | 1000 sqft2 of floor space | fixture | 14.7014 | DEER:Indoor_CFL_Ltg | 49.4581 | 0.0062445 | 0.045658 | eTRM SWLG012-01 | 161.6764 | 2020 | 130.0452 | 2020 | 0 | 0 | eTRM SWLG012-01 | Com LED Fixtures ¦ SDG&E ¦ All | Com LED Fixtures | 1.2651 | 1 | 0.023333 | Itron Commercial Saturation Survey 2014 | -5.1237 | 2032 | 0.91 | NA
COM-LIGHTING-35.6 | Com ¦ LED Fixtures and Retrofit Kits - 140 lpw ¦ SDG&E ¦ All | Com ¦ LED Fixtures and Retrofit Kits - 140 lpw | SDG&E ¦ All | SDG&E | All | Electric | LED troffer or linear ambient fixture with at least 140 lpw efficacy | Efficient |  |  | 0 | Conventional | Lighting | Com - Office (Small) | Com | ROB and NEW | 0 | 1000 sqft2 of floor space | fixture | 14.7014 | DEER:Indoor_CFL_Ltg | 44.432 | 0.006121 | 0.042864 | eTRM SWLG012-01 | 161.6764 | 2020 | 130.0452 | 2020 | 0 | 0 | eTRM SWLG012-01 | Com LED Fixtures ¦ SDG&E ¦ All | Com LED Fixtures | 1.2651 | 1 | 0.023333 | Itron Commercial Saturation Survey 2014 | -2.122 | 2032 | 0.91 | NA
COM-LIGHTING-35.7 | Com ¦ LED Fixtures and Retrofit Kits - 140 lpw ¦ SDG&E ¦ All | Com ¦ LED Fixtures and Retrofit Kits - 140 lpw | SDG&E ¦ All | SDG&E | All | Electric | LED troffer or linear ambient fixture with at least 140 lpw efficacy | Efficient |  |  | 0 | Conventional | Lighting | Com - Other | Com | ROB and NEW | 0 | 1000 sqft2 of floor space | fixture | 14.7014 | DEER:Indoor_CFL_Ltg | 27.784 | 0.0050568 | 0.13245 | eTRM SWLG012-01 | 161.6764 | 2020 | 130.0452 | 2020 | 0 | 0 | eTRM SWLG012-01 | Com LED Fixtures ¦ SDG&E ¦ All | Com LED Fixtures | 0.39724 | 1 | 0.023333 | Itron Commercial Saturation Survey 2014 | -3.668 | 2032 | 0.91 | NA
COM-LIGHTING-35.8 | Com ¦ LED Fixtures and Retrofit Kits - 140 lpw ¦ SDG&E ¦ All | Com ¦ LED Fixtures and Retrofit Kits - 140 lpw | SDG&E ¦ All | SDG&E | All | Electric | LED troffer or linear ambient fixture with at least 140 lpw efficacy | Efficient |  |  | 0 | Conventional | Lighting | Com - Refrig. Warehouse | Com | ROB and NEW | 0 | 1000 sqft2 of floor space | fixture | 14.7014 | DEER:Indoor_CFL_Ltg | 86.4712 | 0.0098871 | 0 | eTRM SWLG012-01 | 161.6764 | 2020 | 130.0452 | 2020 | 0 | 0 | eTRM SWLG012-01 | Com LED Fixtures ¦ SDG&E ¦ All | Com LED Fixtures | 0.064377 | 1 | 0.023333 | Itron Commercial Saturation Survey 2014 | -1.5451 | 2032 | 0.91 | NA
COM-LIGHTING-35.9 | Com ¦ LED Fixtures and Retrofit Kits - 140 lpw ¦ SDG&E ¦ All | Com ¦ LED Fixtures and Retrofit Kits - 140 lpw | SDG&E ¦ All | SDG&E | All | Electric | LED troffer or linear ambient fixture with at least 140 lpw efficacy | Efficient |  |  | 0 | Conventional | Lighting | Com - Restaurant | Com | ROB and NEW | 0 | 1000 sqft2 of floor space | fixture | 14.7014 | DEER:Indoor_CFL_Ltg | 83.3174 | 0.01037 | 0.22411 | eTRM SWLG012-01 | 161.6764 | 2020 | 130.0452 | 2020 | 0 | 0 | eTRM SWLG012-01 | Com LED Fixtures ¦ SDG&E ¦ All | Com LED Fixtures | 1.1917 | 1 | 0.023333 | Itron Commercial Saturation Survey 2014 | -1.649 | 2032 | 0.91 | NA
COM-LIGHTING-35.10 | Com ¦ LED Fixtures and Retrofit Kits - 140 lpw ¦ SDG&E ¦ All | Com ¦ LED Fixtures and Retrofit Kits - 140 lpw | SDG&E ¦ All | SDG&E | All | Electric | LED troffer or linear ambient fixture with at least 140 lpw efficacy | Efficient |  |  | 0 | Conventional | Lighting | Com - Retail | Com | ROB and NEW | 0 | 1000 sqft2 of floor space | fixture | 14.7014 | DEER:Indoor_CFL_Ltg | 84.6403 | 0.011383 | 0.11209 | eTRM SWLG012-01 | 161.6764 | 2020 | 130.0452 | 2020 | 0 | 0 | eTRM SWLG012-01 | Com LED Fixtures ¦ SDG&E ¦ All | Com LED Fixtures | 1.1917 | 1 | 0.023333 | Itron Commercial Saturation Survey 2014 | -30.2894 | 2032 | 0.91 | NA
COM-LIGHTING-35.11 | Com ¦ LED Fixtures and Retrofit Kits - 140 lpw ¦ SDG&E ¦ All | Com ¦ LED Fixtures and Retrofit Kits - 140 lpw | SDG&E ¦ All | SDG&E | All | Electric | LED troffer or linear ambient fixture with at least 140 lpw efficacy | Efficient |  |  | 0 | Conventional | Lighting | Com - School | Com | ROB and NEW | 0 | 1000 sqft2 of floor space | fixture | 14.7014 | DEER:Indoor_CFL_Ltg | 38.1807 | 0.004153 | 0.15416 | eTRM SWLG012-01 | 161.6764 | 2020 | 130.0452 | 2020 | 0 | 0 | eTRM SWLG012-01 | Com LED Fixtures ¦ SDG&E ¦ All | Com LED Fixtures | 1.3422 | 1 | 0.023333 | Itron Commercial Saturation Survey 2014 | -6.6385 | 2032 | 0.91 | NA
COM-LIGHTING-35.12 | Com ¦ LED Fixtures and Retrofit Kits - 140 lpw ¦ SDG&E ¦ All | Com ¦ LED Fixtures and Retrofit Kits - 140 lpw | SDG&E ¦ All | SDG&E | All | Electric | LED troffer or linear ambient fixture with at least 140 lpw efficacy | Efficient |  |  | 0 | Conventional | Lighting | Com - Warehouse | Com | ROB and NEW | 0 | 1000 sqft2 of floor space | fixture | 14.7014 | DEER:Indoor_CFL_Ltg | 51.9997 | 0.0049828 | 0.13031 | eTRM SWLG012-01 | 161.6764 | 2020 | 130.0452 | 2020 | 0 | 0 | eTRM SWLG012-01 | Com LED Fixtures ¦ SDG&E ¦ All | Com LED Fixtures | 0.09318 | 1 | 0.023333 | Itron Commercial Saturation Survey 2014 | -16.1349 | 2032 | 0.91 | NA
COM-WATERHEAT-FS-10.1 | Com ¦ Com Gas Storage Water Heater (0.63 UEF - 50 Gal) - Marine ¦ PG&E ¦ Marine | Com ¦ Com Gas Storage Water Heater (0.63 UEF - 50 Gal) - Marine | PG&E ¦ Marine | PG&E | All | Electric & Gas | Gas Storage WH (0.63 UEF - 50 Gal) | Average Existing and Code |  | 2027 | 1 | Conventional | WaterHeat | Com - College | Com | ROB and NEW | 0 | 1000 sqft2 of floor space | 1000 sqft served | 13 | DEER:Indoor_CFL_Ltg | 0 | 0 | 0 | SWWH027-05 | 122.0061 | 2024 | 74.4043 | 2024 | 0 | 0 | SWWH027-05 | Com Small Gas Water Heaters - Marine ¦ PG&E ¦ Marine | Com Small Gas Water Heaters - Marine | 0.74815 | 0.546 | 0.95 | CBSA 2019 | 0 | 2012 | 1 | SWWH027-05
COM-WATERHEAT-FS-10.2 | Com ¦ Com Gas Storage Water Heater (0.63 UEF - 50 Gal) - Marine ¦ PG&E ¦ Marine | Com ¦ Com Gas Storage Water Heater (0.63 UEF - 50 Gal) - Marine | PG&E ¦ Marine | PG&E | All | Electric & Gas | Gas Storage WH (0.63 UEF - 50 Gal) | Average Existing and Code |  | 2027 | 1 | Conventional | WaterHeat | Com - Grocery | Com | ROB and NEW | 0 | 1000 sqft2 of floor space | 1000 sqft served | 13 | DEER:Indoor_CFL_Ltg | 0 | 0 | 0 | SWWH027-05 | 101.241 | 2024 | 61.7409 | 2024 | 0 | 0 | SWWH027-05 | Com Small Gas Water Heaters - Marine ¦ PG&E ¦ Marine | Com Small Gas Water Heaters - Marine | 0.59609 | 0.546 | 0.95 | CBSA 2019 | 0 | 2012 | 1 | SWWH027-05
COM-WATERHEAT-FS-10.3 | Com ¦ Com Gas Storage Water Heater (0.63 UEF - 50 Gal) - Marine ¦ PG&E ¦ Marine | Com ¦ Com Gas Storage Water Heater (0.63 UEF - 50 Gal) - Marine | PG&E ¦ Marine | PG&E | All | Electric & Gas | Gas Storage WH (0.63 UEF - 50 Gal) | Average Existing and Code |  | 2027 | 1 | Conventional | WaterHeat | Com - Health | Com | ROB and NEW | 0 | 1000 sqft2 of floor space | 1000 sqft served | 13 | DEER:Indoor_CFL_Ltg | 0 | 0 | 0 | SWWH027-05 | 184.799 | 2024 | 112.698 | 2024 | 0 | 0 | SWWH027-05 | Com Small Gas Water Heaters - Marine ¦ PG&E ¦ Marine | Com Small Gas Water Heaters - Marine | 0.52611 | 0.546 | 0.95 | CBSA 2019 | 0 | 2012 | 1 | SWWH027-05
COM-WATERHEAT-FS-10.4 | Com ¦ Com Gas Storage Water Heater (0.63 UEF - 50 Gal) - Marine ¦ PG&E ¦ Marine | Com ¦ Com Gas Storage Water Heater (0.63 UEF - 50 Gal) - Marine | PG&E ¦ Marine | PG&E | All | Electric & Gas | Gas Storage WH (0.63 UEF - 50 Gal) | Average Existing and Code |  | 2027 | 1 | Conventional | WaterHeat | Com - Lodging | Com | ROB and NEW | 0 | 1000 sqft2 of floor space | 1000 sqft served | 13 | DEER:Indoor_CFL_Ltg | 0 | 0 | 0 | SWWH027-05 | 116.2771 | 2024 | 70.9106 | 2024 | 0 | 0 | SWWH027-05 | Com Small Gas Water Heaters - Marine ¦ PG&E ¦ Marine | Com Small Gas Water Heaters - Marine | 0.73871 | 0.546 | 0.95 | CBSA 2019 | 0 | 2012 | 1 | SWWH027-05
COM-WATERHEAT-FS-10.5 | Com ¦ Com Gas Storage Water Heater (0.63 UEF - 50 Gal) - Marine ¦ PG&E ¦ Marine | Com ¦ Com Gas Storage Water Heater (0.63 UEF - 50 Gal) - Marine | PG&E ¦ Marine | PG&E | All | Electric & Gas | Gas Storage WH (0.63 UEF - 50 Gal) | Average Existing and Code |  | 2027 | 1 | Conventional | WaterHeat | Com - Office (Large) | Com | ROB and NEW | 0 | 1000 sqft2 of floor space | 1000 sqft served | 13 | DEER:Indoor_CFL_Ltg | 0 | 0 | 0 | SWWH027-05 | 37.9654 | 2024 | 23.1528 | 2024 | 0 | 0 | SWWH027-05 | Com Small Gas Water Heaters - Marine ¦ PG&E ¦ Marine | Com Small Gas Water Heaters - Marine | 0.46177 | 0.546 | 0.95 | CBSA 2019 | 0 | 2012 | 1 | SWWH027-05
COM-WATERHEAT-FS-10.6 | Com ¦ Com Gas Storage Water Heater (0.63 UEF - 50 Gal) - Marine ¦ PG&E ¦ Marine | Com ¦ Com Gas Storage Water Heater (0.63 UEF - 50 Gal) - Marine | PG&E ¦ Marine | PG&E | All | Electric & Gas | Gas Storage WH (0.63 UEF - 50 Gal) | Average Existing and Code |  | 2027 | 1 | Conventional | WaterHeat | Com - Office (Small) | Com | ROB and NEW | 0 | 1000 sqft2 of floor space | 1000 sqft served | 13 | DEER:Indoor_CFL_Ltg | 0 | 0 | 0 | SWWH027-05 | 37.9654 | 2024 | 23.1528 | 2024 | 0 | 0 | SWWH027-05 | Com Small Gas Water Heaters - Marine ¦ PG&E ¦ Marine | Com Small Gas Water Heaters - Marine | 0.46177 | 0.546 | 0.95 | CBSA 2019 | 0 | 2012 | 1 | SWWH027-05
COM-WATERHEAT-FS-10.7 | Com ¦ Com Gas Storage Water Heater (0.63 UEF - 50 Gal) - Marine ¦ PG&E ¦ Marine | Com ¦ Com Gas Storage Water Heater (0.63 UEF - 50 Gal) - Marine | PG&E ¦ Marine | PG&E | All | Electric & Gas | Gas Storage WH (0.63 UEF - 50 Gal) | Average Existing and Code |  | 2027 | 1 | Conventional | WaterHeat | Com - Other | Com | ROB and NEW | 0 | 1000 sqft2 of floor space | 1000 sqft served | 13 | DEER:Indoor_CFL_Ltg | 0 | 0 | 0 | SWWH027-05 | 313.9943 | 2024 | 191.4867 | 2024 | 0 | 0 | SWWH027-05 | Com Small Gas Water Heaters - Marine ¦ PG&E ¦ Marine | Com Small Gas Water Heaters - Marine | 0.5433 | 0.546 | 0.95 | CBSA 2019 | 0 | 2012 | 1 | SWWH027-05
COM-WATERHEAT-FS-10.8 | Com ¦ Com Gas Storage Water Heater (0.63 UEF - 50 Gal) - Marine ¦ PG&E ¦ Marine | Com ¦ Com Gas Storage Water Heater (0.63 UEF - 50 Gal) - Marine | PG&E ¦ Marine | PG&E | All | Electric & Gas | Gas Storage WH (0.63 UEF - 50 Gal) | Average Existing and Code |  | 2027 | 1 | Conventional | WaterHeat | Com - Refrig. Warehouse | Com | ROB and NEW | 0 | 1000 sqft2 of floor space | 1000 sqft served | 13 | DEER:Indoor_CFL_Ltg | 0 | 0 | 0 | SWWH027-05 | 17.5552 | 2024 | 10.7059 | 2024 | 0 | 0 | SWWH027-05 | Com Small Gas Water Heaters - Marine ¦ PG&E ¦ Marine | Com Small Gas Water Heaters - Marine | 0.22621 | 0.546 | 0.95 | CBSA 2019 | 0 | 2012 | 1 | SWWH027-05
COM-WATERHEAT-FS-10.9 | Com ¦ Com Gas Storage Water Heater (0.63 UEF - 50 Gal) - Marine ¦ PG&E ¦ Marine | Com ¦ Com Gas Storage Water Heater (0.63 UEF - 50 Gal) - Marine | PG&E ¦ Marine | PG&E | All | Electric & Gas | Gas Storage WH (0.63 UEF - 50 Gal) | Average Existing and Code |  | 2027 | 1 | Conventional | WaterHeat | Com - Restaurant | Com | ROB and NEW | 0 | 1000 sqft2 of floor space | 1000 sqft served | 13 | DEER:Indoor_CFL_Ltg | 0 | 0 | 0 | SWWH027-05 | 1644.6494 | 2024 | 1002.975 | 2024 | 0 | 0 | SWWH027-05 | Com Small Gas Water Heaters - Marine ¦ PG&E ¦ Marine | Com Small Gas Water Heaters - Marine | 0.79319 | 0.546 | 0.95 | CBSA 2019 | 0 | 2012 | 1 | SWWH027-05
COM-WATERHEAT-FS-10.10 | Com ¦ Com Gas Storage Water Heater (0.63 UEF - 50 Gal) - Marine ¦ PG&E ¦ Marine | Com ¦ Com Gas Storage Water Heater (0.63 UEF - 50 Gal) - Marine | PG&E ¦ Marine | PG&E | All | Electric & Gas | Gas Storage WH (0.63 UEF - 50 Gal) | Average Existing and Code |  | 2027 | 1 | Conventional | WaterHeat | Com - Retail | Com | ROB and NEW | 0 | 1000 sqft2 of floor space | 1000 sqft served | 13 | DEER:Indoor_CFL_Ltg | 0 | 0 | 0 | SWWH027-05 | 23.5157 | 2024 | 14.3408 | 2024 | 0 | 0 | SWWH027-05 | Com Small Gas Water Heaters - Marine ¦ PG&E ¦ Marine | Com Small Gas Water Heaters - Marine | 0.40063 | 0.546 | 0.95 | CBSA 2019 | 0 | 2012 | 1 | SWWH027-05
COM-WATERHEAT-FS-10.11 | Com ¦ Com Gas Storage Water Heater (0.63 UEF - 50 Gal) - Marine ¦ PG&E ¦ Marine | Com ¦ Com Gas Storage Water Heater (0.63 UEF - 50 Gal) - Marine | PG&E ¦ Marine | PG&E | All | Electric & Gas | Gas Storage WH (0.63 UEF - 50 Gal) | Average Existing and Code |  | 2027 | 1 | Conventional | WaterHeat | Com - School | Com | ROB and NEW | 0 | 1000 sqft2 of floor space | 1000 sqft served | 13 | DEER:Indoor_CFL_Ltg | 0 | 0 | 0 | SWWH027-05 | 193.7077 | 2024 | 118.1309 | 2024 | 0 | 0 | SWWH027-05 | Com Small Gas Water Heaters - Marine ¦ PG&E ¦ Marine | Com Small Gas Water Heaters - Marine | 0.76922 | 0.546 | 0.95 | CBSA 2019 | 0 | 2012 | 1 | SWWH027-05
COM-WATERHEAT-FS-10.12 | Com ¦ Com Gas Storage Water Heater (0.63 UEF - 50 Gal) - Marine ¦ PG&E ¦ Marine | Com ¦ Com Gas Storage Water Heater (0.63 UEF - 50 Gal) - Marine | PG&E ¦ Marine | PG&E | All | Electric & Gas | Gas Storage WH (0.63 UEF - 50 Gal) | Average Existing and Code |  | 2027 | 1 | Conventional | WaterHeat | Com - Warehouse | Com | ROB and NEW | 0 | 1000 sqft2 of floor space | 1000 sqft served | 13 | DEER:Indoor_CFL_Ltg | 0 | 0 | 0 | SWWH027-05 | 3.511 | 2024 | 2.1412 | 2024 | 0 | 0 | SWWH027-05 | Com Small Gas Water Heaters - Marine ¦ PG&E ¦ Marine | Com Small Gas Water Heaters - Marine | 0.1976 | 0.546 | 0.95 | CBSA 2019 | 0 | 2012 | 1 | SWWH027-05
COM-WATERHEAT-FS-10.13 | Com ¦ Com Gas Storage Water Heater (0.63 UEF - 50 Gal) - Hot-Dry ¦ PG&E ¦ Hot-Dry | Com ¦ Com Gas Storage Water Heater (0.63 UEF - 50 Gal) - Hot-Dry | PG&E ¦ Hot-Dry | PG&E | All | Electric & Gas | Gas Storage WH (0.63 UEF - 50 Gal) | Average Existing and Code |  | 2027 | 1 | Conventional | WaterHeat | Com - College | Com | ROB and NEW | 0 | 1000 sqft2 of floor space | 1000 sqft served | 13 | DEER:Indoor_CFL_Ltg | 0 | 0 | 0 | SWWH027-05 | 122.0061 | 2024 | 74.4043 | 2024 | 0 | 0 | SWWH027-05 | Com Small Gas Water Heaters - Hot-Dry ¦ PG&E ¦ Hot-Dry | Com Small Gas Water Heaters - Hot-Dry | 0.74815 | 0.546 | 0.95 | CBSA 2019 | 0 | 2012 | 1 | SWWH027-05
COM-WATERHEAT-FS-10.14 | Com ¦ Com Gas Storage Water Heater (0.63 UEF - 50 Gal) - Hot-Dry ¦ PG&E ¦ Hot-Dry | Com ¦ Com Gas Storage Water Heater (0.63 UEF - 50 Gal) - Hot-Dry | PG&E ¦ Hot-Dry | PG&E | All | Electric & Gas | Gas Storage WH (0.63 UEF - 50 Gal) | Average Existing and Code |  | 2027 | 1 | Conventional | WaterHeat | Com - Grocery | Com | ROB and NEW | 0 | 1000 sqft2 of floor space | 1000 sqft served | 13 | DEER:Indoor_CFL_Ltg | 0 | 0 | 0 | SWWH027-05 | 101.241 | 2024 | 61.7409 | 2024 | 0 | 0 | SWWH027-05 | Com Small Gas Water Heaters - Hot-Dry ¦ PG&E ¦ Hot-Dry | Com Small Gas Water Heaters - Hot-Dry | 0.59609 | 0.546 | 0.95 | CBSA 2019 | 0 | 2012 | 1 | SWWH027-05
COM-WATERHEAT-FS-10.15 | Com ¦ Com Gas Storage Water Heater (0.63 UEF - 50 Gal) - Hot-Dry ¦ PG&E ¦ Hot-Dry | Com ¦ Com Gas Storage Water Heater (0.63 UEF - 50 Gal) - Hot-Dry | PG&E ¦ Hot-Dry | PG&E | All | Electric & Gas | Gas Storage WH (0.63 UEF - 50 Gal) | Average Existing and Code |  | 2027 | 1 | Conventional | WaterHeat | Com - Health | Com | ROB and NEW | 0 | 1000 sqft2 of floor space | 1000 sqft served | 13 | DEER:Indoor_CFL_Ltg | 0 | 0 | 0 | SWWH027-05 | 184.799 | 2024 | 112.698 | 2024 | 0 | 0 | SWWH027-05 | Com Small Gas Water Heaters - Hot-Dry ¦ PG&E ¦ Hot-Dry | Com Small Gas Water Heaters - Hot-Dry | 0.52611 | 0.546 | 0.95 | CBSA 2019 | 0 | 2012 | 1 | SWWH027-05
COM-WATERHEAT-FS-10.16 | Com ¦ Com Gas Storage Water Heater (0.63 UEF - 50 Gal) - Hot-Dry ¦ PG&E ¦ Hot-Dry | Com ¦ Com Gas Storage Water Heater (0.63 UEF - 50 Gal) - Hot-Dry | PG&E ¦ Hot-Dry | PG&E | All | Electric & Gas | Gas Storage WH (0.63 UEF - 50 Gal) | Average Existing and Code |  | 2027 | 1 | Conventional | WaterHeat | Com - Lodging | Com | ROB and NEW | 0 | 1000 sqft2 of floor space | 1000 sqft served | 13 | DEER:Indoor_CFL_Ltg | 0 | 0 | 0 | SWWH027-05 | 116.2771 | 2024 | 70.9106 | 2024 | 0 | 0 | SWWH027-05 | Com Small Gas Water Heaters - Hot-Dry ¦ PG&E ¦ Hot-Dry | Com Small Gas Water Heaters - Hot-Dry | 0.73871 | 0.546 | 0.95 | CBSA 2019 | 0 | 2012 | 1 | SWWH027-05
COM-WATERHEAT-FS-10.17 | Com ¦ Com Gas Storage Water Heater (0.63 UEF - 50 Gal) - Hot-Dry ¦ PG&E ¦ Hot-Dry | Com ¦ Com Gas Storage Water Heater (0.63 UEF - 50 Gal) - Hot-Dry | PG&E ¦ Hot-Dry | PG&E | All | Electric & Gas | Gas Storage WH (0.63 UEF - 50 Gal) | Average Existing and Code |  | 2027 | 1 | Conventional | WaterHeat | Com - Office (Large) | Com | ROB and NEW | 0 | 1000 sqft2 of floor space | 1000 sqft served | 13 | DEER:Indoor_CFL_Ltg | 0 | 0 | 0 | SWWH027-05 | 37.9654 | 2024 | 23.1528 | 2024 | 0 | 0 | SWWH027-05 | Com Small Gas Water Heaters - Hot-Dry ¦ PG&E ¦ Hot-Dry | Com Small Gas Water Heaters - Hot-Dry | 0.46177 | 0.546 | 0.95 | CBSA 2019 | 0 | 2012 | 1 | SWWH027-05
COM-WATERHEAT-FS-10.18 | Com ¦ Com Gas Storage Water Heater (0.63 UEF - 50 Gal) - Hot-Dry ¦ PG&E ¦ Hot-Dry | Com ¦ Com Gas Storage Water Heater (0.63 UEF - 50 Gal) - Hot-Dry | PG&E ¦ Hot-Dry | PG&E | All | Electric & Gas | Gas Storage WH (0.63 UEF - 50 Gal) | Average Existing and Code |  | 2027 | 1 | Conventional | WaterHeat | Com - Office (Small) | Com | ROB and NEW | 0 | 1000 sqft2 of floor space | 1000 sqft served | 13 | DEER:Indoor_CFL_Ltg | 0 | 0 | 0 | SWWH027-05 | 37.9654 | 2024 | 23.1528 | 2024 | 0 | 0 | SWWH027-05 | Com Small Gas Water Heaters - Hot-Dry ¦ PG&E ¦ Hot-Dry | Com Small Gas Water Heaters - Hot-Dry | 0.46177 | 0.546 | 0.95 | CBSA 2019 | 0 | 2012 | 1 | SWWH027-05
COM-WATERHEAT-FS-10.19 | Com ¦ Com Gas Storage Water Heater (0.63 UEF - 50 Gal) - Hot-Dry ¦ PG&E ¦ Hot-Dry | Com ¦ Com Gas Storage Water Heater (0.63 UEF - 50 Gal) - Hot-Dry | PG&E ¦ Hot-Dry | PG&E | All | Electric & Gas | Gas Storage WH (0.63 UEF - 50 Gal) | Average Existing and Code |  | 2027 | 1 | Conventional | WaterHeat | Com - Other | Com | ROB and NEW | 0 | 1000 sqft2 of floor space | 1000 sqft served | 13 | DEER:Indoor_CFL_Ltg | 0 | 0 | 0 | SWWH027-05 | 313.9943 | 2024 | 191.4867 | 2024 | 0 | 0 | SWWH027-05 | Com Small Gas Water Heaters - Hot-Dry ¦ PG&E ¦ Hot-Dry | Com Small Gas Water Heaters - Hot-Dry | 0.5433 | 0.546 | 0.95 | CBSA 2019 | 0 | 2012 | 1 | SWWH027-05
COM-WATERHEAT-FS-10.20 | Com ¦ Com Gas Storage Water Heater (0.63 UEF - 50 Gal) - Hot-Dry ¦ PG&E ¦ Hot-Dry | Com ¦ Com Gas Storage Water Heater (0.63 UEF - 50 Gal) - Hot-Dry | PG&E ¦ Hot-Dry | PG&E | All | Electric & Gas | Gas Storage WH (0.63 UEF - 50 Gal) | Average Existing and Code |  | 2027 | 1 | Conventional | WaterHeat | Com - Refrig. Warehouse | Com | ROB and NEW | 0 | 1000 sqft2 of floor space | 1000 sqft served | 13 | DEER:Indoor_CFL_Ltg | 0 | 0 | 0 | SWWH027-05 | 17.5552 | 2024 | 10.7059 | 2024 | 0 | 0 | SWWH027-05 | Com Small Gas Water Heaters - Hot-Dry ¦ PG&E ¦ Hot-Dry | Com Small Gas Water Heaters - Hot-Dry | 0.22621 | 0.546 | 0.95 | CBSA 2019 | 0 | 2012 | 1 | SWWH027-05
COM-WATERHEAT-FS-10.21 | Com ¦ Com Gas Storage Water Heater (0.63 UEF - 50 Gal) - Hot-Dry ¦ PG&E ¦ Hot-Dry | Com ¦ Com Gas Storage Water Heater (0.63 UEF - 50 Gal) - Hot-Dry | PG&E ¦ Hot-Dry | PG&E | All | Electric & Gas | Gas Storage WH (0.63 UEF - 50 Gal) | Average Existing and Code |  | 2027 | 1 | Conventional | WaterHeat | Com - Restaurant | Com | ROB and NEW | 0 | 1000 sqft2 of floor space | 1000 sqft served | 13 | DEER:Indoor_CFL_Ltg | 0 | 0 | 0 | SWWH027-05 | 1644.6494 | 2024 | 1002.975 | 2024 | 0 | 0 | SWWH027-05 | Com Small Gas Water Heaters - Hot-Dry ¦ PG&E ¦ Hot-Dry | Com Small Gas Water Heaters - Hot-Dry | 0.79319 | 0.546 | 0.95 | CBSA 2019 | 0 | 2012 | 1 | SWWH027-05
COM-WATERHEAT-FS-10.22 | Com ¦ Com Gas Storage Water Heater (0.63 UEF - 50 Gal) - Hot-Dry ¦ PG&E ¦ Hot-Dry | Com ¦ Com Gas Storage Water Heater (0.63 UEF - 50 Gal) - Hot-Dry | PG&E ¦ Hot-Dry | PG&E | All | Electric & Gas | Gas Storage WH (0.63 UEF - 50 Gal) | Average Existing and Code |  | 2027 | 1 | Conventional | WaterHeat | Com - Retail | Com | ROB and NEW | 0 | 1000 sqft2 of floor space | 1000 sqft served | 13 | DEER:Indoor_CFL_Ltg | 0 | 0 | 0 | SWWH027-05 | 23.5157 | 2024 | 14.3408 | 2024 | 0 | 0 | SWWH027-05 | Com Small Gas Water Heaters - Hot-Dry ¦ PG&E ¦ Hot-Dry | Com Small Gas Water Heaters - Hot-Dry | 0.40063 | 0.546 | 0.95 | CBSA 2019 | 0 | 2012 | 1 | SWWH027-05
COM-WATERHEAT-FS-10.23 | Com ¦ Com Gas Storage Water Heater (0.63 UEF - 50 Gal) - Hot-Dry ¦ PG&E ¦ Hot-Dry | Com ¦ Com Gas Storage Water Heater (0.63 UEF - 50 Gal) - Hot-Dry | PG&E ¦ Hot-Dry | PG&E | All | Electric & Gas | Gas Storage WH (0.63 UEF - 50 Gal) | Average Existing and Code |  | 2027 | 1 | Conventional | WaterHeat | Com - School | Com | ROB and NEW | 0 | 1000 sqft2 of floor space | 1000 sqft served | 13 | DEER:Indoor_CFL_Ltg | 0 | 0 | 0 | SWWH027-05 | 193.7077 | 2024 | 118.1309 | 2024 | 0 | 0 | SWWH027-05 | Com Small Gas Water Heaters - Hot-Dry ¦ PG&E ¦ Hot-Dry | Com Small Gas Water Heaters - Hot-Dry | 0.76922 | 0.546 | 0.95 | CBSA 2019 | 0 | 2012 | 1 | SWWH027-05
COM-WATERHEAT-FS-10.24 | Com ¦ Com Gas Storage Water Heater (0.63 UEF - 50 Gal) - Hot-Dry ¦ PG&E ¦ Hot-Dry | Com ¦ Com Gas Storage Water Heater (0.63 UEF - 50 Gal) - Hot-Dry | PG&E ¦ Hot-Dry | PG&E | All | Electric & Gas | Gas Storage WH (0.63 UEF - 50 Gal) | Average Existing and Code |  | 2027 | 1 | Conventional | WaterHeat | Com - Warehouse | Com | ROB and NEW | 0 | 1000 sqft2 of floor space | 1000 sqft served | 13 | DEER:Indoor_CFL_Ltg | 0 | 0 | 0 | SWWH027-05 | 3.511 | 2024 | 2.1412 | 2024 | 0 | 0 | SWWH027-05 | Com Small Gas Water Heaters - Hot-Dry ¦ PG&E ¦ Hot-Dry | Com Small Gas Water Heaters - Hot-Dry | 0.1976 | 0.546 | 0.95 | CBSA 2019 | 0 | 2012 | 1 | SWWH027-05
COM-WATERHEAT-FS-10.25 | Com ¦ Com Gas Storage Water Heater (0.63 UEF - 50 Gal) - Cold ¦ PG&E ¦ Cold | Com ¦ Com Gas Storage Water Heater (0.63 UEF - 50 Gal) - Cold | PG&E ¦ Cold | PG&E | All | Electric & Gas | Gas Storage WH (0.63 UEF - 50 Gal) | Average Existing and Code |  | 2027 | 1 | Conventional | WaterHeat | Com - College | Com | ROB and NEW | 0 | 1000 sqft2 of floor space | 1000 sqft served | 13 | DEER:Indoor_CFL_Ltg | 0 | 0 | 0 | SWWH027-05 | 244.0121 | 2024 | 148.8087 | 2024 | 0 | 0 | SWWH027-05 | Com Small Gas Water Heaters - Cold ¦ PG&E ¦ Cold | Com Small Gas Water Heaters - Cold | 0.74815 | 0.546 | 0.95 | CBSA 2019 | 0 | 2012 | 1 | SWWH027-05
COM-WATERHEAT-FS-10.26 | Com ¦ Com Gas Storage Water Heater (0.63 UEF - 50 Gal) - Cold ¦ PG&E ¦ Cold | Com ¦ Com Gas Storage Water Heater (0.63 UEF - 50 Gal) - Cold | PG&E ¦ Cold | PG&E | All | Electric & Gas | Gas Storage WH (0.63 UEF - 50 Gal) | Average Existing and Code |  | 2027 | 1 | Conventional | WaterHeat | Com - Grocery | Com | ROB and NEW | 0 | 1000 sqft2 of floor space | 1000 sqft served | 13 | DEER:Indoor_CFL_Ltg | 0 | 0 | 0 | SWWH027-05 | 202.482 | 2024 | 123.4818 | 2024 | 0 | 0 | SWWH027-05 | Com Small Gas Water Heaters - Cold ¦ PG&E ¦ Cold | Com Small Gas Water Heaters - Cold | 0.59609 | 0.546 | 0.95 | CBSA 2019 | 0 | 2012 | 1 | SWWH027-05
COM-WATERHEAT-FS-10.27 | Com ¦ Com Gas Storage Water Heater (0.63 UEF - 50 Gal) - Cold ¦ PG&E ¦ Cold | Com ¦ Com Gas Storage Water Heater (0.63 UEF - 50 Gal) - Cold | PG&E ¦ Cold | PG&E | All | Electric & Gas | Gas Storage WH (0.63 UEF - 50 Gal) | Average Existing and Code |  | 2027 | 1 | Conventional | WaterHeat | Com - Health | Com | ROB and NEW | 0 | 1000 sqft2 of floor space | 1000 sqft served | 13 | DEER:Indoor_CFL_Ltg | 0 | 0 | 0 | SWWH027-05 | 369.598 | 2024 | 225.3961 | 2024 | 0 | 0 | SWWH027-05 | Com Small Gas Water Heaters - Cold ¦ PG&E ¦ Cold | Com Small Gas Water Heaters - Cold | 0.52611 | 0.546 | 0.95 | CBSA 2019 | 0 | 2012 | 1 | SWWH027-05
COM-WATERHEAT-FS-10.28 | Com ¦ Com Gas Storage Water Heater (0.63 UEF - 50 Gal) - Cold ¦ PG&E ¦ Cold | Com ¦ Com Gas Storage Water Heater (0.63 UEF - 50 Gal) - Cold | PG&E ¦ Cold | PG&E | All | Electric & Gas | Gas Storage WH (0.63 UEF - 50 Gal) | Average Existing and Code |  | 2027 | 1 | Conventional | WaterHeat | Com - Lodging | Com | ROB and NEW | 0 | 1000 sqft2 of floor space | 1000 sqft served | 13 | DEER:Indoor_CFL_Ltg | 0 | 0 | 0 | SWWH027-05 | 232.5542 | 2024 | 141.8212 | 2024 | 0 | 0 | SWWH027-05 | Com Small Gas Water Heaters - Cold ¦ PG&E ¦ Cold | Com Small Gas Water Heaters - Cold | 0.73871 | 0.546 | 0.95 | CBSA 2019 | 0 | 2012 | 1 | SWWH027-05
COM-WATERHEAT-FS-10.29 | Com ¦ Com Gas Storage Water Heater (0.63 UEF - 50 Gal) - Cold ¦ PG&E ¦ Cold | Com ¦ Com Gas Storage Water Heater (0.63 UEF - 50 Gal) - Cold | PG&E ¦ Cold | PG&E | All | Electric & Gas | Gas Storage WH (0.63 UEF - 50 Gal) | Average Existing and Code |  | 2027 | 1 | Conventional | WaterHeat | Com - Office (Large) | Com | ROB and NEW | 0 | 1000 sqft2 of floor space | 1000 sqft served | 13 | DEER:Indoor_CFL_Ltg | 0 | 0 | 0 | SWWH027-05 | 75.9307 | 2024 | 46.3057 | 2024 | 0 | 0 | SWWH027-05 | Com Small Gas Water Heaters - Cold ¦ PG&E ¦ Cold | Com Small Gas Water Heaters - Cold | 0.46177 | 0.546 | 0.95 | CBSA 2019 | 0 | 2012 | 1 | SWWH027-05
COM-WATERHEAT-FS-10.30 | Com ¦ Com Gas Storage Water Heater (0.63 UEF - 50 Gal) - Cold ¦ PG&E ¦ Cold | Com ¦ Com Gas Storage Water Heater (0.63 UEF - 50 Gal) - Cold | PG&E ¦ Cold | PG&E | All | Electric & Gas | Gas Storage WH (0.63 UEF - 50 Gal) | Average Existing and Code |  | 2027 | 1 | Conventional | WaterHeat | Com - Office (Small) | Com | ROB and NEW | 0 | 1000 sqft2 of floor space | 1000 sqft served | 13 | DEER:Indoor_CFL_Ltg | 0 | 0 | 0 | SWWH027-05 | 75.9307 | 2024 | 46.3057 | 2024 | 0 | 0 | SWWH027-05 | Com Small Gas Water Heaters - Cold ¦ PG&E ¦ Cold | Com Small Gas Water Heaters - Cold | 0.46177 | 0.546 | 0.95 | CBSA 2019 | 0 | 2012 | 1 | SWWH027-05
COM-WATERHEAT-FS-10.31 | Com ¦ Com Gas Storage Water Heater (0.63 UEF - 50 Gal) - Cold ¦ PG&E ¦ Cold | Com ¦ Com Gas Storage Water Heater (0.63 UEF - 50 Gal) - Cold | PG&E ¦ Cold | PG&E | All | Electric & Gas | Gas Storage WH (0.63 UEF - 50 Gal) | Average Existing and Code |  | 2027 | 1 | Conventional | WaterHeat | Com - Other | Com | ROB and NEW | 0 | 1000 sqft2 of floor space | 1000 sqft served | 13 | DEER:Indoor_CFL_Ltg | 0 | 0 | 0 | SWWH027-05 | 627.9886 | 2024 | 382.9733 | 2024 | 0 | 0 | SWWH027-05 | Com Small Gas Water Heaters - Cold ¦ PG&E ¦ Cold | Com Small Gas Water Heaters - Cold | 0.5433 | 0.546 | 0.95 | CBSA 2019 | 0 | 2012 | 1 | SWWH027-05
COM-WATERHEAT-FS-10.32 | Com ¦ Com Gas Storage Water Heater (0.63 UEF - 50 Gal) - Cold ¦ PG&E ¦ Cold | Com ¦ Com Gas Storage Water Heater (0.63 UEF - 50 Gal) - Cold | PG&E ¦ Cold | PG&E | All | Electric & Gas | Gas Storage WH (0.63 UEF - 50 Gal) | Average Existing and Code |  | 2027 | 1 | Conventional | WaterHeat | Com - Refrig. Warehouse | Com | ROB and NEW | 0 | 1000 sqft2 of floor space | 1000 sqft served | 13 | DEER:Indoor_CFL_Ltg | 0 | 0 | 0 | SWWH027-05 | 35.1104 | 2024 | 21.4118 | 2024 | 0 | 0 | SWWH027-05 | Com Small Gas Water Heaters - Cold ¦ PG&E ¦ Cold | Com Small Gas Water Heaters - Cold | 0.22621 | 0.546 | 0.95 | CBSA 2019 | 0 | 2012 | 1 | SWWH027-05
COM-WATERHEAT-FS-10.33 | Com ¦ Com Gas Storage Water Heater (0.63 UEF - 50 Gal) - Cold ¦ PG&E ¦ Cold | Com ¦ Com Gas Storage Water Heater (0.63 UEF - 50 Gal) - Cold | PG&E ¦ Cold | PG&E | All | Electric & Gas | Gas Storage WH (0.63 UEF - 50 Gal) | Average Existing and Code |  | 2027 | 1 | Conventional | WaterHeat | Com - Restaurant | Com | ROB and NEW | 0 | 1000 sqft2 of floor space | 1000 sqft served | 13 | DEER:Indoor_CFL_Ltg | 0 | 0 | 0 | SWWH027-05 | 3289.2989 | 2024 | 2005.9501 | 2024 | 0 | 0 | SWWH027-05 | Com Small Gas Water Heaters - Cold ¦ PG&E ¦ Cold | Com Small Gas Water Heaters - Cold | 0.79319 | 0.546 | 0.95 | CBSA 2019 | 0 | 2012 | 1 | SWWH027-05
COM-WATERHEAT-FS-10.34 | Com ¦ Com Gas Storage Water Heater (0.63 UEF - 50 Gal) - Cold ¦ PG&E ¦ Cold | Com ¦ Com Gas Storage Water Heater (0.63 UEF - 50 Gal) - Cold | PG&E ¦ Cold | PG&E | All | Electric & Gas | Gas Storage WH (0.63 UEF - 50 Gal) | Average Existing and Code |  | 2027 | 1 | Conventional | WaterHeat | Com - Retail | Com | ROB and NEW | 0 | 1000 sqft2 of floor space | 1000 sqft served | 13 | DEER:Indoor_CFL_Ltg | 0 | 0 | 0 | SWWH027-05 | 47.0314 | 2024 | 28.6817 | 2024 | 0 | 0 | SWWH027-05 | Com Small Gas Water Heaters - Cold ¦ PG&E ¦ Cold | Com Small Gas Water Heaters - Cold | 0.40063 | 0.546 | 0.95 | CBSA 2019 | 0 | 2012 | 1 | SWWH027-05
COM-WATERHEAT-FS-10.35 | Com ¦ Com Gas Storage Water Heater (0.63 UEF - 50 Gal) - Cold ¦ PG&E ¦ Cold | Com ¦ Com Gas Storage Water Heater (0.63 UEF - 50 Gal) - Cold | PG&E ¦ Cold | PG&E | All | Electric & Gas | Gas Storage WH (0.63 UEF - 50 Gal) | Average Existing and Code |  | 2027 | 1 | Conventional | WaterHeat | Com - School | Com | ROB and NEW | 0 | 1000 sqft2 of floor space | 1000 sqft served | 13 | DEER:Indoor_CFL_Ltg | 0 | 0 | 0 | SWWH027-05 | 387.4154 | 2024 | 236.2619 | 2024 | 0 | 0 | SWWH027-05 | Com Small Gas Water Heaters - Cold ¦ PG&E ¦ Cold | Com Small Gas Water Heaters - Cold | 0.76922 | 0.546 | 0.95 | CBSA 2019 | 0 | 2012 | 1 | SWWH027-05
COM-WATERHEAT-FS-10.36 | Com ¦ Com Gas Storage Water Heater (0.63 UEF - 50 Gal) - Cold ¦ PG&E ¦ Cold | Com ¦ Com Gas Storage Water Heater (0.63 UEF - 50 Gal) - Cold | PG&E ¦ Cold | PG&E | All | Electric & Gas | Gas Storage WH (0.63 UEF - 50 Gal) | Average Existing and Code |  | 2027 | 1 | Conventional | WaterHeat | Com - Warehouse | Com | ROB and NEW | 0 | 1000 sqft2 of floor space | 1000 sqft served | 13 | DEER:Indoor_CFL_Ltg | 0 | 0 | 0 | SWWH027-05 | 7.0221 | 2024 | 4.2824 | 2024 | 0 | 0 | SWWH027-05 | Com Small Gas Water Heaters - Cold ¦ PG&E ¦ Cold | Com Small Gas Water Heaters - Cold | 0.1976 | 0.546 | 0.95 | CBSA 2019 | 0 | 2012 | 1 | SWWH027-05
COM-WATERHEAT-FS-10.37 | Com ¦ Com Gas Storage Water Heater (0.63 UEF - 50 Gal) - Marine ¦ SCG ¦ Marine | Com ¦ Com Gas Storage Water Heater (0.63 UEF - 50 Gal) - Marine | SCG ¦ Marine | SCG | All | Electric & Gas | Gas Storage WH (0.63 UEF - 50 Gal) | Average Existing and Code |  | 2027 | 1 | Conventional | WaterHeat | Com - College | Com | ROB and NEW | 0 | 1000 sqft2 of floor space | 1000 sqft served | 13 | DEER:Indoor_CFL_Ltg | 0 | 0 | 0 | SWWH027-05 | 244.0121 | 2024 | 148.8087 | 2024 | 0 | 0 | SWWH027-05 | Com Small Gas Water Heaters - Marine ¦ SCG ¦ Marine | Com Small Gas Water Heaters - Marine | 0.74815 | 0.546 | 0.95 | CBSA 2019 | 0 | 2012 | 1 | SWWH027-05
COM-WATERHEAT-FS-10.38 | Com ¦ Com Gas Storage Water Heater (0.63 UEF - 50 Gal) - Marine ¦ SCG ¦ Marine | Com ¦ Com Gas Storage Water Heater (0.63 UEF - 50 Gal) - Marine | SCG ¦ Marine | SCG | All | Electric & Gas | Gas Storage WH (0.63 UEF - 50 Gal) | Average Existing and Code |  | 2027 | 1 | Conventional | WaterHeat | Com - Grocery | Com | ROB and NEW | 0 | 1000 sqft2 of floor space | 1000 sqft served | 13 | DEER:Indoor_CFL_Ltg | 0 | 0 | 0 | SWWH027-05 | 202.482 | 2024 | 123.4818 | 2024 | 0 | 0 | SWWH027-05 | Com Small Gas Water Heaters - Marine ¦ SCG ¦ Marine | Com Small Gas Water Heaters - Marine | 0.59609 | 0.546 | 0.95 | CBSA 2019 | 0 | 2012 | 1 | SWWH027-05
COM-WATERHEAT-FS-10.39 | Com ¦ Com Gas Storage Water Heater (0.63 UEF - 50 Gal) - Marine ¦ SCG ¦ Marine | Com ¦ Com Gas Storage Water Heater (0.63 UEF - 50 Gal) - Marine | SCG ¦ Marine | SCG | All | Electric & Gas | Gas Storage WH (0.63 UEF - 50 Gal) | Average Existing and Code |  | 2027 | 1 | Conventional | WaterHeat | Com - Health | Com | ROB and NEW | 0 | 1000 sqft2 of floor space | 1000 sqft served | 13 | DEER:Indoor_CFL_Ltg | 0 | 0 | 0 | SWWH027-05 | 369.598 | 2024 | 225.3961 | 2024 | 0 | 0 | SWWH027-05 | Com Small Gas Water Heaters - Marine ¦ SCG ¦ Marine | Com Small Gas Water Heaters - Marine | 0.52611 | 0.546 | 0.95 | CBSA 2019 | 0 | 2012 | 1 | SWWH027-05
COM-WATERHEAT-FS-10.40 | Com ¦ Com Gas Storage Water Heater (0.63 UEF - 50 Gal) - Marine ¦ SCG ¦ Marine | Com ¦ Com Gas Storage Water Heater (0.63 UEF - 50 Gal) - Marine | SCG ¦ Marine | SCG | All | Electric & Gas | Gas Storage WH (0.63 UEF - 50 Gal) | Average Existing and Code |  | 2027 | 1 | Conventional | WaterHeat | Com - Lodging | Com | ROB and NEW | 0 | 1000 sqft2 of floor space | 1000 sqft served | 13 | DEER:Indoor_CFL_Ltg | 0 | 0 | 0 | SWWH027-05 | 232.5542 | 2024 | 141.8212 | 2024 | 0 | 0 | SWWH027-05 | Com Small Gas Water Heaters - Marine ¦ SCG ¦ Marine | Com Small Gas Water Heaters - Marine | 0.73871 | 0.546 | 0.95 | CBSA 2019 | 0 | 2012 | 1 | SWWH027-05
COM-WATERHEAT-FS-10.41 | Com ¦ Com Gas Storage Water Heater (0.63 UEF - 50 Gal) - Marine ¦ SCG ¦ Marine | Com ¦ Com Gas Storage Water Heater (0.63 UEF - 50 Gal) - Marine | SCG ¦ Marine | SCG | All | Electric & Gas | Gas Storage WH (0.63 UEF - 50 Gal) | Average Existing and Code |  | 2027 | 1 | Conventional | WaterHeat | Com - Office (Large) | Com | ROB and NEW | 0 | 1000 sqft2 of floor space | 1000 sqft served | 13 | DEER:Indoor_CFL_Ltg | 0 | 0 | 0 | SWWH027-05 | 75.9307 | 2024 | 46.3057 | 2024 | 0 | 0 | SWWH027-05 | Com Small Gas Water Heaters - Marine ¦ SCG ¦ Marine | Com Small Gas Water Heaters - Marine | 0.46177 | 0.546 | 0.95 | CBSA 2019 | 0 | 2012 | 1 | SWWH027-05
COM-WATERHEAT-FS-10.42 | Com ¦ Com Gas Storage Water Heater (0.63 UEF - 50 Gal) - Marine ¦ SCG ¦ Marine | Com ¦ Com Gas Storage Water Heater (0.63 UEF - 50 Gal) - Marine | SCG ¦ Marine | SCG | All | Electric & Gas | Gas Storage WH (0.63 UEF - 50 Gal) | Average Existing and Code |  | 2027 | 1 | Conventional | WaterHeat | Com - Office (Small) | Com | ROB and NEW | 0 | 1000 sqft2 of floor space | 1000 sqft served | 13 | DEER:Indoor_CFL_Ltg | 0 | 0 | 0 | SWWH027-05 | 75.9307 | 2024 | 46.3057 | 2024 | 0 | 0 | SWWH027-05 | Com Small Gas Water Heaters - Marine ¦ SCG ¦ Marine | Com Small Gas Water Heaters - Marine | 0.46177 | 0.546 | 0.95 | CBSA 2019 | 0 | 2012 | 1 | SWWH027-05
COM-WATERHEAT-FS-10.43 | Com ¦ Com Gas Storage Water Heater (0.63 UEF - 50 Gal) - Marine ¦ SCG ¦ Marine | Com ¦ Com Gas Storage Water Heater (0.63 UEF - 50 Gal) - Marine | SCG ¦ Marine | SCG | All | Electric & Gas | Gas Storage WH (0.63 UEF - 50 Gal) | Average Existing and Code |  | 2027 | 1 | Conventional | WaterHeat | Com - Other | Com | ROB and NEW | 0 | 1000 sqft2 of floor space | 1000 sqft served | 13 | DEER:Indoor_CFL_Ltg | 0 | 0 | 0 | SWWH027-05 | 627.9886 | 2024 | 382.9733 | 2024 | 0 | 0 | SWWH027-05 | Com Small Gas Water Heaters - Marine ¦ SCG ¦ Marine | Com Small Gas Water Heaters - Marine | 0.5433 | 0.546 | 0.95 | CBSA 2019 | 0 | 2012 | 1 | SWWH027-05
COM-WATERHEAT-FS-10.44 | Com ¦ Com Gas Storage Water Heater (0.63 UEF - 50 Gal) - Marine ¦ SCG ¦ Marine | Com ¦ Com Gas Storage Water Heater (0.63 UEF - 50 Gal) - Marine | SCG ¦ Marine | SCG | All | Electric & Gas | Gas Storage WH (0.63 UEF - 50 Gal) | Average Existing and Code |  | 2027 | 1 | Conventional | WaterHeat | Com - Refrig. Warehouse | Com | ROB and NEW | 0 | 1000 sqft2 of floor space | 1000 sqft served | 13 | DEER:Indoor_CFL_Ltg | 0 | 0 | 0 | SWWH027-05 | 35.1104 | 2024 | 21.4118 | 2024 | 0 | 0 | SWWH027-05 | Com Small Gas Water Heaters - Marine ¦ SCG ¦ Marine | Com Small Gas Water Heaters - Marine | 0.22621 | 0.546 | 0.95 | CBSA 2019 | 0 | 2012 | 1 | SWWH027-05
COM-WATERHEAT-FS-10.45 | Com ¦ Com Gas Storage Water Heater (0.63 UEF - 50 Gal) - Marine ¦ SCG ¦ Marine | Com ¦ Com Gas Storage Water Heater (0.63 UEF - 50 Gal) - Marine | SCG ¦ Marine | SCG | All | Electric & Gas | Gas Storage WH (0.63 UEF - 50 Gal) | Average Existing and Code |  | 2027 | 1 | Conventional | WaterHeat | Com - Restaurant | Com | ROB and NEW | 0 | 1000 sqft2 of floor space | 1000 sqft served | 13 | DEER:Indoor_CFL_Ltg | 0 | 0 | 0 | SWWH027-05 | 3289.2989 | 2024 | 2005.9501 | 2024 | 0 | 0 | SWWH027-05 | Com Small Gas Water Heaters - Marine ¦ SCG ¦ Marine | Com Small Gas Water Heaters - Marine | 0.79319 | 0.546 | 0.95 | CBSA 2019 | 0 | 2012 | 1 | SWWH027-05
COM-WATERHEAT-FS-10.46 | Com ¦ Com Gas Storage Water Heater (0.63 UEF - 50 Gal) - Marine ¦ SCG ¦ Marine | Com ¦ Com Gas Storage Water Heater (0.63 UEF - 50 Gal) - Marine | SCG ¦ Marine | SCG | All | Electric & Gas | Gas Storage WH (0.63 UEF - 50 Gal) | Average Existing and Code |  | 2027 | 1 | Conventional | WaterHeat | Com - Retail | Com | ROB and NEW | 0 | 1000 sqft2 of floor space | 1000 sqft served | 13 | DEER:Indoor_CFL_Ltg | 0 | 0 | 0 | SWWH027-05 | 47.0314 | 2024 | 28.6817 | 2024 | 0 | 0 | SWWH027-05 | Com Small Gas Water Heaters - Marine ¦ SCG ¦ Marine | Com Small Gas Water Heaters - Marine | 0.40063 | 0.546 | 0.95 | CBSA 2019 | 0 | 2012 | 1 | SWWH027-05
COM-WATERHEAT-FS-10.47 | Com ¦ Com Gas Storage Water Heater (0.63 UEF - 50 Gal) - Marine ¦ SCG ¦ Marine | Com ¦ Com Gas Storage Water Heater (0.63 UEF - 50 Gal) - Marine | SCG ¦ Marine | SCG | All | Electric & Gas | Gas Storage WH (0.63 UEF - 50 Gal) | Average Existing and Code |  | 2027 | 1 | Conventional | WaterHeat | Com - School | Com | ROB and NEW | 0 | 1000 sqft2 of floor space | 1000 sqft served | 13 | DEER:Indoor_CFL_Ltg | 0 | 0 | 0 | SWWH027-05 | 387.4154 | 2024 | 236.2619 | 2024 | 0 | 0 | SWWH027-05 | Com Small Gas Water Heaters - Marine ¦ SCG ¦ Marine | Com Small Gas Water Heaters - Marine | 0.76922 | 0.546 | 0.95 | CBSA 2019 | 0 | 2012 | 1 | SWWH027-05
COM-WATERHEAT-FS-10.48 | Com ¦ Com Gas Storage Water Heater (0.63 UEF - 50 Gal) - Marine ¦ SCG ¦ Marine | Com ¦ Com Gas Storage Water Heater (0.63 UEF - 50 Gal) - Marine | SCG ¦ Marine | SCG | All | Electric & Gas | Gas Storage WH (0.63 UEF - 50 Gal) | Average Existing and Code |  | 2027 | 1 | Conventional | WaterHeat | Com - Warehouse | Com | ROB and NEW | 0 | 1000 sqft2 of floor space | 1000 sqft served | 13 | DEER:Indoor_CFL_Ltg | 0 | 0 | 0 | SWWH027-05 | 7.0221 | 2024 | 4.2824 | 2024 | 0 | 0 | SWWH027-05 | Com Small Gas Water Heaters - Marine ¦ SCG ¦ Marine | Com Small Gas Water Heaters - Marine | 0.1976 | 0.546 | 0.95 | CBSA 2019 | 0 | 2012 | 1 | SWWH027-05
COM-WATERHEAT-FS-10.49 | Com ¦ Com Gas Storage Water Heater (0.63 UEF - 50 Gal) - Hot-Dry ¦ SCG ¦ Hot-Dry | Com ¦ Com Gas Storage Water Heater (0.63 UEF - 50 Gal) - Hot-Dry | SCG ¦ Hot-Dry | SCG | All | Electric & Gas | Gas Storage WH (0.63 UEF - 50 Gal) | Average Existing and Code |  | 2027 | 1 | Conventional | WaterHeat | Com - College | Com | ROB and NEW | 0 | 1000 sqft2 of floor space | 1000 sqft served | 13 | DEER:Indoor_CFL_Ltg | 0 | 0 | 0 | SWWH027-05 | 122.0061 | 2024 | 74.4043 | 2024 | 0 | 0 | SWWH027-05 | Com Small Gas Water Heaters - Hot-Dry ¦ SCG ¦ Hot-Dry | Com Small Gas Water Heaters - Hot-Dry | 0.74815 | 0.546 | 0.95 | CBSA 2019 | 0 | 2012 | 1 | SWWH027-05
COM-WATERHEAT-FS-10.50 | Com ¦ Com Gas Storage Water Heater (0.63 UEF - 50 Gal) - Hot-Dry ¦ SCG ¦ Hot-Dry | Com ¦ Com Gas Storage Water Heater (0.63 UEF - 50 Gal) - Hot-Dry | SCG ¦ Hot-Dry | SCG | All | Electric & Gas | Gas Storage WH (0.63 UEF - 50 Gal) | Average Existing and Code |  | 2027 | 1 | Conventional | WaterHeat | Com - Grocery | Com | ROB and NEW | 0 | 1000 sqft2 of floor space | 1000 sqft served | 13 | DEER:Indoor_CFL_Ltg | 0 | 0 | 0 | SWWH027-05 | 101.241 | 2024 | 61.7409 | 2024 | 0 | 0 | SWWH027-05 | Com Small Gas Water Heaters - Hot-Dry ¦ SCG ¦ Hot-Dry | Com Small Gas Water Heaters - Hot-Dry | 0.59609 | 0.546 | 0.95 | CBSA 2019 | 0 | 2012 | 1 | SWWH027-05
COM-WATERHEAT-FS-10.51 | Com ¦ Com Gas Storage Water Heater (0.63 UEF - 50 Gal) - Hot-Dry ¦ SCG ¦ Hot-Dry | Com ¦ Com Gas Storage Water Heater (0.63 UEF - 50 Gal) - Hot-Dry | SCG ¦ Hot-Dry | SCG | All | Electric & Gas | Gas Storage WH (0.63 UEF - 50 Gal) | Average Existing and Code |  | 2027 | 1 | Conventional | WaterHeat | Com - Health | Com | ROB and NEW | 0 | 1000 sqft2 of floor space | 1000 sqft served | 13 | DEER:Indoor_CFL_Ltg | 0 | 0 | 0 | SWWH027-05 | 184.799 | 2024 | 112.698 | 2024 | 0 | 0 | SWWH027-05 | Com Small Gas Water Heaters - Hot-Dry ¦ SCG ¦ Hot-Dry | Com Small Gas Water Heaters - Hot-Dry | 0.52611 | 0.546 | 0.95 | CBSA 2019 | 0 | 2012 | 1 | SWWH027-05
COM-WATERHEAT-FS-10.52 | Com ¦ Com Gas Storage Water Heater (0.63 UEF - 50 Gal) - Hot-Dry ¦ SCG ¦ Hot-Dry | Com ¦ Com Gas Storage Water Heater (0.63 UEF - 50 Gal) - Hot-Dry | SCG ¦ Hot-Dry | SCG | All | Electric & Gas | Gas Storage WH (0.63 UEF - 50 Gal) | Average Existing and Code |  | 2027 | 1 | Conventional | WaterHeat | Com - Lodging | Com | ROB and NEW | 0 | 1000 sqft2 of floor space | 1000 sqft served | 13 | DEER:Indoor_CFL_Ltg | 0 | 0 | 0 | SWWH027-05 | 116.2771 | 2024 | 70.9106 | 2024 | 0 | 0 | SWWH027-05 | Com Small Gas Water Heaters - Hot-Dry ¦ SCG ¦ Hot-Dry | Com Small Gas Water Heaters - Hot-Dry | 0.73871 | 0.546 | 0.95 | CBSA 2019 | 0 | 2012 | 1 | SWWH027-05
COM-WATERHEAT-FS-10.53 | Com ¦ Com Gas Storage Water Heater (0.63 UEF - 50 Gal) - Hot-Dry ¦ SCG ¦ Hot-Dry | Com ¦ Com Gas Storage Water Heater (0.63 UEF - 50 Gal) - Hot-Dry | SCG ¦ Hot-Dry | SCG | All | Electric & Gas | Gas Storage WH (0.63 UEF - 50 Gal) | Average Existing and Code |  | 2027 | 1 | Conventional | WaterHeat | Com - Office (Large) | Com | ROB and NEW | 0 | 1000 sqft2 of floor space | 1000 sqft served | 13 | DEER:Indoor_CFL_Ltg | 0 | 0 | 0 | SWWH027-05 | 37.9654 | 2024 | 23.1528 | 2024 | 0 | 0 | SWWH027-05 | Com Small Gas Water Heaters - Hot-Dry ¦ SCG ¦ Hot-Dry | Com Small Gas Water Heaters - Hot-Dry | 0.46177 | 0.546 | 0.95 | CBSA 2019 | 0 | 2012 | 1 | SWWH027-05
COM-WATERHEAT-FS-10.54 | Com ¦ Com Gas Storage Water Heater (0.63 UEF - 50 Gal) - Hot-Dry ¦ SCG ¦ Hot-Dry | Com ¦ Com Gas Storage Water Heater (0.63 UEF - 50 Gal) - Hot-Dry | SCG ¦ Hot-Dry | SCG | All | Electric & Gas | Gas Storage WH (0.63 UEF - 50 Gal) | Average Existing and Code |  | 2027 | 1 | Conventional | WaterHeat | Com - Office (Small) | Com | ROB and NEW | 0 | 1000 sqft2 of floor space | 1000 sqft served | 13 | DEER:Indoor_CFL_Ltg | 0 | 0 | 0 | SWWH027-05 | 37.9654 | 2024 | 23.1528 | 2024 | 0 | 0 | SWWH027-05 | Com Small Gas Water Heaters - Hot-Dry ¦ SCG ¦ Hot-Dry | Com Small Gas Water Heaters - Hot-Dry | 0.46177 | 0.546 | 0.95 | CBSA 2019 | 0 | 2012 | 1 | SWWH027-05
COM-WATERHEAT-FS-10.55 | Com ¦ Com Gas Storage Water Heater (0.63 UEF - 50 Gal) - Hot-Dry ¦ SCG ¦ Hot-Dry | Com ¦ Com Gas Storage Water Heater (0.63 UEF - 50 Gal) - Hot-Dry | SCG ¦ Hot-Dry | SCG | All | Electric & Gas | Gas Storage WH (0.63 UEF - 50 Gal) | Average Existing and Code |  | 2027 | 1 | Conventional | WaterHeat | Com - Other | Com | ROB and NEW | 0 | 1000 sqft2 of floor space | 1000 sqft served | 13 | DEER:Indoor_CFL_Ltg | 0 | 0 | 0 | SWWH027-05 | 313.9943 | 2024 | 191.4867 | 2024 | 0 | 0 | SWWH027-05 | Com Small Gas Water Heaters - Hot-Dry ¦ SCG ¦ Hot-Dry | Com Small Gas Water Heaters - Hot-Dry | 0.5433 | 0.546 | 0.95 | CBSA 2019 | 0 | 2012 | 1 | SWWH027-05
COM-WATERHEAT-FS-10.56 | Com ¦ Com Gas Storage Water Heater (0.63 UEF - 50 Gal) - Hot-Dry ¦ SCG ¦ Hot-Dry | Com ¦ Com Gas Storage Water Heater (0.63 UEF - 50 Gal) - Hot-Dry | SCG ¦ Hot-Dry | SCG | All | Electric & Gas | Gas Storage WH (0.63 UEF - 50 Gal) | Average Existing and Code |  | 2027 | 1 | Conventional | WaterHeat | Com - Refrig. Warehouse | Com | ROB and NEW | 0 | 1000 sqft2 of floor space | 1000 sqft served | 13 | DEER:Indoor_CFL_Ltg | 0 | 0 | 0 | SWWH027-05 | 17.5552 | 2024 | 10.7059 | 2024 | 0 | 0 | SWWH027-05 | Com Small Gas Water Heaters - Hot-Dry ¦ SCG ¦ Hot-Dry | Com Small Gas Water Heaters - Hot-Dry | 0.22621 | 0.546 | 0.95 | CBSA 2019 | 0 | 2012 | 1 | SWWH027-05
COM-WATERHEAT-FS-10.57 | Com ¦ Com Gas Storage Water Heater (0.63 UEF - 50 Gal) - Hot-Dry ¦ SCG ¦ Hot-Dry | Com ¦ Com Gas Storage Water Heater (0.63 UEF - 50 Gal) - Hot-Dry | SCG ¦ Hot-Dry | SCG | All | Electric & Gas | Gas Storage WH (0.63 UEF - 50 Gal) | Average Existing and Code |  | 2027 | 1 | Conventional | WaterHeat | Com - Restaurant | Com | ROB and NEW | 0 | 1000 sqft2 of floor space | 1000 sqft served | 13 | DEER:Indoor_CFL_Ltg | 0 | 0 | 0 | SWWH027-05 | 1644.6494 | 2024 | 1002.975 | 2024 | 0 | 0 | SWWH027-05 | Com Small Gas Water Heaters - Hot-Dry ¦ SCG ¦ Hot-Dry | Com Small Gas Water Heaters - Hot-Dry | 0.79319 | 0.546 | 0.95 | CBSA 2019 | 0 | 2012 | 1 | SWWH027-05
COM-WATERHEAT-FS-10.58 | Com ¦ Com Gas Storage Water Heater (0.63 UEF - 50 Gal) - Hot-Dry ¦ SCG ¦ Hot-Dry | Com ¦ Com Gas Storage Water Heater (0.63 UEF - 50 Gal) - Hot-Dry | SCG ¦ Hot-Dry | SCG | All | Electric & Gas | Gas Storage WH (0.63 UEF - 50 Gal) | Average Existing and Code |  | 2027 | 1 | Conventional | WaterHeat | Com - Retail | Com | ROB and NEW | 0 | 1000 sqft2 of floor space | 1000 sqft served | 13 | DEER:Indoor_CFL_Ltg | 0 | 0 | 0 | SWWH027-05 | 23.5157 | 2024 | 14.3408 | 2024 | 0 | 0 | SWWH027-05 | Com Small Gas Water Heaters - Hot-Dry ¦ SCG ¦ Hot-Dry | Com Small Gas Water Heaters - Hot-Dry | 0.40063 | 0.546 | 0.95 | CBSA 2019 | 0 | 2012 | 1 | SWWH027-05
COM-WATERHEAT-FS-10.59 | Com ¦ Com Gas Storage Water Heater (0.63 UEF - 50 Gal) - Hot-Dry ¦ SCG ¦ Hot-Dry | Com ¦ Com Gas Storage Water Heater (0.63 UEF - 50 Gal) - Hot-Dry | SCG ¦ Hot-Dry | SCG | All | Electric & Gas | Gas Storage WH (0.63 UEF - 50 Gal) | Average Existing and Code |  | 2027 | 1 | Conventional | WaterHeat | Com - School | Com | ROB and NEW | 0 | 1000 sqft2 of floor space | 1000 sqft served | 13 | DEER:Indoor_CFL_Ltg | 0 | 0 | 0 | SWWH027-05 | 193.7077 | 2024 | 118.1309 | 2024 | 0 | 0 | SWWH027-05 | Com Small Gas Water Heaters - Hot-Dry ¦ SCG ¦ Hot-Dry | Com Small Gas Water Heaters - Hot-Dry | 0.76922 | 0.546 | 0.95 | CBSA 2019 | 0 | 2012 | 1 | SWWH027-05
COM-WATERHEAT-FS-10.60 | Com ¦ Com Gas Storage Water Heater (0.63 UEF - 50 Gal) - Hot-Dry ¦ SCG ¦ Hot-Dry | Com ¦ Com Gas Storage Water Heater (0.63 UEF - 50 Gal) - Hot-Dry | SCG ¦ Hot-Dry | SCG | All | Electric & Gas | Gas Storage WH (0.63 UEF - 50 Gal) | Average Existing and Code |  | 2027 | 1 | Conventional | WaterHeat | Com - Warehouse | Com | ROB and NEW | 0 | 1000 sqft2 of floor space | 1000 sqft served | 13 | DEER:Indoor_CFL_Ltg | 0 | 0 | 0 | SWWH027-05 | 3.511 | 2024 | 2.1412 | 2024 | 0 | 0 | SWWH027-05 | Com Small Gas Water Heaters - Hot-Dry ¦ SCG ¦ Hot-Dry | Com Small Gas Water Heaters - Hot-Dry | 0.1976 | 0.546 | 0.95 | CBSA 2019 | 0 | 2012 | 1 | SWWH027-05
COM-WATERHEAT-FS-10.61 | Com ¦ Com Gas Storage Water Heater (0.63 UEF - 50 Gal) - Cold ¦ SCG ¦ Cold | Com ¦ Com Gas Storage Water Heater (0.63 UEF - 50 Gal) - Cold | SCG ¦ Cold | SCG | All | Electric & Gas | Gas Storage WH (0.63 UEF - 50 Gal) | Average Existing and Code |  | 2027 | 1 | Conventional | WaterHeat | Com - College | Com | ROB and NEW | 0 | 1000 sqft2 of floor space | 1000 sqft served | 13 | DEER:Indoor_CFL_Ltg | 0 | 0 | 0 | SWWH027-05 | 244.0121 | 2024 | 148.8087 | 2024 | 0 | 0 | SWWH027-05 | Com Small Gas Water Heaters - Cold ¦ SCG ¦ Cold | Com Small Gas Water Heaters - Cold | 0.74815 | 0.546 | 0.95 | CBSA 2019 | 0 | 2012 | 1 | SWWH027-05
COM-WATERHEAT-FS-10.62 | Com ¦ Com Gas Storage Water Heater (0.63 UEF - 50 Gal) - Cold ¦ SCG ¦ Cold | Com ¦ Com Gas Storage Water Heater (0.63 UEF - 50 Gal) - Cold | SCG ¦ Cold | SCG | All | Electric & Gas | Gas Storage WH (0.63 UEF - 50 Gal) | Average Existing and Code |  | 2027 | 1 | Conventional | WaterHeat | Com - Grocery | Com | ROB and NEW | 0 | 1000 sqft2 of floor space | 1000 sqft served | 13 | DEER:Indoor_CFL_Ltg | 0 | 0 | 0 | SWWH027-05 | 202.482 | 2024 | 123.4818 | 2024 | 0 | 0 | SWWH027-05 | Com Small Gas Water Heaters - Cold ¦ SCG ¦ Cold | Com Small Gas Water Heaters - Cold | 0.59609 | 0.546 | 0.95 | CBSA 2019 | 0 | 2012 | 1 | SWWH027-05
COM-WATERHEAT-FS-10.63 | Com ¦ Com Gas Storage Water Heater (0.63 UEF - 50 Gal) - Cold ¦ SCG ¦ Cold | Com ¦ Com Gas Storage Water Heater (0.63 UEF - 50 Gal) - Cold | SCG ¦ Cold | SCG | All | Electric & Gas | Gas Storage WH (0.63 UEF - 50 Gal) | Average Existing and Code |  | 2027 | 1 | Conventional | WaterHeat | Com - Health | Com | ROB and NEW | 0 | 1000 sqft2 of floor space | 1000 sqft served | 13 | DEER:Indoor_CFL_Ltg | 0 | 0 | 0 | SWWH027-05 | 369.598 | 2024 | 225.3961 | 2024 | 0 | 0 | SWWH027-05 | Com Small Gas Water Heaters - Cold ¦ SCG ¦ Cold | Com Small Gas Water Heaters - Cold | 0.52611 | 0.546 | 0.95 | CBSA 2019 | 0 | 2012 | 1 | SWWH027-05
COM-WATERHEAT-FS-10.64 | Com ¦ Com Gas Storage Water Heater (0.63 UEF - 50 Gal) - Cold ¦ SCG ¦ Cold | Com ¦ Com Gas Storage Water Heater (0.63 UEF - 50 Gal) - Cold | SCG ¦ Cold | SCG | All | Electric & Gas | Gas Storage WH (0.63 UEF - 50 Gal) | Average Existing and Code |  | 2027 | 1 | Conventional | WaterHeat | Com - Lodging | Com | ROB and NEW | 0 | 1000 sqft2 of floor space | 1000 sqft served | 13 | DEER:Indoor_CFL_Ltg | 0 | 0 | 0 | SWWH027-05 | 232.5542 | 2024 | 141.8212 | 2024 | 0 | 0 | SWWH027-05 | Com Small Gas Water Heaters - Cold ¦ SCG ¦ Cold | Com Small Gas Water Heaters - Cold | 0.73871 | 0.546 | 0.95 | CBSA 2019 | 0 | 2012 | 1 | SWWH027-05
COM-WATERHEAT-FS-10.65 | Com ¦ Com Gas Storage Water Heater (0.63 UEF - 50 Gal) - Cold ¦ SCG ¦ Cold | Com ¦ Com Gas Storage Water Heater (0.63 UEF - 50 Gal) - Cold | SCG ¦ Cold | SCG | All | Electric & Gas | Gas Storage WH (0.63 UEF - 50 Gal) | Average Existing and Code |  | 2027 | 1 | Conventional | WaterHeat | Com - Office (Large) | Com | ROB and NEW | 0 | 1000 sqft2 of floor space | 1000 sqft served | 13 | DEER:Indoor_CFL_Ltg | 0 | 0 | 0 | SWWH027-05 | 75.9307 | 2024 | 46.3057 | 2024 | 0 | 0 | SWWH027-05 | Com Small Gas Water Heaters - Cold ¦ SCG ¦ Cold | Com Small Gas Water Heaters - Cold | 0.46177 | 0.546 | 0.95 | CBSA 2019 | 0 | 2012 | 1 | SWWH027-05
COM-WATERHEAT-FS-10.66 | Com ¦ Com Gas Storage Water Heater (0.63 UEF - 50 Gal) - Cold ¦ SCG ¦ Cold | Com ¦ Com Gas Storage Water Heater (0.63 UEF - 50 Gal) - Cold | SCG ¦ Cold | SCG | All | Electric & Gas | Gas Storage WH (0.63 UEF - 50 Gal) | Average Existing and Code |  | 2027 | 1 | Conventional | WaterHeat | Com - Office (Small) | Com | ROB and NEW | 0 | 1000 sqft2 of floor space | 1000 sqft served | 13 | DEER:Indoor_CFL_Ltg | 0 | 0 | 0 | SWWH027-05 | 75.9307 | 2024 | 46.3057 | 2024 | 0 | 0 | SWWH027-05 | Com Small Gas Water Heaters - Cold ¦ SCG ¦ Cold | Com Small Gas Water Heaters - Cold | 0.46177 | 0.546 | 0.95 | CBSA 2019 | 0 | 2012 | 1 | SWWH027-05
COM-WATERHEAT-FS-10.67 | Com ¦ Com Gas Storage Water Heater (0.63 UEF - 50 Gal) - Cold ¦ SCG ¦ Cold | Com ¦ Com Gas Storage Water Heater (0.63 UEF - 50 Gal) - Cold | SCG ¦ Cold | SCG | All | Electric & Gas | Gas Storage WH (0.63 UEF - 50 Gal) | Average Existing and Code |  | 2027 | 1 | Conventional | WaterHeat | Com - Other | Com | ROB and NEW | 0 | 1000 sqft2 of floor space | 1000 sqft served | 13 | DEER:Indoor_CFL_Ltg | 0 | 0 | 0 | SWWH027-05 | 627.9886 | 2024 | 382.9733 | 2024 | 0 | 0 | SWWH027-05 | Com Small Gas Water Heaters - Cold ¦ SCG ¦ Cold | Com Small Gas Water Heaters - Cold | 0.5433 | 0.546 | 0.95 | CBSA 2019 | 0 | 2012 | 1 | SWWH027-05
COM-WATERHEAT-FS-10.68 | Com ¦ Com Gas Storage Water Heater (0.63 UEF - 50 Gal) - Cold ¦ SCG ¦ Cold | Com ¦ Com Gas Storage Water Heater (0.63 UEF - 50 Gal) - Cold | SCG ¦ Cold | SCG | All | Electric & Gas | Gas Storage WH (0.63 UEF - 50 Gal) | Average Existing and Code |  | 2027 | 1 | Conventional | WaterHeat | Com - Refrig. Warehouse | Com | ROB and NEW | 0 | 1000 sqft2 of floor space | 1000 sqft served | 13 | DEER:Indoor_CFL_Ltg | 0 | 0 | 0 | SWWH027-05 | 35.1104 | 2024 | 21.4118 | 2024 | 0 | 0 | SWWH027-05 | Com Small Gas Water Heaters - Cold ¦ SCG ¦ Cold | Com Small Gas Water Heaters - Cold | 0.22621 | 0.546 | 0.95 | CBSA 2019 | 0 | 2012 | 1 | SWWH027-05
COM-WATERHEAT-FS-10.69 | Com ¦ Com Gas Storage Water Heater (0.63 UEF - 50 Gal) - Cold ¦ SCG ¦ Cold | Com ¦ Com Gas Storage Water Heater (0.63 UEF - 50 Gal) - Cold | SCG ¦ Cold | SCG | All | Electric & Gas | Gas Storage WH (0.63 UEF - 50 Gal) | Average Existing and Code |  | 2027 | 1 | Conventional | WaterHeat | Com - Restaurant | Com | ROB and NEW | 0 | 1000 sqft2 of floor space | 1000 sqft served | 13 | DEER:Indoor_CFL_Ltg | 0 | 0 | 0 | SWWH027-05 | 3289.2989 | 2024 | 2005.9501 | 2024 | 0 | 0 | SWWH027-05 | Com Small Gas Water Heaters - Cold ¦ SCG ¦ Cold | Com Small Gas Water Heaters - Cold | 0.79319 | 0.546 | 0.95 | CBSA 2019 | 0 | 2012 | 1 | SWWH027-05
COM-WATERHEAT-FS-10.70 | Com ¦ Com Gas Storage Water Heater (0.63 UEF - 50 Gal) - Cold ¦ SCG ¦ Cold | Com ¦ Com Gas Storage Water Heater (0.63 UEF - 50 Gal) - Cold | SCG ¦ Cold | SCG | All | Electric & Gas | Gas Storage WH (0.63 UEF - 50 Gal) | Average Existing and Code |  | 2027 | 1 | Conventional | WaterHeat | Com - Retail | Com | ROB and NEW | 0 | 1000 sqft2 of floor space | 1000 sqft served | 13 | DEER:Indoor_CFL_Ltg | 0 | 0 | 0 | SWWH027-05 | 47.0314 | 2024 | 28.6817 | 2024 | 0 | 0 | SWWH027-05 | Com Small Gas Water Heaters - Cold ¦ SCG ¦ Cold | Com Small Gas Water Heaters - Cold | 0.40063 | 0.546 | 0.95 | CBSA 2019 | 0 | 2012 | 1 | SWWH027-05
COM-WATERHEAT-FS-10.71 | Com ¦ Com Gas Storage Water Heater (0.63 UEF - 50 Gal) - Cold ¦ SCG ¦ Cold | Com ¦ Com Gas Storage Water Heater (0.63 UEF - 50 Gal) - Cold | SCG ¦ Cold | SCG | All | Electric & Gas | Gas Storage WH (0.63 UEF - 50 Gal) | Average Existing and Code |  | 2027 | 1 | Conventional | WaterHeat | Com - School | Com | ROB and NEW | 0 | 1000 sqft2 of floor space | 1000 sqft served | 13 | DEER:Indoor_CFL_Ltg | 0 | 0 | 0 | SWWH027-05 | 387.4154 | 2024 | 236.2619 | 2024 | 0 | 0 | SWWH027-05 | Com Small Gas Water Heaters - Cold ¦ SCG ¦ Cold | Com Small Gas Water Heaters - Cold | 0.76922 | 0.546 | 0.95 | CBSA 2019 | 0 | 2012 | 1 | SWWH027-05
COM-WATERHEAT-FS-10.72 | Com ¦ Com Gas Storage Water Heater (0.63 UEF - 50 Gal) - Cold ¦ SCG ¦ Cold | Com ¦ Com Gas Storage Water Heater (0.63 UEF - 50 Gal) - Cold | SCG ¦ Cold | SCG | All | Electric & Gas | Gas Storage WH (0.63 UEF - 50 Gal) | Average Existing and Code |  | 2027 | 1 | Conventional | WaterHeat | Com - Warehouse | Com | ROB and NEW | 0 | 1000 sqft2 of floor space | 1000 sqft served | 13 | DEER:Indoor_CFL_Ltg | 0 | 0 | 0 | SWWH027-05 | 7.0221 | 2024 | 4.2824 | 2024 | 0 | 0 | SWWH027-05 | Com Small Gas Water Heaters - Cold ¦ SCG ¦ Cold | Com Small Gas Water Heaters - Cold | 0.1976 | 0.546 | 0.95 | CBSA 2019 | 0 | 2012 | 1 | SWWH027-05
COM-WATERHEAT-FS-10.73 | Com ¦ Com Gas Storage Water Heater (0.63 UEF - 50 Gal) - Marine ¦ SDG&E ¦ Marine | Com ¦ Com Gas Storage Water Heater (0.63 UEF - 50 Gal) - Marine | SDG&E ¦ Marine | SDG&E | All | Electric & Gas | Gas Storage WH (0.63 UEF - 50 Gal) | Average Existing and Code |  | 2027 | 1 | Conventional | WaterHeat | Com - College | Com | ROB and NEW | 0 | 1000 sqft2 of floor space | 1000 sqft served | 13 | DEER:Indoor_CFL_Ltg | 0 | 0 | 0 | SWWH027-05 | 244.0121 | 2024 | 148.8087 | 2024 | 0 | 0 | SWWH027-05 | Com Small Gas Water Heaters - Marine ¦ SDG&E ¦ Marine | Com Small Gas Water Heaters - Marine | 0.74815 | 0.546 | 0.95 | CBSA 2019 | 0 | 2012 | 1 | SWWH027-05
COM-WATERHEAT-FS-10.74 | Com ¦ Com Gas Storage Water Heater (0.63 UEF - 50 Gal) - Marine ¦ SDG&E ¦ Marine | Com ¦ Com Gas Storage Water Heater (0.63 UEF - 50 Gal) - Marine | SDG&E ¦ Marine | SDG&E | All | Electric & Gas | Gas Storage WH (0.63 UEF - 50 Gal) | Average Existing and Code |  | 2027 | 1 | Conventional | WaterHeat | Com - Grocery | Com | ROB and NEW | 0 | 1000 sqft2 of floor space | 1000 sqft served | 13 | DEER:Indoor_CFL_Ltg | 0 | 0 | 0 | SWWH027-05 | 202.482 | 2024 | 123.4818 | 2024 | 0 | 0 | SWWH027-05 | Com Small Gas Water Heaters - Marine ¦ SDG&E ¦ Marine | Com Small Gas Water Heaters - Marine | 0.59609 | 0.546 | 0.95 | CBSA 2019 | 0 | 2012 | 1 | SWWH027-05
COM-WATERHEAT-FS-10.75 | Com ¦ Com Gas Storage Water Heater (0.63 UEF - 50 Gal) - Marine ¦ SDG&E ¦ Marine | Com ¦ Com Gas Storage Water Heater (0.63 UEF - 50 Gal) - Marine | SDG&E ¦ Marine | SDG&E | All | Electric & Gas | Gas Storage WH (0.63 UEF - 50 Gal) | Average Existing and Code |  | 2027 | 1 | Conventional | WaterHeat | Com - Health | Com | ROB and NEW | 0 | 1000 sqft2 of floor space | 1000 sqft served | 13 | DEER:Indoor_CFL_Ltg | 0 | 0 | 0 | SWWH027-05 | 369.598 | 2024 | 225.3961 | 2024 | 0 | 0 | SWWH027-05 | Com Small Gas Water Heaters - Marine ¦ SDG&E ¦ Marine | Com Small Gas Water Heaters - Marine | 0.52611 | 0.546 | 0.95 | CBSA 2019 | 0 | 2012 | 1 | SWWH027-05
COM-WATERHEAT-FS-10.76 | Com ¦ Com Gas Storage Water Heater (0.63 UEF - 50 Gal) - Marine ¦ SDG&E ¦ Marine | Com ¦ Com Gas Storage Water Heater (0.63 UEF - 50 Gal) - Marine | SDG&E ¦ Marine | SDG&E | All | Electric & Gas | Gas Storage WH (0.63 UEF - 50 Gal) | Average Existing and Code |  | 2027 | 1 | Conventional | WaterHeat | Com - Lodging | Com | ROB and NEW | 0 | 1000 sqft2 of floor space | 1000 sqft served | 13 | DEER:Indoor_CFL_Ltg | 0 | 0 | 0 | SWWH027-05 | 232.5542 | 2024 | 141.8212 | 2024 | 0 | 0 | SWWH027-05 | Com Small Gas Water Heaters - Marine ¦ SDG&E ¦ Marine | Com Small Gas Water Heaters - Marine | 0.73871 | 0.546 | 0.95 | CBSA 2019 | 0 | 2012 | 1 | SWWH027-05
COM-WATERHEAT-FS-10.77 | Com ¦ Com Gas Storage Water Heater (0.63 UEF - 50 Gal) - Marine ¦ SDG&E ¦ Marine | Com ¦ Com Gas Storage Water Heater (0.63 UEF - 50 Gal) - Marine | SDG&E ¦ Marine | SDG&E | All | Electric & Gas | Gas Storage WH (0.63 UEF - 50 Gal) | Average Existing and Code |  | 2027 | 1 | Conventional | WaterHeat | Com - Office (Large) | Com | ROB and NEW | 0 | 1000 sqft2 of floor space | 1000 sqft served | 13 | DEER:Indoor_CFL_Ltg | 0 | 0 | 0 | SWWH027-05 | 75.9307 | 2024 | 46.3057 | 2024 | 0 | 0 | SWWH027-05 | Com Small Gas Water Heaters - Marine ¦ SDG&E ¦ Marine | Com Small Gas Water Heaters - Marine | 0.46177 | 0.546 | 0.95 | CBSA 2019 | 0 | 2012 | 1 | SWWH027-05
COM-WATERHEAT-FS-10.78 | Com ¦ Com Gas Storage Water Heater (0.63 UEF - 50 Gal) - Marine ¦ SDG&E ¦ Marine | Com ¦ Com Gas Storage Water Heater (0.63 UEF - 50 Gal) - Marine | SDG&E ¦ Marine | SDG&E | All | Electric & Gas | Gas Storage WH (0.63 UEF - 50 Gal) | Average Existing and Code |  | 2027 | 1 | Conventional | WaterHeat | Com - Office (Small) | Com | ROB and NEW | 0 | 1000 sqft2 of floor space | 1000 sqft served | 13 | DEER:Indoor_CFL_Ltg | 0 | 0 | 0 | SWWH027-05 | 75.9307 | 2024 | 46.3057 | 2024 | 0 | 0 | SWWH027-05 | Com Small Gas Water Heaters - Marine ¦ SDG&E ¦ Marine | Com Small Gas Water Heaters - Marine | 0.46177 | 0.546 | 0.95 | CBSA 2019 | 0 | 2012 | 1 | SWWH027-05
COM-WATERHEAT-FS-10.79 | Com ¦ Com Gas Storage Water Heater (0.63 UEF - 50 Gal) - Marine ¦ SDG&E ¦ Marine | Com ¦ Com Gas Storage Water Heater (0.63 UEF - 50 Gal) - Marine | SDG&E ¦ Marine | SDG&E | All | Electric & Gas | Gas Storage WH (0.63 UEF - 50 Gal) | Average Existing and Code |  | 2027 | 1 | Conventional | WaterHeat | Com - Other | Com | ROB and NEW | 0 | 1000 sqft2 of floor space | 1000 sqft served | 13 | DEER:Indoor_CFL_Ltg | 0 | 0 | 0 | SWWH027-05 | 627.9886 | 2024 | 382.9733 | 2024 | 0 | 0 | SWWH027-05 | Com Small Gas Water Heaters - Marine ¦ SDG&E ¦ Marine | Com Small Gas Water Heaters - Marine | 0.5433 | 0.546 | 0.95 | CBSA 2019 | 0 | 2012 | 1 | SWWH027-05
COM-WATERHEAT-FS-10.80 | Com ¦ Com Gas Storage Water Heater (0.63 UEF - 50 Gal) - Marine ¦ SDG&E ¦ Marine | Com ¦ Com Gas Storage Water Heater (0.63 UEF - 50 Gal) - Marine | SDG&E ¦ Marine | SDG&E | All | Electric & Gas | Gas Storage WH (0.63 UEF - 50 Gal) | Average Existing and Code |  | 2027 | 1 | Conventional | WaterHeat | Com - Refrig. Warehouse | Com | ROB and NEW | 0 | 1000 sqft2 of floor space | 1000 sqft served | 13 | DEER:Indoor_CFL_Ltg | 0 | 0 | 0 | SWWH027-05 | 35.1104 | 2024 | 21.4118 | 2024 | 0 | 0 | SWWH027-05 | Com Small Gas Water Heaters - Marine ¦ SDG&E ¦ Marine | Com Small Gas Water Heaters - Marine | 0.22621 | 0.546 | 0.95 | CBSA 2019 | 0 | 2012 | 1 | SWWH027-05
COM-WATERHEAT-FS-10.81 | Com ¦ Com Gas Storage Water Heater (0.63 UEF - 50 Gal) - Marine ¦ SDG&E ¦ Marine | Com ¦ Com Gas Storage Water Heater (0.63 UEF - 50 Gal) - Marine | SDG&E ¦ Marine | SDG&E | All | Electric & Gas | Gas Storage WH (0.63 UEF - 50 Gal) | Average Existing and Code |  | 2027 | 1 | Conventional | WaterHeat | Com - Restaurant | Com | ROB and NEW | 0 | 1000 sqft2 of floor space | 1000 sqft served | 13 | DEER:Indoor_CFL_Ltg | 0 | 0 | 0 | SWWH027-05 | 3289.2989 | 2024 | 2005.9501 | 2024 | 0 | 0 | SWWH027-05 | Com Small Gas Water Heaters - Marine ¦ SDG&E ¦ Marine | Com Small Gas Water Heaters - Marine | 0.79319 | 0.546 | 0.95 | CBSA 2019 | 0 | 2012 | 1 | SWWH027-05
COM-WATERHEAT-FS-10.82 | Com ¦ Com Gas Storage Water Heater (0.63 UEF - 50 Gal) - Marine ¦ SDG&E ¦ Marine | Com ¦ Com Gas Storage Water Heater (0.63 UEF - 50 Gal) - Marine | SDG&E ¦ Marine | SDG&E | All | Electric & Gas | Gas Storage WH (0.63 UEF - 50 Gal) | Average Existing and Code |  | 2027 | 1 | Conventional | WaterHeat | Com - Retail | Com | ROB and NEW | 0 | 1000 sqft2 of floor space | 1000 sqft served | 13 | DEER:Indoor_CFL_Ltg | 0 | 0 | 0 | SWWH027-05 | 47.0314 | 2024 | 28.6817 | 2024 | 0 | 0 | SWWH027-05 | Com Small Gas Water Heaters - Marine ¦ SDG&E ¦ Marine | Com Small Gas Water Heaters - Marine | 0.40063 | 0.546 | 0.95 | CBSA 2019 | 0 | 2012 | 1 | SWWH027-05
COM-WATERHEAT-FS-10.83 | Com ¦ Com Gas Storage Water Heater (0.63 UEF - 50 Gal) - Marine ¦ SDG&E ¦ Marine | Com ¦ Com Gas Storage Water Heater (0.63 UEF - 50 Gal) - Marine | SDG&E ¦ Marine | SDG&E | All | Electric & Gas | Gas Storage WH (0.63 UEF - 50 Gal) | Average Existing and Code |  | 2027 | 1 | Conventional | WaterHeat | Com - School | Com | ROB and NEW | 0 | 1000 sqft2 of floor space | 1000 sqft served | 13 | DEER:Indoor_CFL_Ltg | 0 | 0 | 0 | SWWH027-05 | 387.4154 | 2024 | 236.2619 | 2024 | 0 | 0 | SWWH027-05 | Com Small Gas Water Heaters - Marine ¦ SDG&E ¦ Marine | Com Small Gas Water Heaters - Marine | 0.76922 | 0.546 | 0.95 | CBSA 2019 | 0 | 2012 | 1 | SWWH027-05
COM-WATERHEAT-FS-10.84 | Com ¦ Com Gas Storage Water Heater (0.63 UEF - 50 Gal) - Marine ¦ SDG&E ¦ Marine | Com ¦ Com Gas Storage Water Heater (0.63 UEF - 50 Gal) - Marine | SDG&E ¦ Marine | SDG&E | All | Electric & Gas | Gas Storage WH (0.63 UEF - 50 Gal) | Average Existing and Code |  | 2027 | 1 | Conventional | WaterHeat | Com - Warehouse | Com | ROB and NEW | 0 | 1000 sqft2 of floor space | 1000 sqft served | 13 | DEER:Indoor_CFL_Ltg | 0 | 0 | 0 | SWWH027-05 | 7.0221 | 2024 | 4.2824 | 2024 | 0 | 0 | SWWH027-05 | Com Small Gas Water Heaters - Marine ¦ SDG&E ¦ Marine | Com Small Gas Water Heaters - Marine | 0.1976 | 0.546 | 0.95 | CBSA 2019 | 0 | 2012 | 1 | SWWH027-05
COM-WATERHEAT-FS-10.85 | Com ¦ Com Gas Storage Water Heater (0.63 UEF - 50 Gal) - Hot-Dry ¦ SDG&E ¦ Hot-Dry | Com ¦ Com Gas Storage Water Heater (0.63 UEF - 50 Gal) - Hot-Dry | SDG&E ¦ Hot-Dry | SDG&E | All | Electric & Gas | Gas Storage WH (0.63 UEF - 50 Gal) | Average Existing and Code |  | 2027 | 1 | Conventional | WaterHeat | Com - College | Com | ROB and NEW | 0 | 1000 sqft2 of floor space | 1000 sqft served | 13 | DEER:Indoor_CFL_Ltg | 0 | 0 | 0 | SWWH027-05 | 122.0061 | 2024 | 74.4043 | 2024 | 0 | 0 | SWWH027-05 | Com Small Gas Water Heaters - Hot-Dry ¦ SDG&E ¦ Hot-Dry | Com Small Gas Water Heaters - Hot-Dry | 0.74815 | 0.546 | 0.95 | CBSA 2019 | 0 | 2012 | 1 | SWWH027-05
COM-WATERHEAT-FS-10.86 | Com ¦ Com Gas Storage Water Heater (0.63 UEF - 50 Gal) - Hot-Dry ¦ SDG&E ¦ Hot-Dry | Com ¦ Com Gas Storage Water Heater (0.63 UEF - 50 Gal) - Hot-Dry | SDG&E ¦ Hot-Dry | SDG&E | All | Electric & Gas | Gas Storage WH (0.63 UEF - 50 Gal) | Average Existing and Code |  | 2027 | 1 | Conventional | WaterHeat | Com - Grocery | Com | ROB and NEW | 0 | 1000 sqft2 of floor space | 1000 sqft served | 13 | DEER:Indoor_CFL_Ltg | 0 | 0 | 0 | SWWH027-05 | 101.241 | 2024 | 61.7409 | 2024 | 0 | 0 | SWWH027-05 | Com Small Gas Water Heaters - Hot-Dry ¦ SDG&E ¦ Hot-Dry | Com Small Gas Water Heaters - Hot-Dry | 0.59609 | 0.546 | 0.95 | CBSA 2019 | 0 | 2012 | 1 | SWWH027-05
COM-WATERHEAT-FS-10.87 | Com ¦ Com Gas Storage Water Heater (0.63 UEF - 50 Gal) - Hot-Dry ¦ SDG&E ¦ Hot-Dry | Com ¦ Com Gas Storage Water Heater (0.63 UEF - 50 Gal) - Hot-Dry | SDG&E ¦ Hot-Dry | SDG&E | All | Electric & Gas | Gas Storage WH (0.63 UEF - 50 Gal) | Average Existing and Code |  | 2027 | 1 | Conventional | WaterHeat | Com - Health | Com | ROB and NEW | 0 | 1000 sqft2 of floor space | 1000 sqft served | 13 | DEER:Indoor_CFL_Ltg | 0 | 0 | 0 | SWWH027-05 | 184.799 | 2024 | 112.698 | 2024 | 0 | 0 | SWWH027-05 | Com Small Gas Water Heaters - Hot-Dry ¦ SDG&E ¦ Hot-Dry | Com Small Gas Water Heaters - Hot-Dry | 0.52611 | 0.546 | 0.95 | CBSA 2019 | 0 | 2012 | 1 | SWWH027-05
COM-WATERHEAT-FS-10.88 | Com ¦ Com Gas Storage Water Heater (0.63 UEF - 50 Gal) - Hot-Dry ¦ SDG&E ¦ Hot-Dry | Com ¦ Com Gas Storage Water Heater (0.63 UEF - 50 Gal) - Hot-Dry | SDG&E ¦ Hot-Dry | SDG&E | All | Electric & Gas | Gas Storage WH (0.63 UEF - 50 Gal) | Average Existing and Code |  | 2027 | 1 | Conventional | WaterHeat | Com - Lodging | Com | ROB and NEW | 0 | 1000 sqft2 of floor space | 1000 sqft served | 13 | DEER:Indoor_CFL_Ltg | 0 | 0 | 0 | SWWH027-05 | 116.2771 | 2024 | 70.9106 | 2024 | 0 | 0 | SWWH027-05 | Com Small Gas Water Heaters - Hot-Dry ¦ SDG&E ¦ Hot-Dry | Com Small Gas Water Heaters - Hot-Dry | 0.73871 | 0.546 | 0.95 | CBSA 2019 | 0 | 2012 | 1 | SWWH027-05
COM-WATERHEAT-FS-10.89 | Com ¦ Com Gas Storage Water Heater (0.63 UEF - 50 Gal) - Hot-Dry ¦ SDG&E ¦ Hot-Dry | Com ¦ Com Gas Storage Water Heater (0.63 UEF - 50 Gal) - Hot-Dry | SDG&E ¦ Hot-Dry | SDG&E | All | Electric & Gas | Gas Storage WH (0.63 UEF - 50 Gal) | Average Existing and Code |  | 2027 | 1 | Conventional | WaterHeat | Com - Office (Large) | Com | ROB and NEW | 0 | 1000 sqft2 of floor space | 1000 sqft served | 13 | DEER:Indoor_CFL_Ltg | 0 | 0 | 0 | SWWH027-05 | 37.9654 | 2024 | 23.1528 | 2024 | 0 | 0 | SWWH027-05 | Com Small Gas Water Heaters - Hot-Dry ¦ SDG&E ¦ Hot-Dry | Com Small Gas Water Heaters - Hot-Dry | 0.46177 | 0.546 | 0.95 | CBSA 2019 | 0 | 2012 | 1 | SWWH027-05
COM-WATERHEAT-FS-10.90 | Com ¦ Com Gas Storage Water Heater (0.63 UEF - 50 Gal) - Hot-Dry ¦ SDG&E ¦ Hot-Dry | Com ¦ Com Gas Storage Water Heater (0.63 UEF - 50 Gal) - Hot-Dry | SDG&E ¦ Hot-Dry | SDG&E | All | Electric & Gas | Gas Storage WH (0.63 UEF - 50 Gal) | Average Existing and Code |  | 2027 | 1 | Conventional | WaterHeat | Com - Office (Small) | Com | ROB and NEW | 0 | 1000 sqft2 of floor space | 1000 sqft served | 13 | DEER:Indoor_CFL_Ltg | 0 | 0 | 0 | SWWH027-05 | 37.9654 | 2024 | 23.1528 | 2024 | 0 | 0 | SWWH027-05 | Com Small Gas Water Heaters - Hot-Dry ¦ SDG&E ¦ Hot-Dry | Com Small Gas Water Heaters - Hot-Dry | 0.46177 | 0.546 | 0.95 | CBSA 2019 | 0 | 2012 | 1 | SWWH027-05
COM-WATERHEAT-FS-10.91 | Com ¦ Com Gas Storage Water Heater (0.63 UEF - 50 Gal) - Hot-Dry ¦ SDG&E ¦ Hot-Dry | Com ¦ Com Gas Storage Water Heater (0.63 UEF - 50 Gal) - Hot-Dry | SDG&E ¦ Hot-Dry | SDG&E | All | Electric & Gas | Gas Storage WH (0.63 UEF - 50 Gal) | Average Existing and Code |  | 2027 | 1 | Conventional | WaterHeat | Com - Other | Com | ROB and NEW | 0 | 1000 sqft2 of floor space | 1000 sqft served | 13 | DEER:Indoor_CFL_Ltg | 0 | 0 | 0 | SWWH027-05 | 313.9943 | 2024 | 191.4867 | 2024 | 0 | 0 | SWWH027-05 | Com Small Gas Water Heaters - Hot-Dry ¦ SDG&E ¦ Hot-Dry | Com Small Gas Water Heaters - Hot-Dry | 0.5433 | 0.546 | 0.95 | CBSA 2019 | 0 | 2012 | 1 | SWWH027-05
COM-WATERHEAT-FS-10.92 | Com ¦ Com Gas Storage Water Heater (0.63 UEF - 50 Gal) - Hot-Dry ¦ SDG&E ¦ Hot-Dry | Com ¦ Com Gas Storage Water Heater (0.63 UEF - 50 Gal) - Hot-Dry | SDG&E ¦ Hot-Dry | SDG&E | All | Electric & Gas | Gas Storage WH (0.63 UEF - 50 Gal) | Average Existing and Code |  | 2027 | 1 | Conventional | WaterHeat | Com - Refrig. Warehouse | Com | ROB and NEW | 0 | 1000 sqft2 of floor space | 1000 sqft served | 13 | DEER:Indoor_CFL_Ltg | 0 | 0 | 0 | SWWH027-05 | 17.5552 | 2024 | 10.7059 | 2024 | 0 | 0 | SWWH027-05 | Com Small Gas Water Heaters - Hot-Dry ¦ SDG&E ¦ Hot-Dry | Com Small Gas Water Heaters - Hot-Dry | 0.22621 | 0.546 | 0.95 | CBSA 2019 | 0 | 2012 | 1 | SWWH027-05
COM-WATERHEAT-FS-10.93 | Com ¦ Com Gas Storage Water Heater (0.63 UEF - 50 Gal) - Hot-Dry ¦ SDG&E ¦ Hot-Dry | Com ¦ Com Gas Storage Water Heater (0.63 UEF - 50 Gal) - Hot-Dry | SDG&E ¦ Hot-Dry | SDG&E | All | Electric & Gas | Gas Storage WH (0.63 UEF - 50 Gal) | Average Existing and Code |  | 2027 | 1 | Conventional | WaterHeat | Com - Restaurant | Com | ROB and NEW | 0 | 1000 sqft2 of floor space | 1000 sqft served | 13 | DEER:Indoor_CFL_Ltg | 0 | 0 | 0 | SWWH027-05 | 1644.6494 | 2024 | 1002.975 | 2024 | 0 | 0 | SWWH027-05 | Com Small Gas Water Heaters - Hot-Dry ¦ SDG&E ¦ Hot-Dry | Com Small Gas Water Heaters - Hot-Dry | 0.79319 | 0.546 | 0.95 | CBSA 2019 | 0 | 2012 | 1 | SWWH027-05
COM-WATERHEAT-FS-10.94 | Com ¦ Com Gas Storage Water Heater (0.63 UEF - 50 Gal) - Hot-Dry ¦ SDG&E ¦ Hot-Dry | Com ¦ Com Gas Storage Water Heater (0.63 UEF - 50 Gal) - Hot-Dry | SDG&E ¦ Hot-Dry | SDG&E | All | Electric & Gas | Gas Storage WH (0.63 UEF - 50 Gal) | Average Existing and Code |  | 2027 | 1 | Conventional | WaterHeat | Com - Retail | Com | ROB and NEW | 0 | 1000 sqft2 of floor space | 1000 sqft served | 13 | DEER:Indoor_CFL_Ltg | 0 | 0 | 0 | SWWH027-05 | 23.5157 | 2024 | 14.3408 | 2024 | 0 | 0 | SWWH027-05 | Com Small Gas Water Heaters - Hot-Dry ¦ SDG&E ¦ Hot-Dry | Com Small Gas Water Heaters - Hot-Dry | 0.40063 | 0.546 | 0.95 | CBSA 2019 | 0 | 2012 | 1 | SWWH027-05
COM-WATERHEAT-FS-10.95 | Com ¦ Com Gas Storage Water Heater (0.63 UEF - 50 Gal) - Hot-Dry ¦ SDG&E ¦ Hot-Dry | Com ¦ Com Gas Storage Water Heater (0.63 UEF - 50 Gal) - Hot-Dry | SDG&E ¦ Hot-Dry | SDG&E | All | Electric & Gas | Gas Storage WH (0.63 UEF - 50 Gal) | Average Existing and Code |  | 2027 | 1 | Conventional | WaterHeat | Com - School | Com | ROB and NEW | 0 | 1000 sqft2 of floor space | 1000 sqft served | 13 | DEER:Indoor_CFL_Ltg | 0 | 0 | 0 | SWWH027-05 | 193.7077 | 2024 | 118.1309 | 2024 | 0 | 0 | SWWH027-05 | Com Small Gas Water Heaters - Hot-Dry ¦ SDG&E ¦ Hot-Dry | Com Small Gas Water Heaters - Hot-Dry | 0.76922 | 0.546 | 0.95 | CBSA 2019 | 0 | 2012 | 1 | SWWH027-05
COM-WATERHEAT-FS-10.96 | Com ¦ Com Gas Storage Water Heater (0.63 UEF - 50 Gal) - Hot-Dry ¦ SDG&E ¦ Hot-Dry | Com ¦ Com Gas Storage Water Heater (0.63 UEF - 50 Gal) - Hot-Dry | SDG&E ¦ Hot-Dry | SDG&E | All | Electric & Gas | Gas Storage WH (0.63 UEF - 50 Gal) | Average Existing and Code |  | 2027 | 1 | Conventional | WaterHeat | Com - Warehouse | Com | ROB and NEW | 0 | 1000 sqft2 of floor space | 1000 sqft served | 13 | DEER:Indoor_CFL_Ltg | 0 | 0 | 0 | SWWH027-05 | 3.511 | 2024 | 2.1412 | 2024 | 0 | 0 | SWWH027-05 | Com Small Gas Water Heaters - Hot-Dry ¦ SDG&E ¦ Hot-Dry | Com Small Gas Water Heaters - Hot-Dry | 0.1976 | 0.546 | 0.95 | CBSA 2019 | 0 | 2012 | 1 | SWWH027-05
COM-WATERHEAT-FS-10A.1 | Com ¦ Com Electric Storage Water Heater (0.92 UEF - 50 Gal) - FS Future Baseline 2027 - Marine ¦ PG&E ¦ Marine | Com ¦ Com Electric Storage Water Heater (0.92 UEF - 50 Gal) - FS Future Baseline 2027 - Marine | PG&E ¦ Marine | PG&E | All | Electric & Gas | Com Electric Storage Water Heater (0.92 UEF - 50 Gal) - FS Future Baseline 2027 | Efficient | 2027 | 2028 | 1 | Conventional | WaterHeat | Com - College | Com | ROB and NEW | 0 | 1000 sqft2 of floor space | 1000 sqft served | 13 | DEER:Indoor_CFL_Ltg | 379.2941 | 0.020729 | -22.3566 | SWWH027-05 & SWWH031-04 | 139.0384 | 2024 | 83.7872 | 2024 | 0 | 0 | SWWH027-05 & SWWH031-04 | Com Small Gas Water Heaters - Marine ¦ PG&E ¦ Marine | Com Small Gas Water Heaters - Marine | 0.74815 | 0.546 | 0 | CBSA 2019 | 45.1108 | 2012 | 1 | SWWH027-05 & SWWH031-04
COM-WATERHEAT-FS-10A.2 | Com ¦ Com Electric Storage Water Heater (0.92 UEF - 50 Gal) - FS Future Baseline 2027 - Marine ¦ PG&E ¦ Marine | Com ¦ Com Electric Storage Water Heater (0.92 UEF - 50 Gal) - FS Future Baseline 2027 - Marine | PG&E ¦ Marine | PG&E | All | Electric & Gas | Com Electric Storage Water Heater (0.92 UEF - 50 Gal) - FS Future Baseline 2027 | Efficient | 2027 | 2028 | 1 | Conventional | WaterHeat | Com - Grocery | Com | ROB and NEW | 0 | 1000 sqft2 of floor space | 1000 sqft served | 13 | DEER:Indoor_CFL_Ltg | 0 | 0 | 0 | SWWH027-05 & SWWH031-04 | 101.241 | 2024 | 61.7409 | 2024 | 0 | 0 | SWWH027-05 & SWWH031-04 | Com Small Gas Water Heaters - Marine ¦ PG&E ¦ Marine | Com Small Gas Water Heaters - Marine | 0.59609 | 0.546 | 0 | CBSA 2019 | 0 | 2012 | 1 | SWWH027-05 & SWWH031-04
COM-WATERHEAT-FS-10A.3 | Com ¦ Com Electric Storage Water Heater (0.92 UEF - 50 Gal) - FS Future Baseline 2027 - Marine ¦ PG&E ¦ Marine | Com ¦ Com Electric Storage Water Heater (0.92 UEF - 50 Gal) - FS Future Baseline 2027 - Marine | PG&E ¦ Marine | PG&E | All | Electric & Gas | Com Electric Storage Water Heater (0.92 UEF - 50 Gal) - FS Future Baseline 2027 | Efficient | 2027 | 2028 | 1 | Conventional | WaterHeat | Com - Health | Com | ROB and NEW | 0 | 1000 sqft2 of floor space | 1000 sqft served | 13 | DEER:Indoor_CFL_Ltg | 1087.249 | 0.060123 | -63.1629 | SWWH027-05 & SWWH031-04 | 210.5974 | 2024 | 126.9099 | 2024 | 0 | 0 | SWWH027-05 & SWWH031-04 | Com Small Gas Water Heaters - Marine ¦ PG&E ¦ Marine | Com Small Gas Water Heaters - Marine | 0.52611 | 0.546 | 0 | CBSA 2019 | 107.2627 | 2012 | 1 | SWWH027-05 & SWWH031-04
COM-WATERHEAT-FS-10A.4 | Com ¦ Com Electric Storage Water Heater (0.92 UEF - 50 Gal) - FS Future Baseline 2027 - Marine ¦ PG&E ¦ Marine | Com ¦ Com Electric Storage Water Heater (0.92 UEF - 50 Gal) - FS Future Baseline 2027 - Marine | PG&E ¦ Marine | PG&E | All | Electric & Gas | Com Electric Storage Water Heater (0.92 UEF - 50 Gal) - FS Future Baseline 2027 | Efficient | 2027 | 2028 | 1 | Conventional | WaterHeat | Com - Lodging | Com | ROB and NEW | 0 | 1000 sqft2 of floor space | 1000 sqft served | 13 | DEER:Indoor_CFL_Ltg | 839.1704 | 0.046751 | -48.3809 | SWWH027-05 & SWWH031-04 | 132.5097 | 2024 | 79.8528 | 2024 | 0 | 0 | SWWH027-05 & SWWH031-04 | Com Small Gas Water Heaters - Marine ¦ PG&E ¦ Marine | Com Small Gas Water Heaters - Marine | 0.73871 | 0.546 | 0 | CBSA 2019 | 345.6006 | 2012 | 1 | SWWH027-05 & SWWH031-04
COM-WATERHEAT-FS-10A.5 | Com ¦ Com Electric Storage Water Heater (0.92 UEF - 50 Gal) - FS Future Baseline 2027 - Marine ¦ PG&E ¦ Marine | Com ¦ Com Electric Storage Water Heater (0.92 UEF - 50 Gal) - FS Future Baseline 2027 - Marine | PG&E ¦ Marine | PG&E | All | Electric & Gas | Com Electric Storage Water Heater (0.92 UEF - 50 Gal) - FS Future Baseline 2027 | Efficient | 2027 | 2028 | 1 | Conventional | WaterHeat | Com - Office (Large) | Com | ROB and NEW | 0 | 1000 sqft2 of floor space | 1000 sqft served | 13 | DEER:Indoor_CFL_Ltg | 106.7256 | 0.0026428 | -6.2925 | SWWH027-05 & SWWH031-04 | 43.2654 | 2024 | 26.0726 | 2024 | 0 | 0 | SWWH027-05 & SWWH031-04 | Com Small Gas Water Heaters - Marine ¦ PG&E ¦ Marine | Com Small Gas Water Heaters - Marine | 0.46177 | 0.546 | 0 | CBSA 2019 | 17.6436 | 2012 | 1 | SWWH027-05 & SWWH031-04
COM-WATERHEAT-FS-10A.6 | Com ¦ Com Electric Storage Water Heater (0.92 UEF - 50 Gal) - FS Future Baseline 2027 - Marine ¦ PG&E ¦ Marine | Com ¦ Com Electric Storage Water Heater (0.92 UEF - 50 Gal) - FS Future Baseline 2027 - Marine | PG&E ¦ Marine | PG&E | All | Electric & Gas | Com Electric Storage Water Heater (0.92 UEF - 50 Gal) - FS Future Baseline 2027 | Efficient | 2027 | 2028 | 1 | Conventional | WaterHeat | Com - Office (Small) | Com | ROB and NEW | 0 | 1000 sqft2 of floor space | 1000 sqft served | 13 | DEER:Indoor_CFL_Ltg | 98.0271 | 0.00040346 | -5.8236 | SWWH027-05 & SWWH031-04 | 43.2654 | 2024 | 26.0726 | 2024 | 0 | 0 | SWWH027-05 & SWWH031-04 | Com Small Gas Water Heaters - Marine ¦ PG&E ¦ Marine | Com Small Gas Water Heaters - Marine | 0.46177 | 0.546 | 0 | CBSA 2019 | 7.0346 | 2012 | 1 | SWWH027-05 & SWWH031-04
COM-WATERHEAT-FS-10A.7 | Com ¦ Com Electric Storage Water Heater (0.92 UEF - 50 Gal) - FS Future Baseline 2027 - Marine ¦ PG&E ¦ Marine | Com ¦ Com Electric Storage Water Heater (0.92 UEF - 50 Gal) - FS Future Baseline 2027 - Marine | PG&E ¦ Marine | PG&E | All | Electric & Gas | Com Electric Storage Water Heater (0.92 UEF - 50 Gal) - FS Future Baseline 2027 | Efficient | 2027 | 2028 | 1 | Conventional | WaterHeat | Com - Other | Com | ROB and NEW | 0 | 1000 sqft2 of floor space | 1000 sqft served | 13 | DEER:Indoor_CFL_Ltg | 1262.2814 | 0.086635 | -73.4715 | SWWH027-05 & SWWH031-04 | 357.8287 | 2024 | 215.6343 | 2024 | 0 | 0 | SWWH027-05 & SWWH031-04 | Com Small Gas Water Heaters - Marine ¦ PG&E ¦ Marine | Com Small Gas Water Heaters - Marine | 0.5433 | 0.546 | 0 | CBSA 2019 | 193.4397 | 2012 | 1 | SWWH027-05 & SWWH031-04
COM-WATERHEAT-FS-10A.8 | Com ¦ Com Electric Storage Water Heater (0.92 UEF - 50 Gal) - FS Future Baseline 2027 - Marine ¦ PG&E ¦ Marine | Com ¦ Com Electric Storage Water Heater (0.92 UEF - 50 Gal) - FS Future Baseline 2027 - Marine | PG&E ¦ Marine | PG&E | All | Electric & Gas | Com Electric Storage Water Heater (0.92 UEF - 50 Gal) - FS Future Baseline 2027 | Efficient | 2027 | 2028 | 1 | Conventional | WaterHeat | Com - Refrig. Warehouse | Com | ROB and NEW | 0 | 1000 sqft2 of floor space | 1000 sqft served | 13 | DEER:Indoor_CFL_Ltg | 108.798 | 0.0043987 | -6.3328 | SWWH027-05 & SWWH031-04 | 20.0059 | 2024 | 12.056 | 2024 | 0 | 0 | SWWH027-05 & SWWH031-04 | Com Small Gas Water Heaters - Marine ¦ PG&E ¦ Marine | Com Small Gas Water Heaters - Marine | 0.22621 | 0.546 | 0 | CBSA 2019 | 2.8105 | 2012 | 1 | SWWH027-05 & SWWH031-04
COM-WATERHEAT-FS-10A.9 | Com ¦ Com Electric Storage Water Heater (0.92 UEF - 50 Gal) - FS Future Baseline 2027 - Marine ¦ PG&E ¦ Marine | Com ¦ Com Electric Storage Water Heater (0.92 UEF - 50 Gal) - FS Future Baseline 2027 - Marine | PG&E ¦ Marine | PG&E | All | Electric & Gas | Com Electric Storage Water Heater (0.92 UEF - 50 Gal) - FS Future Baseline 2027 | Efficient | 2027 | 2028 | 1 | Conventional | WaterHeat | Com - Restaurant | Com | ROB and NEW | 0 | 1000 sqft2 of floor space | 1000 sqft served | 13 | DEER:Indoor_CFL_Ltg | 4719.822 | 0.42581 | -281.8155 | SWWH027-05 & SWWH031-04 | 1874.2468 | 2024 | 1129.4563 | 2024 | 0 | 0 | SWWH027-05 & SWWH031-04 | Com Small Gas Water Heaters - Marine ¦ PG&E ¦ Marine | Com Small Gas Water Heaters - Marine | 0.79319 | 0.546 | 0 | CBSA 2019 | 127.8341 | 2012 | 1 | SWWH027-05 & SWWH031-04
COM-WATERHEAT-FS-10A.10 | Com ¦ Com Electric Storage Water Heater (0.92 UEF - 50 Gal) - FS Future Baseline 2027 - Marine ¦ PG&E ¦ Marine | Com ¦ Com Electric Storage Water Heater (0.92 UEF - 50 Gal) - FS Future Baseline 2027 - Marine | PG&E ¦ Marine | PG&E | All | Electric & Gas | Com Electric Storage Water Heater (0.92 UEF - 50 Gal) - FS Future Baseline 2027 | Efficient | 2027 | 2028 | 1 | Conventional | WaterHeat | Com - Retail | Com | ROB and NEW | 0 | 1000 sqft2 of floor space | 1000 sqft served | 13 | DEER:Indoor_CFL_Ltg | 70.7461 | 0.0049672 | -4.1521 | SWWH027-05 & SWWH031-04 | 26.7986 | 2024 | 16.1493 | 2024 | 0 | 0 | SWWH027-05 & SWWH031-04 | Com Small Gas Water Heaters - Marine ¦ PG&E ¦ Marine | Com Small Gas Water Heaters - Marine | 0.40063 | 0.546 | 0 | CBSA 2019 | -4.3382 | 2012 | 1 | SWWH027-05 & SWWH031-04
COM-WATERHEAT-FS-10A.11 | Com ¦ Com Electric Storage Water Heater (0.92 UEF - 50 Gal) - FS Future Baseline 2027 - Marine ¦ PG&E ¦ Marine | Com ¦ Com Electric Storage Water Heater (0.92 UEF - 50 Gal) - FS Future Baseline 2027 - Marine | PG&E ¦ Marine | PG&E | All | Electric & Gas | Com Electric Storage Water Heater (0.92 UEF - 50 Gal) - FS Future Baseline 2027 | Efficient | 2027 | 2028 | 1 | Conventional | WaterHeat | Com - School | Com | ROB and NEW | 0 | 1000 sqft2 of floor space | 1000 sqft served | 13 | DEER:Indoor_CFL_Ltg | 379.7434 | -1.6666e-05 | -22.991 | SWWH027-05 & SWWH031-04 | 220.7498 | 2024 | 133.028 | 2024 | 0 | 0 | SWWH027-05 & SWWH031-04 | Com Small Gas Water Heaters - Marine ¦ PG&E ¦ Marine | Com Small Gas Water Heaters - Marine | 0.76922 | 0.546 | 0 | CBSA 2019 | -9.9949 | 2012 | 1 | SWWH027-05 & SWWH031-04
COM-WATERHEAT-FS-10A.12 | Com ¦ Com Electric Storage Water Heater (0.92 UEF - 50 Gal) - FS Future Baseline 2027 - Marine ¦ PG&E ¦ Marine | Com ¦ Com Electric Storage Water Heater (0.92 UEF - 50 Gal) - FS Future Baseline 2027 - Marine | PG&E ¦ Marine | PG&E | All | Electric & Gas | Com Electric Storage Water Heater (0.92 UEF - 50 Gal) - FS Future Baseline 2027 | Efficient | 2027 | 2028 | 1 | Conventional | WaterHeat | Com - Warehouse | Com | ROB and NEW | 0 | 1000 sqft2 of floor space | 1000 sqft served | 13 | DEER:Indoor_CFL_Ltg | 11.399 | 0.00018827 | -0.66751 | SWWH027-05 & SWWH031-04 | 4.0012 | 2024 | 2.4112 | 2024 | 0 | 0 | SWWH027-05 & SWWH031-04 | Com Small Gas Water Heaters - Marine ¦ PG&E ¦ Marine | Com Small Gas Water Heaters - Marine | 0.1976 | 0.546 | 0 | CBSA 2019 | -0.60268 | 2012 | 1 | SWWH027-05 & SWWH031-04
COM-WATERHEAT-FS-10A.13 | Com ¦ Com Electric Storage Water Heater (0.92 UEF - 50 Gal) - FS Future Baseline 2027 - Hot-Dry ¦ PG&E ¦ Hot-Dry | Com ¦ Com Electric Storage Water Heater (0.92 UEF - 50 Gal) - FS Future Baseline 2027 - Hot-Dry | PG&E ¦ Hot-Dry | PG&E | All | Electric & Gas | Com Electric Storage Water Heater (0.92 UEF - 50 Gal) - FS Future Baseline 2027 | Efficient | 2027 | 2028 | 1 | Conventional | WaterHeat | Com - College | Com | ROB and NEW | 0 | 1000 sqft2 of floor space | 1000 sqft served | 13 | DEER:Indoor_CFL_Ltg | 362.6004 | 0.018231 | -21.3905 | SWWH027-05 & SWWH031-04 | 139.0384 | 2024 | 83.7872 | 2024 | 0 | 0 | SWWH027-05 & SWWH031-04 | Com Small Gas Water Heaters - Hot-Dry ¦ PG&E ¦ Hot-Dry | Com Small Gas Water Heaters - Hot-Dry | 0.74815 | 0.546 | 0 | CBSA 2019 | 43.1841 | 2012 | 1 | SWWH027-05 & SWWH031-04
COM-WATERHEAT-FS-10A.14 | Com ¦ Com Electric Storage Water Heater (0.92 UEF - 50 Gal) - FS Future Baseline 2027 - Hot-Dry ¦ PG&E ¦ Hot-Dry | Com ¦ Com Electric Storage Water Heater (0.92 UEF - 50 Gal) - FS Future Baseline 2027 - Hot-Dry | PG&E ¦ Hot-Dry | PG&E | All | Electric & Gas | Com Electric Storage Water Heater (0.92 UEF - 50 Gal) - FS Future Baseline 2027 | Efficient | 2027 | 2028 | 1 | Conventional | WaterHeat | Com - Grocery | Com | ROB and NEW | 0 | 1000 sqft2 of floor space | 1000 sqft served | 13 | DEER:Indoor_CFL_Ltg | 0 | 0 | 0 | SWWH027-05 & SWWH031-04 | 101.241 | 2024 | 61.7409 | 2024 | 0 | 0 | SWWH027-05 & SWWH031-04 | Com Small Gas Water Heaters - Hot-Dry ¦ PG&E ¦ Hot-Dry | Com Small Gas Water Heaters - Hot-Dry | 0.59609 | 0.546 | 0 | CBSA 2019 | 0 | 2012 | 1 | SWWH027-05 & SWWH031-04
COM-WATERHEAT-FS-10A.15 | Com ¦ Com Electric Storage Water Heater (0.92 UEF - 50 Gal) - FS Future Baseline 2027 - Hot-Dry ¦ PG&E ¦ Hot-Dry | Com ¦ Com Electric Storage Water Heater (0.92 UEF - 50 Gal) - FS Future Baseline 2027 - Hot-Dry | PG&E ¦ Hot-Dry | PG&E | All | Electric & Gas | Com Electric Storage Water Heater (0.92 UEF - 50 Gal) - FS Future Baseline 2027 | Efficient | 2027 | 2028 | 1 | Conventional | WaterHeat | Com - Health | Com | ROB and NEW | 0 | 1000 sqft2 of floor space | 1000 sqft served | 13 | DEER:Indoor_CFL_Ltg | 1036.3979 | 0.052981 | -60.16 | SWWH027-05 & SWWH031-04 | 210.5974 | 2024 | 126.9099 | 2024 | 0 | 0 | SWWH027-05 & SWWH031-04 | Com Small Gas Water Heaters - Hot-Dry ¦ PG&E ¦ Hot-Dry | Com Small Gas Water Heaters - Hot-Dry | 0.52611 | 0.546 | 0 | CBSA 2019 | 102.1084 | 2012 | 1 | SWWH027-05 & SWWH031-04
COM-WATERHEAT-FS-10A.16 | Com ¦ Com Electric Storage Water Heater (0.92 UEF - 50 Gal) - FS Future Baseline 2027 - Hot-Dry ¦ PG&E ¦ Hot-Dry | Com ¦ Com Electric Storage Water Heater (0.92 UEF - 50 Gal) - FS Future Baseline 2027 - Hot-Dry | PG&E ¦ Hot-Dry | PG&E | All | Electric & Gas | Com Electric Storage Water Heater (0.92 UEF - 50 Gal) - FS Future Baseline 2027 | Efficient | 2027 | 2028 | 1 | Conventional | WaterHeat | Com - Lodging | Com | ROB and NEW | 0 | 1000 sqft2 of floor space | 1000 sqft served | 13 | DEER:Indoor_CFL_Ltg | 798.29 | 0.041251 | -45.9647 | SWWH027-05 & SWWH031-04 | 132.5097 | 2024 | 79.8528 | 2024 | 0 | 0 | SWWH027-05 & SWWH031-04 | Com Small Gas Water Heaters - Hot-Dry ¦ PG&E ¦ Hot-Dry | Com Small Gas Water Heaters - Hot-Dry | 0.73871 | 0.546 | 0 | CBSA 2019 | 328.1788 | 2012 | 1 | SWWH027-05 & SWWH031-04
COM-WATERHEAT-FS-10A.17 | Com ¦ Com Electric Storage Water Heater (0.92 UEF - 50 Gal) - FS Future Baseline 2027 - Hot-Dry ¦ PG&E ¦ Hot-Dry | Com ¦ Com Electric Storage Water Heater (0.92 UEF - 50 Gal) - FS Future Baseline 2027 - Hot-Dry | PG&E ¦ Hot-Dry | PG&E | All | Electric & Gas | Com Electric Storage Water Heater (0.92 UEF - 50 Gal) - FS Future Baseline 2027 | Efficient | 2027 | 2028 | 1 | Conventional | WaterHeat | Com - Office (Large) | Com | ROB and NEW | 0 | 1000 sqft2 of floor space | 1000 sqft served | 13 | DEER:Indoor_CFL_Ltg | 101.852 | 0.0023208 | -6.0087 | SWWH027-05 & SWWH031-04 | 43.2654 | 2024 | 26.0726 | 2024 | 0 | 0 | SWWH027-05 & SWWH031-04 | Com Small Gas Water Heaters - Hot-Dry ¦ PG&E ¦ Hot-Dry | Com Small Gas Water Heaters - Hot-Dry | 0.46177 | 0.546 | 0 | CBSA 2019 | 16.854 | 2012 | 1 | SWWH027-05 & SWWH031-04
COM-WATERHEAT-FS-10A.18 | Com ¦ Com Electric Storage Water Heater (0.92 UEF - 50 Gal) - FS Future Baseline 2027 - Hot-Dry ¦ PG&E ¦ Hot-Dry | Com ¦ Com Electric Storage Water Heater (0.92 UEF - 50 Gal) - FS Future Baseline 2027 - Hot-Dry | PG&E ¦ Hot-Dry | PG&E | All | Electric & Gas | Com Electric Storage Water Heater (0.92 UEF - 50 Gal) - FS Future Baseline 2027 | Efficient | 2027 | 2028 | 1 | Conventional | WaterHeat | Com - Office (Small) | Com | ROB and NEW | 0 | 1000 sqft2 of floor space | 1000 sqft served | 13 | DEER:Indoor_CFL_Ltg | 93.6471 | 0.00034868 | -5.5399 | SWWH027-05 & SWWH031-04 | 43.2654 | 2024 | 26.0726 | 2024 | 0 | 0 | SWWH027-05 & SWWH031-04 | Com Small Gas Water Heaters - Hot-Dry ¦ PG&E ¦ Hot-Dry | Com Small Gas Water Heaters - Hot-Dry | 0.46177 | 0.546 | 0 | CBSA 2019 | 6.6736 | 2012 | 1 | SWWH027-05 & SWWH031-04
COM-WATERHEAT-FS-10A.19 | Com ¦ Com Electric Storage Water Heater (0.92 UEF - 50 Gal) - FS Future Baseline 2027 - Hot-Dry ¦ PG&E ¦ Hot-Dry | Com ¦ Com Electric Storage Water Heater (0.92 UEF - 50 Gal) - FS Future Baseline 2027 - Hot-Dry | PG&E ¦ Hot-Dry | PG&E | All | Electric & Gas | Com Electric Storage Water Heater (0.92 UEF - 50 Gal) - FS Future Baseline 2027 | Efficient | 2027 | 2028 | 1 | Conventional | WaterHeat | Com - Other | Com | ROB and NEW | 0 | 1000 sqft2 of floor space | 1000 sqft served | 13 | DEER:Indoor_CFL_Ltg | 1205.1369 | 0.075921 | -69.9 | SWWH027-05 & SWWH031-04 | 357.8287 | 2024 | 215.6343 | 2024 | 0 | 0 | SWWH027-05 & SWWH031-04 | Com Small Gas Water Heaters - Hot-Dry ¦ PG&E ¦ Hot-Dry | Com Small Gas Water Heaters - Hot-Dry | 0.5433 | 0.546 | 0 | CBSA 2019 | 183.5708 | 2012 | 1 | SWWH027-05 & SWWH031-04
COM-WATERHEAT-FS-10A.20 | Com ¦ Com Electric Storage Water Heater (0.92 UEF - 50 Gal) - FS Future Baseline 2027 - Hot-Dry ¦ PG&E ¦ Hot-Dry | Com ¦ Com Electric Storage Water Heater (0.92 UEF - 50 Gal) - FS Future Baseline 2027 - Hot-Dry | PG&E ¦ Hot-Dry | PG&E | All | Electric & Gas | Com Electric Storage Water Heater (0.92 UEF - 50 Gal) - FS Future Baseline 2027 | Efficient | 2027 | 2028 | 1 | Conventional | WaterHeat | Com - Refrig. Warehouse | Com | ROB and NEW | 0 | 1000 sqft2 of floor space | 1000 sqft served | 13 | DEER:Indoor_CFL_Ltg | 103.8915 | 0.0038681 | -6.0475 | SWWH027-05 & SWWH031-04 | 20.0059 | 2024 | 12.056 | 2024 | 0 | 0 | SWWH027-05 & SWWH031-04 | Com Small Gas Water Heaters - Hot-Dry ¦ PG&E ¦ Hot-Dry | Com Small Gas Water Heaters - Hot-Dry | 0.22621 | 0.546 | 0 | CBSA 2019 | 2.684 | 2012 | 1 | SWWH027-05 & SWWH031-04
COM-WATERHEAT-FS-10A.21 | Com ¦ Com Electric Storage Water Heater (0.92 UEF - 50 Gal) - FS Future Baseline 2027 - Hot-Dry ¦ PG&E ¦ Hot-Dry | Com ¦ Com Electric Storage Water Heater (0.92 UEF - 50 Gal) - FS Future Baseline 2027 - Hot-Dry | PG&E ¦ Hot-Dry | PG&E | All | Electric & Gas | Com Electric Storage Water Heater (0.92 UEF - 50 Gal) - FS Future Baseline 2027 | Efficient | 2027 | 2028 | 1 | Conventional | WaterHeat | Com - Restaurant | Com | ROB and NEW | 0 | 1000 sqft2 of floor space | 1000 sqft served | 13 | DEER:Indoor_CFL_Ltg | 4495.809 | 0.37506 | -268.4533 | SWWH027-05 & SWWH031-04 | 1874.2468 | 2024 | 1129.4563 | 2024 | 0 | 0 | SWWH027-05 & SWWH031-04 | Com Small Gas Water Heaters - Hot-Dry ¦ PG&E ¦ Hot-Dry | Com Small Gas Water Heaters - Hot-Dry | 0.79319 | 0.546 | 0 | CBSA 2019 | 121.7768 | 2012 | 1 | SWWH027-05 & SWWH031-04
COM-WATERHEAT-FS-10A.22 | Com ¦ Com Electric Storage Water Heater (0.92 UEF - 50 Gal) - FS Future Baseline 2027 - Hot-Dry ¦ PG&E ¦ Hot-Dry | Com ¦ Com Electric Storage Water Heater (0.92 UEF - 50 Gal) - FS Future Baseline 2027 - Hot-Dry | PG&E ¦ Hot-Dry | PG&E | All | Electric & Gas | Com Electric Storage Water Heater (0.92 UEF - 50 Gal) - FS Future Baseline 2027 | Efficient | 2027 | 2028 | 1 | Conventional | WaterHeat | Com - Retail | Com | ROB and NEW | 0 | 1000 sqft2 of floor space | 1000 sqft served | 13 | DEER:Indoor_CFL_Ltg | 67.3037 | 0.0043571 | -3.95 | SWWH027-05 & SWWH031-04 | 26.7986 | 2024 | 16.1493 | 2024 | 0 | 0 | SWWH027-05 & SWWH031-04 | Com Small Gas Water Heaters - Hot-Dry ¦ PG&E ¦ Hot-Dry | Com Small Gas Water Heaters - Hot-Dry | 0.40063 | 0.546 | 0 | CBSA 2019 | -4.1277 | 2012 | 1 | SWWH027-05 & SWWH031-04
COM-WATERHEAT-FS-10A.23 | Com ¦ Com Electric Storage Water Heater (0.92 UEF - 50 Gal) - FS Future Baseline 2027 - Hot-Dry ¦ PG&E ¦ Hot-Dry | Com ¦ Com Electric Storage Water Heater (0.92 UEF - 50 Gal) - FS Future Baseline 2027 - Hot-Dry | PG&E ¦ Hot-Dry | PG&E | All | Electric & Gas | Com Electric Storage Water Heater (0.92 UEF - 50 Gal) - FS Future Baseline 2027 | Efficient | 2027 | 2028 | 1 | Conventional | WaterHeat | Com - School | Com | ROB and NEW | 0 | 1000 sqft2 of floor space | 1000 sqft served | 13 | DEER:Indoor_CFL_Ltg | 364.9409 | -2.3901e-05 | -22.0197 | SWWH027-05 & SWWH031-04 | 220.7498 | 2024 | 133.028 | 2024 | 0 | 0 | SWWH027-05 & SWWH031-04 | Com Small Gas Water Heaters - Hot-Dry ¦ PG&E ¦ Hot-Dry | Com Small Gas Water Heaters - Hot-Dry | 0.76922 | 0.546 | 0 | CBSA 2019 | -9.7767 | 2012 | 1 | SWWH027-05 & SWWH031-04
COM-WATERHEAT-FS-10A.24 | Com ¦ Com Electric Storage Water Heater (0.92 UEF - 50 Gal) - FS Future Baseline 2027 - Hot-Dry ¦ PG&E ¦ Hot-Dry | Com ¦ Com Electric Storage Water Heater (0.92 UEF - 50 Gal) - FS Future Baseline 2027 - Hot-Dry | PG&E ¦ Hot-Dry | PG&E | All | Electric & Gas | Com Electric Storage Water Heater (0.92 UEF - 50 Gal) - FS Future Baseline 2027 | Efficient | 2027 | 2028 | 1 | Conventional | WaterHeat | Com - Warehouse | Com | ROB and NEW | 0 | 1000 sqft2 of floor space | 1000 sqft served | 13 | DEER:Indoor_CFL_Ltg | 10.8399 | 0.00016328 | -0.63328 | SWWH027-05 & SWWH031-04 | 4.0012 | 2024 | 2.4112 | 2024 | 0 | 0 | SWWH027-05 & SWWH031-04 | Com Small Gas Water Heaters - Hot-Dry ¦ PG&E ¦ Hot-Dry | Com Small Gas Water Heaters - Hot-Dry | 0.1976 | 0.546 | 0 | CBSA 2019 | -0.57941 | 2012 | 1 | SWWH027-05 & SWWH031-04
COM-WATERHEAT-FS-10A.25 | Com ¦ Com Electric Storage Water Heater (0.92 UEF - 50 Gal) - FS Future Baseline 2027 - Cold ¦ PG&E ¦ Cold | Com ¦ Com Electric Storage Water Heater (0.92 UEF - 50 Gal) - FS Future Baseline 2027 - Cold | PG&E ¦ Cold | PG&E | All | Electric & Gas | Com Electric Storage Water Heater (0.92 UEF - 50 Gal) - FS Future Baseline 2027 | Efficient | 2027 | 2028 | 1 | Conventional | WaterHeat | Com - College | Com | ROB and NEW | 0 | 1000 sqft2 of floor space | 1000 sqft served | 13 | DEER:Indoor_CFL_Ltg | 832.9129 | 0.040031 | -47.7223 | SWWH027-05 & SWWH031-04 | 278.0769 | 2024 | 167.5743 | 2024 | 0 | 0 | SWWH027-05 & SWWH031-04 | Com Small Gas Water Heaters - Cold ¦ PG&E ¦ Cold | Com Small Gas Water Heaters - Cold | 0.74815 | 0.546 | 0 | CBSA 2019 | 94.5359 | 2012 | 1 | SWWH027-05 & SWWH031-04
COM-WATERHEAT-FS-10A.26 | Com ¦ Com Electric Storage Water Heater (0.92 UEF - 50 Gal) - FS Future Baseline 2027 - Cold ¦ PG&E ¦ Cold | Com ¦ Com Electric Storage Water Heater (0.92 UEF - 50 Gal) - FS Future Baseline 2027 - Cold | PG&E ¦ Cold | PG&E | All | Electric & Gas | Com Electric Storage Water Heater (0.92 UEF - 50 Gal) - FS Future Baseline 2027 | Efficient | 2027 | 2028 | 1 | Conventional | WaterHeat | Com - Grocery | Com | ROB and NEW | 0 | 1000 sqft2 of floor space | 1000 sqft served | 13 | DEER:Indoor_CFL_Ltg | 0 | 0 | 0 | SWWH027-05 & SWWH031-04 | 202.482 | 2024 | 123.4818 | 2024 | 0 | 0 | SWWH027-05 & SWWH031-04 | Com Small Gas Water Heaters - Cold ¦ PG&E ¦ Cold | Com Small Gas Water Heaters - Cold | 0.59609 | 0.546 | 0 | CBSA 2019 | 0 | 2012 | 1 | SWWH027-05 & SWWH031-04
COM-WATERHEAT-FS-10A.27 | Com ¦ Com Electric Storage Water Heater (0.92 UEF - 50 Gal) - FS Future Baseline 2027 - Cold ¦ PG&E ¦ Cold | Com ¦ Com Electric Storage Water Heater (0.92 UEF - 50 Gal) - FS Future Baseline 2027 - Cold | PG&E ¦ Cold | PG&E | All | Electric & Gas | Com Electric Storage Water Heater (0.92 UEF - 50 Gal) - FS Future Baseline 2027 | Efficient | 2027 | 2028 | 1 | Conventional | WaterHeat | Com - Health | Com | ROB and NEW | 0 | 1000 sqft2 of floor space | 1000 sqft served | 13 | DEER:Indoor_CFL_Ltg | 2359.9184 | 0.11557 | -134.6433 | SWWH027-05 & SWWH031-04 | 421.1948 | 2024 | 253.8199 | 2024 | 0 | 0 | SWWH027-05 & SWWH031-04 | Com Small Gas Water Heaters - Cold ¦ PG&E ¦ Cold | Com Small Gas Water Heaters - Cold | 0.52611 | 0.546 | 0 | CBSA 2019 | 225.8856 | 2012 | 1 | SWWH027-05 & SWWH031-04
COM-WATERHEAT-FS-10A.28 | Com ¦ Com Electric Storage Water Heater (0.92 UEF - 50 Gal) - FS Future Baseline 2027 - Cold ¦ PG&E ¦ Cold | Com ¦ Com Electric Storage Water Heater (0.92 UEF - 50 Gal) - FS Future Baseline 2027 - Cold | PG&E ¦ Cold | PG&E | All | Electric & Gas | Com Electric Storage Water Heater (0.92 UEF - 50 Gal) - FS Future Baseline 2027 | Efficient | 2027 | 2028 | 1 | Conventional | WaterHeat | Com - Lodging | Com | ROB and NEW | 0 | 1000 sqft2 of floor space | 1000 sqft served | 13 | DEER:Indoor_CFL_Ltg | 1818.319 | 0.089944 | -103.0827 | SWWH027-05 & SWWH031-04 | 265.0194 | 2024 | 159.7057 | 2024 | 0 | 0 | SWWH027-05 & SWWH031-04 | Com Small Gas Water Heaters - Cold ¦ PG&E ¦ Cold | Com Small Gas Water Heaters - Cold | 0.73871 | 0.546 | 0 | CBSA 2019 | 731.5702 | 2012 | 1 | SWWH027-05 & SWWH031-04
COM-WATERHEAT-FS-10A.29 | Com ¦ Com Electric Storage Water Heater (0.92 UEF - 50 Gal) - FS Future Baseline 2027 - Cold ¦ PG&E ¦ Cold | Com ¦ Com Electric Storage Water Heater (0.92 UEF - 50 Gal) - FS Future Baseline 2027 - Cold | PG&E ¦ Cold | PG&E | All | Electric & Gas | Com Electric Storage Water Heater (0.92 UEF - 50 Gal) - FS Future Baseline 2027 | Efficient | 2027 | 2028 | 1 | Conventional | WaterHeat | Com - Office (Large) | Com | ROB and NEW | 0 | 1000 sqft2 of floor space | 1000 sqft served | 13 | DEER:Indoor_CFL_Ltg | 233.439 | 0.0050414 | -13.4487 | SWWH027-05 & SWWH031-04 | 86.5309 | 2024 | 52.1451 | 2024 | 0 | 0 | SWWH027-05 & SWWH031-04 | Com Small Gas Water Heaters - Cold ¦ PG&E ¦ Cold | Com Small Gas Water Heaters - Cold | 0.46177 | 0.546 | 0 | CBSA 2019 | 37.178 | 2012 | 1 | SWWH027-05 & SWWH031-04
COM-WATERHEAT-FS-10A.30 | Com ¦ Com Electric Storage Water Heater (0.92 UEF - 50 Gal) - FS Future Baseline 2027 - Cold ¦ PG&E ¦ Cold | Com ¦ Com Electric Storage Water Heater (0.92 UEF - 50 Gal) - FS Future Baseline 2027 - Cold | PG&E ¦ Cold | PG&E | All | Electric & Gas | Com Electric Storage Water Heater (0.92 UEF - 50 Gal) - FS Future Baseline 2027 | Efficient | 2027 | 2028 | 1 | Conventional | WaterHeat | Com - Office (Small) | Com | ROB and NEW | 0 | 1000 sqft2 of floor space | 1000 sqft served | 13 | DEER:Indoor_CFL_Ltg | 214.685 | 0.00073733 | -12.3382 | SWWH027-05 & SWWH031-04 | 86.5309 | 2024 | 52.1451 | 2024 | 0 | 0 | SWWH027-05 & SWWH031-04 | Com Small Gas Water Heaters - Cold ¦ PG&E ¦ Cold | Com Small Gas Water Heaters - Cold | 0.46177 | 0.546 | 0 | CBSA 2019 | 14.5828 | 2012 | 1 | SWWH027-05 & SWWH031-04
COM-WATERHEAT-FS-10A.31 | Com ¦ Com Electric Storage Water Heater (0.92 UEF - 50 Gal) - FS Future Baseline 2027 - Cold ¦ PG&E ¦ Cold | Com ¦ Com Electric Storage Water Heater (0.92 UEF - 50 Gal) - FS Future Baseline 2027 - Cold | PG&E ¦ Cold | PG&E | All | Electric & Gas | Com Electric Storage Water Heater (0.92 UEF - 50 Gal) - FS Future Baseline 2027 | Efficient | 2027 | 2028 | 1 | Conventional | WaterHeat | Com - Other | Com | ROB and NEW | 0 | 1000 sqft2 of floor space | 1000 sqft served | 13 | DEER:Indoor_CFL_Ltg | 2738.8548 | 0.16531 | -156.127 | SWWH027-05 & SWWH031-04 | 715.6574 | 2024 | 431.2686 | 2024 | 0 | 0 | SWWH027-05 & SWWH031-04 | Com Small Gas Water Heaters - Cold ¦ PG&E ¦ Cold | Com Small Gas Water Heaters - Cold | 0.5433 | 0.546 | 0 | CBSA 2019 | 404.8196 | 2012 | 1 | SWWH027-05 & SWWH031-04
COM-WATERHEAT-FS-10A.32 | Com ¦ Com Electric Storage Water Heater (0.92 UEF - 50 Gal) - FS Future Baseline 2027 - Cold ¦ PG&E ¦ Cold | Com ¦ Com Electric Storage Water Heater (0.92 UEF - 50 Gal) - FS Future Baseline 2027 - Cold | PG&E ¦ Cold | PG&E | All | Electric & Gas | Com Electric Storage Water Heater (0.92 UEF - 50 Gal) - FS Future Baseline 2027 | Efficient | 2027 | 2028 | 1 | Conventional | WaterHeat | Com - Refrig. Warehouse | Com | ROB and NEW | 0 | 1000 sqft2 of floor space | 1000 sqft served | 13 | DEER:Indoor_CFL_Ltg | 239.0475 | 0.0084209 | -13.5213 | SWWH027-05 & SWWH031-04 | 40.0119 | 2024 | 24.1119 | 2024 | 0 | 0 | SWWH027-05 & SWWH031-04 | Com Small Gas Water Heaters - Cold ¦ PG&E ¦ Cold | Com Small Gas Water Heaters - Cold | 0.22621 | 0.546 | 0 | CBSA 2019 | 5.8803 | 2012 | 1 | SWWH027-05 & SWWH031-04
COM-WATERHEAT-FS-10A.33 | Com ¦ Com Electric Storage Water Heater (0.92 UEF - 50 Gal) - FS Future Baseline 2027 - Cold ¦ PG&E ¦ Cold | Com ¦ Com Electric Storage Water Heater (0.92 UEF - 50 Gal) - FS Future Baseline 2027 - Cold | PG&E ¦ Cold | PG&E | All | Electric & Gas | Com Electric Storage Water Heater (0.92 UEF - 50 Gal) - FS Future Baseline 2027 | Efficient | 2027 | 2028 | 1 | Conventional | WaterHeat | Com - Restaurant | Com | ROB and NEW | 0 | 1000 sqft2 of floor space | 1000 sqft served | 13 | DEER:Indoor_CFL_Ltg | 10235.712 | 0.82304 | -595.7946 | SWWH027-05 & SWWH031-04 | 3748.4937 | 2024 | 2258.9126 | 2024 | 0 | 0 | SWWH027-05 & SWWH031-04 | Com Small Gas Water Heaters - Cold ¦ PG&E ¦ Cold | Com Small Gas Water Heaters - Cold | 0.79319 | 0.546 | 0 | CBSA 2019 | 265.6837 | 2012 | 1 | SWWH027-05 & SWWH031-04
COM-WATERHEAT-FS-10A.34 | Com ¦ Com Electric Storage Water Heater (0.92 UEF - 50 Gal) - FS Future Baseline 2027 - Cold ¦ PG&E ¦ Cold | Com ¦ Com Electric Storage Water Heater (0.92 UEF - 50 Gal) - FS Future Baseline 2027 - Cold | PG&E ¦ Cold | PG&E | All | Electric & Gas | Com Electric Storage Water Heater (0.92 UEF - 50 Gal) - FS Future Baseline 2027 | Efficient | 2027 | 2028 | 1 | Conventional | WaterHeat | Com - Retail | Com | ROB and NEW | 0 | 1000 sqft2 of floor space | 1000 sqft served | 13 | DEER:Indoor_CFL_Ltg | 152.5294 | 0.0095931 | -8.8458 | SWWH027-05 & SWWH031-04 | 53.5971 | 2024 | 32.2986 | 2024 | 0 | 0 | SWWH027-05 & SWWH031-04 | Com Small Gas Water Heaters - Cold ¦ PG&E ¦ Cold | Com Small Gas Water Heaters - Cold | 0.40063 | 0.546 | 0 | CBSA 2019 | -9.8781 | 2012 | 1 | SWWH027-05 & SWWH031-04
COM-WATERHEAT-FS-10A.35 | Com ¦ Com Electric Storage Water Heater (0.92 UEF - 50 Gal) - FS Future Baseline 2027 - Cold ¦ PG&E ¦ Cold | Com ¦ Com Electric Storage Water Heater (0.92 UEF - 50 Gal) - FS Future Baseline 2027 - Cold | PG&E ¦ Cold | PG&E | All | Electric & Gas | Com Electric Storage Water Heater (0.92 UEF - 50 Gal) - FS Future Baseline 2027 | Efficient | 2027 | 2028 | 1 | Conventional | WaterHeat | Com - School | Com | ROB and NEW | 0 | 1000 sqft2 of floor space | 1000 sqft served | 13 | DEER:Indoor_CFL_Ltg | 842.0672 | -0.00017287 | -49.0666 | SWWH027-05 & SWWH031-04 | 441.4996 | 2024 | 266.0559 | 2024 | 0 | 0 | SWWH027-05 & SWWH031-04 | Com Small Gas Water Heaters - Cold ¦ PG&E ¦ Cold | Com Small Gas Water Heaters - Cold | 0.76922 | 0.546 | 0 | CBSA 2019 | -26.5386 | 2012 | 1 | SWWH027-05 & SWWH031-04
COM-WATERHEAT-FS-10A.36 | Com ¦ Com Electric Storage Water Heater (0.92 UEF - 50 Gal) - FS Future Baseline 2027 - Cold ¦ PG&E ¦ Cold | Com ¦ Com Electric Storage Water Heater (0.92 UEF - 50 Gal) - FS Future Baseline 2027 - Cold | PG&E ¦ Cold | PG&E | All | Electric & Gas | Com Electric Storage Water Heater (0.92 UEF - 50 Gal) - FS Future Baseline 2027 | Efficient | 2027 | 2028 | 1 | Conventional | WaterHeat | Com - Warehouse | Com | ROB and NEW | 0 | 1000 sqft2 of floor space | 1000 sqft served | 13 | DEER:Indoor_CFL_Ltg | 25.1257 | 0.0003608 | -1.4149 | SWWH027-05 & SWWH031-04 | 8.0024 | 2024 | 4.8224 | 2024 | 0 | 0 | SWWH027-05 & SWWH031-04 | Com Small Gas Water Heaters - Cold ¦ PG&E ¦ Cold | Com Small Gas Water Heaters - Cold | 0.1976 | 0.546 | 0 | CBSA 2019 | -1.5663 | 2012 | 1 | SWWH027-05 & SWWH031-04
COM-WATERHEAT-FS-10A.37 | Com ¦ Com Electric Storage Water Heater (0.92 UEF - 50 Gal) - FS Future Baseline 2027 - Marine ¦ SCG ¦ Marine | Com ¦ Com Electric Storage Water Heater (0.92 UEF - 50 Gal) - FS Future Baseline 2027 - Marine | SCG ¦ Marine | SCG | All | Electric & Gas | Com Electric Storage Water Heater (0.92 UEF - 50 Gal) - FS Future Baseline 2027 | Efficient | 2027 | 2028 | 1 | Conventional | WaterHeat | Com - College | Com | ROB and NEW | 0 | 1000 sqft2 of floor space | 1000 sqft served | 13 | DEER:Indoor_CFL_Ltg | 697.9067 | 0.079413 | -41.3329 | SWWH027-05 & SWWH031-04 | 278.0769 | 2024 | 167.5743 | 2024 | 0 | 0 | SWWH027-05 & SWWH031-04 | Com Small Gas Water Heaters - Marine ¦ SCG ¦ Marine | Com Small Gas Water Heaters - Marine | 0.74815 | 0.546 | 0 | CBSA 2019 | 83.6522 | 2012 | 1 | SWWH027-05 & SWWH031-04
COM-WATERHEAT-FS-10A.38 | Com ¦ Com Electric Storage Water Heater (0.92 UEF - 50 Gal) - FS Future Baseline 2027 - Marine ¦ SCG ¦ Marine | Com ¦ Com Electric Storage Water Heater (0.92 UEF - 50 Gal) - FS Future Baseline 2027 - Marine | SCG ¦ Marine | SCG | All | Electric & Gas | Com Electric Storage Water Heater (0.92 UEF - 50 Gal) - FS Future Baseline 2027 | Efficient | 2027 | 2028 | 1 | Conventional | WaterHeat | Com - Grocery | Com | ROB and NEW | 0 | 1000 sqft2 of floor space | 1000 sqft served | 13 | DEER:Indoor_CFL_Ltg | 0 | 0 | 0 | SWWH027-05 & SWWH031-04 | 202.482 | 2024 | 123.4818 | 2024 | 0 | 0 | SWWH027-05 & SWWH031-04 | Com Small Gas Water Heaters - Marine ¦ SCG ¦ Marine | Com Small Gas Water Heaters - Marine | 0.59609 | 0.546 | 0 | CBSA 2019 | 0 | 2012 | 1 | SWWH027-05 & SWWH031-04
COM-WATERHEAT-FS-10A.39 | Com ¦ Com Electric Storage Water Heater (0.92 UEF - 50 Gal) - FS Future Baseline 2027 - Marine ¦ SCG ¦ Marine | Com ¦ Com Electric Storage Water Heater (0.92 UEF - 50 Gal) - FS Future Baseline 2027 - Marine | SCG ¦ Marine | SCG | All | Electric & Gas | Com Electric Storage Water Heater (0.92 UEF - 50 Gal) - FS Future Baseline 2027 | Efficient | 2027 | 2028 | 1 | Conventional | WaterHeat | Com - Health | Com | ROB and NEW | 0 | 1000 sqft2 of floor space | 1000 sqft served | 13 | DEER:Indoor_CFL_Ltg | 2005.2026 | 0.10668 | -116.8071 | SWWH027-05 & SWWH031-04 | 421.1948 | 2024 | 253.8199 | 2024 | 0 | 0 | SWWH027-05 & SWWH031-04 | Com Small Gas Water Heaters - Marine ¦ SCG ¦ Marine | Com Small Gas Water Heaters - Marine | 0.52611 | 0.546 | 0 | CBSA 2019 | 198.7174 | 2012 | 1 | SWWH027-05 & SWWH031-04
COM-WATERHEAT-FS-10A.40 | Com ¦ Com Electric Storage Water Heater (0.92 UEF - 50 Gal) - FS Future Baseline 2027 - Marine ¦ SCG ¦ Marine | Com ¦ Com Electric Storage Water Heater (0.92 UEF - 50 Gal) - FS Future Baseline 2027 - Marine | SCG ¦ Marine | SCG | All | Electric & Gas | Com Electric Storage Water Heater (0.92 UEF - 50 Gal) - FS Future Baseline 2027 | Efficient | 2027 | 2028 | 1 | Conventional | WaterHeat | Com - Lodging | Com | ROB and NEW | 0 | 1000 sqft2 of floor space | 1000 sqft served | 13 | DEER:Indoor_CFL_Ltg | 1545.9204 | 0.082977 | -89.3185 | SWWH027-05 & SWWH031-04 | 265.0194 | 2024 | 159.7057 | 2024 | 0 | 0 | SWWH027-05 & SWWH031-04 | Com Small Gas Water Heaters - Marine ¦ SCG ¦ Marine | Com Small Gas Water Heaters - Marine | 0.73871 | 0.546 | 0 | CBSA 2019 | 638.5549 | 2012 | 1 | SWWH027-05 & SWWH031-04
COM-WATERHEAT-FS-10A.41 | Com ¦ Com Electric Storage Water Heater (0.92 UEF - 50 Gal) - FS Future Baseline 2027 - Marine ¦ SCG ¦ Marine | Com ¦ Com Electric Storage Water Heater (0.92 UEF - 50 Gal) - FS Future Baseline 2027 - Marine | SCG ¦ Marine | SCG | All | Electric & Gas | Com Electric Storage Water Heater (0.92 UEF - 50 Gal) - FS Future Baseline 2027 | Efficient | 2027 | 2028 | 1 | Conventional | WaterHeat | Com - Office (Large) | Com | ROB and NEW | 0 | 1000 sqft2 of floor space | 1000 sqft served | 13 | DEER:Indoor_CFL_Ltg | 196.6712 | 0.0047083 | -11.6966 | SWWH027-05 & SWWH031-04 | 86.5309 | 2024 | 52.1451 | 2024 | 0 | 0 | SWWH027-05 & SWWH031-04 | Com Small Gas Water Heaters - Marine ¦ SCG ¦ Marine | Com Small Gas Water Heaters - Marine | 0.46177 | 0.546 | 0 | CBSA 2019 | 32.9668 | 2012 | 1 | SWWH027-05 & SWWH031-04
COM-WATERHEAT-FS-10A.42 | Com ¦ Com Electric Storage Water Heater (0.92 UEF - 50 Gal) - FS Future Baseline 2027 - Marine ¦ SCG ¦ Marine | Com ¦ Com Electric Storage Water Heater (0.92 UEF - 50 Gal) - FS Future Baseline 2027 - Marine | SCG ¦ Marine | SCG | All | Electric & Gas | Com Electric Storage Water Heater (0.92 UEF - 50 Gal) - FS Future Baseline 2027 | Efficient | 2027 | 2028 | 1 | Conventional | WaterHeat | Com - Office (Small) | Com | ROB and NEW | 0 | 1000 sqft2 of floor space | 1000 sqft served | 13 | DEER:Indoor_CFL_Ltg | 180.7549 | 0.00072623 | -10.7836 | SWWH027-05 & SWWH031-04 | 86.5309 | 2024 | 52.1451 | 2024 | 0 | 0 | SWWH027-05 & SWWH031-04 | Com Small Gas Water Heaters - Marine ¦ SCG ¦ Marine | Com Small Gas Water Heaters - Marine | 0.46177 | 0.546 | 0 | CBSA 2019 | 13.0608 | 2012 | 1 | SWWH027-05 & SWWH031-04
COM-WATERHEAT-FS-10A.43 | Com ¦ Com Electric Storage Water Heater (0.92 UEF - 50 Gal) - FS Future Baseline 2027 - Marine ¦ SCG ¦ Marine | Com ¦ Com Electric Storage Water Heater (0.92 UEF - 50 Gal) - FS Future Baseline 2027 - Marine | SCG ¦ Marine | SCG | All | Electric & Gas | Com Electric Storage Water Heater (0.92 UEF - 50 Gal) - FS Future Baseline 2027 | Efficient | 2027 | 2028 | 1 | Conventional | WaterHeat | Com - Other | Com | ROB and NEW | 0 | 1000 sqft2 of floor space | 1000 sqft served | 13 | DEER:Indoor_CFL_Ltg | 2326.5979 | 0.15368 | -135.7182 | SWWH027-05 & SWWH031-04 | 715.6574 | 2024 | 431.2686 | 2024 | 0 | 0 | SWWH027-05 & SWWH031-04 | Com Small Gas Water Heaters - Marine ¦ SCG ¦ Marine | Com Small Gas Water Heaters - Marine | 0.5433 | 0.546 | 0 | CBSA 2019 | 357.8911 | 2012 | 1 | SWWH027-05 & SWWH031-04
COM-WATERHEAT-FS-10A.44 | Com ¦ Com Electric Storage Water Heater (0.92 UEF - 50 Gal) - FS Future Baseline 2027 - Marine ¦ SCG ¦ Marine | Com ¦ Com Electric Storage Water Heater (0.92 UEF - 50 Gal) - FS Future Baseline 2027 - Marine | SCG ¦ Marine | SCG | All | Electric & Gas | Com Electric Storage Water Heater (0.92 UEF - 50 Gal) - FS Future Baseline 2027 | Efficient | 2027 | 2028 | 1 | Conventional | WaterHeat | Com - Refrig. Warehouse | Com | ROB and NEW | 0 | 1000 sqft2 of floor space | 1000 sqft served | 13 | DEER:Indoor_CFL_Ltg | 200.5945 | 0.0078047 | -11.6956 | SWWH027-05 & SWWH031-04 | 40.0119 | 2024 | 24.1119 | 2024 | 0 | 0 | SWWH027-05 & SWWH031-04 | Com Small Gas Water Heaters - Marine ¦ SCG ¦ Marine | Com Small Gas Water Heaters - Marine | 0.22621 | 0.546 | 0 | CBSA 2019 | 5.1967 | 2012 | 1 | SWWH027-05 & SWWH031-04
COM-WATERHEAT-FS-10A.45 | Com ¦ Com Electric Storage Water Heater (0.92 UEF - 50 Gal) - FS Future Baseline 2027 - Marine ¦ SCG ¦ Marine | Com ¦ Com Electric Storage Water Heater (0.92 UEF - 50 Gal) - FS Future Baseline 2027 - Marine | SCG ¦ Marine | SCG | All | Electric & Gas | Com Electric Storage Water Heater (0.92 UEF - 50 Gal) - FS Future Baseline 2027 | Efficient | 2027 | 2028 | 1 | Conventional | WaterHeat | Com - Restaurant | Com | ROB and NEW | 0 | 1000 sqft2 of floor space | 1000 sqft served | 13 | DEER:Indoor_CFL_Ltg | 8689.7918 | 0.76296 | -521.0607 | SWWH027-05 & SWWH031-04 | 3748.4937 | 2024 | 2258.9126 | 2024 | 0 | 0 | SWWH027-05 & SWWH031-04 | Com Small Gas Water Heaters - Marine ¦ SCG ¦ Marine | Com Small Gas Water Heaters - Marine | 0.79319 | 0.546 | 0 | CBSA 2019 | 237.0134 | 2012 | 1 | SWWH027-05 & SWWH031-04
COM-WATERHEAT-FS-10A.46 | Com ¦ Com Electric Storage Water Heater (0.92 UEF - 50 Gal) - FS Future Baseline 2027 - Marine ¦ SCG ¦ Marine | Com ¦ Com Electric Storage Water Heater (0.92 UEF - 50 Gal) - FS Future Baseline 2027 - Marine | SCG ¦ Marine | SCG | All | Electric & Gas | Com Electric Storage Water Heater (0.92 UEF - 50 Gal) - FS Future Baseline 2027 | Efficient | 2027 | 2028 | 1 | Conventional | WaterHeat | Com - Retail | Com | ROB and NEW | 0 | 1000 sqft2 of floor space | 1000 sqft served | 13 | DEER:Indoor_CFL_Ltg | 129.8147 | 0.0089031 | -7.6889 | SWWH027-05 & SWWH031-04 | 53.5971 | 2024 | 32.2986 | 2024 | 0 | 0 | SWWH027-05 & SWWH031-04 | Com Small Gas Water Heaters - Marine ¦ SCG ¦ Marine | Com Small Gas Water Heaters - Marine | 0.40063 | 0.546 | 0 | CBSA 2019 | -7.6145 | 2012 | 1 | SWWH027-05 & SWWH031-04
COM-WATERHEAT-FS-10A.47 | Com ¦ Com Electric Storage Water Heater (0.92 UEF - 50 Gal) - FS Future Baseline 2027 - Marine ¦ SCG ¦ Marine | Com ¦ Com Electric Storage Water Heater (0.92 UEF - 50 Gal) - FS Future Baseline 2027 - Marine | SCG ¦ Marine | SCG | All | Electric & Gas | Com Electric Storage Water Heater (0.92 UEF - 50 Gal) - FS Future Baseline 2027 | Efficient | 2027 | 2028 | 1 | Conventional | WaterHeat | Com - School | Com | ROB and NEW | 0 | 1000 sqft2 of floor space | 1000 sqft served | 13 | DEER:Indoor_CFL_Ltg | 701.211 | 0.022512 | -42.6454 | SWWH027-05 & SWWH031-04 | 441.4996 | 2024 | 266.0559 | 2024 | 0 | 0 | SWWH027-05 & SWWH031-04 | Com Small Gas Water Heaters - Marine ¦ SCG ¦ Marine | Com Small Gas Water Heaters - Marine | 0.76922 | 0.546 | 0 | CBSA 2019 | -18.0178 | 2012 | 1 | SWWH027-05 & SWWH031-04
COM-WATERHEAT-FS-10A.48 | Com ¦ Com Electric Storage Water Heater (0.92 UEF - 50 Gal) - FS Future Baseline 2027 - Marine ¦ SCG ¦ Marine | Com ¦ Com Electric Storage Water Heater (0.92 UEF - 50 Gal) - FS Future Baseline 2027 - Marine | SCG ¦ Marine | SCG | All | Electric & Gas | Com Electric Storage Water Heater (0.92 UEF - 50 Gal) - FS Future Baseline 2027 | Efficient | 2027 | 2028 | 1 | Conventional | WaterHeat | Com - Warehouse | Com | ROB and NEW | 0 | 1000 sqft2 of floor space | 1000 sqft served | 13 | DEER:Indoor_CFL_Ltg | 20.9723 | 0.00033957 | -1.2323 | SWWH027-05 & SWWH031-04 | 8.0024 | 2024 | 4.8224 | 2024 | 0 | 0 | SWWH027-05 & SWWH031-04 | Com Small Gas Water Heaters - Marine ¦ SCG ¦ Marine | Com Small Gas Water Heaters - Marine | 0.1976 | 0.546 | 0 | CBSA 2019 | -1.0911 | 2012 | 1 | SWWH027-05 & SWWH031-04
COM-WATERHEAT-FS-10A.49 | Com ¦ Com Electric Storage Water Heater (0.92 UEF - 50 Gal) - FS Future Baseline 2027 - Hot-Dry ¦ SCG ¦ Hot-Dry | Com ¦ Com Electric Storage Water Heater (0.92 UEF - 50 Gal) - FS Future Baseline 2027 - Hot-Dry | SCG ¦ Hot-Dry | SCG | All | Electric & Gas | Com Electric Storage Water Heater (0.92 UEF - 50 Gal) - FS Future Baseline 2027 | Efficient | 2027 | 2028 | 1 | Conventional | WaterHeat | Com - College | Com | ROB and NEW | 0 | 1000 sqft2 of floor space | 1000 sqft served | 13 | DEER:Indoor_CFL_Ltg | 345.844 | 0.03563 | -20.2887 | SWWH027-05 & SWWH031-04 | 139.0384 | 2024 | 83.7872 | 2024 | 0 | 0 | SWWH027-05 & SWWH031-04 | Com Small Gas Water Heaters - Hot-Dry ¦ SCG ¦ Hot-Dry | Com Small Gas Water Heaters - Hot-Dry | 0.74815 | 0.546 | 0 | CBSA 2019 | 40.815 | 2012 | 1 | SWWH027-05 & SWWH031-04
COM-WATERHEAT-FS-10A.50 | Com ¦ Com Electric Storage Water Heater (0.92 UEF - 50 Gal) - FS Future Baseline 2027 - Hot-Dry ¦ SCG ¦ Hot-Dry | Com ¦ Com Electric Storage Water Heater (0.92 UEF - 50 Gal) - FS Future Baseline 2027 - Hot-Dry | SCG ¦ Hot-Dry | SCG | All | Electric & Gas | Com Electric Storage Water Heater (0.92 UEF - 50 Gal) - FS Future Baseline 2027 | Efficient | 2027 | 2028 | 1 | Conventional | WaterHeat | Com - Grocery | Com | ROB and NEW | 0 | 1000 sqft2 of floor space | 1000 sqft served | 13 | DEER:Indoor_CFL_Ltg | 0 | 0 | 0 | SWWH027-05 & SWWH031-04 | 101.241 | 2024 | 61.7409 | 2024 | 0 | 0 | SWWH027-05 & SWWH031-04 | Com Small Gas Water Heaters - Hot-Dry ¦ SCG ¦ Hot-Dry | Com Small Gas Water Heaters - Hot-Dry | 0.59609 | 0.546 | 0 | CBSA 2019 | 0 | 2012 | 1 | SWWH027-05 & SWWH031-04
COM-WATERHEAT-FS-10A.51 | Com ¦ Com Electric Storage Water Heater (0.92 UEF - 50 Gal) - FS Future Baseline 2027 - Hot-Dry ¦ SCG ¦ Hot-Dry | Com ¦ Com Electric Storage Water Heater (0.92 UEF - 50 Gal) - FS Future Baseline 2027 - Hot-Dry | SCG ¦ Hot-Dry | SCG | All | Electric & Gas | Com Electric Storage Water Heater (0.92 UEF - 50 Gal) - FS Future Baseline 2027 | Efficient | 2027 | 2028 | 1 | Conventional | WaterHeat | Com - Health | Com | ROB and NEW | 0 | 1000 sqft2 of floor space | 1000 sqft served | 13 | DEER:Indoor_CFL_Ltg | 988.5495 | 0.048279 | -57.2024 | SWWH027-05 & SWWH031-04 | 210.5974 | 2024 | 126.9099 | 2024 | 0 | 0 | SWWH027-05 & SWWH031-04 | Com Small Gas Water Heaters - Hot-Dry ¦ SCG ¦ Hot-Dry | Com Small Gas Water Heaters - Hot-Dry | 0.52611 | 0.546 | 0 | CBSA 2019 | 96.8855 | 2012 | 1 | SWWH027-05 & SWWH031-04
COM-WATERHEAT-FS-10A.52 | Com ¦ Com Electric Storage Water Heater (0.92 UEF - 50 Gal) - FS Future Baseline 2027 - Hot-Dry ¦ SCG ¦ Hot-Dry | Com ¦ Com Electric Storage Water Heater (0.92 UEF - 50 Gal) - FS Future Baseline 2027 - Hot-Dry | SCG ¦ Hot-Dry | SCG | All | Electric & Gas | Com Electric Storage Water Heater (0.92 UEF - 50 Gal) - FS Future Baseline 2027 | Efficient | 2027 | 2028 | 1 | Conventional | WaterHeat | Com - Lodging | Com | ROB and NEW | 0 | 1000 sqft2 of floor space | 1000 sqft served | 13 | DEER:Indoor_CFL_Ltg | 762.1504 | 0.037545 | -43.7317 | SWWH027-05 & SWWH031-04 | 132.5097 | 2024 | 79.8528 | 2024 | 0 | 0 | SWWH027-05 & SWWH031-04 | Com Small Gas Water Heaters - Hot-Dry ¦ SCG ¦ Hot-Dry | Com Small Gas Water Heaters - Hot-Dry | 0.73871 | 0.546 | 0 | CBSA 2019 | 311.8194 | 2012 | 1 | SWWH027-05 & SWWH031-04
COM-WATERHEAT-FS-10A.53 | Com ¦ Com Electric Storage Water Heater (0.92 UEF - 50 Gal) - FS Future Baseline 2027 - Hot-Dry ¦ SCG ¦ Hot-Dry | Com ¦ Com Electric Storage Water Heater (0.92 UEF - 50 Gal) - FS Future Baseline 2027 - Hot-Dry | SCG ¦ Hot-Dry | SCG | All | Electric & Gas | Com Electric Storage Water Heater (0.92 UEF - 50 Gal) - FS Future Baseline 2027 | Efficient | 2027 | 2028 | 1 | Conventional | WaterHeat | Com - Office (Large) | Com | ROB and NEW | 0 | 1000 sqft2 of floor space | 1000 sqft served | 13 | DEER:Indoor_CFL_Ltg | 96.9784 | 0.0021209 | -5.7373 | SWWH027-05 & SWWH031-04 | 43.2654 | 2024 | 26.0726 | 2024 | 0 | 0 | SWWH027-05 & SWWH031-04 | Com Small Gas Water Heaters - Hot-Dry ¦ SCG ¦ Hot-Dry | Com Small Gas Water Heaters - Hot-Dry | 0.46177 | 0.546 | 0 | CBSA 2019 | 16.1197 | 2012 | 1 | SWWH027-05 & SWWH031-04
COM-WATERHEAT-FS-10A.54 | Com ¦ Com Electric Storage Water Heater (0.92 UEF - 50 Gal) - FS Future Baseline 2027 - Hot-Dry ¦ SCG ¦ Hot-Dry | Com ¦ Com Electric Storage Water Heater (0.92 UEF - 50 Gal) - FS Future Baseline 2027 - Hot-Dry | SCG ¦ Hot-Dry | SCG | All | Electric & Gas | Com Electric Storage Water Heater (0.92 UEF - 50 Gal) - FS Future Baseline 2027 | Efficient | 2027 | 2028 | 1 | Conventional | WaterHeat | Com - Office (Small) | Com | ROB and NEW | 0 | 1000 sqft2 of floor space | 1000 sqft served | 13 | DEER:Indoor_CFL_Ltg | 89.3287 | 0.00031944 | -5.2869 | SWWH027-05 & SWWH031-04 | 43.2654 | 2024 | 26.0726 | 2024 | 0 | 0 | SWWH027-05 & SWWH031-04 | Com Small Gas Water Heaters - Hot-Dry ¦ SCG ¦ Hot-Dry | Com Small Gas Water Heaters - Hot-Dry | 0.46177 | 0.546 | 0 | CBSA 2019 | 6.3709 | 2012 | 1 | SWWH027-05 & SWWH031-04
COM-WATERHEAT-FS-10A.55 | Com ¦ Com Electric Storage Water Heater (0.92 UEF - 50 Gal) - FS Future Baseline 2027 - Hot-Dry ¦ SCG ¦ Hot-Dry | Com ¦ Com Electric Storage Water Heater (0.92 UEF - 50 Gal) - FS Future Baseline 2027 - Hot-Dry | SCG ¦ Hot-Dry | SCG | All | Electric & Gas | Com Electric Storage Water Heater (0.92 UEF - 50 Gal) - FS Future Baseline 2027 | Efficient | 2027 | 2028 | 1 | Conventional | WaterHeat | Com - Other | Com | ROB and NEW | 0 | 1000 sqft2 of floor space | 1000 sqft served | 13 | DEER:Indoor_CFL_Ltg | 1149.0128 | 0.069492 | -66.8387 | SWWH027-05 & SWWH031-04 | 357.8287 | 2024 | 215.6343 | 2024 | 0 | 0 | SWWH027-05 & SWWH031-04 | Com Small Gas Water Heaters - Hot-Dry ¦ SCG ¦ Hot-Dry | Com Small Gas Water Heaters - Hot-Dry | 0.5433 | 0.546 | 0 | CBSA 2019 | 175.9005 | 2012 | 1 | SWWH027-05 & SWWH031-04
COM-WATERHEAT-FS-10A.56 | Com ¦ Com Electric Storage Water Heater (0.92 UEF - 50 Gal) - FS Future Baseline 2027 - Hot-Dry ¦ SCG ¦ Hot-Dry | Com ¦ Com Electric Storage Water Heater (0.92 UEF - 50 Gal) - FS Future Baseline 2027 - Hot-Dry | SCG ¦ Hot-Dry | SCG | All | Electric & Gas | Com Electric Storage Water Heater (0.92 UEF - 50 Gal) - FS Future Baseline 2027 | Efficient | 2027 | 2028 | 1 | Conventional | WaterHeat | Com - Refrig. Warehouse | Com | ROB and NEW | 0 | 1000 sqft2 of floor space | 1000 sqft served | 13 | DEER:Indoor_CFL_Ltg | 98.9851 | 0.0035258 | -5.7337 | SWWH027-05 & SWWH031-04 | 20.0059 | 2024 | 12.056 | 2024 | 0 | 0 | SWWH027-05 & SWWH031-04 | Com Small Gas Water Heaters - Hot-Dry ¦ SCG ¦ Hot-Dry | Com Small Gas Water Heaters - Hot-Dry | 0.22621 | 0.546 | 0 | CBSA 2019 | 2.5361 | 2012 | 1 | SWWH027-05 & SWWH031-04
COM-WATERHEAT-FS-10A.57 | Com ¦ Com Electric Storage Water Heater (0.92 UEF - 50 Gal) - FS Future Baseline 2027 - Hot-Dry ¦ SCG ¦ Hot-Dry | Com ¦ Com Electric Storage Water Heater (0.92 UEF - 50 Gal) - FS Future Baseline 2027 - Hot-Dry | SCG ¦ Hot-Dry | SCG | All | Electric & Gas | Com Electric Storage Water Heater (0.92 UEF - 50 Gal) - FS Future Baseline 2027 | Efficient | 2027 | 2028 | 1 | Conventional | WaterHeat | Com - Restaurant | Com | ROB and NEW | 0 | 1000 sqft2 of floor space | 1000 sqft served | 13 | DEER:Indoor_CFL_Ltg | 4288.5386 | 0.34036 | -255.4763 | SWWH027-05 & SWWH031-04 | 1874.2468 | 2024 | 1129.4563 | 2024 | 0 | 0 | SWWH027-05 & SWWH031-04 | Com Small Gas Water Heaters - Hot-Dry ¦ SCG ¦ Hot-Dry | Com Small Gas Water Heaters - Hot-Dry | 0.79319 | 0.546 | 0 | CBSA 2019 | 115.7115 | 2012 | 1 | SWWH027-05 & SWWH031-04
COM-WATERHEAT-FS-10A.58 | Com ¦ Com Electric Storage Water Heater (0.92 UEF - 50 Gal) - FS Future Baseline 2027 - Hot-Dry ¦ SCG ¦ Hot-Dry | Com ¦ Com Electric Storage Water Heater (0.92 UEF - 50 Gal) - FS Future Baseline 2027 - Hot-Dry | SCG ¦ Hot-Dry | SCG | All | Electric & Gas | Com Electric Storage Water Heater (0.92 UEF - 50 Gal) - FS Future Baseline 2027 | Efficient | 2027 | 2028 | 1 | Conventional | WaterHeat | Com - Retail | Com | ROB and NEW | 0 | 1000 sqft2 of floor space | 1000 sqft served | 13 | DEER:Indoor_CFL_Ltg | 64.1447 | 0.0039682 | -3.7678 | SWWH027-05 & SWWH031-04 | 26.7986 | 2024 | 16.1493 | 2024 | 0 | 0 | SWWH027-05 & SWWH031-04 | Com Small Gas Water Heaters - Hot-Dry ¦ SCG ¦ Hot-Dry | Com Small Gas Water Heaters - Hot-Dry | 0.40063 | 0.546 | 0 | CBSA 2019 | -3.9181 | 2012 | 1 | SWWH027-05 & SWWH031-04
COM-WATERHEAT-FS-10A.59 | Com ¦ Com Electric Storage Water Heater (0.92 UEF - 50 Gal) - FS Future Baseline 2027 - Hot-Dry ¦ SCG ¦ Hot-Dry | Com ¦ Com Electric Storage Water Heater (0.92 UEF - 50 Gal) - FS Future Baseline 2027 - Hot-Dry | SCG ¦ Hot-Dry | SCG | All | Electric & Gas | Com Electric Storage Water Heater (0.92 UEF - 50 Gal) - FS Future Baseline 2027 | Efficient | 2027 | 2028 | 1 | Conventional | WaterHeat | Com - School | Com | ROB and NEW | 0 | 1000 sqft2 of floor space | 1000 sqft served | 13 | DEER:Indoor_CFL_Ltg | 347.4846 | 0.009934 | -20.9765 | SWWH027-05 & SWWH031-04 | 220.7498 | 2024 | 133.028 | 2024 | 0 | 0 | SWWH027-05 & SWWH031-04 | Com Small Gas Water Heaters - Hot-Dry ¦ SCG ¦ Hot-Dry | Com Small Gas Water Heaters - Hot-Dry | 0.76922 | 0.546 | 0 | CBSA 2019 | -9.2861 | 2012 | 1 | SWWH027-05 & SWWH031-04
COM-WATERHEAT-FS-10A.60 | Com ¦ Com Electric Storage Water Heater (0.92 UEF - 50 Gal) - FS Future Baseline 2027 - Hot-Dry ¦ SCG ¦ Hot-Dry | Com ¦ Com Electric Storage Water Heater (0.92 UEF - 50 Gal) - FS Future Baseline 2027 - Hot-Dry | SCG ¦ Hot-Dry | SCG | All | Electric & Gas | Com Electric Storage Water Heater (0.92 UEF - 50 Gal) - FS Future Baseline 2027 | Efficient | 2027 | 2028 | 1 | Conventional | WaterHeat | Com - Warehouse | Com | ROB and NEW | 0 | 1000 sqft2 of floor space | 1000 sqft served | 13 | DEER:Indoor_CFL_Ltg | 10.3036 | 0.00014993 | -0.60475 | SWWH027-05 & SWWH031-04 | 4.0012 | 2024 | 2.4112 | 2024 | 0 | 0 | SWWH027-05 & SWWH031-04 | Com Small Gas Water Heaters - Hot-Dry ¦ SCG ¦ Hot-Dry | Com Small Gas Water Heaters - Hot-Dry | 0.1976 | 0.546 | 0 | CBSA 2019 | -0.53892 | 2012 | 1 | SWWH027-05 & SWWH031-04
COM-WATERHEAT-FS-10A.61 | Com ¦ Com Electric Storage Water Heater (0.92 UEF - 50 Gal) - FS Future Baseline 2027 - Cold ¦ SCG ¦ Cold | Com ¦ Com Electric Storage Water Heater (0.92 UEF - 50 Gal) - FS Future Baseline 2027 - Cold | SCG ¦ Cold | SCG | All | Electric & Gas | Com Electric Storage Water Heater (0.92 UEF - 50 Gal) - FS Future Baseline 2027 | Efficient | 2027 | 2028 | 1 | Conventional | WaterHeat | Com - College | Com | ROB and NEW | 0 | 1000 sqft2 of floor space | 1000 sqft served | 13 | DEER:Indoor_CFL_Ltg | 832.9129 | 0.040031 | -47.7223 | SWWH027-05 & SWWH031-04 | 278.0769 | 2024 | 167.5743 | 2024 | 0 | 0 | SWWH027-05 & SWWH031-04 | Com Small Gas Water Heaters - Cold ¦ SCG ¦ Cold | Com Small Gas Water Heaters - Cold | 0.74815 | 0.546 | 0 | CBSA 2019 | 94.5359 | 2012 | 1 | SWWH027-05 & SWWH031-04
COM-WATERHEAT-FS-10A.62 | Com ¦ Com Electric Storage Water Heater (0.92 UEF - 50 Gal) - FS Future Baseline 2027 - Cold ¦ SCG ¦ Cold | Com ¦ Com Electric Storage Water Heater (0.92 UEF - 50 Gal) - FS Future Baseline 2027 - Cold | SCG ¦ Cold | SCG | All | Electric & Gas | Com Electric Storage Water Heater (0.92 UEF - 50 Gal) - FS Future Baseline 2027 | Efficient | 2027 | 2028 | 1 | Conventional | WaterHeat | Com - Grocery | Com | ROB and NEW | 0 | 1000 sqft2 of floor space | 1000 sqft served | 13 | DEER:Indoor_CFL_Ltg | 0 | 0 | 0 | SWWH027-05 & SWWH031-04 | 202.482 | 2024 | 123.4818 | 2024 | 0 | 0 | SWWH027-05 & SWWH031-04 | Com Small Gas Water Heaters - Cold ¦ SCG ¦ Cold | Com Small Gas Water Heaters - Cold | 0.59609 | 0.546 | 0 | CBSA 2019 | 0 | 2012 | 1 | SWWH027-05 & SWWH031-04
COM-WATERHEAT-FS-10A.63 | Com ¦ Com Electric Storage Water Heater (0.92 UEF - 50 Gal) - FS Future Baseline 2027 - Cold ¦ SCG ¦ Cold | Com ¦ Com Electric Storage Water Heater (0.92 UEF - 50 Gal) - FS Future Baseline 2027 - Cold | SCG ¦ Cold | SCG | All | Electric & Gas | Com Electric Storage Water Heater (0.92 UEF - 50 Gal) - FS Future Baseline 2027 | Efficient | 2027 | 2028 | 1 | Conventional | WaterHeat | Com - Health | Com | ROB and NEW | 0 | 1000 sqft2 of floor space | 1000 sqft served | 13 | DEER:Indoor_CFL_Ltg | 2359.9184 | 0.11557 | -134.6433 | SWWH027-05 & SWWH031-04 | 421.1948 | 2024 | 253.8199 | 2024 | 0 | 0 | SWWH027-05 & SWWH031-04 | Com Small Gas Water Heaters - Cold ¦ SCG ¦ Cold | Com Small Gas Water Heaters - Cold | 0.52611 | 0.546 | 0 | CBSA 2019 | 225.8856 | 2012 | 1 | SWWH027-05 & SWWH031-04
COM-WATERHEAT-FS-10A.64 | Com ¦ Com Electric Storage Water Heater (0.92 UEF - 50 Gal) - FS Future Baseline 2027 - Cold ¦ SCG ¦ Cold | Com ¦ Com Electric Storage Water Heater (0.92 UEF - 50 Gal) - FS Future Baseline 2027 - Cold | SCG ¦ Cold | SCG | All | Electric & Gas | Com Electric Storage Water Heater (0.92 UEF - 50 Gal) - FS Future Baseline 2027 | Efficient | 2027 | 2028 | 1 | Conventional | WaterHeat | Com - Lodging | Com | ROB and NEW | 0 | 1000 sqft2 of floor space | 1000 sqft served | 13 | DEER:Indoor_CFL_Ltg | 1818.319 | 0.089944 | -103.0827 | SWWH027-05 & SWWH031-04 | 265.0194 | 2024 | 159.7057 | 2024 | 0 | 0 | SWWH027-05 & SWWH031-04 | Com Small Gas Water Heaters - Cold ¦ SCG ¦ Cold | Com Small Gas Water Heaters - Cold | 0.73871 | 0.546 | 0 | CBSA 2019 | 731.5702 | 2012 | 1 | SWWH027-05 & SWWH031-04
COM-WATERHEAT-FS-10A.65 | Com ¦ Com Electric Storage Water Heater (0.92 UEF - 50 Gal) - FS Future Baseline 2027 - Cold ¦ SCG ¦ Cold | Com ¦ Com Electric Storage Water Heater (0.92 UEF - 50 Gal) - FS Future Baseline 2027 - Cold | SCG ¦ Cold | SCG | All | Electric & Gas | Com Electric Storage Water Heater (0.92 UEF - 50 Gal) - FS Future Baseline 2027 | Efficient | 2027 | 2028 | 1 | Conventional | WaterHeat | Com - Office (Large) | Com | ROB and NEW | 0 | 1000 sqft2 of floor space | 1000 sqft served | 13 | DEER:Indoor_CFL_Ltg | 233.439 | 0.0050414 | -13.4487 | SWWH027-05 & SWWH031-04 | 86.5309 | 2024 | 52.1451 | 2024 | 0 | 0 | SWWH027-05 & SWWH031-04 | Com Small Gas Water Heaters - Cold ¦ SCG ¦ Cold | Com Small Gas Water Heaters - Cold | 0.46177 | 0.546 | 0 | CBSA 2019 | 37.178 | 2012 | 1 | SWWH027-05 & SWWH031-04
COM-WATERHEAT-FS-10A.66 | Com ¦ Com Electric Storage Water Heater (0.92 UEF - 50 Gal) - FS Future Baseline 2027 - Cold ¦ SCG ¦ Cold | Com ¦ Com Electric Storage Water Heater (0.92 UEF - 50 Gal) - FS Future Baseline 2027 - Cold | SCG ¦ Cold | SCG | All | Electric & Gas | Com Electric Storage Water Heater (0.92 UEF - 50 Gal) - FS Future Baseline 2027 | Efficient | 2027 | 2028 | 1 | Conventional | WaterHeat | Com - Office (Small) | Com | ROB and NEW | 0 | 1000 sqft2 of floor space | 1000 sqft served | 13 | DEER:Indoor_CFL_Ltg | 214.685 | 0.00073733 | -12.3382 | SWWH027-05 & SWWH031-04 | 86.5309 | 2024 | 52.1451 | 2024 | 0 | 0 | SWWH027-05 & SWWH031-04 | Com Small Gas Water Heaters - Cold ¦ SCG ¦ Cold | Com Small Gas Water Heaters - Cold | 0.46177 | 0.546 | 0 | CBSA 2019 | 14.5828 | 2012 | 1 | SWWH027-05 & SWWH031-04
COM-WATERHEAT-FS-10A.67 | Com ¦ Com Electric Storage Water Heater (0.92 UEF - 50 Gal) - FS Future Baseline 2027 - Cold ¦ SCG ¦ Cold | Com ¦ Com Electric Storage Water Heater (0.92 UEF - 50 Gal) - FS Future Baseline 2027 - Cold | SCG ¦ Cold | SCG | All | Electric & Gas | Com Electric Storage Water Heater (0.92 UEF - 50 Gal) - FS Future Baseline 2027 | Efficient | 2027 | 2028 | 1 | Conventional | WaterHeat | Com - Other | Com | ROB and NEW | 0 | 1000 sqft2 of floor space | 1000 sqft served | 13 | DEER:Indoor_CFL_Ltg | 2738.8548 | 0.16531 | -156.127 | SWWH027-05 & SWWH031-04 | 715.6574 | 2024 | 431.2686 | 2024 | 0 | 0 | SWWH027-05 & SWWH031-04 | Com Small Gas Water Heaters - Cold ¦ SCG ¦ Cold | Com Small Gas Water Heaters - Cold | 0.5433 | 0.546 | 0 | CBSA 2019 | 404.8196 | 2012 | 1 | SWWH027-05 & SWWH031-04
COM-WATERHEAT-FS-10A.68 | Com ¦ Com Electric Storage Water Heater (0.92 UEF - 50 Gal) - FS Future Baseline 2027 - Cold ¦ SCG ¦ Cold | Com ¦ Com Electric Storage Water Heater (0.92 UEF - 50 Gal) - FS Future Baseline 2027 - Cold | SCG ¦ Cold | SCG | All | Electric & Gas | Com Electric Storage Water Heater (0.92 UEF - 50 Gal) - FS Future Baseline 2027 | Efficient | 2027 | 2028 | 1 | Conventional | WaterHeat | Com - Refrig. Warehouse | Com | ROB and NEW | 0 | 1000 sqft2 of floor space | 1000 sqft served | 13 | DEER:Indoor_CFL_Ltg | 239.0475 | 0.0084209 | -13.5213 | SWWH027-05 & SWWH031-04 | 40.0119 | 2024 | 24.1119 | 2024 | 0 | 0 | SWWH027-05 & SWWH031-04 | Com Small Gas Water Heaters - Cold ¦ SCG ¦ Cold | Com Small Gas Water Heaters - Cold | 0.22621 | 0.546 | 0 | CBSA 2019 | 5.8803 | 2012 | 1 | SWWH027-05 & SWWH031-04
COM-WATERHEAT-FS-10A.69 | Com ¦ Com Electric Storage Water Heater (0.92 UEF - 50 Gal) - FS Future Baseline 2027 - Cold ¦ SCG ¦ Cold | Com ¦ Com Electric Storage Water Heater (0.92 UEF - 50 Gal) - FS Future Baseline 2027 - Cold | SCG ¦ Cold | SCG | All | Electric & Gas | Com Electric Storage Water Heater (0.92 UEF - 50 Gal) - FS Future Baseline 2027 | Efficient | 2027 | 2028 | 1 | Conventional | WaterHeat | Com - Restaurant | Com | ROB and NEW | 0 | 1000 sqft2 of floor space | 1000 sqft served | 13 | DEER:Indoor_CFL_Ltg | 10235.712 | 0.82304 | -595.7946 | SWWH027-05 & SWWH031-04 | 3748.4937 | 2024 | 2258.9126 | 2024 | 0 | 0 | SWWH027-05 & SWWH031-04 | Com Small Gas Water Heaters - Cold ¦ SCG ¦ Cold | Com Small Gas Water Heaters - Cold | 0.79319 | 0.546 | 0 | CBSA 2019 | 265.6837 | 2012 | 1 | SWWH027-05 & SWWH031-04
COM-WATERHEAT-FS-10A.70 | Com ¦ Com Electric Storage Water Heater (0.92 UEF - 50 Gal) - FS Future Baseline 2027 - Cold ¦ SCG ¦ Cold | Com ¦ Com Electric Storage Water Heater (0.92 UEF - 50 Gal) - FS Future Baseline 2027 - Cold | SCG ¦ Cold | SCG | All | Electric & Gas | Com Electric Storage Water Heater (0.92 UEF - 50 Gal) - FS Future Baseline 2027 | Efficient | 2027 | 2028 | 1 | Conventional | WaterHeat | Com - Retail | Com | ROB and NEW | 0 | 1000 sqft2 of floor space | 1000 sqft served | 13 | DEER:Indoor_CFL_Ltg | 152.5294 | 0.0095931 | -8.8458 | SWWH027-05 & SWWH031-04 | 53.5971 | 2024 | 32.2986 | 2024 | 0 | 0 | SWWH027-05 & SWWH031-04 | Com Small Gas Water Heaters - Cold ¦ SCG ¦ Cold | Com Small Gas Water Heaters - Cold | 0.40063 | 0.546 | 0 | CBSA 2019 | -9.8781 | 2012 | 1 | SWWH027-05 & SWWH031-04
COM-WATERHEAT-FS-10A.71 | Com ¦ Com Electric Storage Water Heater (0.92 UEF - 50 Gal) - FS Future Baseline 2027 - Cold ¦ SCG ¦ Cold | Com ¦ Com Electric Storage Water Heater (0.92 UEF - 50 Gal) - FS Future Baseline 2027 - Cold | SCG ¦ Cold | SCG | All | Electric & Gas | Com Electric Storage Water Heater (0.92 UEF - 50 Gal) - FS Future Baseline 2027 | Efficient | 2027 | 2028 | 1 | Conventional | WaterHeat | Com - School | Com | ROB and NEW | 0 | 1000 sqft2 of floor space | 1000 sqft served | 13 | DEER:Indoor_CFL_Ltg | 842.0672 | -0.00017287 | -49.0666 | SWWH027-05 & SWWH031-04 | 441.4996 | 2024 | 266.0559 | 2024 | 0 | 0 | SWWH027-05 & SWWH031-04 | Com Small Gas Water Heaters - Cold ¦ SCG ¦ Cold | Com Small Gas Water Heaters - Cold | 0.76922 | 0.546 | 0 | CBSA 2019 | -26.5386 | 2012 | 1 | SWWH027-05 & SWWH031-04
COM-WATERHEAT-FS-10A.72 | Com ¦ Com Electric Storage Water Heater (0.92 UEF - 50 Gal) - FS Future Baseline 2027 - Cold ¦ SCG ¦ Cold | Com ¦ Com Electric Storage Water Heater (0.92 UEF - 50 Gal) - FS Future Baseline 2027 - Cold | SCG ¦ Cold | SCG | All | Electric & Gas | Com Electric Storage Water Heater (0.92 UEF - 50 Gal) - FS Future Baseline 2027 | Efficient | 2027 | 2028 | 1 | Conventional | WaterHeat | Com - Warehouse | Com | ROB and NEW | 0 | 1000 sqft2 of floor space | 1000 sqft served | 13 | DEER:Indoor_CFL_Ltg | 25.1257 | 0.0003608 | -1.4149 | SWWH027-05 & SWWH031-04 | 8.0024 | 2024 | 4.8224 | 2024 | 0 | 0 | SWWH027-05 & SWWH031-04 | Com Small Gas Water Heaters - Cold ¦ SCG ¦ Cold | Com Small Gas Water Heaters - Cold | 0.1976 | 0.546 | 0 | CBSA 2019 | -1.5663 | 2012 | 1 | SWWH027-05 & SWWH031-04
COM-WATERHEAT-FS-10A.73 | Com ¦ Com Electric Storage Water Heater (0.92 UEF - 50 Gal) - FS Future Baseline 2027 - Marine ¦ SDG&E ¦ Marine | Com ¦ Com Electric Storage Water Heater (0.92 UEF - 50 Gal) - FS Future Baseline 2027 - Marine | SDG&E ¦ Marine | SDG&E | All | Electric & Gas | Com Electric Storage Water Heater (0.92 UEF - 50 Gal) - FS Future Baseline 2027 | Efficient | 2027 | 2028 | 1 | Conventional | WaterHeat | Com - College | Com | ROB and NEW | 0 | 1000 sqft2 of floor space | 1000 sqft served | 13 | DEER:Indoor_CFL_Ltg | 697.9067 | 0.079413 | -41.3329 | SWWH027-05 & SWWH031-04 | 278.0769 | 2024 | 167.5743 | 2024 | 0 | 0 | SWWH027-05 & SWWH031-04 | Com Small Gas Water Heaters - Marine ¦ SDG&E ¦ Marine | Com Small Gas Water Heaters - Marine | 0.74815 | 0.546 | 0 | CBSA 2019 | 83.6522 | 2012 | 1 | SWWH027-05 & SWWH031-04
COM-WATERHEAT-FS-10A.74 | Com ¦ Com Electric Storage Water Heater (0.92 UEF - 50 Gal) - FS Future Baseline 2027 - Marine ¦ SDG&E ¦ Marine | Com ¦ Com Electric Storage Water Heater (0.92 UEF - 50 Gal) - FS Future Baseline 2027 - Marine | SDG&E ¦ Marine | SDG&E | All | Electric & Gas | Com Electric Storage Water Heater (0.92 UEF - 50 Gal) - FS Future Baseline 2027 | Efficient | 2027 | 2028 | 1 | Conventional | WaterHeat | Com - Grocery | Com | ROB and NEW | 0 | 1000 sqft2 of floor space | 1000 sqft served | 13 | DEER:Indoor_CFL_Ltg | 0 | 0 | 0 | SWWH027-05 & SWWH031-04 | 202.482 | 2024 | 123.4818 | 2024 | 0 | 0 | SWWH027-05 & SWWH031-04 | Com Small Gas Water Heaters - Marine ¦ SDG&E ¦ Marine | Com Small Gas Water Heaters - Marine | 0.59609 | 0.546 | 0 | CBSA 2019 | 0 | 2012 | 1 | SWWH027-05 & SWWH031-04
COM-WATERHEAT-FS-10A.75 | Com ¦ Com Electric Storage Water Heater (0.92 UEF - 50 Gal) - FS Future Baseline 2027 - Marine ¦ SDG&E ¦ Marine | Com ¦ Com Electric Storage Water Heater (0.92 UEF - 50 Gal) - FS Future Baseline 2027 - Marine | SDG&E ¦ Marine | SDG&E | All | Electric & Gas | Com Electric Storage Water Heater (0.92 UEF - 50 Gal) - FS Future Baseline 2027 | Efficient | 2027 | 2028 | 1 | Conventional | WaterHeat | Com - Health | Com | ROB and NEW | 0 | 1000 sqft2 of floor space | 1000 sqft served | 13 | DEER:Indoor_CFL_Ltg | 2005.2026 | 0.10668 | -116.8071 | SWWH027-05 & SWWH031-04 | 421.1948 | 2024 | 253.8199 | 2024 | 0 | 0 | SWWH027-05 & SWWH031-04 | Com Small Gas Water Heaters - Marine ¦ SDG&E ¦ Marine | Com Small Gas Water Heaters - Marine | 0.52611 | 0.546 | 0 | CBSA 2019 | 198.7174 | 2012 | 1 | SWWH027-05 & SWWH031-04
COM-WATERHEAT-FS-10A.76 | Com ¦ Com Electric Storage Water Heater (0.92 UEF - 50 Gal) - FS Future Baseline 2027 - Marine ¦ SDG&E ¦ Marine | Com ¦ Com Electric Storage Water Heater (0.92 UEF - 50 Gal) - FS Future Baseline 2027 - Marine | SDG&E ¦ Marine | SDG&E | All | Electric & Gas | Com Electric Storage Water Heater (0.92 UEF - 50 Gal) - FS Future Baseline 2027 | Efficient | 2027 | 2028 | 1 | Conventional | WaterHeat | Com - Lodging | Com | ROB and NEW | 0 | 1000 sqft2 of floor space | 1000 sqft served | 13 | DEER:Indoor_CFL_Ltg | 1545.9204 | 0.082977 | -89.3185 | SWWH027-05 & SWWH031-04 | 265.0194 | 2024 | 159.7057 | 2024 | 0 | 0 | SWWH027-05 & SWWH031-04 | Com Small Gas Water Heaters - Marine ¦ SDG&E ¦ Marine | Com Small Gas Water Heaters - Marine | 0.73871 | 0.546 | 0 | CBSA 2019 | 638.5549 | 2012 | 1 | SWWH027-05 & SWWH031-04
COM-WATERHEAT-FS-10A.77 | Com ¦ Com Electric Storage Water Heater (0.92 UEF - 50 Gal) - FS Future Baseline 2027 - Marine ¦ SDG&E ¦ Marine | Com ¦ Com Electric Storage Water Heater (0.92 UEF - 50 Gal) - FS Future Baseline 2027 - Marine | SDG&E ¦ Marine | SDG&E | All | Electric & Gas | Com Electric Storage Water Heater (0.92 UEF - 50 Gal) - FS Future Baseline 2027 | Efficient | 2027 | 2028 | 1 | Conventional | WaterHeat | Com - Office (Large) | Com | ROB and NEW | 0 | 1000 sqft2 of floor space | 1000 sqft served | 13 | DEER:Indoor_CFL_Ltg | 196.6712 | 0.0047083 | -11.6966 | SWWH027-05 & SWWH031-04 | 86.5309 | 2024 | 52.1451 | 2024 | 0 | 0 | SWWH027-05 & SWWH031-04 | Com Small Gas Water Heaters - Marine ¦ SDG&E ¦ Marine | Com Small Gas Water Heaters - Marine | 0.46177 | 0.546 | 0 | CBSA 2019 | 32.9668 | 2012 | 1 | SWWH027-05 & SWWH031-04
COM-WATERHEAT-FS-10A.78 | Com ¦ Com Electric Storage Water Heater (0.92 UEF - 50 Gal) - FS Future Baseline 2027 - Marine ¦ SDG&E ¦ Marine | Com ¦ Com Electric Storage Water Heater (0.92 UEF - 50 Gal) - FS Future Baseline 2027 - Marine | SDG&E ¦ Marine | SDG&E | All | Electric & Gas | Com Electric Storage Water Heater (0.92 UEF - 50 Gal) - FS Future Baseline 2027 | Efficient | 2027 | 2028 | 1 | Conventional | WaterHeat | Com - Office (Small) | Com | ROB and NEW | 0 | 1000 sqft2 of floor space | 1000 sqft served | 13 | DEER:Indoor_CFL_Ltg | 180.7549 | 0.00072623 | -10.7836 | SWWH027-05 & SWWH031-04 | 86.5309 | 2024 | 52.1451 | 2024 | 0 | 0 | SWWH027-05 & SWWH031-04 | Com Small Gas Water Heaters - Marine ¦ SDG&E ¦ Marine | Com Small Gas Water Heaters - Marine | 0.46177 | 0.546 | 0 | CBSA 2019 | 13.0608 | 2012 | 1 | SWWH027-05 & SWWH031-04
COM-WATERHEAT-FS-10A.79 | Com ¦ Com Electric Storage Water Heater (0.92 UEF - 50 Gal) - FS Future Baseline 2027 - Marine ¦ SDG&E ¦ Marine | Com ¦ Com Electric Storage Water Heater (0.92 UEF - 50 Gal) - FS Future Baseline 2027 - Marine | SDG&E ¦ Marine | SDG&E | All | Electric & Gas | Com Electric Storage Water Heater (0.92 UEF - 50 Gal) - FS Future Baseline 2027 | Efficient | 2027 | 2028 | 1 | Conventional | WaterHeat | Com - Other | Com | ROB and NEW | 0 | 1000 sqft2 of floor space | 1000 sqft served | 13 | DEER:Indoor_CFL_Ltg | 2326.5979 | 0.15368 | -135.7182 | SWWH027-05 & SWWH031-04 | 715.6574 | 2024 | 431.2686 | 2024 | 0 | 0 | SWWH027-05 & SWWH031-04 | Com Small Gas Water Heaters - Marine ¦ SDG&E ¦ Marine | Com Small Gas Water Heaters - Marine | 0.5433 | 0.546 | 0 | CBSA 2019 | 357.8911 | 2012 | 1 | SWWH027-05 & SWWH031-04
COM-WATERHEAT-FS-10A.80 | Com ¦ Com Electric Storage Water Heater (0.92 UEF - 50 Gal) - FS Future Baseline 2027 - Marine ¦ SDG&E ¦ Marine | Com ¦ Com Electric Storage Water Heater (0.92 UEF - 50 Gal) - FS Future Baseline 2027 - Marine | SDG&E ¦ Marine | SDG&E | All | Electric & Gas | Com Electric Storage Water Heater (0.92 UEF - 50 Gal) - FS Future Baseline 2027 | Efficient | 2027 | 2028 | 1 | Conventional | WaterHeat | Com - Refrig. Warehouse | Com | ROB and NEW | 0 | 1000 sqft2 of floor space | 1000 sqft served | 13 | DEER:Indoor_CFL_Ltg | 200.5945 | 0.0078047 | -11.6956 | SWWH027-05 & SWWH031-04 | 40.0119 | 2024 | 24.1119 | 2024 | 0 | 0 | SWWH027-05 & SWWH031-04 | Com Small Gas Water Heaters - Marine ¦ SDG&E ¦ Marine | Com Small Gas Water Heaters - Marine | 0.22621 | 0.546 | 0 | CBSA 2019 | 5.1967 | 2012 | 1 | SWWH027-05 & SWWH031-04
COM-WATERHEAT-FS-10A.81 | Com ¦ Com Electric Storage Water Heater (0.92 UEF - 50 Gal) - FS Future Baseline 2027 - Marine ¦ SDG&E ¦ Marine | Com ¦ Com Electric Storage Water Heater (0.92 UEF - 50 Gal) - FS Future Baseline 2027 - Marine | SDG&E ¦ Marine | SDG&E | All | Electric & Gas | Com Electric Storage Water Heater (0.92 UEF - 50 Gal) - FS Future Baseline 2027 | Efficient | 2027 | 2028 | 1 | Conventional | WaterHeat | Com - Restaurant | Com | ROB and NEW | 0 | 1000 sqft2 of floor space | 1000 sqft served | 13 | DEER:Indoor_CFL_Ltg | 8689.7918 | 0.76296 | -521.0607 | SWWH027-05 & SWWH031-04 | 3748.4937 | 2024 | 2258.9126 | 2024 | 0 | 0 | SWWH027-05 & SWWH031-04 | Com Small Gas Water Heaters - Marine ¦ SDG&E ¦ Marine | Com Small Gas Water Heaters - Marine | 0.79319 | 0.546 | 0 | CBSA 2019 | 237.0134 | 2012 | 1 | SWWH027-05 & SWWH031-04
COM-WATERHEAT-FS-10A.82 | Com ¦ Com Electric Storage Water Heater (0.92 UEF - 50 Gal) - FS Future Baseline 2027 - Marine ¦ SDG&E ¦ Marine | Com ¦ Com Electric Storage Water Heater (0.92 UEF - 50 Gal) - FS Future Baseline 2027 - Marine | SDG&E ¦ Marine | SDG&E | All | Electric & Gas | Com Electric Storage Water Heater (0.92 UEF - 50 Gal) - FS Future Baseline 2027 | Efficient | 2027 | 2028 | 1 | Conventional | WaterHeat | Com - Retail | Com | ROB and NEW | 0 | 1000 sqft2 of floor space | 1000 sqft served | 13 | DEER:Indoor_CFL_Ltg | 129.8147 | 0.0089031 | -7.6889 | SWWH027-05 & SWWH031-04 | 53.5971 | 2024 | 32.2986 | 2024 | 0 | 0 | SWWH027-05 & SWWH031-04 | Com Small Gas Water Heaters - Marine ¦ SDG&E ¦ Marine | Com Small Gas Water Heaters - Marine | 0.40063 | 0.546 | 0 | CBSA 2019 | -7.6145 | 2012 | 1 | SWWH027-05 & SWWH031-04
COM-WATERHEAT-FS-10A.83 | Com ¦ Com Electric Storage Water Heater (0.92 UEF - 50 Gal) - FS Future Baseline 2027 - Marine ¦ SDG&E ¦ Marine | Com ¦ Com Electric Storage Water Heater (0.92 UEF - 50 Gal) - FS Future Baseline 2027 - Marine | SDG&E ¦ Marine | SDG&E | All | Electric & Gas | Com Electric Storage Water Heater (0.92 UEF - 50 Gal) - FS Future Baseline 2027 | Efficient | 2027 | 2028 | 1 | Conventional | WaterHeat | Com - School | Com | ROB and NEW | 0 | 1000 sqft2 of floor space | 1000 sqft served | 13 | DEER:Indoor_CFL_Ltg | 701.211 | 0.022512 | -42.6454 | SWWH027-05 & SWWH031-04 | 441.4996 | 2024 | 266.0559 | 2024 | 0 | 0 | SWWH027-05 & SWWH031-04 | Com Small Gas Water Heaters - Marine ¦ SDG&E ¦ Marine | Com Small Gas Water Heaters - Marine | 0.76922 | 0.546 | 0 | CBSA 2019 | -18.0178 | 2012 | 1 | SWWH027-05 & SWWH031-04
COM-WATERHEAT-FS-10A.84 | Com ¦ Com Electric Storage Water Heater (0.92 UEF - 50 Gal) - FS Future Baseline 2027 - Marine ¦ SDG&E ¦ Marine | Com ¦ Com Electric Storage Water Heater (0.92 UEF - 50 Gal) - FS Future Baseline 2027 - Marine | SDG&E ¦ Marine | SDG&E | All | Electric & Gas | Com Electric Storage Water Heater (0.92 UEF - 50 Gal) - FS Future Baseline 2027 | Efficient | 2027 | 2028 | 1 | Conventional | WaterHeat | Com - Warehouse | Com | ROB and NEW | 0 | 1000 sqft2 of floor space | 1000 sqft served | 13 | DEER:Indoor_CFL_Ltg | 20.9723 | 0.00033957 | -1.2323 | SWWH027-05 & SWWH031-04 | 8.0024 | 2024 | 4.8224 | 2024 | 0 | 0 | SWWH027-05 & SWWH031-04 | Com Small Gas Water Heaters - Marine ¦ SDG&E ¦ Marine | Com Small Gas Water Heaters - Marine | 0.1976 | 0.546 | 0 | CBSA 2019 | -1.0911 | 2012 | 1 | SWWH027-05 & SWWH031-04
COM-WATERHEAT-FS-10A.85 | Com ¦ Com Electric Storage Water Heater (0.92 UEF - 50 Gal) - FS Future Baseline 2027 - Hot-Dry ¦ SDG&E ¦ Hot-Dry | Com ¦ Com Electric Storage Water Heater (0.92 UEF - 50 Gal) - FS Future Baseline 2027 - Hot-Dry | SDG&E ¦ Hot-Dry | SDG&E | All | Electric & Gas | Com Electric Storage Water Heater (0.92 UEF - 50 Gal) - FS Future Baseline 2027 | Efficient | 2027 | 2028 | 1 | Conventional | WaterHeat | Com - College | Com | ROB and NEW | 0 | 1000 sqft2 of floor space | 1000 sqft served | 13 | DEER:Indoor_CFL_Ltg | 348.0774 | 0.04042 | -20.6539 | SWWH027-05 & SWWH031-04 | 139.0384 | 2024 | 83.7872 | 2024 | 0 | 0 | SWWH027-05 & SWWH031-04 | Com Small Gas Water Heaters - Hot-Dry ¦ SDG&E ¦ Hot-Dry | Com Small Gas Water Heaters - Hot-Dry | 0.74815 | 0.546 | 0 | CBSA 2019 | 41.8509 | 2012 | 1 | SWWH027-05 & SWWH031-04
COM-WATERHEAT-FS-10A.86 | Com ¦ Com Electric Storage Water Heater (0.92 UEF - 50 Gal) - FS Future Baseline 2027 - Hot-Dry ¦ SDG&E ¦ Hot-Dry | Com ¦ Com Electric Storage Water Heater (0.92 UEF - 50 Gal) - FS Future Baseline 2027 - Hot-Dry | SDG&E ¦ Hot-Dry | SDG&E | All | Electric & Gas | Com Electric Storage Water Heater (0.92 UEF - 50 Gal) - FS Future Baseline 2027 | Efficient | 2027 | 2028 | 1 | Conventional | WaterHeat | Com - Grocery | Com | ROB and NEW | 0 | 1000 sqft2 of floor space | 1000 sqft served | 13 | DEER:Indoor_CFL_Ltg | 0 | 0 | 0 | SWWH027-05 & SWWH031-04 | 101.241 | 2024 | 61.7409 | 2024 | 0 | 0 | SWWH027-05 & SWWH031-04 | Com Small Gas Water Heaters - Hot-Dry ¦ SDG&E ¦ Hot-Dry | Com Small Gas Water Heaters - Hot-Dry | 0.59609 | 0.546 | 0 | CBSA 2019 | 0 | 2012 | 1 | SWWH027-05 & SWWH031-04
COM-WATERHEAT-FS-10A.87 | Com ¦ Com Electric Storage Water Heater (0.92 UEF - 50 Gal) - FS Future Baseline 2027 - Hot-Dry ¦ SDG&E ¦ Hot-Dry | Com ¦ Com Electric Storage Water Heater (0.92 UEF - 50 Gal) - FS Future Baseline 2027 - Hot-Dry | SDG&E ¦ Hot-Dry | SDG&E | All | Electric & Gas | Com Electric Storage Water Heater (0.92 UEF - 50 Gal) - FS Future Baseline 2027 | Efficient | 2027 | 2028 | 1 | Conventional | WaterHeat | Com - Health | Com | ROB and NEW | 0 | 1000 sqft2 of floor space | 1000 sqft served | 13 | DEER:Indoor_CFL_Ltg | 999.5244 | 0.054215 | -58.2308 | SWWH027-05 & SWWH031-04 | 210.5974 | 2024 | 126.9099 | 2024 | 0 | 0 | SWWH027-05 & SWWH031-04 | Com Small Gas Water Heaters - Hot-Dry ¦ SDG&E ¦ Hot-Dry | Com Small Gas Water Heaters - Hot-Dry | 0.52611 | 0.546 | 0 | CBSA 2019 | 99.072 | 2012 | 1 | SWWH027-05 & SWWH031-04
COM-WATERHEAT-FS-10A.88 | Com ¦ Com Electric Storage Water Heater (0.92 UEF - 50 Gal) - FS Future Baseline 2027 - Hot-Dry ¦ SDG&E ¦ Hot-Dry | Com ¦ Com Electric Storage Water Heater (0.92 UEF - 50 Gal) - FS Future Baseline 2027 - Hot-Dry | SDG&E ¦ Hot-Dry | SDG&E | All | Electric & Gas | Com Electric Storage Water Heater (0.92 UEF - 50 Gal) - FS Future Baseline 2027 | Efficient | 2027 | 2028 | 1 | Conventional | WaterHeat | Com - Lodging | Com | ROB and NEW | 0 | 1000 sqft2 of floor space | 1000 sqft served | 13 | DEER:Indoor_CFL_Ltg | 769.9944 | 0.042162 | -44.476 | SWWH027-05 & SWWH031-04 | 132.5097 | 2024 | 79.8528 | 2024 | 0 | 0 | SWWH027-05 & SWWH031-04 | Com Small Gas Water Heaters - Hot-Dry ¦ SDG&E ¦ Hot-Dry | Com Small Gas Water Heaters - Hot-Dry | 0.73871 | 0.546 | 0 | CBSA 2019 | 317.9352 | 2012 | 1 | SWWH027-05 & SWWH031-04
COM-WATERHEAT-FS-10A.89 | Com ¦ Com Electric Storage Water Heater (0.92 UEF - 50 Gal) - FS Future Baseline 2027 - Hot-Dry ¦ SDG&E ¦ Hot-Dry | Com ¦ Com Electric Storage Water Heater (0.92 UEF - 50 Gal) - FS Future Baseline 2027 - Hot-Dry | SDG&E ¦ Hot-Dry | SDG&E | All | Electric & Gas | Com Electric Storage Water Heater (0.92 UEF - 50 Gal) - FS Future Baseline 2027 | Efficient | 2027 | 2028 | 1 | Conventional | WaterHeat | Com - Office (Large) | Com | ROB and NEW | 0 | 1000 sqft2 of floor space | 1000 sqft served | 13 | DEER:Indoor_CFL_Ltg | 97.9037 | 0.0023874 | -5.8298 | SWWH027-05 & SWWH031-04 | 43.2654 | 2024 | 26.0726 | 2024 | 0 | 0 | SWWH027-05 & SWWH031-04 | Com Small Gas Water Heaters - Hot-Dry ¦ SDG&E ¦ Hot-Dry | Com Small Gas Water Heaters - Hot-Dry | 0.46177 | 0.546 | 0 | CBSA 2019 | 16.4432 | 2012 | 1 | SWWH027-05 & SWWH031-04
COM-WATERHEAT-FS-10A.90 | Com ¦ Com Electric Storage Water Heater (0.92 UEF - 50 Gal) - FS Future Baseline 2027 - Hot-Dry ¦ SDG&E ¦ Hot-Dry | Com ¦ Com Electric Storage Water Heater (0.92 UEF - 50 Gal) - FS Future Baseline 2027 - Hot-Dry | SDG&E ¦ Hot-Dry | SDG&E | All | Electric & Gas | Com Electric Storage Water Heater (0.92 UEF - 50 Gal) - FS Future Baseline 2027 | Efficient | 2027 | 2028 | 1 | Conventional | WaterHeat | Com - Office (Small) | Com | ROB and NEW | 0 | 1000 sqft2 of floor space | 1000 sqft served | 13 | DEER:Indoor_CFL_Ltg | 90.3157 | 0.0003683 | -5.3795 | SWWH027-05 & SWWH031-04 | 43.2654 | 2024 | 26.0726 | 2024 | 0 | 0 | SWWH027-05 & SWWH031-04 | Com Small Gas Water Heaters - Hot-Dry ¦ SDG&E ¦ Hot-Dry | Com Small Gas Water Heaters - Hot-Dry | 0.46177 | 0.546 | 0 | CBSA 2019 | 6.5088 | 2012 | 1 | SWWH027-05 & SWWH031-04
COM-WATERHEAT-FS-10A.91 | Com ¦ Com Electric Storage Water Heater (0.92 UEF - 50 Gal) - FS Future Baseline 2027 - Hot-Dry ¦ SDG&E ¦ Hot-Dry | Com ¦ Com Electric Storage Water Heater (0.92 UEF - 50 Gal) - FS Future Baseline 2027 - Hot-Dry | SDG&E ¦ Hot-Dry | SDG&E | All | Electric & Gas | Com Electric Storage Water Heater (0.92 UEF - 50 Gal) - FS Future Baseline 2027 | Efficient | 2027 | 2028 | 1 | Conventional | WaterHeat | Com - Other | Com | ROB and NEW | 0 | 1000 sqft2 of floor space | 1000 sqft served | 13 | DEER:Indoor_CFL_Ltg | 1160.2377 | 0.078063 | -67.8591 | SWWH027-05 & SWWH031-04 | 357.8287 | 2024 | 215.6343 | 2024 | 0 | 0 | SWWH027-05 & SWWH031-04 | Com Small Gas Water Heaters - Hot-Dry ¦ SDG&E ¦ Hot-Dry | Com Small Gas Water Heaters - Hot-Dry | 0.5433 | 0.546 | 0 | CBSA 2019 | 179.2836 | 2012 | 1 | SWWH027-05 & SWWH031-04
COM-WATERHEAT-FS-10A.92 | Com ¦ Com Electric Storage Water Heater (0.92 UEF - 50 Gal) - FS Future Baseline 2027 - Hot-Dry ¦ SDG&E ¦ Hot-Dry | Com ¦ Com Electric Storage Water Heater (0.92 UEF - 50 Gal) - FS Future Baseline 2027 - Hot-Dry | SDG&E ¦ Hot-Dry | SDG&E | All | Electric & Gas | Com Electric Storage Water Heater (0.92 UEF - 50 Gal) - FS Future Baseline 2027 | Efficient | 2027 | 2028 | 1 | Conventional | WaterHeat | Com - Refrig. Warehouse | Com | ROB and NEW | 0 | 1000 sqft2 of floor space | 1000 sqft served | 13 | DEER:Indoor_CFL_Ltg | 100.2973 | 0.0039708 | -5.8478 | SWWH027-05 & SWWH031-04 | 20.0059 | 2024 | 12.056 | 2024 | 0 | 0 | SWWH027-05 & SWWH031-04 | Com Small Gas Water Heaters - Hot-Dry ¦ SDG&E ¦ Hot-Dry | Com Small Gas Water Heaters - Hot-Dry | 0.22621 | 0.546 | 0 | CBSA 2019 | 2.5983 | 2012 | 1 | SWWH027-05 & SWWH031-04
COM-WATERHEAT-FS-10A.93 | Com ¦ Com Electric Storage Water Heater (0.92 UEF - 50 Gal) - FS Future Baseline 2027 - Hot-Dry ¦ SDG&E ¦ Hot-Dry | Com ¦ Com Electric Storage Water Heater (0.92 UEF - 50 Gal) - FS Future Baseline 2027 - Hot-Dry | SDG&E ¦ Hot-Dry | SDG&E | All | Electric & Gas | Com Electric Storage Water Heater (0.92 UEF - 50 Gal) - FS Future Baseline 2027 | Efficient | 2027 | 2028 | 1 | Conventional | WaterHeat | Com - Restaurant | Com | ROB and NEW | 0 | 1000 sqft2 of floor space | 1000 sqft served | 13 | DEER:Indoor_CFL_Ltg | 4338.371 | 0.38629 | -259.9959 | SWWH027-05 & SWWH031-04 | 1874.2468 | 2024 | 1129.4563 | 2024 | 0 | 0 | SWWH027-05 & SWWH031-04 | Com Small Gas Water Heaters - Hot-Dry ¦ SDG&E ¦ Hot-Dry | Com Small Gas Water Heaters - Hot-Dry | 0.79319 | 0.546 | 0 | CBSA 2019 | 118.2211 | 2012 | 1 | SWWH027-05 & SWWH031-04
COM-WATERHEAT-FS-10A.94 | Com ¦ Com Electric Storage Water Heater (0.92 UEF - 50 Gal) - FS Future Baseline 2027 - Hot-Dry ¦ SDG&E ¦ Hot-Dry | Com ¦ Com Electric Storage Water Heater (0.92 UEF - 50 Gal) - FS Future Baseline 2027 - Hot-Dry | SDG&E ¦ Hot-Dry | SDG&E | All | Electric & Gas | Com Electric Storage Water Heater (0.92 UEF - 50 Gal) - FS Future Baseline 2027 | Efficient | 2027 | 2028 | 1 | Conventional | WaterHeat | Com - Retail | Com | ROB and NEW | 0 | 1000 sqft2 of floor space | 1000 sqft served | 13 | DEER:Indoor_CFL_Ltg | 64.8169 | 0.004525 | -3.8351 | SWWH027-05 & SWWH031-04 | 26.7986 | 2024 | 16.1493 | 2024 | 0 | 0 | SWWH027-05 & SWWH031-04 | Com Small Gas Water Heaters - Hot-Dry ¦ SDG&E ¦ Hot-Dry | Com Small Gas Water Heaters - Hot-Dry | 0.40063 | 0.546 | 0 | CBSA 2019 | -3.8217 | 2012 | 1 | SWWH027-05 & SWWH031-04
COM-WATERHEAT-FS-10A.95 | Com ¦ Com Electric Storage Water Heater (0.92 UEF - 50 Gal) - FS Future Baseline 2027 - Hot-Dry ¦ SDG&E ¦ Hot-Dry | Com ¦ Com Electric Storage Water Heater (0.92 UEF - 50 Gal) - FS Future Baseline 2027 - Hot-Dry | SDG&E ¦ Hot-Dry | SDG&E | All | Electric & Gas | Com Electric Storage Water Heater (0.92 UEF - 50 Gal) - FS Future Baseline 2027 | Efficient | 2027 | 2028 | 1 | Conventional | WaterHeat | Com - School | Com | ROB and NEW | 0 | 1000 sqft2 of floor space | 1000 sqft served | 13 | DEER:Indoor_CFL_Ltg | 348.8247 | 0.011345 | -21.2283 | SWWH027-05 & SWWH031-04 | 220.7498 | 2024 | 133.028 | 2024 | 0 | 0 | SWWH027-05 & SWWH031-04 | Com Small Gas Water Heaters - Hot-Dry ¦ SDG&E ¦ Hot-Dry | Com Small Gas Water Heaters - Hot-Dry | 0.76922 | 0.546 | 0 | CBSA 2019 | -8.9315 | 2012 | 1 | SWWH027-05 & SWWH031-04
COM-WATERHEAT-FS-10A.96 | Com ¦ Com Electric Storage Water Heater (0.92 UEF - 50 Gal) - FS Future Baseline 2027 - Hot-Dry ¦ SDG&E ¦ Hot-Dry | Com ¦ Com Electric Storage Water Heater (0.92 UEF - 50 Gal) - FS Future Baseline 2027 - Hot-Dry | SDG&E ¦ Hot-Dry | SDG&E | All | Electric & Gas | Com Electric Storage Water Heater (0.92 UEF - 50 Gal) - FS Future Baseline 2027 | Efficient | 2027 | 2028 | 1 | Conventional | WaterHeat | Com - Warehouse | Com | ROB and NEW | 0 | 1000 sqft2 of floor space | 1000 sqft served | 13 | DEER:Indoor_CFL_Ltg | 10.4519 | 0.00017116 | -0.61616 | SWWH027-05 & SWWH031-04 | 4.0012 | 2024 | 2.4112 | 2024 | 0 | 0 | SWWH027-05 & SWWH031-04 | Com Small Gas Water Heaters - Hot-Dry ¦ SDG&E ¦ Hot-Dry | Com Small Gas Water Heaters - Hot-Dry | 0.1976 | 0.546 | 0 | CBSA 2019 | -0.53528 | 2012 | 1 | SWWH027-05 & SWWH031-04
COM-WATERHEAT-FS-10B.1 | Com ¦ Com Electric Storage Water Heater (0.92 UEF - 50 Gal) - FS Future Baseline 2028 - Marine ¦ PG&E ¦ Marine | Com ¦ Com Electric Storage Water Heater (0.92 UEF - 50 Gal) - FS Future Baseline 2028 - Marine | PG&E ¦ Marine | PG&E | All | Electric & Gas | Com Electric Storage Water Heater (0.92 UEF - 50 Gal) - FS Future Baseline 2028 | Efficient | 2028 | 2029 | 1 | Conventional | WaterHeat | Com - College | Com | ROB and NEW | 0 | 1000 sqft2 of floor space | 1000 sqft served | 13 | DEER:Indoor_CFL_Ltg | 758.5881 | 0.041458 | -44.7133 | SWWH027-05 & SWWH031-04 | 156.0708 | 2024 | 93.17 | 2024 | 0 | 0 | SWWH027-05 & SWWH031-04 | Com Small Gas Water Heaters - Marine ¦ PG&E ¦ Marine | Com Small Gas Water Heaters - Marine | 0.74815 | 0.546 | 0 | CBSA 2019 | 90.2217 | 2012 | 1 | SWWH027-05 & SWWH031-04
COM-WATERHEAT-FS-10B.2 | Com ¦ Com Electric Storage Water Heater (0.92 UEF - 50 Gal) - FS Future Baseline 2028 - Marine ¦ PG&E ¦ Marine | Com ¦ Com Electric Storage Water Heater (0.92 UEF - 50 Gal) - FS Future Baseline 2028 - Marine | PG&E ¦ Marine | PG&E | All | Electric & Gas | Com Electric Storage Water Heater (0.92 UEF - 50 Gal) - FS Future Baseline 2028 | Efficient | 2028 | 2029 | 1 | Conventional | WaterHeat | Com - Grocery | Com | ROB and NEW | 0 | 1000 sqft2 of floor space | 1000 sqft served | 13 | DEER:Indoor_CFL_Ltg | 0 | 0 | 0 | SWWH027-05 & SWWH031-04 | 101.241 | 2024 | 61.7409 | 2024 | 0 | 0 | SWWH027-05 & SWWH031-04 | Com Small Gas Water Heaters - Marine ¦ PG&E ¦ Marine | Com Small Gas Water Heaters - Marine | 0.59609 | 0.546 | 0 | CBSA 2019 | 0 | 2012 | 1 | SWWH027-05 & SWWH031-04
COM-WATERHEAT-FS-10B.3 | Com ¦ Com Electric Storage Water Heater (0.92 UEF - 50 Gal) - FS Future Baseline 2028 - Marine ¦ PG&E ¦ Marine | Com ¦ Com Electric Storage Water Heater (0.92 UEF - 50 Gal) - FS Future Baseline 2028 - Marine | PG&E ¦ Marine | PG&E | All | Electric & Gas | Com Electric Storage Water Heater (0.92 UEF - 50 Gal) - FS Future Baseline 2028 | Efficient | 2028 | 2029 | 1 | Conventional | WaterHeat | Com - Health | Com | ROB and NEW | 0 | 1000 sqft2 of floor space | 1000 sqft served | 13 | DEER:Indoor_CFL_Ltg | 2174.4981 | 0.12025 | -126.3258 | SWWH027-05 & SWWH031-04 | 236.3958 | 2024 | 141.1219 | 2024 | 0 | 0 | SWWH027-05 & SWWH031-04 | Com Small Gas Water Heaters - Marine ¦ PG&E ¦ Marine | Com Small Gas Water Heaters - Marine | 0.52611 | 0.546 | 0 | CBSA 2019 | 214.5254 | 2012 | 1 | SWWH027-05 & SWWH031-04
COM-WATERHEAT-FS-10B.4 | Com ¦ Com Electric Storage Water Heater (0.92 UEF - 50 Gal) - FS Future Baseline 2028 - Marine ¦ PG&E ¦ Marine | Com ¦ Com Electric Storage Water Heater (0.92 UEF - 50 Gal) - FS Future Baseline 2028 - Marine | PG&E ¦ Marine | PG&E | All | Electric & Gas | Com Electric Storage Water Heater (0.92 UEF - 50 Gal) - FS Future Baseline 2028 | Efficient | 2028 | 2029 | 1 | Conventional | WaterHeat | Com - Lodging | Com | ROB and NEW | 0 | 1000 sqft2 of floor space | 1000 sqft served | 13 | DEER:Indoor_CFL_Ltg | 1678.3409 | 0.093503 | -96.7617 | SWWH027-05 & SWWH031-04 | 148.7423 | 2024 | 88.7951 | 2024 | 0 | 0 | SWWH027-05 & SWWH031-04 | Com Small Gas Water Heaters - Marine ¦ PG&E ¦ Marine | Com Small Gas Water Heaters - Marine | 0.73871 | 0.546 | 0 | CBSA 2019 | 691.2012 | 2012 | 1 | SWWH027-05 & SWWH031-04
COM-WATERHEAT-FS-10B.5 | Com ¦ Com Electric Storage Water Heater (0.92 UEF - 50 Gal) - FS Future Baseline 2028 - Marine ¦ PG&E ¦ Marine | Com ¦ Com Electric Storage Water Heater (0.92 UEF - 50 Gal) - FS Future Baseline 2028 - Marine | PG&E ¦ Marine | PG&E | All | Electric & Gas | Com Electric Storage Water Heater (0.92 UEF - 50 Gal) - FS Future Baseline 2028 | Efficient | 2028 | 2029 | 1 | Conventional | WaterHeat | Com - Office (Large) | Com | ROB and NEW | 0 | 1000 sqft2 of floor space | 1000 sqft served | 13 | DEER:Indoor_CFL_Ltg | 213.4511 | 0.0052857 | -12.585 | SWWH027-05 & SWWH031-04 | 48.5655 | 2024 | 28.9923 | 2024 | 0 | 0 | SWWH027-05 & SWWH031-04 | Com Small Gas Water Heaters - Marine ¦ PG&E ¦ Marine | Com Small Gas Water Heaters - Marine | 0.46177 | 0.546 | 0 | CBSA 2019 | 35.2873 | 2012 | 1 | SWWH027-05 & SWWH031-04
COM-WATERHEAT-FS-10B.6 | Com ¦ Com Electric Storage Water Heater (0.92 UEF - 50 Gal) - FS Future Baseline 2028 - Marine ¦ PG&E ¦ Marine | Com ¦ Com Electric Storage Water Heater (0.92 UEF - 50 Gal) - FS Future Baseline 2028 - Marine | PG&E ¦ Marine | PG&E | All | Electric & Gas | Com Electric Storage Water Heater (0.92 UEF - 50 Gal) - FS Future Baseline 2028 | Efficient | 2028 | 2029 | 1 | Conventional | WaterHeat | Com - Office (Small) | Com | ROB and NEW | 0 | 1000 sqft2 of floor space | 1000 sqft served | 13 | DEER:Indoor_CFL_Ltg | 196.0542 | 0.00080692 | -11.6473 | SWWH027-05 & SWWH031-04 | 48.5655 | 2024 | 28.9923 | 2024 | 0 | 0 | SWWH027-05 & SWWH031-04 | Com Small Gas Water Heaters - Marine ¦ PG&E ¦ Marine | Com Small Gas Water Heaters - Marine | 0.46177 | 0.546 | 0 | CBSA 2019 | 14.0691 | 2012 | 1 | SWWH027-05 & SWWH031-04
COM-WATERHEAT-FS-10B.7 | Com ¦ Com Electric Storage Water Heater (0.92 UEF - 50 Gal) - FS Future Baseline 2028 - Marine ¦ PG&E ¦ Marine | Com ¦ Com Electric Storage Water Heater (0.92 UEF - 50 Gal) - FS Future Baseline 2028 - Marine | PG&E ¦ Marine | PG&E | All | Electric & Gas | Com Electric Storage Water Heater (0.92 UEF - 50 Gal) - FS Future Baseline 2028 | Efficient | 2028 | 2029 | 1 | Conventional | WaterHeat | Com - Other | Com | ROB and NEW | 0 | 1000 sqft2 of floor space | 1000 sqft served | 13 | DEER:Indoor_CFL_Ltg | 2524.5629 | 0.17327 | -146.943 | SWWH027-05 & SWWH031-04 | 401.6632 | 2024 | 239.7819 | 2024 | 0 | 0 | SWWH027-05 & SWWH031-04 | Com Small Gas Water Heaters - Marine ¦ PG&E ¦ Marine | Com Small Gas Water Heaters - Marine | 0.5433 | 0.546 | 0 | CBSA 2019 | 386.8794 | 2012 | 1 | SWWH027-05 & SWWH031-04
COM-WATERHEAT-FS-10B.8 | Com ¦ Com Electric Storage Water Heater (0.92 UEF - 50 Gal) - FS Future Baseline 2028 - Marine ¦ PG&E ¦ Marine | Com ¦ Com Electric Storage Water Heater (0.92 UEF - 50 Gal) - FS Future Baseline 2028 - Marine | PG&E ¦ Marine | PG&E | All | Electric & Gas | Com Electric Storage Water Heater (0.92 UEF - 50 Gal) - FS Future Baseline 2028 | Efficient | 2028 | 2029 | 1 | Conventional | WaterHeat | Com - Refrig. Warehouse | Com | ROB and NEW | 0 | 1000 sqft2 of floor space | 1000 sqft served | 13 | DEER:Indoor_CFL_Ltg | 217.596 | 0.0087974 | -12.6655 | SWWH027-05 & SWWH031-04 | 22.4567 | 2024 | 13.406 | 2024 | 0 | 0 | SWWH027-05 & SWWH031-04 | Com Small Gas Water Heaters - Marine ¦ PG&E ¦ Marine | Com Small Gas Water Heaters - Marine | 0.22621 | 0.546 | 0 | CBSA 2019 | 5.6211 | 2012 | 1 | SWWH027-05 & SWWH031-04
COM-WATERHEAT-FS-10B.9 | Com ¦ Com Electric Storage Water Heater (0.92 UEF - 50 Gal) - FS Future Baseline 2028 - Marine ¦ PG&E ¦ Marine | Com ¦ Com Electric Storage Water Heater (0.92 UEF - 50 Gal) - FS Future Baseline 2028 - Marine | PG&E ¦ Marine | PG&E | All | Electric & Gas | Com Electric Storage Water Heater (0.92 UEF - 50 Gal) - FS Future Baseline 2028 | Efficient | 2028 | 2029 | 1 | Conventional | WaterHeat | Com - Restaurant | Com | ROB and NEW | 0 | 1000 sqft2 of floor space | 1000 sqft served | 13 | DEER:Indoor_CFL_Ltg | 9439.644 | 0.85162 | -563.631 | SWWH027-05 & SWWH031-04 | 2103.8442 | 2024 | 1255.9376 | 2024 | 0 | 0 | SWWH027-05 & SWWH031-04 | Com Small Gas Water Heaters - Marine ¦ PG&E ¦ Marine | Com Small Gas Water Heaters - Marine | 0.79319 | 0.546 | 0 | CBSA 2019 | 255.6681 | 2012 | 1 | SWWH027-05 & SWWH031-04
COM-WATERHEAT-FS-10B.10 | Com ¦ Com Electric Storage Water Heater (0.92 UEF - 50 Gal) - FS Future Baseline 2028 - Marine ¦ PG&E ¦ Marine | Com ¦ Com Electric Storage Water Heater (0.92 UEF - 50 Gal) - FS Future Baseline 2028 - Marine | PG&E ¦ Marine | PG&E | All | Electric & Gas | Com Electric Storage Water Heater (0.92 UEF - 50 Gal) - FS Future Baseline 2028 | Efficient | 2028 | 2029 | 1 | Conventional | WaterHeat | Com - Retail | Com | ROB and NEW | 0 | 1000 sqft2 of floor space | 1000 sqft served | 13 | DEER:Indoor_CFL_Ltg | 141.4922 | 0.0099344 | -8.3043 | SWWH027-05 & SWWH031-04 | 30.0814 | 2024 | 17.9578 | 2024 | 0 | 0 | SWWH027-05 & SWWH031-04 | Com Small Gas Water Heaters - Marine ¦ PG&E ¦ Marine | Com Small Gas Water Heaters - Marine | 0.40063 | 0.546 | 0 | CBSA 2019 | -8.6763 | 2012 | 1 | SWWH027-05 & SWWH031-04
COM-WATERHEAT-FS-10B.11 | Com ¦ Com Electric Storage Water Heater (0.92 UEF - 50 Gal) - FS Future Baseline 2028 - Marine ¦ PG&E ¦ Marine | Com ¦ Com Electric Storage Water Heater (0.92 UEF - 50 Gal) - FS Future Baseline 2028 - Marine | PG&E ¦ Marine | PG&E | All | Electric & Gas | Com Electric Storage Water Heater (0.92 UEF - 50 Gal) - FS Future Baseline 2028 | Efficient | 2028 | 2029 | 1 | Conventional | WaterHeat | Com - School | Com | ROB and NEW | 0 | 1000 sqft2 of floor space | 1000 sqft served | 13 | DEER:Indoor_CFL_Ltg | 759.4867 | -3.3332e-05 | -45.9819 | SWWH027-05 & SWWH031-04 | 247.7919 | 2024 | 147.925 | 2024 | 0 | 0 | SWWH027-05 & SWWH031-04 | Com Small Gas Water Heaters - Marine ¦ PG&E ¦ Marine | Com Small Gas Water Heaters - Marine | 0.76922 | 0.546 | 0 | CBSA 2019 | -19.9897 | 2012 | 1 | SWWH027-05 & SWWH031-04
COM-WATERHEAT-FS-10B.12 | Com ¦ Com Electric Storage Water Heater (0.92 UEF - 50 Gal) - FS Future Baseline 2028 - Marine ¦ PG&E ¦ Marine | Com ¦ Com Electric Storage Water Heater (0.92 UEF - 50 Gal) - FS Future Baseline 2028 - Marine | PG&E ¦ Marine | PG&E | All | Electric & Gas | Com Electric Storage Water Heater (0.92 UEF - 50 Gal) - FS Future Baseline 2028 | Efficient | 2028 | 2029 | 1 | Conventional | WaterHeat | Com - Warehouse | Com | ROB and NEW | 0 | 1000 sqft2 of floor space | 1000 sqft served | 13 | DEER:Indoor_CFL_Ltg | 22.7979 | 0.00037654 | -1.335 | SWWH027-05 & SWWH031-04 | 4.4913 | 2024 | 2.6812 | 2024 | 0 | 0 | SWWH027-05 & SWWH031-04 | Com Small Gas Water Heaters - Marine ¦ PG&E ¦ Marine | Com Small Gas Water Heaters - Marine | 0.1976 | 0.546 | 0 | CBSA 2019 | -1.2054 | 2012 | 1 | SWWH027-05 & SWWH031-04
COM-WATERHEAT-FS-10B.13 | Com ¦ Com Electric Storage Water Heater (0.92 UEF - 50 Gal) - FS Future Baseline 2028 - Hot-Dry ¦ PG&E ¦ Hot-Dry | Com ¦ Com Electric Storage Water Heater (0.92 UEF - 50 Gal) - FS Future Baseline 2028 - Hot-Dry | PG&E ¦ Hot-Dry | PG&E | All | Electric & Gas | Com Electric Storage Water Heater (0.92 UEF - 50 Gal) - FS Future Baseline 2028 | Efficient | 2028 | 2029 | 1 | Conventional | WaterHeat | Com - College | Com | ROB and NEW | 0 | 1000 sqft2 of floor space | 1000 sqft served | 13 | DEER:Indoor_CFL_Ltg | 725.2008 | 0.036462 | -42.7809 | SWWH027-05 & SWWH031-04 | 156.0708 | 2024 | 93.17 | 2024 | 0 | 0 | SWWH027-05 & SWWH031-04 | Com Small Gas Water Heaters - Hot-Dry ¦ PG&E ¦ Hot-Dry | Com Small Gas Water Heaters - Hot-Dry | 0.74815 | 0.546 | 0 | CBSA 2019 | 86.3682 | 2012 | 1 | SWWH027-05 & SWWH031-04
COM-WATERHEAT-FS-10B.14 | Com ¦ Com Electric Storage Water Heater (0.92 UEF - 50 Gal) - FS Future Baseline 2028 - Hot-Dry ¦ PG&E ¦ Hot-Dry | Com ¦ Com Electric Storage Water Heater (0.92 UEF - 50 Gal) - FS Future Baseline 2028 - Hot-Dry | PG&E ¦ Hot-Dry | PG&E | All | Electric & Gas | Com Electric Storage Water Heater (0.92 UEF - 50 Gal) - FS Future Baseline 2028 | Efficient | 2028 | 2029 | 1 | Conventional | WaterHeat | Com - Grocery | Com | ROB and NEW | 0 | 1000 sqft2 of floor space | 1000 sqft served | 13 | DEER:Indoor_CFL_Ltg | 0 | 0 | 0 | SWWH027-05 & SWWH031-04 | 101.241 | 2024 | 61.7409 | 2024 | 0 | 0 | SWWH027-05 & SWWH031-04 | Com Small Gas Water Heaters - Hot-Dry ¦ PG&E ¦ Hot-Dry | Com Small Gas Water Heaters - Hot-Dry | 0.59609 | 0.546 | 0 | CBSA 2019 | 0 | 2012 | 1 | SWWH027-05 & SWWH031-04
COM-WATERHEAT-FS-10B.15 | Com ¦ Com Electric Storage Water Heater (0.92 UEF - 50 Gal) - FS Future Baseline 2028 - Hot-Dry ¦ PG&E ¦ Hot-Dry | Com ¦ Com Electric Storage Water Heater (0.92 UEF - 50 Gal) - FS Future Baseline 2028 - Hot-Dry | PG&E ¦ Hot-Dry | PG&E | All | Electric & Gas | Com Electric Storage Water Heater (0.92 UEF - 50 Gal) - FS Future Baseline 2028 | Efficient | 2028 | 2029 | 1 | Conventional | WaterHeat | Com - Health | Com | ROB and NEW | 0 | 1000 sqft2 of floor space | 1000 sqft served | 13 | DEER:Indoor_CFL_Ltg | 2072.7957 | 0.10596 | -120.3201 | SWWH027-05 & SWWH031-04 | 236.3958 | 2024 | 141.1219 | 2024 | 0 | 0 | SWWH027-05 & SWWH031-04 | Com Small Gas Water Heaters - Hot-Dry ¦ PG&E ¦ Hot-Dry | Com Small Gas Water Heaters - Hot-Dry | 0.52611 | 0.546 | 0 | CBSA 2019 | 204.2169 | 2012 | 1 | SWWH027-05 & SWWH031-04
COM-WATERHEAT-FS-10B.16 | Com ¦ Com Electric Storage Water Heater (0.92 UEF - 50 Gal) - FS Future Baseline 2028 - Hot-Dry ¦ PG&E ¦ Hot-Dry | Com ¦ Com Electric Storage Water Heater (0.92 UEF - 50 Gal) - FS Future Baseline 2028 - Hot-Dry | PG&E ¦ Hot-Dry | PG&E | All | Electric & Gas | Com Electric Storage Water Heater (0.92 UEF - 50 Gal) - FS Future Baseline 2028 | Efficient | 2028 | 2029 | 1 | Conventional | WaterHeat | Com - Lodging | Com | ROB and NEW | 0 | 1000 sqft2 of floor space | 1000 sqft served | 13 | DEER:Indoor_CFL_Ltg | 1596.58 | 0.082503 | -91.9294 | SWWH027-05 & SWWH031-04 | 148.7423 | 2024 | 88.7951 | 2024 | 0 | 0 | SWWH027-05 & SWWH031-04 | Com Small Gas Water Heaters - Hot-Dry ¦ PG&E ¦ Hot-Dry | Com Small Gas Water Heaters - Hot-Dry | 0.73871 | 0.546 | 0 | CBSA 2019 | 656.3577 | 2012 | 1 | SWWH027-05 & SWWH031-04
COM-WATERHEAT-FS-10B.17 | Com ¦ Com Electric Storage Water Heater (0.92 UEF - 50 Gal) - FS Future Baseline 2028 - Hot-Dry ¦ PG&E ¦ Hot-Dry | Com ¦ Com Electric Storage Water Heater (0.92 UEF - 50 Gal) - FS Future Baseline 2028 - Hot-Dry | PG&E ¦ Hot-Dry | PG&E | All | Electric & Gas | Com Electric Storage Water Heater (0.92 UEF - 50 Gal) - FS Future Baseline 2028 | Efficient | 2028 | 2029 | 1 | Conventional | WaterHeat | Com - Office (Large) | Com | ROB and NEW | 0 | 1000 sqft2 of floor space | 1000 sqft served | 13 | DEER:Indoor_CFL_Ltg | 203.7039 | 0.0046416 | -12.0174 | SWWH027-05 & SWWH031-04 | 48.5655 | 2024 | 28.9923 | 2024 | 0 | 0 | SWWH027-05 & SWWH031-04 | Com Small Gas Water Heaters - Hot-Dry ¦ PG&E ¦ Hot-Dry | Com Small Gas Water Heaters - Hot-Dry | 0.46177 | 0.546 | 0 | CBSA 2019 | 33.7079 | 2012 | 1 | SWWH027-05 & SWWH031-04
COM-WATERHEAT-FS-10B.18 | Com ¦ Com Electric Storage Water Heater (0.92 UEF - 50 Gal) - FS Future Baseline 2028 - Hot-Dry ¦ PG&E ¦ Hot-Dry | Com ¦ Com Electric Storage Water Heater (0.92 UEF - 50 Gal) - FS Future Baseline 2028 - Hot-Dry | PG&E ¦ Hot-Dry | PG&E | All | Electric & Gas | Com Electric Storage Water Heater (0.92 UEF - 50 Gal) - FS Future Baseline 2028 | Efficient | 2028 | 2029 | 1 | Conventional | WaterHeat | Com - Office (Small) | Com | ROB and NEW | 0 | 1000 sqft2 of floor space | 1000 sqft served | 13 | DEER:Indoor_CFL_Ltg | 187.2941 | 0.00069736 | -11.0797 | SWWH027-05 & SWWH031-04 | 48.5655 | 2024 | 28.9923 | 2024 | 0 | 0 | SWWH027-05 & SWWH031-04 | Com Small Gas Water Heaters - Hot-Dry ¦ PG&E ¦ Hot-Dry | Com Small Gas Water Heaters - Hot-Dry | 0.46177 | 0.546 | 0 | CBSA 2019 | 13.3472 | 2012 | 1 | SWWH027-05 & SWWH031-04
COM-WATERHEAT-FS-10B.19 | Com ¦ Com Electric Storage Water Heater (0.92 UEF - 50 Gal) - FS Future Baseline 2028 - Hot-Dry ¦ PG&E ¦ Hot-Dry | Com ¦ Com Electric Storage Water Heater (0.92 UEF - 50 Gal) - FS Future Baseline 2028 - Hot-Dry | PG&E ¦ Hot-Dry | PG&E | All | Electric & Gas | Com Electric Storage Water Heater (0.92 UEF - 50 Gal) - FS Future Baseline 2028 | Efficient | 2028 | 2029 | 1 | Conventional | WaterHeat | Com - Other | Com | ROB and NEW | 0 | 1000 sqft2 of floor space | 1000 sqft served | 13 | DEER:Indoor_CFL_Ltg | 2410.2738 | 0.15184 | -139.8 | SWWH027-05 & SWWH031-04 | 401.6632 | 2024 | 239.7819 | 2024 | 0 | 0 | SWWH027-05 & SWWH031-04 | Com Small Gas Water Heaters - Hot-Dry ¦ PG&E ¦ Hot-Dry | Com Small Gas Water Heaters - Hot-Dry | 0.5433 | 0.546 | 0 | CBSA 2019 | 367.1416 | 2012 | 1 | SWWH027-05 & SWWH031-04
COM-WATERHEAT-FS-10B.20 | Com ¦ Com Electric Storage Water Heater (0.92 UEF - 50 Gal) - FS Future Baseline 2028 - Hot-Dry ¦ PG&E ¦ Hot-Dry | Com ¦ Com Electric Storage Water Heater (0.92 UEF - 50 Gal) - FS Future Baseline 2028 - Hot-Dry | PG&E ¦ Hot-Dry | PG&E | All | Electric & Gas | Com Electric Storage Water Heater (0.92 UEF - 50 Gal) - FS Future Baseline 2028 | Efficient | 2028 | 2029 | 1 | Conventional | WaterHeat | Com - Refrig. Warehouse | Com | ROB and NEW | 0 | 1000 sqft2 of floor space | 1000 sqft served | 13 | DEER:Indoor_CFL_Ltg | 207.783 | 0.0077362 | -12.095 | SWWH027-05 & SWWH031-04 | 22.4567 | 2024 | 13.406 | 2024 | 0 | 0 | SWWH027-05 & SWWH031-04 | Com Small Gas Water Heaters - Hot-Dry ¦ PG&E ¦ Hot-Dry | Com Small Gas Water Heaters - Hot-Dry | 0.22621 | 0.546 | 0 | CBSA 2019 | 5.3681 | 2012 | 1 | SWWH027-05 & SWWH031-04
COM-WATERHEAT-FS-10B.21 | Com ¦ Com Electric Storage Water Heater (0.92 UEF - 50 Gal) - FS Future Baseline 2028 - Hot-Dry ¦ PG&E ¦ Hot-Dry | Com ¦ Com Electric Storage Water Heater (0.92 UEF - 50 Gal) - FS Future Baseline 2028 - Hot-Dry | PG&E ¦ Hot-Dry | PG&E | All | Electric & Gas | Com Electric Storage Water Heater (0.92 UEF - 50 Gal) - FS Future Baseline 2028 | Efficient | 2028 | 2029 | 1 | Conventional | WaterHeat | Com - Restaurant | Com | ROB and NEW | 0 | 1000 sqft2 of floor space | 1000 sqft served | 13 | DEER:Indoor_CFL_Ltg | 8991.618 | 0.75013 | -536.9065 | SWWH027-05 & SWWH031-04 | 2103.8442 | 2024 | 1255.9376 | 2024 | 0 | 0 | SWWH027-05 & SWWH031-04 | Com Small Gas Water Heaters - Hot-Dry ¦ PG&E ¦ Hot-Dry | Com Small Gas Water Heaters - Hot-Dry | 0.79319 | 0.546 | 0 | CBSA 2019 | 243.5537 | 2012 | 1 | SWWH027-05 & SWWH031-04
COM-WATERHEAT-FS-10B.22 | Com ¦ Com Electric Storage Water Heater (0.92 UEF - 50 Gal) - FS Future Baseline 2028 - Hot-Dry ¦ PG&E ¦ Hot-Dry | Com ¦ Com Electric Storage Water Heater (0.92 UEF - 50 Gal) - FS Future Baseline 2028 - Hot-Dry | PG&E ¦ Hot-Dry | PG&E | All | Electric & Gas | Com Electric Storage Water Heater (0.92 UEF - 50 Gal) - FS Future Baseline 2028 | Efficient | 2028 | 2029 | 1 | Conventional | WaterHeat | Com - Retail | Com | ROB and NEW | 0 | 1000 sqft2 of floor space | 1000 sqft served | 13 | DEER:Indoor_CFL_Ltg | 134.6074 | 0.0087142 | -7.8999 | SWWH027-05 & SWWH031-04 | 30.0814 | 2024 | 17.9578 | 2024 | 0 | 0 | SWWH027-05 & SWWH031-04 | Com Small Gas Water Heaters - Hot-Dry ¦ PG&E ¦ Hot-Dry | Com Small Gas Water Heaters - Hot-Dry | 0.40063 | 0.546 | 0 | CBSA 2019 | -8.2554 | 2012 | 1 | SWWH027-05 & SWWH031-04
COM-WATERHEAT-FS-10B.23 | Com ¦ Com Electric Storage Water Heater (0.92 UEF - 50 Gal) - FS Future Baseline 2028 - Hot-Dry ¦ PG&E ¦ Hot-Dry | Com ¦ Com Electric Storage Water Heater (0.92 UEF - 50 Gal) - FS Future Baseline 2028 - Hot-Dry | PG&E ¦ Hot-Dry | PG&E | All | Electric & Gas | Com Electric Storage Water Heater (0.92 UEF - 50 Gal) - FS Future Baseline 2028 | Efficient | 2028 | 2029 | 1 | Conventional | WaterHeat | Com - School | Com | ROB and NEW | 0 | 1000 sqft2 of floor space | 1000 sqft served | 13 | DEER:Indoor_CFL_Ltg | 729.8819 | -4.7801e-05 | -44.0394 | SWWH027-05 & SWWH031-04 | 247.7919 | 2024 | 147.925 | 2024 | 0 | 0 | SWWH027-05 & SWWH031-04 | Com Small Gas Water Heaters - Hot-Dry ¦ PG&E ¦ Hot-Dry | Com Small Gas Water Heaters - Hot-Dry | 0.76922 | 0.546 | 0 | CBSA 2019 | -19.5534 | 2012 | 1 | SWWH027-05 & SWWH031-04
COM-WATERHEAT-FS-10B.24 | Com ¦ Com Electric Storage Water Heater (0.92 UEF - 50 Gal) - FS Future Baseline 2028 - Hot-Dry ¦ PG&E ¦ Hot-Dry | Com ¦ Com Electric Storage Water Heater (0.92 UEF - 50 Gal) - FS Future Baseline 2028 - Hot-Dry | PG&E ¦ Hot-Dry | PG&E | All | Electric & Gas | Com Electric Storage Water Heater (0.92 UEF - 50 Gal) - FS Future Baseline 2028 | Efficient | 2028 | 2029 | 1 | Conventional | WaterHeat | Com - Warehouse | Com | ROB and NEW | 0 | 1000 sqft2 of floor space | 1000 sqft served | 13 | DEER:Indoor_CFL_Ltg | 21.6797 | 0.00032657 | -1.2666 | SWWH027-05 & SWWH031-04 | 4.4913 | 2024 | 2.6812 | 2024 | 0 | 0 | SWWH027-05 & SWWH031-04 | Com Small Gas Water Heaters - Hot-Dry ¦ PG&E ¦ Hot-Dry | Com Small Gas Water Heaters - Hot-Dry | 0.1976 | 0.546 | 0 | CBSA 2019 | -1.1588 | 2012 | 1 | SWWH027-05 & SWWH031-04
COM-WATERHEAT-FS-10B.25 | Com ¦ Com Electric Storage Water Heater (0.92 UEF - 50 Gal) - FS Future Baseline 2028 - Cold ¦ PG&E ¦ Cold | Com ¦ Com Electric Storage Water Heater (0.92 UEF - 50 Gal) - FS Future Baseline 2028 - Cold | PG&E ¦ Cold | PG&E | All | Electric & Gas | Com Electric Storage Water Heater (0.92 UEF - 50 Gal) - FS Future Baseline 2028 | Efficient | 2028 | 2029 | 1 | Conventional | WaterHeat | Com - College | Com | ROB and NEW | 0 | 1000 sqft2 of floor space | 1000 sqft served | 13 | DEER:Indoor_CFL_Ltg | 1665.8259 | 0.080061 | -95.4446 | SWWH027-05 & SWWH031-04 | 312.1416 | 2024 | 186.34 | 2024 | 0 | 0 | SWWH027-05 & SWWH031-04 | Com Small Gas Water Heaters - Cold ¦ PG&E ¦ Cold | Com Small Gas Water Heaters - Cold | 0.74815 | 0.546 | 0 | CBSA 2019 | 189.0718 | 2012 | 1 | SWWH027-05 & SWWH031-04
COM-WATERHEAT-FS-10B.26 | Com ¦ Com Electric Storage Water Heater (0.92 UEF - 50 Gal) - FS Future Baseline 2028 - Cold ¦ PG&E ¦ Cold | Com ¦ Com Electric Storage Water Heater (0.92 UEF - 50 Gal) - FS Future Baseline 2028 - Cold | PG&E ¦ Cold | PG&E | All | Electric & Gas | Com Electric Storage Water Heater (0.92 UEF - 50 Gal) - FS Future Baseline 2028 | Efficient | 2028 | 2029 | 1 | Conventional | WaterHeat | Com - Grocery | Com | ROB and NEW | 0 | 1000 sqft2 of floor space | 1000 sqft served | 13 | DEER:Indoor_CFL_Ltg | 0 | 0 | 0 | SWWH027-05 & SWWH031-04 | 202.482 | 2024 | 123.4818 | 2024 | 0 | 0 | SWWH027-05 & SWWH031-04 | Com Small Gas Water Heaters - Cold ¦ PG&E ¦ Cold | Com Small Gas Water Heaters - Cold | 0.59609 | 0.546 | 0 | CBSA 2019 | 0 | 2012 | 1 | SWWH027-05 & SWWH031-04
COM-WATERHEAT-FS-10B.27 | Com ¦ Com Electric Storage Water Heater (0.92 UEF - 50 Gal) - FS Future Baseline 2028 - Cold ¦ PG&E ¦ Cold | Com ¦ Com Electric Storage Water Heater (0.92 UEF - 50 Gal) - FS Future Baseline 2028 - Cold | PG&E ¦ Cold | PG&E | All | Electric & Gas | Com Electric Storage Water Heater (0.92 UEF - 50 Gal) - FS Future Baseline 2028 | Efficient | 2028 | 2029 | 1 | Conventional | WaterHeat | Com - Health | Com | ROB and NEW | 0 | 1000 sqft2 of floor space | 1000 sqft served | 13 | DEER:Indoor_CFL_Ltg | 4719.8368 | 0.23114 | -269.2865 | SWWH027-05 & SWWH031-04 | 472.7917 | 2024 | 282.2437 | 2024 | 0 | 0 | SWWH027-05 & SWWH031-04 | Com Small Gas Water Heaters - Cold ¦ PG&E ¦ Cold | Com Small Gas Water Heaters - Cold | 0.52611 | 0.546 | 0 | CBSA 2019 | 451.7713 | 2012 | 1 | SWWH027-05 & SWWH031-04
COM-WATERHEAT-FS-10B.28 | Com ¦ Com Electric Storage Water Heater (0.92 UEF - 50 Gal) - FS Future Baseline 2028 - Cold ¦ PG&E ¦ Cold | Com ¦ Com Electric Storage Water Heater (0.92 UEF - 50 Gal) - FS Future Baseline 2028 - Cold | PG&E ¦ Cold | PG&E | All | Electric & Gas | Com Electric Storage Water Heater (0.92 UEF - 50 Gal) - FS Future Baseline 2028 | Efficient | 2028 | 2029 | 1 | Conventional | WaterHeat | Com - Lodging | Com | ROB and NEW | 0 | 1000 sqft2 of floor space | 1000 sqft served | 13 | DEER:Indoor_CFL_Ltg | 3636.638 | 0.17989 | -206.1654 | SWWH027-05 & SWWH031-04 | 297.4846 | 2024 | 177.5902 | 2024 | 0 | 0 | SWWH027-05 & SWWH031-04 | Com Small Gas Water Heaters - Cold ¦ PG&E ¦ Cold | Com Small Gas Water Heaters - Cold | 0.73871 | 0.546 | 0 | CBSA 2019 | 1463.1403 | 2012 | 1 | SWWH027-05 & SWWH031-04
COM-WATERHEAT-FS-10B.29 | Com ¦ Com Electric Storage Water Heater (0.92 UEF - 50 Gal) - FS Future Baseline 2028 - Cold ¦ PG&E ¦ Cold | Com ¦ Com Electric Storage Water Heater (0.92 UEF - 50 Gal) - FS Future Baseline 2028 - Cold | PG&E ¦ Cold | PG&E | All | Electric & Gas | Com Electric Storage Water Heater (0.92 UEF - 50 Gal) - FS Future Baseline 2028 | Efficient | 2028 | 2029 | 1 | Conventional | WaterHeat | Com - Office (Large) | Com | ROB and NEW | 0 | 1000 sqft2 of floor space | 1000 sqft served | 13 | DEER:Indoor_CFL_Ltg | 466.8781 | 0.010083 | -26.8973 | SWWH027-05 & SWWH031-04 | 97.131 | 2024 | 57.9846 | 2024 | 0 | 0 | SWWH027-05 & SWWH031-04 | Com Small Gas Water Heaters - Cold ¦ PG&E ¦ Cold | Com Small Gas Water Heaters - Cold | 0.46177 | 0.546 | 0 | CBSA 2019 | 74.3559 | 2012 | 1 | SWWH027-05 & SWWH031-04
COM-WATERHEAT-FS-10B.30 | Com ¦ Com Electric Storage Water Heater (0.92 UEF - 50 Gal) - FS Future Baseline 2028 - Cold ¦ PG&E ¦ Cold | Com ¦ Com Electric Storage Water Heater (0.92 UEF - 50 Gal) - FS Future Baseline 2028 - Cold | PG&E ¦ Cold | PG&E | All | Electric & Gas | Com Electric Storage Water Heater (0.92 UEF - 50 Gal) - FS Future Baseline 2028 | Efficient | 2028 | 2029 | 1 | Conventional | WaterHeat | Com - Office (Small) | Com | ROB and NEW | 0 | 1000 sqft2 of floor space | 1000 sqft served | 13 | DEER:Indoor_CFL_Ltg | 429.3699 | 0.0014747 | -24.6764 | SWWH027-05 & SWWH031-04 | 97.131 | 2024 | 57.9846 | 2024 | 0 | 0 | SWWH027-05 & SWWH031-04 | Com Small Gas Water Heaters - Cold ¦ PG&E ¦ Cold | Com Small Gas Water Heaters - Cold | 0.46177 | 0.546 | 0 | CBSA 2019 | 29.1656 | 2012 | 1 | SWWH027-05 & SWWH031-04
COM-WATERHEAT-FS-10B.31 | Com ¦ Com Electric Storage Water Heater (0.92 UEF - 50 Gal) - FS Future Baseline 2028 - Cold ¦ PG&E ¦ Cold | Com ¦ Com Electric Storage Water Heater (0.92 UEF - 50 Gal) - FS Future Baseline 2028 - Cold | PG&E ¦ Cold | PG&E | All | Electric & Gas | Com Electric Storage Water Heater (0.92 UEF - 50 Gal) - FS Future Baseline 2028 | Efficient | 2028 | 2029 | 1 | Conventional | WaterHeat | Com - Other | Com | ROB and NEW | 0 | 1000 sqft2 of floor space | 1000 sqft served | 13 | DEER:Indoor_CFL_Ltg | 5477.7095 | 0.33062 | -312.2539 | SWWH027-05 & SWWH031-04 | 803.3263 | 2024 | 479.5639 | 2024 | 0 | 0 | SWWH027-05 & SWWH031-04 | Com Small Gas Water Heaters - Cold ¦ PG&E ¦ Cold | Com Small Gas Water Heaters - Cold | 0.5433 | 0.546 | 0 | CBSA 2019 | 809.6393 | 2012 | 1 | SWWH027-05 & SWWH031-04
COM-WATERHEAT-FS-10B.32 | Com ¦ Com Electric Storage Water Heater (0.92 UEF - 50 Gal) - FS Future Baseline 2028 - Cold ¦ PG&E ¦ Cold | Com ¦ Com Electric Storage Water Heater (0.92 UEF - 50 Gal) - FS Future Baseline 2028 - Cold | PG&E ¦ Cold | PG&E | All | Electric & Gas | Com Electric Storage Water Heater (0.92 UEF - 50 Gal) - FS Future Baseline 2028 | Efficient | 2028 | 2029 | 1 | Conventional | WaterHeat | Com - Refrig. Warehouse | Com | ROB and NEW | 0 | 1000 sqft2 of floor space | 1000 sqft served | 13 | DEER:Indoor_CFL_Ltg | 478.095 | 0.016842 | -27.0426 | SWWH027-05 & SWWH031-04 | 44.9134 | 2024 | 26.8121 | 2024 | 0 | 0 | SWWH027-05 & SWWH031-04 | Com Small Gas Water Heaters - Cold ¦ PG&E ¦ Cold | Com Small Gas Water Heaters - Cold | 0.22621 | 0.546 | 0 | CBSA 2019 | 11.7606 | 2012 | 1 | SWWH027-05 & SWWH031-04
COM-WATERHEAT-FS-10B.33 | Com ¦ Com Electric Storage Water Heater (0.92 UEF - 50 Gal) - FS Future Baseline 2028 - Cold ¦ PG&E ¦ Cold | Com ¦ Com Electric Storage Water Heater (0.92 UEF - 50 Gal) - FS Future Baseline 2028 - Cold | PG&E ¦ Cold | PG&E | All | Electric & Gas | Com Electric Storage Water Heater (0.92 UEF - 50 Gal) - FS Future Baseline 2028 | Efficient | 2028 | 2029 | 1 | Conventional | WaterHeat | Com - Restaurant | Com | ROB and NEW | 0 | 1000 sqft2 of floor space | 1000 sqft served | 13 | DEER:Indoor_CFL_Ltg | 20471.4241 | 1.6461 | -1191.5893 | SWWH027-05 & SWWH031-04 | 4207.6885 | 2024 | 2511.8752 | 2024 | 0 | 0 | SWWH027-05 & SWWH031-04 | Com Small Gas Water Heaters - Cold ¦ PG&E ¦ Cold | Com Small Gas Water Heaters - Cold | 0.79319 | 0.546 | 0 | CBSA 2019 | 531.3675 | 2012 | 1 | SWWH027-05 & SWWH031-04
COM-WATERHEAT-FS-10B.34 | Com ¦ Com Electric Storage Water Heater (0.92 UEF - 50 Gal) - FS Future Baseline 2028 - Cold ¦ PG&E ¦ Cold | Com ¦ Com Electric Storage Water Heater (0.92 UEF - 50 Gal) - FS Future Baseline 2028 - Cold | PG&E ¦ Cold | PG&E | All | Electric & Gas | Com Electric Storage Water Heater (0.92 UEF - 50 Gal) - FS Future Baseline 2028 | Efficient | 2028 | 2029 | 1 | Conventional | WaterHeat | Com - Retail | Com | ROB and NEW | 0 | 1000 sqft2 of floor space | 1000 sqft served | 13 | DEER:Indoor_CFL_Ltg | 305.0587 | 0.019186 | -17.6916 | SWWH027-05 & SWWH031-04 | 60.1628 | 2024 | 35.9156 | 2024 | 0 | 0 | SWWH027-05 & SWWH031-04 | Com Small Gas Water Heaters - Cold ¦ PG&E ¦ Cold | Com Small Gas Water Heaters - Cold | 0.40063 | 0.546 | 0 | CBSA 2019 | -19.7562 | 2012 | 1 | SWWH027-05 & SWWH031-04
COM-WATERHEAT-FS-10B.35 | Com ¦ Com Electric Storage Water Heater (0.92 UEF - 50 Gal) - FS Future Baseline 2028 - Cold ¦ PG&E ¦ Cold | Com ¦ Com Electric Storage Water Heater (0.92 UEF - 50 Gal) - FS Future Baseline 2028 - Cold | PG&E ¦ Cold | PG&E | All | Electric & Gas | Com Electric Storage Water Heater (0.92 UEF - 50 Gal) - FS Future Baseline 2028 | Efficient | 2028 | 2029 | 1 | Conventional | WaterHeat | Com - School | Com | ROB and NEW | 0 | 1000 sqft2 of floor space | 1000 sqft served | 13 | DEER:Indoor_CFL_Ltg | 1684.1344 | -0.00034575 | -98.1331 | SWWH027-05 & SWWH031-04 | 495.5838 | 2024 | 295.85 | 2024 | 0 | 0 | SWWH027-05 & SWWH031-04 | Com Small Gas Water Heaters - Cold ¦ PG&E ¦ Cold | Com Small Gas Water Heaters - Cold | 0.76922 | 0.546 | 0 | CBSA 2019 | -53.0772 | 2012 | 1 | SWWH027-05 & SWWH031-04
COM-WATERHEAT-FS-10B.36 | Com ¦ Com Electric Storage Water Heater (0.92 UEF - 50 Gal) - FS Future Baseline 2028 - Cold ¦ PG&E ¦ Cold | Com ¦ Com Electric Storage Water Heater (0.92 UEF - 50 Gal) - FS Future Baseline 2028 - Cold | PG&E ¦ Cold | PG&E | All | Electric & Gas | Com Electric Storage Water Heater (0.92 UEF - 50 Gal) - FS Future Baseline 2028 | Efficient | 2028 | 2029 | 1 | Conventional | WaterHeat | Com - Warehouse | Com | ROB and NEW | 0 | 1000 sqft2 of floor space | 1000 sqft served | 13 | DEER:Indoor_CFL_Ltg | 50.2513 | 0.00072159 | -2.8298 | SWWH027-05 & SWWH031-04 | 8.9827 | 2024 | 5.3624 | 2024 | 0 | 0 | SWWH027-05 & SWWH031-04 | Com Small Gas Water Heaters - Cold ¦ PG&E ¦ Cold | Com Small Gas Water Heaters - Cold | 0.1976 | 0.546 | 0 | CBSA 2019 | -3.1327 | 2012 | 1 | SWWH027-05 & SWWH031-04
COM-WATERHEAT-FS-10B.37 | Com ¦ Com Electric Storage Water Heater (0.92 UEF - 50 Gal) - FS Future Baseline 2028 - Marine ¦ SCG ¦ Marine | Com ¦ Com Electric Storage Water Heater (0.92 UEF - 50 Gal) - FS Future Baseline 2028 - Marine | SCG ¦ Marine | SCG | All | Electric & Gas | Com Electric Storage Water Heater (0.92 UEF - 50 Gal) - FS Future Baseline 2028 | Efficient | 2028 | 2029 | 1 | Conventional | WaterHeat | Com - College | Com | ROB and NEW | 0 | 1000 sqft2 of floor space | 1000 sqft served | 13 | DEER:Indoor_CFL_Ltg | 1395.8134 | 0.15883 | -82.6657 | SWWH027-05 & SWWH031-04 | 312.1416 | 2024 | 186.34 | 2024 | 0 | 0 | SWWH027-05 & SWWH031-04 | Com Small Gas Water Heaters - Marine ¦ SCG ¦ Marine | Com Small Gas Water Heaters - Marine | 0.74815 | 0.546 | 0 | CBSA 2019 | 167.3044 | 2012 | 1 | SWWH027-05 & SWWH031-04
COM-WATERHEAT-FS-10B.38 | Com ¦ Com Electric Storage Water Heater (0.92 UEF - 50 Gal) - FS Future Baseline 2028 - Marine ¦ SCG ¦ Marine | Com ¦ Com Electric Storage Water Heater (0.92 UEF - 50 Gal) - FS Future Baseline 2028 - Marine | SCG ¦ Marine | SCG | All | Electric & Gas | Com Electric Storage Water Heater (0.92 UEF - 50 Gal) - FS Future Baseline 2028 | Efficient | 2028 | 2029 | 1 | Conventional | WaterHeat | Com - Grocery | Com | ROB and NEW | 0 | 1000 sqft2 of floor space | 1000 sqft served | 13 | DEER:Indoor_CFL_Ltg | 0 | 0 | 0 | SWWH027-05 & SWWH031-04 | 202.482 | 2024 | 123.4818 | 2024 | 0 | 0 | SWWH027-05 & SWWH031-04 | Com Small Gas Water Heaters - Marine ¦ SCG ¦ Marine | Com Small Gas Water Heaters - Marine | 0.59609 | 0.546 | 0 | CBSA 2019 | 0 | 2012 | 1 | SWWH027-05 & SWWH031-04
COM-WATERHEAT-FS-10B.39 | Com ¦ Com Electric Storage Water Heater (0.92 UEF - 50 Gal) - FS Future Baseline 2028 - Marine ¦ SCG ¦ Marine | Com ¦ Com Electric Storage Water Heater (0.92 UEF - 50 Gal) - FS Future Baseline 2028 - Marine | SCG ¦ Marine | SCG | All | Electric & Gas | Com Electric Storage Water Heater (0.92 UEF - 50 Gal) - FS Future Baseline 2028 | Efficient | 2028 | 2029 | 1 | Conventional | WaterHeat | Com - Health | Com | ROB and NEW | 0 | 1000 sqft2 of floor space | 1000 sqft served | 13 | DEER:Indoor_CFL_Ltg | 4010.4053 | 0.21336 | -233.6142 | SWWH027-05 & SWWH031-04 | 472.7917 | 2024 | 282.2437 | 2024 | 0 | 0 | SWWH027-05 & SWWH031-04 | Com Small Gas Water Heaters - Marine ¦ SCG ¦ Marine | Com Small Gas Water Heaters - Marine | 0.52611 | 0.546 | 0 | CBSA 2019 | 397.4347 | 2012 | 1 | SWWH027-05 & SWWH031-04
COM-WATERHEAT-FS-10B.40 | Com ¦ Com Electric Storage Water Heater (0.92 UEF - 50 Gal) - FS Future Baseline 2028 - Marine ¦ SCG ¦ Marine | Com ¦ Com Electric Storage Water Heater (0.92 UEF - 50 Gal) - FS Future Baseline 2028 - Marine | SCG ¦ Marine | SCG | All | Electric & Gas | Com Electric Storage Water Heater (0.92 UEF - 50 Gal) - FS Future Baseline 2028 | Efficient | 2028 | 2029 | 1 | Conventional | WaterHeat | Com - Lodging | Com | ROB and NEW | 0 | 1000 sqft2 of floor space | 1000 sqft served | 13 | DEER:Indoor_CFL_Ltg | 3091.8409 | 0.16595 | -178.637 | SWWH027-05 & SWWH031-04 | 297.4846 | 2024 | 177.5902 | 2024 | 0 | 0 | SWWH027-05 & SWWH031-04 | Com Small Gas Water Heaters - Marine ¦ SCG ¦ Marine | Com Small Gas Water Heaters - Marine | 0.73871 | 0.546 | 0 | CBSA 2019 | 1277.1099 | 2012 | 1 | SWWH027-05 & SWWH031-04
COM-WATERHEAT-FS-10B.41 | Com ¦ Com Electric Storage Water Heater (0.92 UEF - 50 Gal) - FS Future Baseline 2028 - Marine ¦ SCG ¦ Marine | Com ¦ Com Electric Storage Water Heater (0.92 UEF - 50 Gal) - FS Future Baseline 2028 - Marine | SCG ¦ Marine | SCG | All | Electric & Gas | Com Electric Storage Water Heater (0.92 UEF - 50 Gal) - FS Future Baseline 2028 | Efficient | 2028 | 2029 | 1 | Conventional | WaterHeat | Com - Office (Large) | Com | ROB and NEW | 0 | 1000 sqft2 of floor space | 1000 sqft served | 13 | DEER:Indoor_CFL_Ltg | 393.3423 | 0.0094165 | -23.3933 | SWWH027-05 & SWWH031-04 | 97.131 | 2024 | 57.9846 | 2024 | 0 | 0 | SWWH027-05 & SWWH031-04 | Com Small Gas Water Heaters - Marine ¦ SCG ¦ Marine | Com Small Gas Water Heaters - Marine | 0.46177 | 0.546 | 0 | CBSA 2019 | 65.9335 | 2012 | 1 | SWWH027-05 & SWWH031-04
COM-WATERHEAT-FS-10B.42 | Com ¦ Com Electric Storage Water Heater (0.92 UEF - 50 Gal) - FS Future Baseline 2028 - Marine ¦ SCG ¦ Marine | Com ¦ Com Electric Storage Water Heater (0.92 UEF - 50 Gal) - FS Future Baseline 2028 - Marine | SCG ¦ Marine | SCG | All | Electric & Gas | Com Electric Storage Water Heater (0.92 UEF - 50 Gal) - FS Future Baseline 2028 | Efficient | 2028 | 2029 | 1 | Conventional | WaterHeat | Com - Office (Small) | Com | ROB and NEW | 0 | 1000 sqft2 of floor space | 1000 sqft served | 13 | DEER:Indoor_CFL_Ltg | 361.5097 | 0.0014525 | -21.5672 | SWWH027-05 & SWWH031-04 | 97.131 | 2024 | 57.9846 | 2024 | 0 | 0 | SWWH027-05 & SWWH031-04 | Com Small Gas Water Heaters - Marine ¦ SCG ¦ Marine | Com Small Gas Water Heaters - Marine | 0.46177 | 0.546 | 0 | CBSA 2019 | 26.1215 | 2012 | 1 | SWWH027-05 & SWWH031-04
COM-WATERHEAT-FS-10B.43 | Com ¦ Com Electric Storage Water Heater (0.92 UEF - 50 Gal) - FS Future Baseline 2028 - Marine ¦ SCG ¦ Marine | Com ¦ Com Electric Storage Water Heater (0.92 UEF - 50 Gal) - FS Future Baseline 2028 - Marine | SCG ¦ Marine | SCG | All | Electric & Gas | Com Electric Storage Water Heater (0.92 UEF - 50 Gal) - FS Future Baseline 2028 | Efficient | 2028 | 2029 | 1 | Conventional | WaterHeat | Com - Other | Com | ROB and NEW | 0 | 1000 sqft2 of floor space | 1000 sqft served | 13 | DEER:Indoor_CFL_Ltg | 4653.1959 | 0.30736 | -271.4364 | SWWH027-05 & SWWH031-04 | 803.3263 | 2024 | 479.5639 | 2024 | 0 | 0 | SWWH027-05 & SWWH031-04 | Com Small Gas Water Heaters - Marine ¦ SCG ¦ Marine | Com Small Gas Water Heaters - Marine | 0.5433 | 0.546 | 0 | CBSA 2019 | 715.7822 | 2012 | 1 | SWWH027-05 & SWWH031-04
COM-WATERHEAT-FS-10B.44 | Com ¦ Com Electric Storage Water Heater (0.92 UEF - 50 Gal) - FS Future Baseline 2028 - Marine ¦ SCG ¦ Marine | Com ¦ Com Electric Storage Water Heater (0.92 UEF - 50 Gal) - FS Future Baseline 2028 - Marine | SCG ¦ Marine | SCG | All | Electric & Gas | Com Electric Storage Water Heater (0.92 UEF - 50 Gal) - FS Future Baseline 2028 | Efficient | 2028 | 2029 | 1 | Conventional | WaterHeat | Com - Refrig. Warehouse | Com | ROB and NEW | 0 | 1000 sqft2 of floor space | 1000 sqft served | 13 | DEER:Indoor_CFL_Ltg | 401.189 | 0.015609 | -23.3913 | SWWH027-05 & SWWH031-04 | 44.9134 | 2024 | 26.8121 | 2024 | 0 | 0 | SWWH027-05 & SWWH031-04 | Com Small Gas Water Heaters - Marine ¦ SCG ¦ Marine | Com Small Gas Water Heaters - Marine | 0.22621 | 0.546 | 0 | CBSA 2019 | 10.3934 | 2012 | 1 | SWWH027-05 & SWWH031-04
COM-WATERHEAT-FS-10B.45 | Com ¦ Com Electric Storage Water Heater (0.92 UEF - 50 Gal) - FS Future Baseline 2028 - Marine ¦ SCG ¦ Marine | Com ¦ Com Electric Storage Water Heater (0.92 UEF - 50 Gal) - FS Future Baseline 2028 - Marine | SCG ¦ Marine | SCG | All | Electric & Gas | Com Electric Storage Water Heater (0.92 UEF - 50 Gal) - FS Future Baseline 2028 | Efficient | 2028 | 2029 | 1 | Conventional | WaterHeat | Com - Restaurant | Com | ROB and NEW | 0 | 1000 sqft2 of floor space | 1000 sqft served | 13 | DEER:Indoor_CFL_Ltg | 17379.5836 | 1.5259 | -1042.1214 | SWWH027-05 & SWWH031-04 | 4207.6885 | 2024 | 2511.8752 | 2024 | 0 | 0 | SWWH027-05 & SWWH031-04 | Com Small Gas Water Heaters - Marine ¦ SCG ¦ Marine | Com Small Gas Water Heaters - Marine | 0.79319 | 0.546 | 0 | CBSA 2019 | 474.0269 | 2012 | 1 | SWWH027-05 & SWWH031-04
COM-WATERHEAT-FS-10B.46 | Com ¦ Com Electric Storage Water Heater (0.92 UEF - 50 Gal) - FS Future Baseline 2028 - Marine ¦ SCG ¦ Marine | Com ¦ Com Electric Storage Water Heater (0.92 UEF - 50 Gal) - FS Future Baseline 2028 - Marine | SCG ¦ Marine | SCG | All | Electric & Gas | Com Electric Storage Water Heater (0.92 UEF - 50 Gal) - FS Future Baseline 2028 | Efficient | 2028 | 2029 | 1 | Conventional | WaterHeat | Com - Retail | Com | ROB and NEW | 0 | 1000 sqft2 of floor space | 1000 sqft served | 13 | DEER:Indoor_CFL_Ltg | 259.6295 | 0.017806 | -15.3778 | SWWH027-05 & SWWH031-04 | 60.1628 | 2024 | 35.9156 | 2024 | 0 | 0 | SWWH027-05 & SWWH031-04 | Com Small Gas Water Heaters - Marine ¦ SCG ¦ Marine | Com Small Gas Water Heaters - Marine | 0.40063 | 0.546 | 0 | CBSA 2019 | -15.2289 | 2012 | 1 | SWWH027-05 & SWWH031-04
COM-WATERHEAT-FS-10B.47 | Com ¦ Com Electric Storage Water Heater (0.92 UEF - 50 Gal) - FS Future Baseline 2028 - Marine ¦ SCG ¦ Marine | Com ¦ Com Electric Storage Water Heater (0.92 UEF - 50 Gal) - FS Future Baseline 2028 - Marine | SCG ¦ Marine | SCG | All | Electric & Gas | Com Electric Storage Water Heater (0.92 UEF - 50 Gal) - FS Future Baseline 2028 | Efficient | 2028 | 2029 | 1 | Conventional | WaterHeat | Com - School | Com | ROB and NEW | 0 | 1000 sqft2 of floor space | 1000 sqft served | 13 | DEER:Indoor_CFL_Ltg | 1402.422 | 0.045024 | -85.2909 | SWWH027-05 & SWWH031-04 | 495.5838 | 2024 | 295.85 | 2024 | 0 | 0 | SWWH027-05 & SWWH031-04 | Com Small Gas Water Heaters - Marine ¦ SCG ¦ Marine | Com Small Gas Water Heaters - Marine | 0.76922 | 0.546 | 0 | CBSA 2019 | -36.0357 | 2012 | 1 | SWWH027-05 & SWWH031-04
COM-WATERHEAT-FS-10B.48 | Com ¦ Com Electric Storage Water Heater (0.92 UEF - 50 Gal) - FS Future Baseline 2028 - Marine ¦ SCG ¦ Marine | Com ¦ Com Electric Storage Water Heater (0.92 UEF - 50 Gal) - FS Future Baseline 2028 - Marine | SCG ¦ Marine | SCG | All | Electric & Gas | Com Electric Storage Water Heater (0.92 UEF - 50 Gal) - FS Future Baseline 2028 | Efficient | 2028 | 2029 | 1 | Conventional | WaterHeat | Com - Warehouse | Com | ROB and NEW | 0 | 1000 sqft2 of floor space | 1000 sqft served | 13 | DEER:Indoor_CFL_Ltg | 41.9446 | 0.00067915 | -2.4646 | SWWH027-05 & SWWH031-04 | 8.9827 | 2024 | 5.3624 | 2024 | 0 | 0 | SWWH027-05 & SWWH031-04 | Com Small Gas Water Heaters - Marine ¦ SCG ¦ Marine | Com Small Gas Water Heaters - Marine | 0.1976 | 0.546 | 0 | CBSA 2019 | -2.1822 | 2012 | 1 | SWWH027-05 & SWWH031-04
COM-WATERHEAT-FS-10B.49 | Com ¦ Com Electric Storage Water Heater (0.92 UEF - 50 Gal) - FS Future Baseline 2028 - Hot-Dry ¦ SCG ¦ Hot-Dry | Com ¦ Com Electric Storage Water Heater (0.92 UEF - 50 Gal) - FS Future Baseline 2028 - Hot-Dry | SCG ¦ Hot-Dry | SCG | All | Electric & Gas | Com Electric Storage Water Heater (0.92 UEF - 50 Gal) - FS Future Baseline 2028 | Efficient | 2028 | 2029 | 1 | Conventional | WaterHeat | Com - College | Com | ROB and NEW | 0 | 1000 sqft2 of floor space | 1000 sqft served | 13 | DEER:Indoor_CFL_Ltg | 691.6881 | 0.071261 | -40.5775 | SWWH027-05 & SWWH031-04 | 156.0708 | 2024 | 93.17 | 2024 | 0 | 0 | SWWH027-05 & SWWH031-04 | Com Small Gas Water Heaters - Hot-Dry ¦ SCG ¦ Hot-Dry | Com Small Gas Water Heaters - Hot-Dry | 0.74815 | 0.546 | 0 | CBSA 2019 | 81.6299 | 2012 | 1 | SWWH027-05 & SWWH031-04
COM-WATERHEAT-FS-10B.50 | Com ¦ Com Electric Storage Water Heater (0.92 UEF - 50 Gal) - FS Future Baseline 2028 - Hot-Dry ¦ SCG ¦ Hot-Dry | Com ¦ Com Electric Storage Water Heater (0.92 UEF - 50 Gal) - FS Future Baseline 2028 - Hot-Dry | SCG ¦ Hot-Dry | SCG | All | Electric & Gas | Com Electric Storage Water Heater (0.92 UEF - 50 Gal) - FS Future Baseline 2028 | Efficient | 2028 | 2029 | 1 | Conventional | WaterHeat | Com - Grocery | Com | ROB and NEW | 0 | 1000 sqft2 of floor space | 1000 sqft served | 13 | DEER:Indoor_CFL_Ltg | 0 | 0 | 0 | SWWH027-05 & SWWH031-04 | 101.241 | 2024 | 61.7409 | 2024 | 0 | 0 | SWWH027-05 & SWWH031-04 | Com Small Gas Water Heaters - Hot-Dry ¦ SCG ¦ Hot-Dry | Com Small Gas Water Heaters - Hot-Dry | 0.59609 | 0.546 | 0 | CBSA 2019 | 0 | 2012 | 1 | SWWH027-05 & SWWH031-04
COM-WATERHEAT-FS-10B.51 | Com ¦ Com Electric Storage Water Heater (0.92 UEF - 50 Gal) - FS Future Baseline 2028 - Hot-Dry ¦ SCG ¦ Hot-Dry | Com ¦ Com Electric Storage Water Heater (0.92 UEF - 50 Gal) - FS Future Baseline 2028 - Hot-Dry | SCG ¦ Hot-Dry | SCG | All | Electric & Gas | Com Electric Storage Water Heater (0.92 UEF - 50 Gal) - FS Future Baseline 2028 | Efficient | 2028 | 2029 | 1 | Conventional | WaterHeat | Com - Health | Com | ROB and NEW | 0 | 1000 sqft2 of floor space | 1000 sqft served | 13 | DEER:Indoor_CFL_Ltg | 1977.0991 | 0.096558 | -114.4048 | SWWH027-05 & SWWH031-04 | 236.3958 | 2024 | 141.1219 | 2024 | 0 | 0 | SWWH027-05 & SWWH031-04 | Com Small Gas Water Heaters - Hot-Dry ¦ SCG ¦ Hot-Dry | Com Small Gas Water Heaters - Hot-Dry | 0.52611 | 0.546 | 0 | CBSA 2019 | 193.7709 | 2012 | 1 | SWWH027-05 & SWWH031-04
COM-WATERHEAT-FS-10B.52 | Com ¦ Com Electric Storage Water Heater (0.92 UEF - 50 Gal) - FS Future Baseline 2028 - Hot-Dry ¦ SCG ¦ Hot-Dry | Com ¦ Com Electric Storage Water Heater (0.92 UEF - 50 Gal) - FS Future Baseline 2028 - Hot-Dry | SCG ¦ Hot-Dry | SCG | All | Electric & Gas | Com Electric Storage Water Heater (0.92 UEF - 50 Gal) - FS Future Baseline 2028 | Efficient | 2028 | 2029 | 1 | Conventional | WaterHeat | Com - Lodging | Com | ROB and NEW | 0 | 1000 sqft2 of floor space | 1000 sqft served | 13 | DEER:Indoor_CFL_Ltg | 1524.3008 | 0.075089 | -87.4634 | SWWH027-05 & SWWH031-04 | 148.7423 | 2024 | 88.7951 | 2024 | 0 | 0 | SWWH027-05 & SWWH031-04 | Com Small Gas Water Heaters - Hot-Dry ¦ SCG ¦ Hot-Dry | Com Small Gas Water Heaters - Hot-Dry | 0.73871 | 0.546 | 0 | CBSA 2019 | 623.6389 | 2012 | 1 | SWWH027-05 & SWWH031-04
COM-WATERHEAT-FS-10B.53 | Com ¦ Com Electric Storage Water Heater (0.92 UEF - 50 Gal) - FS Future Baseline 2028 - Hot-Dry ¦ SCG ¦ Hot-Dry | Com ¦ Com Electric Storage Water Heater (0.92 UEF - 50 Gal) - FS Future Baseline 2028 - Hot-Dry | SCG ¦ Hot-Dry | SCG | All | Electric & Gas | Com Electric Storage Water Heater (0.92 UEF - 50 Gal) - FS Future Baseline 2028 | Efficient | 2028 | 2029 | 1 | Conventional | WaterHeat | Com - Office (Large) | Com | ROB and NEW | 0 | 1000 sqft2 of floor space | 1000 sqft served | 13 | DEER:Indoor_CFL_Ltg | 193.9567 | 0.0042419 | -11.4745 | SWWH027-05 & SWWH031-04 | 48.5655 | 2024 | 28.9923 | 2024 | 0 | 0 | SWWH027-05 & SWWH031-04 | Com Small Gas Water Heaters - Hot-Dry ¦ SCG ¦ Hot-Dry | Com Small Gas Water Heaters - Hot-Dry | 0.46177 | 0.546 | 0 | CBSA 2019 | 32.2394 | 2012 | 1 | SWWH027-05 & SWWH031-04
COM-WATERHEAT-FS-10B.54 | Com ¦ Com Electric Storage Water Heater (0.92 UEF - 50 Gal) - FS Future Baseline 2028 - Hot-Dry ¦ SCG ¦ Hot-Dry | Com ¦ Com Electric Storage Water Heater (0.92 UEF - 50 Gal) - FS Future Baseline 2028 - Hot-Dry | SCG ¦ Hot-Dry | SCG | All | Electric & Gas | Com Electric Storage Water Heater (0.92 UEF - 50 Gal) - FS Future Baseline 2028 | Efficient | 2028 | 2029 | 1 | Conventional | WaterHeat | Com - Office (Small) | Com | ROB and NEW | 0 | 1000 sqft2 of floor space | 1000 sqft served | 13 | DEER:Indoor_CFL_Ltg | 178.6574 | 0.00063887 | -10.5739 | SWWH027-05 & SWWH031-04 | 48.5655 | 2024 | 28.9923 | 2024 | 0 | 0 | SWWH027-05 & SWWH031-04 | Com Small Gas Water Heaters - Hot-Dry ¦ SCG ¦ Hot-Dry | Com Small Gas Water Heaters - Hot-Dry | 0.46177 | 0.546 | 0 | CBSA 2019 | 12.7417 | 2012 | 1 | SWWH027-05 & SWWH031-04
COM-WATERHEAT-FS-10B.55 | Com ¦ Com Electric Storage Water Heater (0.92 UEF - 50 Gal) - FS Future Baseline 2028 - Hot-Dry ¦ SCG ¦ Hot-Dry | Com ¦ Com Electric Storage Water Heater (0.92 UEF - 50 Gal) - FS Future Baseline 2028 - Hot-Dry | SCG ¦ Hot-Dry | SCG | All | Electric & Gas | Com Electric Storage Water Heater (0.92 UEF - 50 Gal) - FS Future Baseline 2028 | Efficient | 2028 | 2029 | 1 | Conventional | WaterHeat | Com - Other | Com | ROB and NEW | 0 | 1000 sqft2 of floor space | 1000 sqft served | 13 | DEER:Indoor_CFL_Ltg | 2298.0257 | 0.13898 | -133.6773 | SWWH027-05 & SWWH031-04 | 401.6632 | 2024 | 239.7819 | 2024 | 0 | 0 | SWWH027-05 & SWWH031-04 | Com Small Gas Water Heaters - Hot-Dry ¦ SCG ¦ Hot-Dry | Com Small Gas Water Heaters - Hot-Dry | 0.5433 | 0.546 | 0 | CBSA 2019 | 351.801 | 2012 | 1 | SWWH027-05 & SWWH031-04
COM-WATERHEAT-FS-10B.56 | Com ¦ Com Electric Storage Water Heater (0.92 UEF - 50 Gal) - FS Future Baseline 2028 - Hot-Dry ¦ SCG ¦ Hot-Dry | Com ¦ Com Electric Storage Water Heater (0.92 UEF - 50 Gal) - FS Future Baseline 2028 - Hot-Dry | SCG ¦ Hot-Dry | SCG | All | Electric & Gas | Com Electric Storage Water Heater (0.92 UEF - 50 Gal) - FS Future Baseline 2028 | Efficient | 2028 | 2029 | 1 | Conventional | WaterHeat | Com - Refrig. Warehouse | Com | ROB and NEW | 0 | 1000 sqft2 of floor space | 1000 sqft served | 13 | DEER:Indoor_CFL_Ltg | 197.9701 | 0.0070516 | -11.4674 | SWWH027-05 & SWWH031-04 | 22.4567 | 2024 | 13.406 | 2024 | 0 | 0 | SWWH027-05 & SWWH031-04 | Com Small Gas Water Heaters - Hot-Dry ¦ SCG ¦ Hot-Dry | Com Small Gas Water Heaters - Hot-Dry | 0.22621 | 0.546 | 0 | CBSA 2019 | 5.0722 | 2012 | 1 | SWWH027-05 & SWWH031-04
COM-WATERHEAT-FS-10B.57 | Com ¦ Com Electric Storage Water Heater (0.92 UEF - 50 Gal) - FS Future Baseline 2028 - Hot-Dry ¦ SCG ¦ Hot-Dry | Com ¦ Com Electric Storage Water Heater (0.92 UEF - 50 Gal) - FS Future Baseline 2028 - Hot-Dry | SCG ¦ Hot-Dry | SCG | All | Electric & Gas | Com Electric Storage Water Heater (0.92 UEF - 50 Gal) - FS Future Baseline 2028 | Efficient | 2028 | 2029 | 1 | Conventional | WaterHeat | Com - Restaurant | Com | ROB and NEW | 0 | 1000 sqft2 of floor space | 1000 sqft served | 13 | DEER:Indoor_CFL_Ltg | 8577.0773 | 0.68071 | -510.9526 | SWWH027-05 & SWWH031-04 | 2103.8442 | 2024 | 1255.9376 | 2024 | 0 | 0 | SWWH027-05 & SWWH031-04 | Com Small Gas Water Heaters - Hot-Dry ¦ SCG ¦ Hot-Dry | Com Small Gas Water Heaters - Hot-Dry | 0.79319 | 0.546 | 0 | CBSA 2019 | 231.4229 | 2012 | 1 | SWWH027-05 & SWWH031-04
COM-WATERHEAT-FS-10B.58 | Com ¦ Com Electric Storage Water Heater (0.92 UEF - 50 Gal) - FS Future Baseline 2028 - Hot-Dry ¦ SCG ¦ Hot-Dry | Com ¦ Com Electric Storage Water Heater (0.92 UEF - 50 Gal) - FS Future Baseline 2028 - Hot-Dry | SCG ¦ Hot-Dry | SCG | All | Electric & Gas | Com Electric Storage Water Heater (0.92 UEF - 50 Gal) - FS Future Baseline 2028 | Efficient | 2028 | 2029 | 1 | Conventional | WaterHeat | Com - Retail | Com | ROB and NEW | 0 | 1000 sqft2 of floor space | 1000 sqft served | 13 | DEER:Indoor_CFL_Ltg | 128.2895 | 0.0079364 | -7.5355 | SWWH027-05 & SWWH031-04 | 30.0814 | 2024 | 17.9578 | 2024 | 0 | 0 | SWWH027-05 & SWWH031-04 | Com Small Gas Water Heaters - Hot-Dry ¦ SCG ¦ Hot-Dry | Com Small Gas Water Heaters - Hot-Dry | 0.40063 | 0.546 | 0 | CBSA 2019 | -7.8363 | 2012 | 1 | SWWH027-05 & SWWH031-04
COM-WATERHEAT-FS-10B.59 | Com ¦ Com Electric Storage Water Heater (0.92 UEF - 50 Gal) - FS Future Baseline 2028 - Hot-Dry ¦ SCG ¦ Hot-Dry | Com ¦ Com Electric Storage Water Heater (0.92 UEF - 50 Gal) - FS Future Baseline 2028 - Hot-Dry | SCG ¦ Hot-Dry | SCG | All | Electric & Gas | Com Electric Storage Water Heater (0.92 UEF - 50 Gal) - FS Future Baseline 2028 | Efficient | 2028 | 2029 | 1 | Conventional | WaterHeat | Com - School | Com | ROB and NEW | 0 | 1000 sqft2 of floor space | 1000 sqft served | 13 | DEER:Indoor_CFL_Ltg | 694.9692 | 0.019868 | -41.953 | SWWH027-05 & SWWH031-04 | 247.7919 | 2024 | 147.925 | 2024 | 0 | 0 | SWWH027-05 & SWWH031-04 | Com Small Gas Water Heaters - Hot-Dry ¦ SCG ¦ Hot-Dry | Com Small Gas Water Heaters - Hot-Dry | 0.76922 | 0.546 | 0 | CBSA 2019 | -18.5723 | 2012 | 1 | SWWH027-05 & SWWH031-04
COM-WATERHEAT-FS-10B.60 | Com ¦ Com Electric Storage Water Heater (0.92 UEF - 50 Gal) - FS Future Baseline 2028 - Hot-Dry ¦ SCG ¦ Hot-Dry | Com ¦ Com Electric Storage Water Heater (0.92 UEF - 50 Gal) - FS Future Baseline 2028 - Hot-Dry | SCG ¦ Hot-Dry | SCG | All | Electric & Gas | Com Electric Storage Water Heater (0.92 UEF - 50 Gal) - FS Future Baseline 2028 | Efficient | 2028 | 2029 | 1 | Conventional | WaterHeat | Com - Warehouse | Com | ROB and NEW | 0 | 1000 sqft2 of floor space | 1000 sqft served | 13 | DEER:Indoor_CFL_Ltg | 20.6072 | 0.00029986 | -1.2095 | SWWH027-05 & SWWH031-04 | 4.4913 | 2024 | 2.6812 | 2024 | 0 | 0 | SWWH027-05 & SWWH031-04 | Com Small Gas Water Heaters - Hot-Dry ¦ SCG ¦ Hot-Dry | Com Small Gas Water Heaters - Hot-Dry | 0.1976 | 0.546 | 0 | CBSA 2019 | -1.0778 | 2012 | 1 | SWWH027-05 & SWWH031-04
COM-WATERHEAT-FS-10B.61 | Com ¦ Com Electric Storage Water Heater (0.92 UEF - 50 Gal) - FS Future Baseline 2028 - Cold ¦ SCG ¦ Cold | Com ¦ Com Electric Storage Water Heater (0.92 UEF - 50 Gal) - FS Future Baseline 2028 - Cold | SCG ¦ Cold | SCG | All | Electric & Gas | Com Electric Storage Water Heater (0.92 UEF - 50 Gal) - FS Future Baseline 2028 | Efficient | 2028 | 2029 | 1 | Conventional | WaterHeat | Com - College | Com | ROB and NEW | 0 | 1000 sqft2 of floor space | 1000 sqft served | 13 | DEER:Indoor_CFL_Ltg | 1665.8259 | 0.080061 | -95.4446 | SWWH027-05 & SWWH031-04 | 312.1416 | 2024 | 186.34 | 2024 | 0 | 0 | SWWH027-05 & SWWH031-04 | Com Small Gas Water Heaters - Cold ¦ SCG ¦ Cold | Com Small Gas Water Heaters - Cold | 0.74815 | 0.546 | 0 | CBSA 2019 | 189.0718 | 2012 | 1 | SWWH027-05 & SWWH031-04
COM-WATERHEAT-FS-10B.62 | Com ¦ Com Electric Storage Water Heater (0.92 UEF - 50 Gal) - FS Future Baseline 2028 - Cold ¦ SCG ¦ Cold | Com ¦ Com Electric Storage Water Heater (0.92 UEF - 50 Gal) - FS Future Baseline 2028 - Cold | SCG ¦ Cold | SCG | All | Electric & Gas | Com Electric Storage Water Heater (0.92 UEF - 50 Gal) - FS Future Baseline 2028 | Efficient | 2028 | 2029 | 1 | Conventional | WaterHeat | Com - Grocery | Com | ROB and NEW | 0 | 1000 sqft2 of floor space | 1000 sqft served | 13 | DEER:Indoor_CFL_Ltg | 0 | 0 | 0 | SWWH027-05 & SWWH031-04 | 202.482 | 2024 | 123.4818 | 2024 | 0 | 0 | SWWH027-05 & SWWH031-04 | Com Small Gas Water Heaters - Cold ¦ SCG ¦ Cold | Com Small Gas Water Heaters - Cold | 0.59609 | 0.546 | 0 | CBSA 2019 | 0 | 2012 | 1 | SWWH027-05 & SWWH031-04
COM-WATERHEAT-FS-10B.63 | Com ¦ Com Electric Storage Water Heater (0.92 UEF - 50 Gal) - FS Future Baseline 2028 - Cold ¦ SCG ¦ Cold | Com ¦ Com Electric Storage Water Heater (0.92 UEF - 50 Gal) - FS Future Baseline 2028 - Cold | SCG ¦ Cold | SCG | All | Electric & Gas | Com Electric Storage Water Heater (0.92 UEF - 50 Gal) - FS Future Baseline 2028 | Efficient | 2028 | 2029 | 1 | Conventional | WaterHeat | Com - Health | Com | ROB and NEW | 0 | 1000 sqft2 of floor space | 1000 sqft served | 13 | DEER:Indoor_CFL_Ltg | 4719.8368 | 0.23114 | -269.2865 | SWWH027-05 & SWWH031-04 | 472.7917 | 2024 | 282.2437 | 2024 | 0 | 0 | SWWH027-05 & SWWH031-04 | Com Small Gas Water Heaters - Cold ¦ SCG ¦ Cold | Com Small Gas Water Heaters - Cold | 0.52611 | 0.546 | 0 | CBSA 2019 | 451.7713 | 2012 | 1 | SWWH027-05 & SWWH031-04
COM-WATERHEAT-FS-10B.64 | Com ¦ Com Electric Storage Water Heater (0.92 UEF - 50 Gal) - FS Future Baseline 2028 - Cold ¦ SCG ¦ Cold | Com ¦ Com Electric Storage Water Heater (0.92 UEF - 50 Gal) - FS Future Baseline 2028 - Cold | SCG ¦ Cold | SCG | All | Electric & Gas | Com Electric Storage Water Heater (0.92 UEF - 50 Gal) - FS Future Baseline 2028 | Efficient | 2028 | 2029 | 1 | Conventional | WaterHeat | Com - Lodging | Com | ROB and NEW | 0 | 1000 sqft2 of floor space | 1000 sqft served | 13 | DEER:Indoor_CFL_Ltg | 3636.638 | 0.17989 | -206.1654 | SWWH027-05 & SWWH031-04 | 297.4846 | 2024 | 177.5902 | 2024 | 0 | 0 | SWWH027-05 & SWWH031-04 | Com Small Gas Water Heaters - Cold ¦ SCG ¦ Cold | Com Small Gas Water Heaters - Cold | 0.73871 | 0.546 | 0 | CBSA 2019 | 1463.1403 | 2012 | 1 | SWWH027-05 & SWWH031-04
COM-WATERHEAT-FS-10B.65 | Com ¦ Com Electric Storage Water Heater (0.92 UEF - 50 Gal) - FS Future Baseline 2028 - Cold ¦ SCG ¦ Cold | Com ¦ Com Electric Storage Water Heater (0.92 UEF - 50 Gal) - FS Future Baseline 2028 - Cold | SCG ¦ Cold | SCG | All | Electric & Gas | Com Electric Storage Water Heater (0.92 UEF - 50 Gal) - FS Future Baseline 2028 | Efficient | 2028 | 2029 | 1 | Conventional | WaterHeat | Com - Office (Large) | Com | ROB and NEW | 0 | 1000 sqft2 of floor space | 1000 sqft served | 13 | DEER:Indoor_CFL_Ltg | 466.8781 | 0.010083 | -26.8973 | SWWH027-05 & SWWH031-04 | 97.131 | 2024 | 57.9846 | 2024 | 0 | 0 | SWWH027-05 & SWWH031-04 | Com Small Gas Water Heaters - Cold ¦ SCG ¦ Cold | Com Small Gas Water Heaters - Cold | 0.46177 | 0.546 | 0 | CBSA 2019 | 74.3559 | 2012 | 1 | SWWH027-05 & SWWH031-04
COM-WATERHEAT-FS-10B.66 | Com ¦ Com Electric Storage Water Heater (0.92 UEF - 50 Gal) - FS Future Baseline 2028 - Cold ¦ SCG ¦ Cold | Com ¦ Com Electric Storage Water Heater (0.92 UEF - 50 Gal) - FS Future Baseline 2028 - Cold | SCG ¦ Cold | SCG | All | Electric & Gas | Com Electric Storage Water Heater (0.92 UEF - 50 Gal) - FS Future Baseline 2028 | Efficient | 2028 | 2029 | 1 | Conventional | WaterHeat | Com - Office (Small) | Com | ROB and NEW | 0 | 1000 sqft2 of floor space | 1000 sqft served | 13 | DEER:Indoor_CFL_Ltg | 429.3699 | 0.0014747 | -24.6764 | SWWH027-05 & SWWH031-04 | 97.131 | 2024 | 57.9846 | 2024 | 0 | 0 | SWWH027-05 & SWWH031-04 | Com Small Gas Water Heaters - Cold ¦ SCG ¦ Cold | Com Small Gas Water Heaters - Cold | 0.46177 | 0.546 | 0 | CBSA 2019 | 29.1656 | 2012 | 1 | SWWH027-05 & SWWH031-04
COM-WATERHEAT-FS-10B.67 | Com ¦ Com Electric Storage Water Heater (0.92 UEF - 50 Gal) - FS Future Baseline 2028 - Cold ¦ SCG ¦ Cold | Com ¦ Com Electric Storage Water Heater (0.92 UEF - 50 Gal) - FS Future Baseline 2028 - Cold | SCG ¦ Cold | SCG | All | Electric & Gas | Com Electric Storage Water Heater (0.92 UEF - 50 Gal) - FS Future Baseline 2028 | Efficient | 2028 | 2029 | 1 | Conventional | WaterHeat | Com - Other | Com | ROB and NEW | 0 | 1000 sqft2 of floor space | 1000 sqft served | 13 | DEER:Indoor_CFL_Ltg | 5477.7095 | 0.33062 | -312.2539 | SWWH027-05 & SWWH031-04 | 803.3263 | 2024 | 479.5639 | 2024 | 0 | 0 | SWWH027-05 & SWWH031-04 | Com Small Gas Water Heaters - Cold ¦ SCG ¦ Cold | Com Small Gas Water Heaters - Cold | 0.5433 | 0.546 | 0 | CBSA 2019 | 809.6393 | 2012 | 1 | SWWH027-05 & SWWH031-04
COM-WATERHEAT-FS-10B.68 | Com ¦ Com Electric Storage Water Heater (0.92 UEF - 50 Gal) - FS Future Baseline 2028 - Cold ¦ SCG ¦ Cold | Com ¦ Com Electric Storage Water Heater (0.92 UEF - 50 Gal) - FS Future Baseline 2028 - Cold | SCG ¦ Cold | SCG | All | Electric & Gas | Com Electric Storage Water Heater (0.92 UEF - 50 Gal) - FS Future Baseline 2028 | Efficient | 2028 | 2029 | 1 | Conventional | WaterHeat | Com - Refrig. Warehouse | Com | ROB and NEW | 0 | 1000 sqft2 of floor space | 1000 sqft served | 13 | DEER:Indoor_CFL_Ltg | 478.095 | 0.016842 | -27.0426 | SWWH027-05 & SWWH031-04 | 44.9134 | 2024 | 26.8121 | 2024 | 0 | 0 | SWWH027-05 & SWWH031-04 | Com Small Gas Water Heaters - Cold ¦ SCG ¦ Cold | Com Small Gas Water Heaters - Cold | 0.22621 | 0.546 | 0 | CBSA 2019 | 11.7606 | 2012 | 1 | SWWH027-05 & SWWH031-04
COM-WATERHEAT-FS-10B.69 | Com ¦ Com Electric Storage Water Heater (0.92 UEF - 50 Gal) - FS Future Baseline 2028 - Cold ¦ SCG ¦ Cold | Com ¦ Com Electric Storage Water Heater (0.92 UEF - 50 Gal) - FS Future Baseline 2028 - Cold | SCG ¦ Cold | SCG | All | Electric & Gas | Com Electric Storage Water Heater (0.92 UEF - 50 Gal) - FS Future Baseline 2028 | Efficient | 2028 | 2029 | 1 | Conventional | WaterHeat | Com - Restaurant | Com | ROB and NEW | 0 | 1000 sqft2 of floor space | 1000 sqft served | 13 | DEER:Indoor_CFL_Ltg | 20471.4241 | 1.6461 | -1191.5893 | SWWH027-05 & SWWH031-04 | 4207.6885 | 2024 | 2511.8752 | 2024 | 0 | 0 | SWWH027-05 & SWWH031-04 | Com Small Gas Water Heaters - Cold ¦ SCG ¦ Cold | Com Small Gas Water Heaters - Cold | 0.79319 | 0.546 | 0 | CBSA 2019 | 531.3675 | 2012 | 1 | SWWH027-05 & SWWH031-04
COM-WATERHEAT-FS-10B.70 | Com ¦ Com Electric Storage Water Heater (0.92 UEF - 50 Gal) - FS Future Baseline 2028 - Cold ¦ SCG ¦ Cold | Com ¦ Com Electric Storage Water Heater (0.92 UEF - 50 Gal) - FS Future Baseline 2028 - Cold | SCG ¦ Cold | SCG | All | Electric & Gas | Com Electric Storage Water Heater (0.92 UEF - 50 Gal) - FS Future Baseline 2028 | Efficient | 2028 | 2029 | 1 | Conventional | WaterHeat | Com - Retail | Com | ROB and NEW | 0 | 1000 sqft2 of floor space | 1000 sqft served | 13 | DEER:Indoor_CFL_Ltg | 305.0587 | 0.019186 | -17.6916 | SWWH027-05 & SWWH031-04 | 60.1628 | 2024 | 35.9156 | 2024 | 0 | 0 | SWWH027-05 & SWWH031-04 | Com Small Gas Water Heaters - Cold ¦ SCG ¦ Cold | Com Small Gas Water Heaters - Cold | 0.40063 | 0.546 | 0 | CBSA 2019 | -19.7562 | 2012 | 1 | SWWH027-05 & SWWH031-04
COM-WATERHEAT-FS-10B.71 | Com ¦ Com Electric Storage Water Heater (0.92 UEF - 50 Gal) - FS Future Baseline 2028 - Cold ¦ SCG ¦ Cold | Com ¦ Com Electric Storage Water Heater (0.92 UEF - 50 Gal) - FS Future Baseline 2028 - Cold | SCG ¦ Cold | SCG | All | Electric & Gas | Com Electric Storage Water Heater (0.92 UEF - 50 Gal) - FS Future Baseline 2028 | Efficient | 2028 | 2029 | 1 | Conventional | WaterHeat | Com - School | Com | ROB and NEW | 0 | 1000 sqft2 of floor space | 1000 sqft served | 13 | DEER:Indoor_CFL_Ltg | 1684.1344 | -0.00034575 | -98.1331 | SWWH027-05 & SWWH031-04 | 495.5838 | 2024 | 295.85 | 2024 | 0 | 0 | SWWH027-05 & SWWH031-04 | Com Small Gas Water Heaters - Cold ¦ SCG ¦ Cold | Com Small Gas Water Heaters - Cold | 0.76922 | 0.546 | 0 | CBSA 2019 | -53.0772 | 2012 | 1 | SWWH027-05 & SWWH031-04
COM-WATERHEAT-FS-10B.72 | Com ¦ Com Electric Storage Water Heater (0.92 UEF - 50 Gal) - FS Future Baseline 2028 - Cold ¦ SCG ¦ Cold | Com ¦ Com Electric Storage Water Heater (0.92 UEF - 50 Gal) - FS Future Baseline 2028 - Cold | SCG ¦ Cold | SCG | All | Electric & Gas | Com Electric Storage Water Heater (0.92 UEF - 50 Gal) - FS Future Baseline 2028 | Efficient | 2028 | 2029 | 1 | Conventional | WaterHeat | Com - Warehouse | Com | ROB and NEW | 0 | 1000 sqft2 of floor space | 1000 sqft served | 13 | DEER:Indoor_CFL_Ltg | 50.2513 | 0.00072159 | -2.8298 | SWWH027-05 & SWWH031-04 | 8.9827 | 2024 | 5.3624 | 2024 | 0 | 0 | SWWH027-05 & SWWH031-04 | Com Small Gas Water Heaters - Cold ¦ SCG ¦ Cold | Com Small Gas Water Heaters - Cold | 0.1976 | 0.546 | 0 | CBSA 2019 | -3.1327 | 2012 | 1 | SWWH027-05 & SWWH031-04
COM-WATERHEAT-FS-10B.73 | Com ¦ Com Electric Storage Water Heater (0.92 UEF - 50 Gal) - FS Future Baseline 2028 - Marine ¦ SDG&E ¦ Marine | Com ¦ Com Electric Storage Water Heater (0.92 UEF - 50 Gal) - FS Future Baseline 2028 - Marine | SDG&E ¦ Marine | SDG&E | All | Electric & Gas | Com Electric Storage Water Heater (0.92 UEF - 50 Gal) - FS Future Baseline 2028 | Efficient | 2028 | 2029 | 1 | Conventional | WaterHeat | Com - College | Com | ROB and NEW | 0 | 1000 sqft2 of floor space | 1000 sqft served | 13 | DEER:Indoor_CFL_Ltg | 1395.8134 | 0.15883 | -82.6657 | SWWH027-05 & SWWH031-04 | 312.1416 | 2024 | 186.34 | 2024 | 0 | 0 | SWWH027-05 & SWWH031-04 | Com Small Gas Water Heaters - Marine ¦ SDG&E ¦ Marine | Com Small Gas Water Heaters - Marine | 0.74815 | 0.546 | 0 | CBSA 2019 | 167.3044 | 2012 | 1 | SWWH027-05 & SWWH031-04
COM-WATERHEAT-FS-10B.74 | Com ¦ Com Electric Storage Water Heater (0.92 UEF - 50 Gal) - FS Future Baseline 2028 - Marine ¦ SDG&E ¦ Marine | Com ¦ Com Electric Storage Water Heater (0.92 UEF - 50 Gal) - FS Future Baseline 2028 - Marine | SDG&E ¦ Marine | SDG&E | All | Electric & Gas | Com Electric Storage Water Heater (0.92 UEF - 50 Gal) - FS Future Baseline 2028 | Efficient | 2028 | 2029 | 1 | Conventional | WaterHeat | Com - Grocery | Com | ROB and NEW | 0 | 1000 sqft2 of floor space | 1000 sqft served | 13 | DEER:Indoor_CFL_Ltg | 0 | 0 | 0 | SWWH027-05 & SWWH031-04 | 202.482 | 2024 | 123.4818 | 2024 | 0 | 0 | SWWH027-05 & SWWH031-04 | Com Small Gas Water Heaters - Marine ¦ SDG&E ¦ Marine | Com Small Gas Water Heaters - Marine | 0.59609 | 0.546 | 0 | CBSA 2019 | 0 | 2012 | 1 | SWWH027-05 & SWWH031-04
COM-WATERHEAT-FS-10B.75 | Com ¦ Com Electric Storage Water Heater (0.92 UEF - 50 Gal) - FS Future Baseline 2028 - Marine ¦ SDG&E ¦ Marine | Com ¦ Com Electric Storage Water Heater (0.92 UEF - 50 Gal) - FS Future Baseline 2028 - Marine | SDG&E ¦ Marine | SDG&E | All | Electric & Gas | Com Electric Storage Water Heater (0.92 UEF - 50 Gal) - FS Future Baseline 2028 | Efficient | 2028 | 2029 | 1 | Conventional | WaterHeat | Com - Health | Com | ROB and NEW | 0 | 1000 sqft2 of floor space | 1000 sqft served | 13 | DEER:Indoor_CFL_Ltg | 4010.4053 | 0.21336 | -233.6142 | SWWH027-05 & SWWH031-04 | 472.7917 | 2024 | 282.2437 | 2024 | 0 | 0 | SWWH027-05 & SWWH031-04 | Com Small Gas Water Heaters - Marine ¦ SDG&E ¦ Marine | Com Small Gas Water Heaters - Marine | 0.52611 | 0.546 | 0 | CBSA 2019 | 397.4347 | 2012 | 1 | SWWH027-05 & SWWH031-04
COM-WATERHEAT-FS-10B.76 | Com ¦ Com Electric Storage Water Heater (0.92 UEF - 50 Gal) - FS Future Baseline 2028 - Marine ¦ SDG&E ¦ Marine | Com ¦ Com Electric Storage Water Heater (0.92 UEF - 50 Gal) - FS Future Baseline 2028 - Marine | SDG&E ¦ Marine | SDG&E | All | Electric & Gas | Com Electric Storage Water Heater (0.92 UEF - 50 Gal) - FS Future Baseline 2028 | Efficient | 2028 | 2029 | 1 | Conventional | WaterHeat | Com - Lodging | Com | ROB and NEW | 0 | 1000 sqft2 of floor space | 1000 sqft served | 13 | DEER:Indoor_CFL_Ltg | 3091.8409 | 0.16595 | -178.637 | SWWH027-05 & SWWH031-04 | 297.4846 | 2024 | 177.5902 | 2024 | 0 | 0 | SWWH027-05 & SWWH031-04 | Com Small Gas Water Heaters - Marine ¦ SDG&E ¦ Marine | Com Small Gas Water Heaters - Marine | 0.73871 | 0.546 | 0 | CBSA 2019 | 1277.1099 | 2012 | 1 | SWWH027-05 & SWWH031-04
COM-WATERHEAT-FS-10B.77 | Com ¦ Com Electric Storage Water Heater (0.92 UEF - 50 Gal) - FS Future Baseline 2028 - Marine ¦ SDG&E ¦ Marine | Com ¦ Com Electric Storage Water Heater (0.92 UEF - 50 Gal) - FS Future Baseline 2028 - Marine | SDG&E ¦ Marine | SDG&E | All | Electric & Gas | Com Electric Storage Water Heater (0.92 UEF - 50 Gal) - FS Future Baseline 2028 | Efficient | 2028 | 2029 | 1 | Conventional | WaterHeat | Com - Office (Large) | Com | ROB and NEW | 0 | 1000 sqft2 of floor space | 1000 sqft served | 13 | DEER:Indoor_CFL_Ltg | 393.3423 | 0.0094165 | -23.3933 | SWWH027-05 & SWWH031-04 | 97.131 | 2024 | 57.9846 | 2024 | 0 | 0 | SWWH027-05 & SWWH031-04 | Com Small Gas Water Heaters - Marine ¦ SDG&E ¦ Marine | Com Small Gas Water Heaters - Marine | 0.46177 | 0.546 | 0 | CBSA 2019 | 65.9335 | 2012 | 1 | SWWH027-05 & SWWH031-04
COM-WATERHEAT-FS-10B.78 | Com ¦ Com Electric Storage Water Heater (0.92 UEF - 50 Gal) - FS Future Baseline 2028 - Marine ¦ SDG&E ¦ Marine | Com ¦ Com Electric Storage Water Heater (0.92 UEF - 50 Gal) - FS Future Baseline 2028 - Marine | SDG&E ¦ Marine | SDG&E | All | Electric & Gas | Com Electric Storage Water Heater (0.92 UEF - 50 Gal) - FS Future Baseline 2028 | Efficient | 2028 | 2029 | 1 | Conventional | WaterHeat | Com - Office (Small) | Com | ROB and NEW | 0 | 1000 sqft2 of floor space | 1000 sqft served | 13 | DEER:Indoor_CFL_Ltg | 361.5097 | 0.0014525 | -21.5672 | SWWH027-05 & SWWH031-04 | 97.131 | 2024 | 57.9846 | 2024 | 0 | 0 | SWWH027-05 & SWWH031-04 | Com Small Gas Water Heaters - Marine ¦ SDG&E ¦ Marine | Com Small Gas Water Heaters - Marine | 0.46177 | 0.546 | 0 | CBSA 2019 | 26.1215 | 2012 | 1 | SWWH027-05 & SWWH031-04
COM-WATERHEAT-FS-10B.79 | Com ¦ Com Electric Storage Water Heater (0.92 UEF - 50 Gal) - FS Future Baseline 2028 - Marine ¦ SDG&E ¦ Marine | Com ¦ Com Electric Storage Water Heater (0.92 UEF - 50 Gal) - FS Future Baseline 2028 - Marine | SDG&E ¦ Marine | SDG&E | All | Electric & Gas | Com Electric Storage Water Heater (0.92 UEF - 50 Gal) - FS Future Baseline 2028 | Efficient | 2028 | 2029 | 1 | Conventional | WaterHeat | Com - Other | Com | ROB and NEW | 0 | 1000 sqft2 of floor space | 1000 sqft served | 13 | DEER:Indoor_CFL_Ltg | 4653.1959 | 0.30736 | -271.4364 | SWWH027-05 & SWWH031-04 | 803.3263 | 2024 | 479.5639 | 2024 | 0 | 0 | SWWH027-05 & SWWH031-04 | Com Small Gas Water Heaters - Marine ¦ SDG&E ¦ Marine | Com Small Gas Water Heaters - Marine | 0.5433 | 0.546 | 0 | CBSA 2019 | 715.7822 | 2012 | 1 | SWWH027-05 & SWWH031-04
COM-WATERHEAT-FS-10B.80 | Com ¦ Com Electric Storage Water Heater (0.92 UEF - 50 Gal) - FS Future Baseline 2028 - Marine ¦ SDG&E ¦ Marine | Com ¦ Com Electric Storage Water Heater (0.92 UEF - 50 Gal) - FS Future Baseline 2028 - Marine | SDG&E ¦ Marine | SDG&E | All | Electric & Gas | Com Electric Storage Water Heater (0.92 UEF - 50 Gal) - FS Future Baseline 2028 | Efficient | 2028 | 2029 | 1 | Conventional | WaterHeat | Com - Refrig. Warehouse | Com | ROB and NEW | 0 | 1000 sqft2 of floor space | 1000 sqft served | 13 | DEER:Indoor_CFL_Ltg | 401.189 | 0.015609 | -23.3913 | SWWH027-05 & SWWH031-04 | 44.9134 | 2024 | 26.8121 | 2024 | 0 | 0 | SWWH027-05 & SWWH031-04 | Com Small Gas Water Heaters - Marine ¦ SDG&E ¦ Marine | Com Small Gas Water Heaters - Marine | 0.22621 | 0.546 | 0 | CBSA 2019 | 10.3934 | 2012 | 1 | SWWH027-05 & SWWH031-04
COM-WATERHEAT-FS-10B.81 | Com ¦ Com Electric Storage Water Heater (0.92 UEF - 50 Gal) - FS Future Baseline 2028 - Marine ¦ SDG&E ¦ Marine | Com ¦ Com Electric Storage Water Heater (0.92 UEF - 50 Gal) - FS Future Baseline 2028 - Marine | SDG&E ¦ Marine | SDG&E | All | Electric & Gas | Com Electric Storage Water Heater (0.92 UEF - 50 Gal) - FS Future Baseline 2028 | Efficient | 2028 | 2029 | 1 | Conventional | WaterHeat | Com - Restaurant | Com | ROB and NEW | 0 | 1000 sqft2 of floor space | 1000 sqft served | 13 | DEER:Indoor_CFL_Ltg | 17379.5836 | 1.5259 | -1042.1214 | SWWH027-05 & SWWH031-04 | 4207.6885 | 2024 | 2511.8752 | 2024 | 0 | 0 | SWWH027-05 & SWWH031-04 | Com Small Gas Water Heaters - Marine ¦ SDG&E ¦ Marine | Com Small Gas Water Heaters - Marine | 0.79319 | 0.546 | 0 | CBSA 2019 | 474.0269 | 2012 | 1 | SWWH027-05 & SWWH031-04
COM-WATERHEAT-FS-10B.82 | Com ¦ Com Electric Storage Water Heater (0.92 UEF - 50 Gal) - FS Future Baseline 2028 - Marine ¦ SDG&E ¦ Marine | Com ¦ Com Electric Storage Water Heater (0.92 UEF - 50 Gal) - FS Future Baseline 2028 - Marine | SDG&E ¦ Marine | SDG&E | All | Electric & Gas | Com Electric Storage Water Heater (0.92 UEF - 50 Gal) - FS Future Baseline 2028 | Efficient | 2028 | 2029 | 1 | Conventional | WaterHeat | Com - Retail | Com | ROB and NEW | 0 | 1000 sqft2 of floor space | 1000 sqft served | 13 | DEER:Indoor_CFL_Ltg | 259.6295 | 0.017806 | -15.3778 | SWWH027-05 & SWWH031-04 | 60.1628 | 2024 | 35.9156 | 2024 | 0 | 0 | SWWH027-05 & SWWH031-04 | Com Small Gas Water Heaters - Marine ¦ SDG&E ¦ Marine | Com Small Gas Water Heaters - Marine | 0.40063 | 0.546 | 0 | CBSA 2019 | -15.2289 | 2012 | 1 | SWWH027-05 & SWWH031-04
COM-WATERHEAT-FS-10B.83 | Com ¦ Com Electric Storage Water Heater (0.92 UEF - 50 Gal) - FS Future Baseline 2028 - Marine ¦ SDG&E ¦ Marine | Com ¦ Com Electric Storage Water Heater (0.92 UEF - 50 Gal) - FS Future Baseline 2028 - Marine | SDG&E ¦ Marine | SDG&E | All | Electric & Gas | Com Electric Storage Water Heater (0.92 UEF - 50 Gal) - FS Future Baseline 2028 | Efficient | 2028 | 2029 | 1 | Conventional | WaterHeat | Com - School | Com | ROB and NEW | 0 | 1000 sqft2 of floor space | 1000 sqft served | 13 | DEER:Indoor_CFL_Ltg | 1402.422 | 0.045024 | -85.2909 | SWWH027-05 & SWWH031-04 | 495.5838 | 2024 | 295.85 | 2024 | 0 | 0 | SWWH027-05 & SWWH031-04 | Com Small Gas Water Heaters - Marine ¦ SDG&E ¦ Marine | Com Small Gas Water Heaters - Marine | 0.76922 | 0.546 | 0 | CBSA 2019 | -36.0357 | 2012 | 1 | SWWH027-05 & SWWH031-04
COM-WATERHEAT-FS-10B.84 | Com ¦ Com Electric Storage Water Heater (0.92 UEF - 50 Gal) - FS Future Baseline 2028 - Marine ¦ SDG&E ¦ Marine | Com ¦ Com Electric Storage Water Heater (0.92 UEF - 50 Gal) - FS Future Baseline 2028 - Marine | SDG&E ¦ Marine | SDG&E | All | Electric & Gas | Com Electric Storage Water Heater (0.92 UEF - 50 Gal) - FS Future Baseline 2028 | Efficient | 2028 | 2029 | 1 | Conventional | WaterHeat | Com - Warehouse | Com | ROB and NEW | 0 | 1000 sqft2 of floor space | 1000 sqft served | 13 | DEER:Indoor_CFL_Ltg | 41.9446 | 0.00067915 | -2.4646 | SWWH027-05 & SWWH031-04 | 8.9827 | 2024 | 5.3624 | 2024 | 0 | 0 | SWWH027-05 & SWWH031-04 | Com Small Gas Water Heaters - Marine ¦ SDG&E ¦ Marine | Com Small Gas Water Heaters - Marine | 0.1976 | 0.546 | 0 | CBSA 2019 | -2.1822 | 2012 | 1 | SWWH027-05 & SWWH031-04
COM-WATERHEAT-FS-10B.85 | Com ¦ Com Electric Storage Water Heater (0.92 UEF - 50 Gal) - FS Future Baseline 2028 - Hot-Dry ¦ SDG&E ¦ Hot-Dry | Com ¦ Com Electric Storage Water Heater (0.92 UEF - 50 Gal) - FS Future Baseline 2028 - Hot-Dry | SDG&E ¦ Hot-Dry | SDG&E | All | Electric & Gas | Com Electric Storage Water Heater (0.92 UEF - 50 Gal) - FS Future Baseline 2028 | Efficient | 2028 | 2029 | 1 | Conventional | WaterHeat | Com - College | Com | ROB and NEW | 0 | 1000 sqft2 of floor space | 1000 sqft served | 13 | DEER:Indoor_CFL_Ltg | 696.1547 | 0.08084 | -41.3078 | SWWH027-05 & SWWH031-04 | 156.0708 | 2024 | 93.17 | 2024 | 0 | 0 | SWWH027-05 & SWWH031-04 | Com Small Gas Water Heaters - Hot-Dry ¦ SDG&E ¦ Hot-Dry | Com Small Gas Water Heaters - Hot-Dry | 0.74815 | 0.546 | 0 | CBSA 2019 | 83.7017 | 2012 | 1 | SWWH027-05 & SWWH031-04
COM-WATERHEAT-FS-10B.86 | Com ¦ Com Electric Storage Water Heater (0.92 UEF - 50 Gal) - FS Future Baseline 2028 - Hot-Dry ¦ SDG&E ¦ Hot-Dry | Com ¦ Com Electric Storage Water Heater (0.92 UEF - 50 Gal) - FS Future Baseline 2028 - Hot-Dry | SDG&E ¦ Hot-Dry | SDG&E | All | Electric & Gas | Com Electric Storage Water Heater (0.92 UEF - 50 Gal) - FS Future Baseline 2028 | Efficient | 2028 | 2029 | 1 | Conventional | WaterHeat | Com - Grocery | Com | ROB and NEW | 0 | 1000 sqft2 of floor space | 1000 sqft served | 13 | DEER:Indoor_CFL_Ltg | 0 | 0 | 0 | SWWH027-05 & SWWH031-04 | 101.241 | 2024 | 61.7409 | 2024 | 0 | 0 | SWWH027-05 & SWWH031-04 | Com Small Gas Water Heaters - Hot-Dry ¦ SDG&E ¦ Hot-Dry | Com Small Gas Water Heaters - Hot-Dry | 0.59609 | 0.546 | 0 | CBSA 2019 | 0 | 2012 | 1 | SWWH027-05 & SWWH031-04
COM-WATERHEAT-FS-10B.87 | Com ¦ Com Electric Storage Water Heater (0.92 UEF - 50 Gal) - FS Future Baseline 2028 - Hot-Dry ¦ SDG&E ¦ Hot-Dry | Com ¦ Com Electric Storage Water Heater (0.92 UEF - 50 Gal) - FS Future Baseline 2028 - Hot-Dry | SDG&E ¦ Hot-Dry | SDG&E | All | Electric & Gas | Com Electric Storage Water Heater (0.92 UEF - 50 Gal) - FS Future Baseline 2028 | Efficient | 2028 | 2029 | 1 | Conventional | WaterHeat | Com - Health | Com | ROB and NEW | 0 | 1000 sqft2 of floor space | 1000 sqft served | 13 | DEER:Indoor_CFL_Ltg | 1999.0487 | 0.10843 | -116.4616 | SWWH027-05 & SWWH031-04 | 236.3958 | 2024 | 141.1219 | 2024 | 0 | 0 | SWWH027-05 & SWWH031-04 | Com Small Gas Water Heaters - Hot-Dry ¦ SDG&E ¦ Hot-Dry | Com Small Gas Water Heaters - Hot-Dry | 0.52611 | 0.546 | 0 | CBSA 2019 | 198.1441 | 2012 | 1 | SWWH027-05 & SWWH031-04
COM-WATERHEAT-FS-10B.88 | Com ¦ Com Electric Storage Water Heater (0.92 UEF - 50 Gal) - FS Future Baseline 2028 - Hot-Dry ¦ SDG&E ¦ Hot-Dry | Com ¦ Com Electric Storage Water Heater (0.92 UEF - 50 Gal) - FS Future Baseline 2028 - Hot-Dry | SDG&E ¦ Hot-Dry | SDG&E | All | Electric & Gas | Com Electric Storage Water Heater (0.92 UEF - 50 Gal) - FS Future Baseline 2028 | Efficient | 2028 | 2029 | 1 | Conventional | WaterHeat | Com - Lodging | Com | ROB and NEW | 0 | 1000 sqft2 of floor space | 1000 sqft served | 13 | DEER:Indoor_CFL_Ltg | 1539.9888 | 0.084323 | -88.9521 | SWWH027-05 & SWWH031-04 | 148.7423 | 2024 | 88.7951 | 2024 | 0 | 0 | SWWH027-05 & SWWH031-04 | Com Small Gas Water Heaters - Hot-Dry ¦ SDG&E ¦ Hot-Dry | Com Small Gas Water Heaters - Hot-Dry | 0.73871 | 0.546 | 0 | CBSA 2019 | 635.8705 | 2012 | 1 | SWWH027-05 & SWWH031-04
COM-WATERHEAT-FS-10B.89 | Com ¦ Com Electric Storage Water Heater (0.92 UEF - 50 Gal) - FS Future Baseline 2028 - Hot-Dry ¦ SDG&E ¦ Hot-Dry | Com ¦ Com Electric Storage Water Heater (0.92 UEF - 50 Gal) - FS Future Baseline 2028 - Hot-Dry | SDG&E ¦ Hot-Dry | SDG&E | All | Electric & Gas | Com Electric Storage Water Heater (0.92 UEF - 50 Gal) - FS Future Baseline 2028 | Efficient | 2028 | 2029 | 1 | Conventional | WaterHeat | Com - Office (Large) | Com | ROB and NEW | 0 | 1000 sqft2 of floor space | 1000 sqft served | 13 | DEER:Indoor_CFL_Ltg | 195.8075 | 0.0047749 | -11.6596 | SWWH027-05 & SWWH031-04 | 48.5655 | 2024 | 28.9923 | 2024 | 0 | 0 | SWWH027-05 & SWWH031-04 | Com Small Gas Water Heaters - Hot-Dry ¦ SDG&E ¦ Hot-Dry | Com Small Gas Water Heaters - Hot-Dry | 0.46177 | 0.546 | 0 | CBSA 2019 | 32.8864 | 2012 | 1 | SWWH027-05 & SWWH031-04
COM-WATERHEAT-FS-10B.90 | Com ¦ Com Electric Storage Water Heater (0.92 UEF - 50 Gal) - FS Future Baseline 2028 - Hot-Dry ¦ SDG&E ¦ Hot-Dry | Com ¦ Com Electric Storage Water Heater (0.92 UEF - 50 Gal) - FS Future Baseline 2028 - Hot-Dry | SDG&E ¦ Hot-Dry | SDG&E | All | Electric & Gas | Com Electric Storage Water Heater (0.92 UEF - 50 Gal) - FS Future Baseline 2028 | Efficient | 2028 | 2029 | 1 | Conventional | WaterHeat | Com - Office (Small) | Com | ROB and NEW | 0 | 1000 sqft2 of floor space | 1000 sqft served | 13 | DEER:Indoor_CFL_Ltg | 180.6315 | 0.00073659 | -10.7589 | SWWH027-05 & SWWH031-04 | 48.5655 | 2024 | 28.9923 | 2024 | 0 | 0 | SWWH027-05 & SWWH031-04 | Com Small Gas Water Heaters - Hot-Dry ¦ SDG&E ¦ Hot-Dry | Com Small Gas Water Heaters - Hot-Dry | 0.46177 | 0.546 | 0 | CBSA 2019 | 13.0176 | 2012 | 1 | SWWH027-05 & SWWH031-04
COM-WATERHEAT-FS-10B.91 | Com ¦ Com Electric Storage Water Heater (0.92 UEF - 50 Gal) - FS Future Baseline 2028 - Hot-Dry ¦ SDG&E ¦ Hot-Dry | Com ¦ Com Electric Storage Water Heater (0.92 UEF - 50 Gal) - FS Future Baseline 2028 - Hot-Dry | SDG&E ¦ Hot-Dry | SDG&E | All | Electric & Gas | Com Electric Storage Water Heater (0.92 UEF - 50 Gal) - FS Future Baseline 2028 | Efficient | 2028 | 2029 | 1 | Conventional | WaterHeat | Com - Other | Com | ROB and NEW | 0 | 1000 sqft2 of floor space | 1000 sqft served | 13 | DEER:Indoor_CFL_Ltg | 2320.4753 | 0.15613 | -135.7182 | SWWH027-05 & SWWH031-04 | 401.6632 | 2024 | 239.7819 | 2024 | 0 | 0 | SWWH027-05 & SWWH031-04 | Com Small Gas Water Heaters - Hot-Dry ¦ SDG&E ¦ Hot-Dry | Com Small Gas Water Heaters - Hot-Dry | 0.5433 | 0.546 | 0 | CBSA 2019 | 358.5672 | 2012 | 1 | SWWH027-05 & SWWH031-04
COM-WATERHEAT-FS-10B.92 | Com ¦ Com Electric Storage Water Heater (0.92 UEF - 50 Gal) - FS Future Baseline 2028 - Hot-Dry ¦ SDG&E ¦ Hot-Dry | Com ¦ Com Electric Storage Water Heater (0.92 UEF - 50 Gal) - FS Future Baseline 2028 - Hot-Dry | SDG&E ¦ Hot-Dry | SDG&E | All | Electric & Gas | Com Electric Storage Water Heater (0.92 UEF - 50 Gal) - FS Future Baseline 2028 | Efficient | 2028 | 2029 | 1 | Conventional | WaterHeat | Com - Refrig. Warehouse | Com | ROB and NEW | 0 | 1000 sqft2 of floor space | 1000 sqft served | 13 | DEER:Indoor_CFL_Ltg | 200.5945 | 0.0079416 | -11.6956 | SWWH027-05 & SWWH031-04 | 22.4567 | 2024 | 13.406 | 2024 | 0 | 0 | SWWH027-05 & SWWH031-04 | Com Small Gas Water Heaters - Hot-Dry ¦ SDG&E ¦ Hot-Dry | Com Small Gas Water Heaters - Hot-Dry | 0.22621 | 0.546 | 0 | CBSA 2019 | 5.1967 | 2012 | 1 | SWWH027-05 & SWWH031-04
COM-WATERHEAT-FS-10B.93 | Com ¦ Com Electric Storage Water Heater (0.92 UEF - 50 Gal) - FS Future Baseline 2028 - Hot-Dry ¦ SDG&E ¦ Hot-Dry | Com ¦ Com Electric Storage Water Heater (0.92 UEF - 50 Gal) - FS Future Baseline 2028 - Hot-Dry | SDG&E ¦ Hot-Dry | SDG&E | All | Electric & Gas | Com Electric Storage Water Heater (0.92 UEF - 50 Gal) - FS Future Baseline 2028 | Efficient | 2028 | 2029 | 1 | Conventional | WaterHeat | Com - Restaurant | Com | ROB and NEW | 0 | 1000 sqft2 of floor space | 1000 sqft served | 13 | DEER:Indoor_CFL_Ltg | 8676.742 | 0.77258 | -519.9917 | SWWH027-05 & SWWH031-04 | 2103.8442 | 2024 | 1255.9376 | 2024 | 0 | 0 | SWWH027-05 & SWWH031-04 | Com Small Gas Water Heaters - Hot-Dry ¦ SDG&E ¦ Hot-Dry | Com Small Gas Water Heaters - Hot-Dry | 0.79319 | 0.546 | 0 | CBSA 2019 | 236.4423 | 2012 | 1 | SWWH027-05 & SWWH031-04
COM-WATERHEAT-FS-10B.94 | Com ¦ Com Electric Storage Water Heater (0.92 UEF - 50 Gal) - FS Future Baseline 2028 - Hot-Dry ¦ SDG&E ¦ Hot-Dry | Com ¦ Com Electric Storage Water Heater (0.92 UEF - 50 Gal) - FS Future Baseline 2028 - Hot-Dry | SDG&E ¦ Hot-Dry | SDG&E | All | Electric & Gas | Com Electric Storage Water Heater (0.92 UEF - 50 Gal) - FS Future Baseline 2028 | Efficient | 2028 | 2029 | 1 | Conventional | WaterHeat | Com - Retail | Com | ROB and NEW | 0 | 1000 sqft2 of floor space | 1000 sqft served | 13 | DEER:Indoor_CFL_Ltg | 129.6337 | 0.00905 | -7.6702 | SWWH027-05 & SWWH031-04 | 30.0814 | 2024 | 17.9578 | 2024 | 0 | 0 | SWWH027-05 & SWWH031-04 | Com Small Gas Water Heaters - Hot-Dry ¦ SDG&E ¦ Hot-Dry | Com Small Gas Water Heaters - Hot-Dry | 0.40063 | 0.546 | 0 | CBSA 2019 | -7.6434 | 2012 | 1 | SWWH027-05 & SWWH031-04
COM-WATERHEAT-FS-10B.95 | Com ¦ Com Electric Storage Water Heater (0.92 UEF - 50 Gal) - FS Future Baseline 2028 - Hot-Dry ¦ SDG&E ¦ Hot-Dry | Com ¦ Com Electric Storage Water Heater (0.92 UEF - 50 Gal) - FS Future Baseline 2028 - Hot-Dry | SDG&E ¦ Hot-Dry | SDG&E | All | Electric & Gas | Com Electric Storage Water Heater (0.92 UEF - 50 Gal) - FS Future Baseline 2028 | Efficient | 2028 | 2029 | 1 | Conventional | WaterHeat | Com - School | Com | ROB and NEW | 0 | 1000 sqft2 of floor space | 1000 sqft served | 13 | DEER:Indoor_CFL_Ltg | 697.6494 | 0.02269 | -42.4566 | SWWH027-05 & SWWH031-04 | 247.7919 | 2024 | 147.925 | 2024 | 0 | 0 | SWWH027-05 & SWWH031-04 | Com Small Gas Water Heaters - Hot-Dry ¦ SDG&E ¦ Hot-Dry | Com Small Gas Water Heaters - Hot-Dry | 0.76922 | 0.546 | 0 | CBSA 2019 | -17.8629 | 2012 | 1 | SWWH027-05 & SWWH031-04
COM-WATERHEAT-FS-10B.96 | Com ¦ Com Electric Storage Water Heater (0.92 UEF - 50 Gal) - FS Future Baseline 2028 - Hot-Dry ¦ SDG&E ¦ Hot-Dry | Com ¦ Com Electric Storage Water Heater (0.92 UEF - 50 Gal) - FS Future Baseline 2028 - Hot-Dry | SDG&E ¦ Hot-Dry | SDG&E | All | Electric & Gas | Com Electric Storage Water Heater (0.92 UEF - 50 Gal) - FS Future Baseline 2028 | Efficient | 2028 | 2029 | 1 | Conventional | WaterHeat | Com - Warehouse | Com | ROB and NEW | 0 | 1000 sqft2 of floor space | 1000 sqft served | 13 | DEER:Indoor_CFL_Ltg | 20.9038 | 0.00034231 | -1.2323 | SWWH027-05 & SWWH031-04 | 4.4913 | 2024 | 2.6812 | 2024 | 0 | 0 | SWWH027-05 & SWWH031-04 | Com Small Gas Water Heaters - Hot-Dry ¦ SDG&E ¦ Hot-Dry | Com Small Gas Water Heaters - Hot-Dry | 0.1976 | 0.546 | 0 | CBSA 2019 | -1.0706 | 2012 | 1 | SWWH027-05 & SWWH031-04
COM-WATERHEAT-FS-10C.1 | Com ¦ Com Electric Storage Water Heater (0.92 UEF - 50 Gal) - FS Future Baseline 2029 - Marine ¦ PG&E ¦ Marine | Com ¦ Com Electric Storage Water Heater (0.92 UEF - 50 Gal) - FS Future Baseline 2029 - Marine | PG&E ¦ Marine | PG&E | All | Electric & Gas | Com Electric Storage Water Heater (0.92 UEF - 50 Gal) - FS Future Baseline 2029 | Efficient | 2029 |  | 1 | Conventional | WaterHeat | Com - College | Com | ROB and NEW | 0 | 1000 sqft2 of floor space | 1000 sqft served | 13 | DEER:Indoor_CFL_Ltg | 1137.8822 | 0.062187 | -67.0699 | SWWH031-04 | 173.1032 | 2024 | 102.5529 | 2024 | 0 | 0 | SWWH031-04 | Com Small Gas Water Heaters - Marine ¦ PG&E ¦ Marine | Com Small Gas Water Heaters - Marine | 0.74815 | 0.546 | 0 | CBSA 2019 | 135.3325 | 2012 | 1 | SWWH031-04
COM-WATERHEAT-FS-10C.2 | Com ¦ Com Electric Storage Water Heater (0.92 UEF - 50 Gal) - FS Future Baseline 2029 - Marine ¦ PG&E ¦ Marine | Com ¦ Com Electric Storage Water Heater (0.92 UEF - 50 Gal) - FS Future Baseline 2029 - Marine | PG&E ¦ Marine | PG&E | All | Electric & Gas | Com Electric Storage Water Heater (0.92 UEF - 50 Gal) - FS Future Baseline 2029 | Efficient | 2029 |  | 1 | Conventional | WaterHeat | Com - Grocery | Com | ROB and NEW | 0 | 1000 sqft2 of floor space | 1000 sqft served | 13 | DEER:Indoor_CFL_Ltg | 0 | 0 | 0 | SWWH031-04 | 101.241 | 2024 | 61.7409 | 2024 | 0 | 0 | SWWH031-04 | Com Small Gas Water Heaters - Marine ¦ PG&E ¦ Marine | Com Small Gas Water Heaters - Marine | 0.59609 | 0.546 | 0 | CBSA 2019 | 0 | 2012 | 1 | SWWH031-04
COM-WATERHEAT-FS-10C.3 | Com ¦ Com Electric Storage Water Heater (0.92 UEF - 50 Gal) - FS Future Baseline 2029 - Marine ¦ PG&E ¦ Marine | Com ¦ Com Electric Storage Water Heater (0.92 UEF - 50 Gal) - FS Future Baseline 2029 - Marine | PG&E ¦ Marine | PG&E | All | Electric & Gas | Com Electric Storage Water Heater (0.92 UEF - 50 Gal) - FS Future Baseline 2029 | Efficient | 2029 |  | 1 | Conventional | WaterHeat | Com - Health | Com | ROB and NEW | 0 | 1000 sqft2 of floor space | 1000 sqft served | 13 | DEER:Indoor_CFL_Ltg | 3261.7471 | 0.18037 | -189.4886 | SWWH031-04 | 262.1943 | 2024 | 155.3338 | 2024 | 0 | 0 | SWWH031-04 | Com Small Gas Water Heaters - Marine ¦ PG&E ¦ Marine | Com Small Gas Water Heaters - Marine | 0.52611 | 0.546 | 0 | CBSA 2019 | 321.7882 | 2012 | 1 | SWWH031-04
COM-WATERHEAT-FS-10C.4 | Com ¦ Com Electric Storage Water Heater (0.92 UEF - 50 Gal) - FS Future Baseline 2029 - Marine ¦ PG&E ¦ Marine | Com ¦ Com Electric Storage Water Heater (0.92 UEF - 50 Gal) - FS Future Baseline 2029 - Marine | PG&E ¦ Marine | PG&E | All | Electric & Gas | Com Electric Storage Water Heater (0.92 UEF - 50 Gal) - FS Future Baseline 2029 | Efficient | 2029 |  | 1 | Conventional | WaterHeat | Com - Lodging | Com | ROB and NEW | 0 | 1000 sqft2 of floor space | 1000 sqft served | 13 | DEER:Indoor_CFL_Ltg | 2517.5113 | 0.14025 | -145.1426 | SWWH031-04 | 164.9749 | 2024 | 97.7373 | 2024 | 0 | 0 | SWWH031-04 | Com Small Gas Water Heaters - Marine ¦ PG&E ¦ Marine | Com Small Gas Water Heaters - Marine | 0.73871 | 0.546 | 0 | CBSA 2019 | 1036.8018 | 2012 | 1 | SWWH031-04
COM-WATERHEAT-FS-10C.5 | Com ¦ Com Electric Storage Water Heater (0.92 UEF - 50 Gal) - FS Future Baseline 2029 - Marine ¦ PG&E ¦ Marine | Com ¦ Com Electric Storage Water Heater (0.92 UEF - 50 Gal) - FS Future Baseline 2029 - Marine | PG&E ¦ Marine | PG&E | All | Electric & Gas | Com Electric Storage Water Heater (0.92 UEF - 50 Gal) - FS Future Baseline 2029 | Efficient | 2029 |  | 1 | Conventional | WaterHeat | Com - Office (Large) | Com | ROB and NEW | 0 | 1000 sqft2 of floor space | 1000 sqft served | 13 | DEER:Indoor_CFL_Ltg | 320.1767 | 0.0079285 | -18.8775 | SWWH031-04 | 53.8656 | 2024 | 31.912 | 2024 | 0 | 0 | SWWH031-04 | Com Small Gas Water Heaters - Marine ¦ PG&E ¦ Marine | Com Small Gas Water Heaters - Marine | 0.46177 | 0.546 | 0 | CBSA 2019 | 52.9309 | 2012 | 1 | SWWH031-04
COM-WATERHEAT-FS-10C.6 | Com ¦ Com Electric Storage Water Heater (0.92 UEF - 50 Gal) - FS Future Baseline 2029 - Marine ¦ PG&E ¦ Marine | Com ¦ Com Electric Storage Water Heater (0.92 UEF - 50 Gal) - FS Future Baseline 2029 - Marine | PG&E ¦ Marine | PG&E | All | Electric & Gas | Com Electric Storage Water Heater (0.92 UEF - 50 Gal) - FS Future Baseline 2029 | Efficient | 2029 |  | 1 | Conventional | WaterHeat | Com - Office (Small) | Com | ROB and NEW | 0 | 1000 sqft2 of floor space | 1000 sqft served | 13 | DEER:Indoor_CFL_Ltg | 294.0814 | 0.0012104 | -17.4709 | SWWH031-04 | 53.8656 | 2024 | 31.912 | 2024 | 0 | 0 | SWWH031-04 | Com Small Gas Water Heaters - Marine ¦ PG&E ¦ Marine | Com Small Gas Water Heaters - Marine | 0.46177 | 0.546 | 0 | CBSA 2019 | 21.1037 | 2012 | 1 | SWWH031-04
COM-WATERHEAT-FS-10C.7 | Com ¦ Com Electric Storage Water Heater (0.92 UEF - 50 Gal) - FS Future Baseline 2029 - Marine ¦ PG&E ¦ Marine | Com ¦ Com Electric Storage Water Heater (0.92 UEF - 50 Gal) - FS Future Baseline 2029 - Marine | PG&E ¦ Marine | PG&E | All | Electric & Gas | Com Electric Storage Water Heater (0.92 UEF - 50 Gal) - FS Future Baseline 2029 | Efficient | 2029 |  | 1 | Conventional | WaterHeat | Com - Other | Com | ROB and NEW | 0 | 1000 sqft2 of floor space | 1000 sqft served | 13 | DEER:Indoor_CFL_Ltg | 3786.8443 | 0.25991 | -220.4145 | SWWH031-04 | 445.4976 | 2024 | 263.9296 | 2024 | 0 | 0 | SWWH031-04 | Com Small Gas Water Heaters - Marine ¦ PG&E ¦ Marine | Com Small Gas Water Heaters - Marine | 0.5433 | 0.546 | 0 | CBSA 2019 | 580.3191 | 2012 | 1 | SWWH031-04
COM-WATERHEAT-FS-10C.8 | Com ¦ Com Electric Storage Water Heater (0.92 UEF - 50 Gal) - FS Future Baseline 2029 - Marine ¦ PG&E ¦ Marine | Com ¦ Com Electric Storage Water Heater (0.92 UEF - 50 Gal) - FS Future Baseline 2029 - Marine | PG&E ¦ Marine | PG&E | All | Electric & Gas | Com Electric Storage Water Heater (0.92 UEF - 50 Gal) - FS Future Baseline 2029 | Efficient | 2029 |  | 1 | Conventional | WaterHeat | Com - Refrig. Warehouse | Com | ROB and NEW | 0 | 1000 sqft2 of floor space | 1000 sqft served | 13 | DEER:Indoor_CFL_Ltg | 326.394 | 0.013196 | -18.9983 | SWWH031-04 | 24.9074 | 2024 | 14.7561 | 2024 | 0 | 0 | SWWH031-04 | Com Small Gas Water Heaters - Marine ¦ PG&E ¦ Marine | Com Small Gas Water Heaters - Marine | 0.22621 | 0.546 | 0 | CBSA 2019 | 8.4316 | 2012 | 1 | SWWH031-04
COM-WATERHEAT-FS-10C.9 | Com ¦ Com Electric Storage Water Heater (0.92 UEF - 50 Gal) - FS Future Baseline 2029 - Marine ¦ PG&E ¦ Marine | Com ¦ Com Electric Storage Water Heater (0.92 UEF - 50 Gal) - FS Future Baseline 2029 - Marine | PG&E ¦ Marine | PG&E | All | Electric & Gas | Com Electric Storage Water Heater (0.92 UEF - 50 Gal) - FS Future Baseline 2029 | Efficient | 2029 |  | 1 | Conventional | WaterHeat | Com - Restaurant | Com | ROB and NEW | 0 | 1000 sqft2 of floor space | 1000 sqft served | 13 | DEER:Indoor_CFL_Ltg | 14159.466 | 1.2774 | -845.4464 | SWWH031-04 | 2333.4416 | 2024 | 1382.4189 | 2024 | 0 | 0 | SWWH031-04 | Com Small Gas Water Heaters - Marine ¦ PG&E ¦ Marine | Com Small Gas Water Heaters - Marine | 0.79319 | 0.546 | 0 | CBSA 2019 | 383.5022 | 2012 | 1 | SWWH031-04
COM-WATERHEAT-FS-10C.10 | Com ¦ Com Electric Storage Water Heater (0.92 UEF - 50 Gal) - FS Future Baseline 2029 - Marine ¦ PG&E ¦ Marine | Com ¦ Com Electric Storage Water Heater (0.92 UEF - 50 Gal) - FS Future Baseline 2029 - Marine | PG&E ¦ Marine | PG&E | All | Electric & Gas | Com Electric Storage Water Heater (0.92 UEF - 50 Gal) - FS Future Baseline 2029 | Efficient | 2029 |  | 1 | Conventional | WaterHeat | Com - Retail | Com | ROB and NEW | 0 | 1000 sqft2 of floor space | 1000 sqft served | 13 | DEER:Indoor_CFL_Ltg | 212.2383 | 0.014902 | -12.4564 | SWWH031-04 | 33.3643 | 2024 | 19.7663 | 2024 | 0 | 0 | SWWH031-04 | Com Small Gas Water Heaters - Marine ¦ PG&E ¦ Marine | Com Small Gas Water Heaters - Marine | 0.40063 | 0.546 | 0 | CBSA 2019 | -13.0145 | 2012 | 1 | SWWH031-04
COM-WATERHEAT-FS-10C.11 | Com ¦ Com Electric Storage Water Heater (0.92 UEF - 50 Gal) - FS Future Baseline 2029 - Marine ¦ PG&E ¦ Marine | Com ¦ Com Electric Storage Water Heater (0.92 UEF - 50 Gal) - FS Future Baseline 2029 - Marine | PG&E ¦ Marine | PG&E | All | Electric & Gas | Com Electric Storage Water Heater (0.92 UEF - 50 Gal) - FS Future Baseline 2029 | Efficient | 2029 |  | 1 | Conventional | WaterHeat | Com - School | Com | ROB and NEW | 0 | 1000 sqft2 of floor space | 1000 sqft served | 13 | DEER:Indoor_CFL_Ltg | 1139.2301 | -4.9998e-05 | -68.9729 | SWWH031-04 | 274.834 | 2024 | 162.822 | 2024 | 0 | 0 | SWWH031-04 | Com Small Gas Water Heaters - Marine ¦ PG&E ¦ Marine | Com Small Gas Water Heaters - Marine | 0.76922 | 0.546 | 0 | CBSA 2019 | -29.9846 | 2012 | 1 | SWWH031-04
COM-WATERHEAT-FS-10C.12 | Com ¦ Com Electric Storage Water Heater (0.92 UEF - 50 Gal) - FS Future Baseline 2029 - Marine ¦ PG&E ¦ Marine | Com ¦ Com Electric Storage Water Heater (0.92 UEF - 50 Gal) - FS Future Baseline 2029 - Marine | PG&E ¦ Marine | PG&E | All | Electric & Gas | Com Electric Storage Water Heater (0.92 UEF - 50 Gal) - FS Future Baseline 2029 | Efficient | 2029 |  | 1 | Conventional | WaterHeat | Com - Warehouse | Com | ROB and NEW | 0 | 1000 sqft2 of floor space | 1000 sqft served | 13 | DEER:Indoor_CFL_Ltg | 34.1969 | 0.00056481 | -2.0025 | SWWH031-04 | 4.9815 | 2024 | 2.9512 | 2024 | 0 | 0 | SWWH031-04 | Com Small Gas Water Heaters - Marine ¦ PG&E ¦ Marine | Com Small Gas Water Heaters - Marine | 0.1976 | 0.546 | 0 | CBSA 2019 | -1.8081 | 2012 | 1 | SWWH031-04
COM-WATERHEAT-FS-10C.13 | Com ¦ Com Electric Storage Water Heater (0.92 UEF - 50 Gal) - FS Future Baseline 2029 - Hot-Dry ¦ PG&E ¦ Hot-Dry | Com ¦ Com Electric Storage Water Heater (0.92 UEF - 50 Gal) - FS Future Baseline 2029 - Hot-Dry | PG&E ¦ Hot-Dry | PG&E | All | Electric & Gas | Com Electric Storage Water Heater (0.92 UEF - 50 Gal) - FS Future Baseline 2029 | Efficient | 2029 |  | 1 | Conventional | WaterHeat | Com - College | Com | ROB and NEW | 0 | 1000 sqft2 of floor space | 1000 sqft served | 13 | DEER:Indoor_CFL_Ltg | 1087.8012 | 0.054693 | -64.1714 | SWWH031-04 | 173.1032 | 2024 | 102.5529 | 2024 | 0 | 0 | SWWH031-04 | Com Small Gas Water Heaters - Hot-Dry ¦ PG&E ¦ Hot-Dry | Com Small Gas Water Heaters - Hot-Dry | 0.74815 | 0.546 | 0 | CBSA 2019 | 129.5523 | 2012 | 1 | SWWH031-04
COM-WATERHEAT-FS-10C.14 | Com ¦ Com Electric Storage Water Heater (0.92 UEF - 50 Gal) - FS Future Baseline 2029 - Hot-Dry ¦ PG&E ¦ Hot-Dry | Com ¦ Com Electric Storage Water Heater (0.92 UEF - 50 Gal) - FS Future Baseline 2029 - Hot-Dry | PG&E ¦ Hot-Dry | PG&E | All | Electric & Gas | Com Electric Storage Water Heater (0.92 UEF - 50 Gal) - FS Future Baseline 2029 | Efficient | 2029 |  | 1 | Conventional | WaterHeat | Com - Grocery | Com | ROB and NEW | 0 | 1000 sqft2 of floor space | 1000 sqft served | 13 | DEER:Indoor_CFL_Ltg | 0 | 0 | 0 | SWWH031-04 | 101.241 | 2024 | 61.7409 | 2024 | 0 | 0 | SWWH031-04 | Com Small Gas Water Heaters - Hot-Dry ¦ PG&E ¦ Hot-Dry | Com Small Gas Water Heaters - Hot-Dry | 0.59609 | 0.546 | 0 | CBSA 2019 | 0 | 2012 | 1 | SWWH031-04
COM-WATERHEAT-FS-10C.15 | Com ¦ Com Electric Storage Water Heater (0.92 UEF - 50 Gal) - FS Future Baseline 2029 - Hot-Dry ¦ PG&E ¦ Hot-Dry | Com ¦ Com Electric Storage Water Heater (0.92 UEF - 50 Gal) - FS Future Baseline 2029 - Hot-Dry | PG&E ¦ Hot-Dry | PG&E | All | Electric & Gas | Com Electric Storage Water Heater (0.92 UEF - 50 Gal) - FS Future Baseline 2029 | Efficient | 2029 |  | 1 | Conventional | WaterHeat | Com - Health | Com | ROB and NEW | 0 | 1000 sqft2 of floor space | 1000 sqft served | 13 | DEER:Indoor_CFL_Ltg | 3109.1936 | 0.15894 | -180.4801 | SWWH031-04 | 262.1943 | 2024 | 155.3338 | 2024 | 0 | 0 | SWWH031-04 | Com Small Gas Water Heaters - Hot-Dry ¦ PG&E ¦ Hot-Dry | Com Small Gas Water Heaters - Hot-Dry | 0.52611 | 0.546 | 0 | CBSA 2019 | 306.3253 | 2012 | 1 | SWWH031-04
COM-WATERHEAT-FS-10C.16 | Com ¦ Com Electric Storage Water Heater (0.92 UEF - 50 Gal) - FS Future Baseline 2029 - Hot-Dry ¦ PG&E ¦ Hot-Dry | Com ¦ Com Electric Storage Water Heater (0.92 UEF - 50 Gal) - FS Future Baseline 2029 - Hot-Dry | PG&E ¦ Hot-Dry | PG&E | All | Electric & Gas | Com Electric Storage Water Heater (0.92 UEF - 50 Gal) - FS Future Baseline 2029 | Efficient | 2029 |  | 1 | Conventional | WaterHeat | Com - Lodging | Com | ROB and NEW | 0 | 1000 sqft2 of floor space | 1000 sqft served | 13 | DEER:Indoor_CFL_Ltg | 2394.8701 | 0.12375 | -137.894 | SWWH031-04 | 164.9749 | 2024 | 97.7373 | 2024 | 0 | 0 | SWWH031-04 | Com Small Gas Water Heaters - Hot-Dry ¦ PG&E ¦ Hot-Dry | Com Small Gas Water Heaters - Hot-Dry | 0.73871 | 0.546 | 0 | CBSA 2019 | 984.5365 | 2012 | 1 | SWWH031-04
COM-WATERHEAT-FS-10C.17 | Com ¦ Com Electric Storage Water Heater (0.92 UEF - 50 Gal) - FS Future Baseline 2029 - Hot-Dry ¦ PG&E ¦ Hot-Dry | Com ¦ Com Electric Storage Water Heater (0.92 UEF - 50 Gal) - FS Future Baseline 2029 - Hot-Dry | PG&E ¦ Hot-Dry | PG&E | All | Electric & Gas | Com Electric Storage Water Heater (0.92 UEF - 50 Gal) - FS Future Baseline 2029 | Efficient | 2029 |  | 1 | Conventional | WaterHeat | Com - Office (Large) | Com | ROB and NEW | 0 | 1000 sqft2 of floor space | 1000 sqft served | 13 | DEER:Indoor_CFL_Ltg | 305.5559 | 0.0069625 | -18.0261 | SWWH031-04 | 53.8656 | 2024 | 31.912 | 2024 | 0 | 0 | SWWH031-04 | Com Small Gas Water Heaters - Hot-Dry ¦ PG&E ¦ Hot-Dry | Com Small Gas Water Heaters - Hot-Dry | 0.46177 | 0.546 | 0 | CBSA 2019 | 50.5619 | 2012 | 1 | SWWH031-04
COM-WATERHEAT-FS-10C.18 | Com ¦ Com Electric Storage Water Heater (0.92 UEF - 50 Gal) - FS Future Baseline 2029 - Hot-Dry ¦ PG&E ¦ Hot-Dry | Com ¦ Com Electric Storage Water Heater (0.92 UEF - 50 Gal) - FS Future Baseline 2029 - Hot-Dry | PG&E ¦ Hot-Dry | PG&E | All | Electric & Gas | Com Electric Storage Water Heater (0.92 UEF - 50 Gal) - FS Future Baseline 2029 | Efficient | 2029 |  | 1 | Conventional | WaterHeat | Com - Office (Small) | Com | ROB and NEW | 0 | 1000 sqft2 of floor space | 1000 sqft served | 13 | DEER:Indoor_CFL_Ltg | 280.9412 | 0.001046 | -16.6196 | SWWH031-04 | 53.8656 | 2024 | 31.912 | 2024 | 0 | 0 | SWWH031-04 | Com Small Gas Water Heaters - Hot-Dry ¦ PG&E ¦ Hot-Dry | Com Small Gas Water Heaters - Hot-Dry | 0.46177 | 0.546 | 0 | CBSA 2019 | 20.0208 | 2012 | 1 | SWWH031-04
COM-WATERHEAT-FS-10C.19 | Com ¦ Com Electric Storage Water Heater (0.92 UEF - 50 Gal) - FS Future Baseline 2029 - Hot-Dry ¦ PG&E ¦ Hot-Dry | Com ¦ Com Electric Storage Water Heater (0.92 UEF - 50 Gal) - FS Future Baseline 2029 - Hot-Dry | PG&E ¦ Hot-Dry | PG&E | All | Electric & Gas | Com Electric Storage Water Heater (0.92 UEF - 50 Gal) - FS Future Baseline 2029 | Efficient | 2029 |  | 1 | Conventional | WaterHeat | Com - Other | Com | ROB and NEW | 0 | 1000 sqft2 of floor space | 1000 sqft served | 13 | DEER:Indoor_CFL_Ltg | 3615.4107 | 0.22776 | -209.6999 | SWWH031-04 | 445.4976 | 2024 | 263.9296 | 2024 | 0 | 0 | SWWH031-04 | Com Small Gas Water Heaters - Hot-Dry ¦ PG&E ¦ Hot-Dry | Com Small Gas Water Heaters - Hot-Dry | 0.5433 | 0.546 | 0 | CBSA 2019 | 550.7124 | 2012 | 1 | SWWH031-04
COM-WATERHEAT-FS-10C.20 | Com ¦ Com Electric Storage Water Heater (0.92 UEF - 50 Gal) - FS Future Baseline 2029 - Hot-Dry ¦ PG&E ¦ Hot-Dry | Com ¦ Com Electric Storage Water Heater (0.92 UEF - 50 Gal) - FS Future Baseline 2029 - Hot-Dry | PG&E ¦ Hot-Dry | PG&E | All | Electric & Gas | Com Electric Storage Water Heater (0.92 UEF - 50 Gal) - FS Future Baseline 2029 | Efficient | 2029 |  | 1 | Conventional | WaterHeat | Com - Refrig. Warehouse | Com | ROB and NEW | 0 | 1000 sqft2 of floor space | 1000 sqft served | 13 | DEER:Indoor_CFL_Ltg | 311.6746 | 0.011604 | -18.1425 | SWWH031-04 | 24.9074 | 2024 | 14.7561 | 2024 | 0 | 0 | SWWH031-04 | Com Small Gas Water Heaters - Hot-Dry ¦ PG&E ¦ Hot-Dry | Com Small Gas Water Heaters - Hot-Dry | 0.22621 | 0.546 | 0 | CBSA 2019 | 8.0521 | 2012 | 1 | SWWH031-04
COM-WATERHEAT-FS-10C.21 | Com ¦ Com Electric Storage Water Heater (0.92 UEF - 50 Gal) - FS Future Baseline 2029 - Hot-Dry ¦ PG&E ¦ Hot-Dry | Com ¦ Com Electric Storage Water Heater (0.92 UEF - 50 Gal) - FS Future Baseline 2029 - Hot-Dry | PG&E ¦ Hot-Dry | PG&E | All | Electric & Gas | Com Electric Storage Water Heater (0.92 UEF - 50 Gal) - FS Future Baseline 2029 | Efficient | 2029 |  | 1 | Conventional | WaterHeat | Com - Restaurant | Com | ROB and NEW | 0 | 1000 sqft2 of floor space | 1000 sqft served | 13 | DEER:Indoor_CFL_Ltg | 13487.427 | 1.1252 | -805.3598 | SWWH031-04 | 2333.4416 | 2024 | 1382.4189 | 2024 | 0 | 0 | SWWH031-04 | Com Small Gas Water Heaters - Hot-Dry ¦ PG&E ¦ Hot-Dry | Com Small Gas Water Heaters - Hot-Dry | 0.79319 | 0.546 | 0 | CBSA 2019 | 365.3305 | 2012 | 1 | SWWH031-04
COM-WATERHEAT-FS-10C.22 | Com ¦ Com Electric Storage Water Heater (0.92 UEF - 50 Gal) - FS Future Baseline 2029 - Hot-Dry ¦ PG&E ¦ Hot-Dry | Com ¦ Com Electric Storage Water Heater (0.92 UEF - 50 Gal) - FS Future Baseline 2029 - Hot-Dry | PG&E ¦ Hot-Dry | PG&E | All | Electric & Gas | Com Electric Storage Water Heater (0.92 UEF - 50 Gal) - FS Future Baseline 2029 | Efficient | 2029 |  | 1 | Conventional | WaterHeat | Com - Retail | Com | ROB and NEW | 0 | 1000 sqft2 of floor space | 1000 sqft served | 13 | DEER:Indoor_CFL_Ltg | 201.9111 | 0.013071 | -11.8499 | SWWH031-04 | 33.3643 | 2024 | 19.7663 | 2024 | 0 | 0 | SWWH031-04 | Com Small Gas Water Heaters - Hot-Dry ¦ PG&E ¦ Hot-Dry | Com Small Gas Water Heaters - Hot-Dry | 0.40063 | 0.546 | 0 | CBSA 2019 | -12.3832 | 2012 | 1 | SWWH031-04
COM-WATERHEAT-FS-10C.23 | Com ¦ Com Electric Storage Water Heater (0.92 UEF - 50 Gal) - FS Future Baseline 2029 - Hot-Dry ¦ PG&E ¦ Hot-Dry | Com ¦ Com Electric Storage Water Heater (0.92 UEF - 50 Gal) - FS Future Baseline 2029 - Hot-Dry | PG&E ¦ Hot-Dry | PG&E | All | Electric & Gas | Com Electric Storage Water Heater (0.92 UEF - 50 Gal) - FS Future Baseline 2029 | Efficient | 2029 |  | 1 | Conventional | WaterHeat | Com - School | Com | ROB and NEW | 0 | 1000 sqft2 of floor space | 1000 sqft served | 13 | DEER:Indoor_CFL_Ltg | 1094.8228 | -7.1702e-05 | -66.0592 | SWWH031-04 | 274.834 | 2024 | 162.822 | 2024 | 0 | 0 | SWWH031-04 | Com Small Gas Water Heaters - Hot-Dry ¦ PG&E ¦ Hot-Dry | Com Small Gas Water Heaters - Hot-Dry | 0.76922 | 0.546 | 0 | CBSA 2019 | -29.3302 | 2012 | 1 | SWWH031-04
COM-WATERHEAT-FS-10C.24 | Com ¦ Com Electric Storage Water Heater (0.92 UEF - 50 Gal) - FS Future Baseline 2029 - Hot-Dry ¦ PG&E ¦ Hot-Dry | Com ¦ Com Electric Storage Water Heater (0.92 UEF - 50 Gal) - FS Future Baseline 2029 - Hot-Dry | PG&E ¦ Hot-Dry | PG&E | All | Electric & Gas | Com Electric Storage Water Heater (0.92 UEF - 50 Gal) - FS Future Baseline 2029 | Efficient | 2029 |  | 1 | Conventional | WaterHeat | Com - Warehouse | Com | ROB and NEW | 0 | 1000 sqft2 of floor space | 1000 sqft served | 13 | DEER:Indoor_CFL_Ltg | 32.5196 | 0.00048985 | -1.8998 | SWWH031-04 | 4.9815 | 2024 | 2.9512 | 2024 | 0 | 0 | SWWH031-04 | Com Small Gas Water Heaters - Hot-Dry ¦ PG&E ¦ Hot-Dry | Com Small Gas Water Heaters - Hot-Dry | 0.1976 | 0.546 | 0 | CBSA 2019 | -1.7382 | 2012 | 1 | SWWH031-04
COM-WATERHEAT-FS-10C.25 | Com ¦ Com Electric Storage Water Heater (0.92 UEF - 50 Gal) - FS Future Baseline 2029 - Cold ¦ PG&E ¦ Cold | Com ¦ Com Electric Storage Water Heater (0.92 UEF - 50 Gal) - FS Future Baseline 2029 - Cold | PG&E ¦ Cold | PG&E | All | Electric & Gas | Com Electric Storage Water Heater (0.92 UEF - 50 Gal) - FS Future Baseline 2029 | Efficient | 2029 |  | 1 | Conventional | WaterHeat | Com - College | Com | ROB and NEW | 0 | 1000 sqft2 of floor space | 1000 sqft served | 13 | DEER:Indoor_CFL_Ltg | 2498.7388 | 0.12009 | -143.1668 | SWWH031-04 | 346.2063 | 2024 | 205.1057 | 2024 | 0 | 0 | SWWH031-04 | Com Small Gas Water Heaters - Cold ¦ PG&E ¦ Cold | Com Small Gas Water Heaters - Cold | 0.74815 | 0.546 | 0 | CBSA 2019 | 283.6077 | 2012 | 1 | SWWH031-04
COM-WATERHEAT-FS-10C.26 | Com ¦ Com Electric Storage Water Heater (0.92 UEF - 50 Gal) - FS Future Baseline 2029 - Cold ¦ PG&E ¦ Cold | Com ¦ Com Electric Storage Water Heater (0.92 UEF - 50 Gal) - FS Future Baseline 2029 - Cold | PG&E ¦ Cold | PG&E | All | Electric & Gas | Com Electric Storage Water Heater (0.92 UEF - 50 Gal) - FS Future Baseline 2029 | Efficient | 2029 |  | 1 | Conventional | WaterHeat | Com - Grocery | Com | ROB and NEW | 0 | 1000 sqft2 of floor space | 1000 sqft served | 13 | DEER:Indoor_CFL_Ltg | 0 | 0 | 0 | SWWH031-04 | 202.482 | 2024 | 123.4818 | 2024 | 0 | 0 | SWWH031-04 | Com Small Gas Water Heaters - Cold ¦ PG&E ¦ Cold | Com Small Gas Water Heaters - Cold | 0.59609 | 0.546 | 0 | CBSA 2019 | 0 | 2012 | 1 | SWWH031-04
COM-WATERHEAT-FS-10C.27 | Com ¦ Com Electric Storage Water Heater (0.92 UEF - 50 Gal) - FS Future Baseline 2029 - Cold ¦ PG&E ¦ Cold | Com ¦ Com Electric Storage Water Heater (0.92 UEF - 50 Gal) - FS Future Baseline 2029 - Cold | PG&E ¦ Cold | PG&E | All | Electric & Gas | Com Electric Storage Water Heater (0.92 UEF - 50 Gal) - FS Future Baseline 2029 | Efficient | 2029 |  | 1 | Conventional | WaterHeat | Com - Health | Com | ROB and NEW | 0 | 1000 sqft2 of floor space | 1000 sqft served | 13 | DEER:Indoor_CFL_Ltg | 7079.7553 | 0.34672 | -403.9298 | SWWH031-04 | 524.3885 | 2024 | 310.6675 | 2024 | 0 | 0 | SWWH031-04 | Com Small Gas Water Heaters - Cold ¦ PG&E ¦ Cold | Com Small Gas Water Heaters - Cold | 0.52611 | 0.546 | 0 | CBSA 2019 | 677.6569 | 2012 | 1 | SWWH031-04
COM-WATERHEAT-FS-10C.28 | Com ¦ Com Electric Storage Water Heater (0.92 UEF - 50 Gal) - FS Future Baseline 2029 - Cold ¦ PG&E ¦ Cold | Com ¦ Com Electric Storage Water Heater (0.92 UEF - 50 Gal) - FS Future Baseline 2029 - Cold | PG&E ¦ Cold | PG&E | All | Electric & Gas | Com Electric Storage Water Heater (0.92 UEF - 50 Gal) - FS Future Baseline 2029 | Efficient | 2029 |  | 1 | Conventional | WaterHeat | Com - Lodging | Com | ROB and NEW | 0 | 1000 sqft2 of floor space | 1000 sqft served | 13 | DEER:Indoor_CFL_Ltg | 5454.957 | 0.26983 | -309.2482 | SWWH031-04 | 329.9498 | 2024 | 195.4747 | 2024 | 0 | 0 | SWWH031-04 | Com Small Gas Water Heaters - Cold ¦ PG&E ¦ Cold | Com Small Gas Water Heaters - Cold | 0.73871 | 0.546 | 0 | CBSA 2019 | 2194.7105 | 2012 | 1 | SWWH031-04
COM-WATERHEAT-FS-10C.29 | Com ¦ Com Electric Storage Water Heater (0.92 UEF - 50 Gal) - FS Future Baseline 2029 - Cold ¦ PG&E ¦ Cold | Com ¦ Com Electric Storage Water Heater (0.92 UEF - 50 Gal) - FS Future Baseline 2029 - Cold | PG&E ¦ Cold | PG&E | All | Electric & Gas | Com Electric Storage Water Heater (0.92 UEF - 50 Gal) - FS Future Baseline 2029 | Efficient | 2029 |  | 1 | Conventional | WaterHeat | Com - Office (Large) | Com | ROB and NEW | 0 | 1000 sqft2 of floor space | 1000 sqft served | 13 | DEER:Indoor_CFL_Ltg | 700.3171 | 0.015124 | -40.346 | SWWH031-04 | 107.7311 | 2024 | 63.824 | 2024 | 0 | 0 | SWWH031-04 | Com Small Gas Water Heaters - Cold ¦ PG&E ¦ Cold | Com Small Gas Water Heaters - Cold | 0.46177 | 0.546 | 0 | CBSA 2019 | 111.5339 | 2012 | 1 | SWWH031-04
COM-WATERHEAT-FS-10C.30 | Com ¦ Com Electric Storage Water Heater (0.92 UEF - 50 Gal) - FS Future Baseline 2029 - Cold ¦ PG&E ¦ Cold | Com ¦ Com Electric Storage Water Heater (0.92 UEF - 50 Gal) - FS Future Baseline 2029 - Cold | PG&E ¦ Cold | PG&E | All | Electric & Gas | Com Electric Storage Water Heater (0.92 UEF - 50 Gal) - FS Future Baseline 2029 | Efficient | 2029 |  | 1 | Conventional | WaterHeat | Com - Office (Small) | Com | ROB and NEW | 0 | 1000 sqft2 of floor space | 1000 sqft served | 13 | DEER:Indoor_CFL_Ltg | 644.0549 | 0.002212 | -37.0146 | SWWH031-04 | 107.7311 | 2024 | 63.824 | 2024 | 0 | 0 | SWWH031-04 | Com Small Gas Water Heaters - Cold ¦ PG&E ¦ Cold | Com Small Gas Water Heaters - Cold | 0.46177 | 0.546 | 0 | CBSA 2019 | 43.7483 | 2012 | 1 | SWWH031-04
COM-WATERHEAT-FS-10C.31 | Com ¦ Com Electric Storage Water Heater (0.92 UEF - 50 Gal) - FS Future Baseline 2029 - Cold ¦ PG&E ¦ Cold | Com ¦ Com Electric Storage Water Heater (0.92 UEF - 50 Gal) - FS Future Baseline 2029 - Cold | PG&E ¦ Cold | PG&E | All | Electric & Gas | Com Electric Storage Water Heater (0.92 UEF - 50 Gal) - FS Future Baseline 2029 | Efficient | 2029 |  | 1 | Conventional | WaterHeat | Com - Other | Com | ROB and NEW | 0 | 1000 sqft2 of floor space | 1000 sqft served | 13 | DEER:Indoor_CFL_Ltg | 8216.5643 | 0.49593 | -468.3809 | SWWH031-04 | 890.9952 | 2024 | 527.8592 | 2024 | 0 | 0 | SWWH031-04 | Com Small Gas Water Heaters - Cold ¦ PG&E ¦ Cold | Com Small Gas Water Heaters - Cold | 0.5433 | 0.546 | 0 | CBSA 2019 | 1214.4589 | 2012 | 1 | SWWH031-04
COM-WATERHEAT-FS-10C.32 | Com ¦ Com Electric Storage Water Heater (0.92 UEF - 50 Gal) - FS Future Baseline 2029 - Cold ¦ PG&E ¦ Cold | Com ¦ Com Electric Storage Water Heater (0.92 UEF - 50 Gal) - FS Future Baseline 2029 - Cold | PG&E ¦ Cold | PG&E | All | Electric & Gas | Com Electric Storage Water Heater (0.92 UEF - 50 Gal) - FS Future Baseline 2029 | Efficient | 2029 |  | 1 | Conventional | WaterHeat | Com - Refrig. Warehouse | Com | ROB and NEW | 0 | 1000 sqft2 of floor space | 1000 sqft served | 13 | DEER:Indoor_CFL_Ltg | 717.1425 | 0.025263 | -40.5639 | SWWH031-04 | 49.8149 | 2024 | 29.5122 | 2024 | 0 | 0 | SWWH031-04 | Com Small Gas Water Heaters - Cold ¦ PG&E ¦ Cold | Com Small Gas Water Heaters - Cold | 0.22621 | 0.546 | 0 | CBSA 2019 | 17.6408 | 2012 | 1 | SWWH031-04
COM-WATERHEAT-FS-10C.33 | Com ¦ Com Electric Storage Water Heater (0.92 UEF - 50 Gal) - FS Future Baseline 2029 - Cold ¦ PG&E ¦ Cold | Com ¦ Com Electric Storage Water Heater (0.92 UEF - 50 Gal) - FS Future Baseline 2029 - Cold | PG&E ¦ Cold | PG&E | All | Electric & Gas | Com Electric Storage Water Heater (0.92 UEF - 50 Gal) - FS Future Baseline 2029 | Efficient | 2029 |  | 1 | Conventional | WaterHeat | Com - Restaurant | Com | ROB and NEW | 0 | 1000 sqft2 of floor space | 1000 sqft served | 13 | DEER:Indoor_CFL_Ltg | 30707.1361 | 2.4691 | -1787.3839 | SWWH031-04 | 4666.8833 | 2024 | 2764.8377 | 2024 | 0 | 0 | SWWH031-04 | Com Small Gas Water Heaters - Cold ¦ PG&E ¦ Cold | Com Small Gas Water Heaters - Cold | 0.79319 | 0.546 | 0 | CBSA 2019 | 797.0512 | 2012 | 1 | SWWH031-04
COM-WATERHEAT-FS-10C.34 | Com ¦ Com Electric Storage Water Heater (0.92 UEF - 50 Gal) - FS Future Baseline 2029 - Cold ¦ PG&E ¦ Cold | Com ¦ Com Electric Storage Water Heater (0.92 UEF - 50 Gal) - FS Future Baseline 2029 - Cold | PG&E ¦ Cold | PG&E | All | Electric & Gas | Com Electric Storage Water Heater (0.92 UEF - 50 Gal) - FS Future Baseline 2029 | Efficient | 2029 |  | 1 | Conventional | WaterHeat | Com - Retail | Com | ROB and NEW | 0 | 1000 sqft2 of floor space | 1000 sqft served | 13 | DEER:Indoor_CFL_Ltg | 457.5881 | 0.028779 | -26.5374 | SWWH031-04 | 66.7285 | 2024 | 39.5325 | 2024 | 0 | 0 | SWWH031-04 | Com Small Gas Water Heaters - Cold ¦ PG&E ¦ Cold | Com Small Gas Water Heaters - Cold | 0.40063 | 0.546 | 0 | CBSA 2019 | -29.6342 | 2012 | 1 | SWWH031-04
COM-WATERHEAT-FS-10C.35 | Com ¦ Com Electric Storage Water Heater (0.92 UEF - 50 Gal) - FS Future Baseline 2029 - Cold ¦ PG&E ¦ Cold | Com ¦ Com Electric Storage Water Heater (0.92 UEF - 50 Gal) - FS Future Baseline 2029 - Cold | PG&E ¦ Cold | PG&E | All | Electric & Gas | Com Electric Storage Water Heater (0.92 UEF - 50 Gal) - FS Future Baseline 2029 | Efficient | 2029 |  | 1 | Conventional | WaterHeat | Com - School | Com | ROB and NEW | 0 | 1000 sqft2 of floor space | 1000 sqft served | 13 | DEER:Indoor_CFL_Ltg | 2526.2015 | -0.00051862 | -147.1997 | SWWH031-04 | 549.668 | 2024 | 325.6441 | 2024 | 0 | 0 | SWWH031-04 | Com Small Gas Water Heaters - Cold ¦ PG&E ¦ Cold | Com Small Gas Water Heaters - Cold | 0.76922 | 0.546 | 0 | CBSA 2019 | -79.6158 | 2012 | 1 | SWWH031-04
COM-WATERHEAT-FS-10C.36 | Com ¦ Com Electric Storage Water Heater (0.92 UEF - 50 Gal) - FS Future Baseline 2029 - Cold ¦ PG&E ¦ Cold | Com ¦ Com Electric Storage Water Heater (0.92 UEF - 50 Gal) - FS Future Baseline 2029 - Cold | PG&E ¦ Cold | PG&E | All | Electric & Gas | Com Electric Storage Water Heater (0.92 UEF - 50 Gal) - FS Future Baseline 2029 | Efficient | 2029 |  | 1 | Conventional | WaterHeat | Com - Warehouse | Com | ROB and NEW | 0 | 1000 sqft2 of floor space | 1000 sqft served | 13 | DEER:Indoor_CFL_Ltg | 75.377 | 0.0010824 | -4.2447 | SWWH031-04 | 9.963 | 2024 | 5.9024 | 2024 | 0 | 0 | SWWH031-04 | Com Small Gas Water Heaters - Cold ¦ PG&E ¦ Cold | Com Small Gas Water Heaters - Cold | 0.1976 | 0.546 | 0 | CBSA 2019 | -4.699 | 2012 | 1 | SWWH031-04
COM-WATERHEAT-FS-10C.37 | Com ¦ Com Electric Storage Water Heater (0.92 UEF - 50 Gal) - FS Future Baseline 2029 - Marine ¦ SCG ¦ Marine | Com ¦ Com Electric Storage Water Heater (0.92 UEF - 50 Gal) - FS Future Baseline 2029 - Marine | SCG ¦ Marine | SCG | All | Electric & Gas | Com Electric Storage Water Heater (0.92 UEF - 50 Gal) - FS Future Baseline 2029 | Efficient | 2029 |  | 1 | Conventional | WaterHeat | Com - College | Com | ROB and NEW | 0 | 1000 sqft2 of floor space | 1000 sqft served | 13 | DEER:Indoor_CFL_Ltg | 2093.7201 | 0.23824 | -123.9986 | SWWH031-04 | 346.2063 | 2024 | 205.1057 | 2024 | 0 | 0 | SWWH031-04 | Com Small Gas Water Heaters - Marine ¦ SCG ¦ Marine | Com Small Gas Water Heaters - Marine | 0.74815 | 0.546 | 0 | CBSA 2019 | 250.9565 | 2012 | 1 | SWWH031-04
COM-WATERHEAT-FS-10C.38 | Com ¦ Com Electric Storage Water Heater (0.92 UEF - 50 Gal) - FS Future Baseline 2029 - Marine ¦ SCG ¦ Marine | Com ¦ Com Electric Storage Water Heater (0.92 UEF - 50 Gal) - FS Future Baseline 2029 - Marine | SCG ¦ Marine | SCG | All | Electric & Gas | Com Electric Storage Water Heater (0.92 UEF - 50 Gal) - FS Future Baseline 2029 | Efficient | 2029 |  | 1 | Conventional | WaterHeat | Com - Grocery | Com | ROB and NEW | 0 | 1000 sqft2 of floor space | 1000 sqft served | 13 | DEER:Indoor_CFL_Ltg | 0 | 0 | 0 | SWWH031-04 | 202.482 | 2024 | 123.4818 | 2024 | 0 | 0 | SWWH031-04 | Com Small Gas Water Heaters - Marine ¦ SCG ¦ Marine | Com Small Gas Water Heaters - Marine | 0.59609 | 0.546 | 0 | CBSA 2019 | 0 | 2012 | 1 | SWWH031-04
COM-WATERHEAT-FS-10C.39 | Com ¦ Com Electric Storage Water Heater (0.92 UEF - 50 Gal) - FS Future Baseline 2029 - Marine ¦ SCG ¦ Marine | Com ¦ Com Electric Storage Water Heater (0.92 UEF - 50 Gal) - FS Future Baseline 2029 - Marine | SCG ¦ Marine | SCG | All | Electric & Gas | Com Electric Storage Water Heater (0.92 UEF - 50 Gal) - FS Future Baseline 2029 | Efficient | 2029 |  | 1 | Conventional | WaterHeat | Com - Health | Com | ROB and NEW | 0 | 1000 sqft2 of floor space | 1000 sqft served | 13 | DEER:Indoor_CFL_Ltg | 6015.6079 | 0.32005 | -350.4213 | SWWH031-04 | 524.3885 | 2024 | 310.6675 | 2024 | 0 | 0 | SWWH031-04 | Com Small Gas Water Heaters - Marine ¦ SCG ¦ Marine | Com Small Gas Water Heaters - Marine | 0.52611 | 0.546 | 0 | CBSA 2019 | 596.1521 | 2012 | 1 | SWWH031-04
COM-WATERHEAT-FS-10C.40 | Com ¦ Com Electric Storage Water Heater (0.92 UEF - 50 Gal) - FS Future Baseline 2029 - Marine ¦ SCG ¦ Marine | Com ¦ Com Electric Storage Water Heater (0.92 UEF - 50 Gal) - FS Future Baseline 2029 - Marine | SCG ¦ Marine | SCG | All | Electric & Gas | Com Electric Storage Water Heater (0.92 UEF - 50 Gal) - FS Future Baseline 2029 | Efficient | 2029 |  | 1 | Conventional | WaterHeat | Com - Lodging | Com | ROB and NEW | 0 | 1000 sqft2 of floor space | 1000 sqft served | 13 | DEER:Indoor_CFL_Ltg | 4637.7613 | 0.24893 | -267.9555 | SWWH031-04 | 329.9498 | 2024 | 195.4747 | 2024 | 0 | 0 | SWWH031-04 | Com Small Gas Water Heaters - Marine ¦ SCG ¦ Marine | Com Small Gas Water Heaters - Marine | 0.73871 | 0.546 | 0 | CBSA 2019 | 1915.6648 | 2012 | 1 | SWWH031-04
COM-WATERHEAT-FS-10C.41 | Com ¦ Com Electric Storage Water Heater (0.92 UEF - 50 Gal) - FS Future Baseline 2029 - Marine ¦ SCG ¦ Marine | Com ¦ Com Electric Storage Water Heater (0.92 UEF - 50 Gal) - FS Future Baseline 2029 - Marine | SCG ¦ Marine | SCG | All | Electric & Gas | Com Electric Storage Water Heater (0.92 UEF - 50 Gal) - FS Future Baseline 2029 | Efficient | 2029 |  | 1 | Conventional | WaterHeat | Com - Office (Large) | Com | ROB and NEW | 0 | 1000 sqft2 of floor space | 1000 sqft served | 13 | DEER:Indoor_CFL_Ltg | 590.0135 | 0.014125 | -35.0899 | SWWH031-04 | 107.7311 | 2024 | 63.824 | 2024 | 0 | 0 | SWWH031-04 | Com Small Gas Water Heaters - Marine ¦ SCG ¦ Marine | Com Small Gas Water Heaters - Marine | 0.46177 | 0.546 | 0 | CBSA 2019 | 98.9003 | 2012 | 1 | SWWH031-04
COM-WATERHEAT-FS-10C.42 | Com ¦ Com Electric Storage Water Heater (0.92 UEF - 50 Gal) - FS Future Baseline 2029 - Marine ¦ SCG ¦ Marine | Com ¦ Com Electric Storage Water Heater (0.92 UEF - 50 Gal) - FS Future Baseline 2029 - Marine | SCG ¦ Marine | SCG | All | Electric & Gas | Com Electric Storage Water Heater (0.92 UEF - 50 Gal) - FS Future Baseline 2029 | Efficient | 2029 |  | 1 | Conventional | WaterHeat | Com - Office (Small) | Com | ROB and NEW | 0 | 1000 sqft2 of floor space | 1000 sqft served | 13 | DEER:Indoor_CFL_Ltg | 542.2646 | 0.0021787 | -32.3508 | SWWH031-04 | 107.7311 | 2024 | 63.824 | 2024 | 0 | 0 | SWWH031-04 | Com Small Gas Water Heaters - Marine ¦ SCG ¦ Marine | Com Small Gas Water Heaters - Marine | 0.46177 | 0.546 | 0 | CBSA 2019 | 39.1823 | 2012 | 1 | SWWH031-04
COM-WATERHEAT-FS-10C.43 | Com ¦ Com Electric Storage Water Heater (0.92 UEF - 50 Gal) - FS Future Baseline 2029 - Marine ¦ SCG ¦ Marine | Com ¦ Com Electric Storage Water Heater (0.92 UEF - 50 Gal) - FS Future Baseline 2029 - Marine | SCG ¦ Marine | SCG | All | Electric & Gas | Com Electric Storage Water Heater (0.92 UEF - 50 Gal) - FS Future Baseline 2029 | Efficient | 2029 |  | 1 | Conventional | WaterHeat | Com - Other | Com | ROB and NEW | 0 | 1000 sqft2 of floor space | 1000 sqft served | 13 | DEER:Indoor_CFL_Ltg | 6979.7938 | 0.46103 | -407.1546 | SWWH031-04 | 890.9952 | 2024 | 527.8592 | 2024 | 0 | 0 | SWWH031-04 | Com Small Gas Water Heaters - Marine ¦ SCG ¦ Marine | Com Small Gas Water Heaters - Marine | 0.5433 | 0.546 | 0 | CBSA 2019 | 1073.6733 | 2012 | 1 | SWWH031-04
COM-WATERHEAT-FS-10C.44 | Com ¦ Com Electric Storage Water Heater (0.92 UEF - 50 Gal) - FS Future Baseline 2029 - Marine ¦ SCG ¦ Marine | Com ¦ Com Electric Storage Water Heater (0.92 UEF - 50 Gal) - FS Future Baseline 2029 - Marine | SCG ¦ Marine | SCG | All | Electric & Gas | Com Electric Storage Water Heater (0.92 UEF - 50 Gal) - FS Future Baseline 2029 | Efficient | 2029 |  | 1 | Conventional | WaterHeat | Com - Refrig. Warehouse | Com | ROB and NEW | 0 | 1000 sqft2 of floor space | 1000 sqft served | 13 | DEER:Indoor_CFL_Ltg | 601.7835 | 0.023414 | -35.0869 | SWWH031-04 | 49.8149 | 2024 | 29.5122 | 2024 | 0 | 0 | SWWH031-04 | Com Small Gas Water Heaters - Marine ¦ SCG ¦ Marine | Com Small Gas Water Heaters - Marine | 0.22621 | 0.546 | 0 | CBSA 2019 | 15.59 | 2012 | 1 | SWWH031-04
COM-WATERHEAT-FS-10C.45 | Com ¦ Com Electric Storage Water Heater (0.92 UEF - 50 Gal) - FS Future Baseline 2029 - Marine ¦ SCG ¦ Marine | Com ¦ Com Electric Storage Water Heater (0.92 UEF - 50 Gal) - FS Future Baseline 2029 - Marine | SCG ¦ Marine | SCG | All | Electric & Gas | Com Electric Storage Water Heater (0.92 UEF - 50 Gal) - FS Future Baseline 2029 | Efficient | 2029 |  | 1 | Conventional | WaterHeat | Com - Restaurant | Com | ROB and NEW | 0 | 1000 sqft2 of floor space | 1000 sqft served | 13 | DEER:Indoor_CFL_Ltg | 26069.3754 | 2.2889 | -1563.1821 | SWWH031-04 | 4666.8833 | 2024 | 2764.8377 | 2024 | 0 | 0 | SWWH031-04 | Com Small Gas Water Heaters - Marine ¦ SCG ¦ Marine | Com Small Gas Water Heaters - Marine | 0.79319 | 0.546 | 0 | CBSA 2019 | 711.0403 | 2012 | 1 | SWWH031-04
COM-WATERHEAT-FS-10C.46 | Com ¦ Com Electric Storage Water Heater (0.92 UEF - 50 Gal) - FS Future Baseline 2029 - Marine ¦ SCG ¦ Marine | Com ¦ Com Electric Storage Water Heater (0.92 UEF - 50 Gal) - FS Future Baseline 2029 - Marine | SCG ¦ Marine | SCG | All | Electric & Gas | Com Electric Storage Water Heater (0.92 UEF - 50 Gal) - FS Future Baseline 2029 | Efficient | 2029 |  | 1 | Conventional | WaterHeat | Com - Retail | Com | ROB and NEW | 0 | 1000 sqft2 of floor space | 1000 sqft served | 13 | DEER:Indoor_CFL_Ltg | 389.4442 | 0.026709 | -23.0667 | SWWH031-04 | 66.7285 | 2024 | 39.5325 | 2024 | 0 | 0 | SWWH031-04 | Com Small Gas Water Heaters - Marine ¦ SCG ¦ Marine | Com Small Gas Water Heaters - Marine | 0.40063 | 0.546 | 0 | CBSA 2019 | -22.8434 | 2012 | 1 | SWWH031-04
COM-WATERHEAT-FS-10C.47 | Com ¦ Com Electric Storage Water Heater (0.92 UEF - 50 Gal) - FS Future Baseline 2029 - Marine ¦ SCG ¦ Marine | Com ¦ Com Electric Storage Water Heater (0.92 UEF - 50 Gal) - FS Future Baseline 2029 - Marine | SCG ¦ Marine | SCG | All | Electric & Gas | Com Electric Storage Water Heater (0.92 UEF - 50 Gal) - FS Future Baseline 2029 | Efficient | 2029 |  | 1 | Conventional | WaterHeat | Com - School | Com | ROB and NEW | 0 | 1000 sqft2 of floor space | 1000 sqft served | 13 | DEER:Indoor_CFL_Ltg | 2103.633 | 0.067536 | -127.9363 | SWWH031-04 | 549.668 | 2024 | 325.6441 | 2024 | 0 | 0 | SWWH031-04 | Com Small Gas Water Heaters - Marine ¦ SCG ¦ Marine | Com Small Gas Water Heaters - Marine | 0.76922 | 0.546 | 0 | CBSA 2019 | -54.0535 | 2012 | 1 | SWWH031-04
COM-WATERHEAT-FS-10C.48 | Com ¦ Com Electric Storage Water Heater (0.92 UEF - 50 Gal) - FS Future Baseline 2029 - Marine ¦ SCG ¦ Marine | Com ¦ Com Electric Storage Water Heater (0.92 UEF - 50 Gal) - FS Future Baseline 2029 - Marine | SCG ¦ Marine | SCG | All | Electric & Gas | Com Electric Storage Water Heater (0.92 UEF - 50 Gal) - FS Future Baseline 2029 | Efficient | 2029 |  | 1 | Conventional | WaterHeat | Com - Warehouse | Com | ROB and NEW | 0 | 1000 sqft2 of floor space | 1000 sqft served | 13 | DEER:Indoor_CFL_Ltg | 62.9168 | 0.0010187 | -3.697 | SWWH031-04 | 9.963 | 2024 | 5.9024 | 2024 | 0 | 0 | SWWH031-04 | Com Small Gas Water Heaters - Marine ¦ SCG ¦ Marine | Com Small Gas Water Heaters - Marine | 0.1976 | 0.546 | 0 | CBSA 2019 | -3.2732 | 2012 | 1 | SWWH031-04
COM-WATERHEAT-FS-10C.49 | Com ¦ Com Electric Storage Water Heater (0.92 UEF - 50 Gal) - FS Future Baseline 2029 - Hot-Dry ¦ SCG ¦ Hot-Dry | Com ¦ Com Electric Storage Water Heater (0.92 UEF - 50 Gal) - FS Future Baseline 2029 - Hot-Dry | SCG ¦ Hot-Dry | SCG | All | Electric & Gas | Com Electric Storage Water Heater (0.92 UEF - 50 Gal) - FS Future Baseline 2029 | Efficient | 2029 |  | 1 | Conventional | WaterHeat | Com - College | Com | ROB and NEW | 0 | 1000 sqft2 of floor space | 1000 sqft served | 13 | DEER:Indoor_CFL_Ltg | 1037.5321 | 0.10689 | -60.8662 | SWWH031-04 | 173.1032 | 2024 | 102.5529 | 2024 | 0 | 0 | SWWH031-04 | Com Small Gas Water Heaters - Hot-Dry ¦ SCG ¦ Hot-Dry | Com Small Gas Water Heaters - Hot-Dry | 0.74815 | 0.546 | 0 | CBSA 2019 | 122.4449 | 2012 | 1 | SWWH031-04
COM-WATERHEAT-FS-10C.50 | Com ¦ Com Electric Storage Water Heater (0.92 UEF - 50 Gal) - FS Future Baseline 2029 - Hot-Dry ¦ SCG ¦ Hot-Dry | Com ¦ Com Electric Storage Water Heater (0.92 UEF - 50 Gal) - FS Future Baseline 2029 - Hot-Dry | SCG ¦ Hot-Dry | SCG | All | Electric & Gas | Com Electric Storage Water Heater (0.92 UEF - 50 Gal) - FS Future Baseline 2029 | Efficient | 2029 |  | 1 | Conventional | WaterHeat | Com - Grocery | Com | ROB and NEW | 0 | 1000 sqft2 of floor space | 1000 sqft served | 13 | DEER:Indoor_CFL_Ltg | 0 | 0 | 0 | SWWH031-04 | 101.241 | 2024 | 61.7409 | 2024 | 0 | 0 | SWWH031-04 | Com Small Gas Water Heaters - Hot-Dry ¦ SCG ¦ Hot-Dry | Com Small Gas Water Heaters - Hot-Dry | 0.59609 | 0.546 | 0 | CBSA 2019 | 0 | 2012 | 1 | SWWH031-04
COM-WATERHEAT-FS-10C.51 | Com ¦ Com Electric Storage Water Heater (0.92 UEF - 50 Gal) - FS Future Baseline 2029 - Hot-Dry ¦ SCG ¦ Hot-Dry | Com ¦ Com Electric Storage Water Heater (0.92 UEF - 50 Gal) - FS Future Baseline 2029 - Hot-Dry | SCG ¦ Hot-Dry | SCG | All | Electric & Gas | Com Electric Storage Water Heater (0.92 UEF - 50 Gal) - FS Future Baseline 2029 | Efficient | 2029 |  | 1 | Conventional | WaterHeat | Com - Health | Com | ROB and NEW | 0 | 1000 sqft2 of floor space | 1000 sqft served | 13 | DEER:Indoor_CFL_Ltg | 2965.6486 | 0.14484 | -171.6072 | SWWH031-04 | 262.1943 | 2024 | 155.3338 | 2024 | 0 | 0 | SWWH031-04 | Com Small Gas Water Heaters - Hot-Dry ¦ SCG ¦ Hot-Dry | Com Small Gas Water Heaters - Hot-Dry | 0.52611 | 0.546 | 0 | CBSA 2019 | 290.6564 | 2012 | 1 | SWWH031-04
COM-WATERHEAT-FS-10C.52 | Com ¦ Com Electric Storage Water Heater (0.92 UEF - 50 Gal) - FS Future Baseline 2029 - Hot-Dry ¦ SCG ¦ Hot-Dry | Com ¦ Com Electric Storage Water Heater (0.92 UEF - 50 Gal) - FS Future Baseline 2029 - Hot-Dry | SCG ¦ Hot-Dry | SCG | All | Electric & Gas | Com Electric Storage Water Heater (0.92 UEF - 50 Gal) - FS Future Baseline 2029 | Efficient | 2029 |  | 1 | Conventional | WaterHeat | Com - Lodging | Com | ROB and NEW | 0 | 1000 sqft2 of floor space | 1000 sqft served | 13 | DEER:Indoor_CFL_Ltg | 2286.4512 | 0.11263 | -131.1951 | SWWH031-04 | 164.9749 | 2024 | 97.7373 | 2024 | 0 | 0 | SWWH031-04 | Com Small Gas Water Heaters - Hot-Dry ¦ SCG ¦ Hot-Dry | Com Small Gas Water Heaters - Hot-Dry | 0.73871 | 0.546 | 0 | CBSA 2019 | 935.4583 | 2012 | 1 | SWWH031-04
COM-WATERHEAT-FS-10C.53 | Com ¦ Com Electric Storage Water Heater (0.92 UEF - 50 Gal) - FS Future Baseline 2029 - Hot-Dry ¦ SCG ¦ Hot-Dry | Com ¦ Com Electric Storage Water Heater (0.92 UEF - 50 Gal) - FS Future Baseline 2029 - Hot-Dry | SCG ¦ Hot-Dry | SCG | All | Electric & Gas | Com Electric Storage Water Heater (0.92 UEF - 50 Gal) - FS Future Baseline 2029 | Efficient | 2029 |  | 1 | Conventional | WaterHeat | Com - Office (Large) | Com | ROB and NEW | 0 | 1000 sqft2 of floor space | 1000 sqft served | 13 | DEER:Indoor_CFL_Ltg | 290.9351 | 0.0063628 | -17.2118 | SWWH031-04 | 53.8656 | 2024 | 31.912 | 2024 | 0 | 0 | SWWH031-04 | Com Small Gas Water Heaters - Hot-Dry ¦ SCG ¦ Hot-Dry | Com Small Gas Water Heaters - Hot-Dry | 0.46177 | 0.546 | 0 | CBSA 2019 | 48.3591 | 2012 | 1 | SWWH031-04
COM-WATERHEAT-FS-10C.54 | Com ¦ Com Electric Storage Water Heater (0.92 UEF - 50 Gal) - FS Future Baseline 2029 - Hot-Dry ¦ SCG ¦ Hot-Dry | Com ¦ Com Electric Storage Water Heater (0.92 UEF - 50 Gal) - FS Future Baseline 2029 - Hot-Dry | SCG ¦ Hot-Dry | SCG | All | Electric & Gas | Com Electric Storage Water Heater (0.92 UEF - 50 Gal) - FS Future Baseline 2029 | Efficient | 2029 |  | 1 | Conventional | WaterHeat | Com - Office (Small) | Com | ROB and NEW | 0 | 1000 sqft2 of floor space | 1000 sqft served | 13 | DEER:Indoor_CFL_Ltg | 267.986 | 0.00095831 | -15.8608 | SWWH031-04 | 53.8656 | 2024 | 31.912 | 2024 | 0 | 0 | SWWH031-04 | Com Small Gas Water Heaters - Hot-Dry ¦ SCG ¦ Hot-Dry | Com Small Gas Water Heaters - Hot-Dry | 0.46177 | 0.546 | 0 | CBSA 2019 | 19.1126 | 2012 | 1 | SWWH031-04
COM-WATERHEAT-FS-10C.55 | Com ¦ Com Electric Storage Water Heater (0.92 UEF - 50 Gal) - FS Future Baseline 2029 - Hot-Dry ¦ SCG ¦ Hot-Dry | Com ¦ Com Electric Storage Water Heater (0.92 UEF - 50 Gal) - FS Future Baseline 2029 - Hot-Dry | SCG ¦ Hot-Dry | SCG | All | Electric & Gas | Com Electric Storage Water Heater (0.92 UEF - 50 Gal) - FS Future Baseline 2029 | Efficient | 2029 |  | 1 | Conventional | WaterHeat | Com - Other | Com | ROB and NEW | 0 | 1000 sqft2 of floor space | 1000 sqft served | 13 | DEER:Indoor_CFL_Ltg | 3447.0385 | 0.20848 | -200.516 | SWWH031-04 | 445.4976 | 2024 | 263.9296 | 2024 | 0 | 0 | SWWH031-04 | Com Small Gas Water Heaters - Hot-Dry ¦ SCG ¦ Hot-Dry | Com Small Gas Water Heaters - Hot-Dry | 0.5433 | 0.546 | 0 | CBSA 2019 | 527.7015 | 2012 | 1 | SWWH031-04
COM-WATERHEAT-FS-10C.56 | Com ¦ Com Electric Storage Water Heater (0.92 UEF - 50 Gal) - FS Future Baseline 2029 - Hot-Dry ¦ SCG ¦ Hot-Dry | Com ¦ Com Electric Storage Water Heater (0.92 UEF - 50 Gal) - FS Future Baseline 2029 - Hot-Dry | SCG ¦ Hot-Dry | SCG | All | Electric & Gas | Com Electric Storage Water Heater (0.92 UEF - 50 Gal) - FS Future Baseline 2029 | Efficient | 2029 |  | 1 | Conventional | WaterHeat | Com - Refrig. Warehouse | Com | ROB and NEW | 0 | 1000 sqft2 of floor space | 1000 sqft served | 13 | DEER:Indoor_CFL_Ltg | 296.9552 | 0.010577 | -17.2011 | SWWH031-04 | 24.9074 | 2024 | 14.7561 | 2024 | 0 | 0 | SWWH031-04 | Com Small Gas Water Heaters - Hot-Dry ¦ SCG ¦ Hot-Dry | Com Small Gas Water Heaters - Hot-Dry | 0.22621 | 0.546 | 0 | CBSA 2019 | 7.6084 | 2012 | 1 | SWWH031-04
COM-WATERHEAT-FS-10C.57 | Com ¦ Com Electric Storage Water Heater (0.92 UEF - 50 Gal) - FS Future Baseline 2029 - Hot-Dry ¦ SCG ¦ Hot-Dry | Com ¦ Com Electric Storage Water Heater (0.92 UEF - 50 Gal) - FS Future Baseline 2029 - Hot-Dry | SCG ¦ Hot-Dry | SCG | All | Electric & Gas | Com Electric Storage Water Heater (0.92 UEF - 50 Gal) - FS Future Baseline 2029 | Efficient | 2029 |  | 1 | Conventional | WaterHeat | Com - Restaurant | Com | ROB and NEW | 0 | 1000 sqft2 of floor space | 1000 sqft served | 13 | DEER:Indoor_CFL_Ltg | 12865.6159 | 1.0211 | -766.4289 | SWWH031-04 | 2333.4416 | 2024 | 1382.4189 | 2024 | 0 | 0 | SWWH031-04 | Com Small Gas Water Heaters - Hot-Dry ¦ SCG ¦ Hot-Dry | Com Small Gas Water Heaters - Hot-Dry | 0.79319 | 0.546 | 0 | CBSA 2019 | 347.1344 | 2012 | 1 | SWWH031-04
COM-WATERHEAT-FS-10C.58 | Com ¦ Com Electric Storage Water Heater (0.92 UEF - 50 Gal) - FS Future Baseline 2029 - Hot-Dry ¦ SCG ¦ Hot-Dry | Com ¦ Com Electric Storage Water Heater (0.92 UEF - 50 Gal) - FS Future Baseline 2029 - Hot-Dry | SCG ¦ Hot-Dry | SCG | All | Electric & Gas | Com Electric Storage Water Heater (0.92 UEF - 50 Gal) - FS Future Baseline 2029 | Efficient | 2029 |  | 1 | Conventional | WaterHeat | Com - Retail | Com | ROB and NEW | 0 | 1000 sqft2 of floor space | 1000 sqft served | 13 | DEER:Indoor_CFL_Ltg | 192.4342 | 0.011905 | -11.3033 | SWWH031-04 | 33.3643 | 2024 | 19.7663 | 2024 | 0 | 0 | SWWH031-04 | Com Small Gas Water Heaters - Hot-Dry ¦ SCG ¦ Hot-Dry | Com Small Gas Water Heaters - Hot-Dry | 0.40063 | 0.546 | 0 | CBSA 2019 | -11.7544 | 2012 | 1 | SWWH031-04
COM-WATERHEAT-FS-10C.59 | Com ¦ Com Electric Storage Water Heater (0.92 UEF - 50 Gal) - FS Future Baseline 2029 - Hot-Dry ¦ SCG ¦ Hot-Dry | Com ¦ Com Electric Storage Water Heater (0.92 UEF - 50 Gal) - FS Future Baseline 2029 - Hot-Dry | SCG ¦ Hot-Dry | SCG | All | Electric & Gas | Com Electric Storage Water Heater (0.92 UEF - 50 Gal) - FS Future Baseline 2029 | Efficient | 2029 |  | 1 | Conventional | WaterHeat | Com - School | Com | ROB and NEW | 0 | 1000 sqft2 of floor space | 1000 sqft served | 13 | DEER:Indoor_CFL_Ltg | 1042.4538 | 0.029802 | -62.9294 | SWWH031-04 | 274.834 | 2024 | 162.822 | 2024 | 0 | 0 | SWWH031-04 | Com Small Gas Water Heaters - Hot-Dry ¦ SCG ¦ Hot-Dry | Com Small Gas Water Heaters - Hot-Dry | 0.76922 | 0.546 | 0 | CBSA 2019 | -27.8584 | 2012 | 1 | SWWH031-04
COM-WATERHEAT-FS-10C.60 | Com ¦ Com Electric Storage Water Heater (0.92 UEF - 50 Gal) - FS Future Baseline 2029 - Hot-Dry ¦ SCG ¦ Hot-Dry | Com ¦ Com Electric Storage Water Heater (0.92 UEF - 50 Gal) - FS Future Baseline 2029 - Hot-Dry | SCG ¦ Hot-Dry | SCG | All | Electric & Gas | Com Electric Storage Water Heater (0.92 UEF - 50 Gal) - FS Future Baseline 2029 | Efficient | 2029 |  | 1 | Conventional | WaterHeat | Com - Warehouse | Com | ROB and NEW | 0 | 1000 sqft2 of floor space | 1000 sqft served | 13 | DEER:Indoor_CFL_Ltg | 30.9107 | 0.0004498 | -1.8143 | SWWH031-04 | 4.9815 | 2024 | 2.9512 | 2024 | 0 | 0 | SWWH031-04 | Com Small Gas Water Heaters - Hot-Dry ¦ SCG ¦ Hot-Dry | Com Small Gas Water Heaters - Hot-Dry | 0.1976 | 0.546 | 0 | CBSA 2019 | -1.6168 | 2012 | 1 | SWWH031-04
COM-WATERHEAT-FS-10C.61 | Com ¦ Com Electric Storage Water Heater (0.92 UEF - 50 Gal) - FS Future Baseline 2029 - Cold ¦ SCG ¦ Cold | Com ¦ Com Electric Storage Water Heater (0.92 UEF - 50 Gal) - FS Future Baseline 2029 - Cold | SCG ¦ Cold | SCG | All | Electric & Gas | Com Electric Storage Water Heater (0.92 UEF - 50 Gal) - FS Future Baseline 2029 | Efficient | 2029 |  | 1 | Conventional | WaterHeat | Com - College | Com | ROB and NEW | 0 | 1000 sqft2 of floor space | 1000 sqft served | 13 | DEER:Indoor_CFL_Ltg | 2498.7388 | 0.12009 | -143.1668 | SWWH031-04 | 346.2063 | 2024 | 205.1057 | 2024 | 0 | 0 | SWWH031-04 | Com Small Gas Water Heaters - Cold ¦ SCG ¦ Cold | Com Small Gas Water Heaters - Cold | 0.74815 | 0.546 | 0 | CBSA 2019 | 283.6077 | 2012 | 1 | SWWH031-04
COM-WATERHEAT-FS-10C.62 | Com ¦ Com Electric Storage Water Heater (0.92 UEF - 50 Gal) - FS Future Baseline 2029 - Cold ¦ SCG ¦ Cold | Com ¦ Com Electric Storage Water Heater (0.92 UEF - 50 Gal) - FS Future Baseline 2029 - Cold | SCG ¦ Cold | SCG | All | Electric & Gas | Com Electric Storage Water Heater (0.92 UEF - 50 Gal) - FS Future Baseline 2029 | Efficient | 2029 |  | 1 | Conventional | WaterHeat | Com - Grocery | Com | ROB and NEW | 0 | 1000 sqft2 of floor space | 1000 sqft served | 13 | DEER:Indoor_CFL_Ltg | 0 | 0 | 0 | SWWH031-04 | 202.482 | 2024 | 123.4818 | 2024 | 0 | 0 | SWWH031-04 | Com Small Gas Water Heaters - Cold ¦ SCG ¦ Cold | Com Small Gas Water Heaters - Cold | 0.59609 | 0.546 | 0 | CBSA 2019 | 0 | 2012 | 1 | SWWH031-04
COM-WATERHEAT-FS-10C.63 | Com ¦ Com Electric Storage Water Heater (0.92 UEF - 50 Gal) - FS Future Baseline 2029 - Cold ¦ SCG ¦ Cold | Com ¦ Com Electric Storage Water Heater (0.92 UEF - 50 Gal) - FS Future Baseline 2029 - Cold | SCG ¦ Cold | SCG | All | Electric & Gas | Com Electric Storage Water Heater (0.92 UEF - 50 Gal) - FS Future Baseline 2029 | Efficient | 2029 |  | 1 | Conventional | WaterHeat | Com - Health | Com | ROB and NEW | 0 | 1000 sqft2 of floor space | 1000 sqft served | 13 | DEER:Indoor_CFL_Ltg | 7079.7553 | 0.34672 | -403.9298 | SWWH031-04 | 524.3885 | 2024 | 310.6675 | 2024 | 0 | 0 | SWWH031-04 | Com Small Gas Water Heaters - Cold ¦ SCG ¦ Cold | Com Small Gas Water Heaters - Cold | 0.52611 | 0.546 | 0 | CBSA 2019 | 677.6569 | 2012 | 1 | SWWH031-04
COM-WATERHEAT-FS-10C.64 | Com ¦ Com Electric Storage Water Heater (0.92 UEF - 50 Gal) - FS Future Baseline 2029 - Cold ¦ SCG ¦ Cold | Com ¦ Com Electric Storage Water Heater (0.92 UEF - 50 Gal) - FS Future Baseline 2029 - Cold | SCG ¦ Cold | SCG | All | Electric & Gas | Com Electric Storage Water Heater (0.92 UEF - 50 Gal) - FS Future Baseline 2029 | Efficient | 2029 |  | 1 | Conventional | WaterHeat | Com - Lodging | Com | ROB and NEW | 0 | 1000 sqft2 of floor space | 1000 sqft served | 13 | DEER:Indoor_CFL_Ltg | 5454.957 | 0.26983 | -309.2482 | SWWH031-04 | 329.9498 | 2024 | 195.4747 | 2024 | 0 | 0 | SWWH031-04 | Com Small Gas Water Heaters - Cold ¦ SCG ¦ Cold | Com Small Gas Water Heaters - Cold | 0.73871 | 0.546 | 0 | CBSA 2019 | 2194.7105 | 2012 | 1 | SWWH031-04
COM-WATERHEAT-FS-10C.65 | Com ¦ Com Electric Storage Water Heater (0.92 UEF - 50 Gal) - FS Future Baseline 2029 - Cold ¦ SCG ¦ Cold | Com ¦ Com Electric Storage Water Heater (0.92 UEF - 50 Gal) - FS Future Baseline 2029 - Cold | SCG ¦ Cold | SCG | All | Electric & Gas | Com Electric Storage Water Heater (0.92 UEF - 50 Gal) - FS Future Baseline 2029 | Efficient | 2029 |  | 1 | Conventional | WaterHeat | Com - Office (Large) | Com | ROB and NEW | 0 | 1000 sqft2 of floor space | 1000 sqft served | 13 | DEER:Indoor_CFL_Ltg | 700.3171 | 0.015124 | -40.346 | SWWH031-04 | 107.7311 | 2024 | 63.824 | 2024 | 0 | 0 | SWWH031-04 | Com Small Gas Water Heaters - Cold ¦ SCG ¦ Cold | Com Small Gas Water Heaters - Cold | 0.46177 | 0.546 | 0 | CBSA 2019 | 111.5339 | 2012 | 1 | SWWH031-04
COM-WATERHEAT-FS-10C.66 | Com ¦ Com Electric Storage Water Heater (0.92 UEF - 50 Gal) - FS Future Baseline 2029 - Cold ¦ SCG ¦ Cold | Com ¦ Com Electric Storage Water Heater (0.92 UEF - 50 Gal) - FS Future Baseline 2029 - Cold | SCG ¦ Cold | SCG | All | Electric & Gas | Com Electric Storage Water Heater (0.92 UEF - 50 Gal) - FS Future Baseline 2029 | Efficient | 2029 |  | 1 | Conventional | WaterHeat | Com - Office (Small) | Com | ROB and NEW | 0 | 1000 sqft2 of floor space | 1000 sqft served | 13 | DEER:Indoor_CFL_Ltg | 644.0549 | 0.002212 | -37.0146 | SWWH031-04 | 107.7311 | 2024 | 63.824 | 2024 | 0 | 0 | SWWH031-04 | Com Small Gas Water Heaters - Cold ¦ SCG ¦ Cold | Com Small Gas Water Heaters - Cold | 0.46177 | 0.546 | 0 | CBSA 2019 | 43.7483 | 2012 | 1 | SWWH031-04
COM-WATERHEAT-FS-10C.67 | Com ¦ Com Electric Storage Water Heater (0.92 UEF - 50 Gal) - FS Future Baseline 2029 - Cold ¦ SCG ¦ Cold | Com ¦ Com Electric Storage Water Heater (0.92 UEF - 50 Gal) - FS Future Baseline 2029 - Cold | SCG ¦ Cold | SCG | All | Electric & Gas | Com Electric Storage Water Heater (0.92 UEF - 50 Gal) - FS Future Baseline 2029 | Efficient | 2029 |  | 1 | Conventional | WaterHeat | Com - Other | Com | ROB and NEW | 0 | 1000 sqft2 of floor space | 1000 sqft served | 13 | DEER:Indoor_CFL_Ltg | 8216.5643 | 0.49593 | -468.3809 | SWWH031-04 | 890.9952 | 2024 | 527.8592 | 2024 | 0 | 0 | SWWH031-04 | Com Small Gas Water Heaters - Cold ¦ SCG ¦ Cold | Com Small Gas Water Heaters - Cold | 0.5433 | 0.546 | 0 | CBSA 2019 | 1214.4589 | 2012 | 1 | SWWH031-04
COM-WATERHEAT-FS-10C.68 | Com ¦ Com Electric Storage Water Heater (0.92 UEF - 50 Gal) - FS Future Baseline 2029 - Cold ¦ SCG ¦ Cold | Com ¦ Com Electric Storage Water Heater (0.92 UEF - 50 Gal) - FS Future Baseline 2029 - Cold | SCG ¦ Cold | SCG | All | Electric & Gas | Com Electric Storage Water Heater (0.92 UEF - 50 Gal) - FS Future Baseline 2029 | Efficient | 2029 |  | 1 | Conventional | WaterHeat | Com - Refrig. Warehouse | Com | ROB and NEW | 0 | 1000 sqft2 of floor space | 1000 sqft served | 13 | DEER:Indoor_CFL_Ltg | 717.1425 | 0.025263 | -40.5639 | SWWH031-04 | 49.8149 | 2024 | 29.5122 | 2024 | 0 | 0 | SWWH031-04 | Com Small Gas Water Heaters - Cold ¦ SCG ¦ Cold | Com Small Gas Water Heaters - Cold | 0.22621 | 0.546 | 0 | CBSA 2019 | 17.6408 | 2012 | 1 | SWWH031-04
COM-WATERHEAT-FS-10C.69 | Com ¦ Com Electric Storage Water Heater (0.92 UEF - 50 Gal) - FS Future Baseline 2029 - Cold ¦ SCG ¦ Cold | Com ¦ Com Electric Storage Water Heater (0.92 UEF - 50 Gal) - FS Future Baseline 2029 - Cold | SCG ¦ Cold | SCG | All | Electric & Gas | Com Electric Storage Water Heater (0.92 UEF - 50 Gal) - FS Future Baseline 2029 | Efficient | 2029 |  | 1 | Conventional | WaterHeat | Com - Restaurant | Com | ROB and NEW | 0 | 1000 sqft2 of floor space | 1000 sqft served | 13 | DEER:Indoor_CFL_Ltg | 30707.1361 | 2.4691 | -1787.3839 | SWWH031-04 | 4666.8833 | 2024 | 2764.8377 | 2024 | 0 | 0 | SWWH031-04 | Com Small Gas Water Heaters - Cold ¦ SCG ¦ Cold | Com Small Gas Water Heaters - Cold | 0.79319 | 0.546 | 0 | CBSA 2019 | 797.0512 | 2012 | 1 | SWWH031-04
COM-WATERHEAT-FS-10C.70 | Com ¦ Com Electric Storage Water Heater (0.92 UEF - 50 Gal) - FS Future Baseline 2029 - Cold ¦ SCG ¦ Cold | Com ¦ Com Electric Storage Water Heater (0.92 UEF - 50 Gal) - FS Future Baseline 2029 - Cold | SCG ¦ Cold | SCG | All | Electric & Gas | Com Electric Storage Water Heater (0.92 UEF - 50 Gal) - FS Future Baseline 2029 | Efficient | 2029 |  | 1 | Conventional | WaterHeat | Com - Retail | Com | ROB and NEW | 0 | 1000 sqft2 of floor space | 1000 sqft served | 13 | DEER:Indoor_CFL_Ltg | 457.5881 | 0.028779 | -26.5374 | SWWH031-04 | 66.7285 | 2024 | 39.5325 | 2024 | 0 | 0 | SWWH031-04 | Com Small Gas Water Heaters - Cold ¦ SCG ¦ Cold | Com Small Gas Water Heaters - Cold | 0.40063 | 0.546 | 0 | CBSA 2019 | -29.6342 | 2012 | 1 | SWWH031-04
COM-WATERHEAT-FS-10C.71 | Com ¦ Com Electric Storage Water Heater (0.92 UEF - 50 Gal) - FS Future Baseline 2029 - Cold ¦ SCG ¦ Cold | Com ¦ Com Electric Storage Water Heater (0.92 UEF - 50 Gal) - FS Future Baseline 2029 - Cold | SCG ¦ Cold | SCG | All | Electric & Gas | Com Electric Storage Water Heater (0.92 UEF - 50 Gal) - FS Future Baseline 2029 | Efficient | 2029 |  | 1 | Conventional | WaterHeat | Com - School | Com | ROB and NEW | 0 | 1000 sqft2 of floor space | 1000 sqft served | 13 | DEER:Indoor_CFL_Ltg | 2526.2015 | -0.00051862 | -147.1997 | SWWH031-04 | 549.668 | 2024 | 325.6441 | 2024 | 0 | 0 | SWWH031-04 | Com Small Gas Water Heaters - Cold ¦ SCG ¦ Cold | Com Small Gas Water Heaters - Cold | 0.76922 | 0.546 | 0 | CBSA 2019 | -79.6158 | 2012 | 1 | SWWH031-04
COM-WATERHEAT-FS-10C.72 | Com ¦ Com Electric Storage Water Heater (0.92 UEF - 50 Gal) - FS Future Baseline 2029 - Cold ¦ SCG ¦ Cold | Com ¦ Com Electric Storage Water Heater (0.92 UEF - 50 Gal) - FS Future Baseline 2029 - Cold | SCG ¦ Cold | SCG | All | Electric & Gas | Com Electric Storage Water Heater (0.92 UEF - 50 Gal) - FS Future Baseline 2029 | Efficient | 2029 |  | 1 | Conventional | WaterHeat | Com - Warehouse | Com | ROB and NEW | 0 | 1000 sqft2 of floor space | 1000 sqft served | 13 | DEER:Indoor_CFL_Ltg | 75.377 | 0.0010824 | -4.2447 | SWWH031-04 | 9.963 | 2024 | 5.9024 | 2024 | 0 | 0 | SWWH031-04 | Com Small Gas Water Heaters - Cold ¦ SCG ¦ Cold | Com Small Gas Water Heaters - Cold | 0.1976 | 0.546 | 0 | CBSA 2019 | -4.699 | 2012 | 1 | SWWH031-04
COM-WATERHEAT-FS-10C.73 | Com ¦ Com Electric Storage Water Heater (0.92 UEF - 50 Gal) - FS Future Baseline 2029 - Marine ¦ SDG&E ¦ Marine | Com ¦ Com Electric Storage Water Heater (0.92 UEF - 50 Gal) - FS Future Baseline 2029 - Marine | SDG&E ¦ Marine | SDG&E | All | Electric & Gas | Com Electric Storage Water Heater (0.92 UEF - 50 Gal) - FS Future Baseline 2029 | Efficient | 2029 |  | 1 | Conventional | WaterHeat | Com - College | Com | ROB and NEW | 0 | 1000 sqft2 of floor space | 1000 sqft served | 13 | DEER:Indoor_CFL_Ltg | 2093.7201 | 0.23824 | -123.9986 | SWWH031-04 | 346.2063 | 2024 | 205.1057 | 2024 | 0 | 0 | SWWH031-04 | Com Small Gas Water Heaters - Marine ¦ SDG&E ¦ Marine | Com Small Gas Water Heaters - Marine | 0.74815 | 0.546 | 0 | CBSA 2019 | 250.9565 | 2012 | 1 | SWWH031-04
COM-WATERHEAT-FS-10C.74 | Com ¦ Com Electric Storage Water Heater (0.92 UEF - 50 Gal) - FS Future Baseline 2029 - Marine ¦ SDG&E ¦ Marine | Com ¦ Com Electric Storage Water Heater (0.92 UEF - 50 Gal) - FS Future Baseline 2029 - Marine | SDG&E ¦ Marine | SDG&E | All | Electric & Gas | Com Electric Storage Water Heater (0.92 UEF - 50 Gal) - FS Future Baseline 2029 | Efficient | 2029 |  | 1 | Conventional | WaterHeat | Com - Grocery | Com | ROB and NEW | 0 | 1000 sqft2 of floor space | 1000 sqft served | 13 | DEER:Indoor_CFL_Ltg | 0 | 0 | 0 | SWWH031-04 | 202.482 | 2024 | 123.4818 | 2024 | 0 | 0 | SWWH031-04 | Com Small Gas Water Heaters - Marine ¦ SDG&E ¦ Marine | Com Small Gas Water Heaters - Marine | 0.59609 | 0.546 | 0 | CBSA 2019 | 0 | 2012 | 1 | SWWH031-04
COM-WATERHEAT-FS-10C.75 | Com ¦ Com Electric Storage Water Heater (0.92 UEF - 50 Gal) - FS Future Baseline 2029 - Marine ¦ SDG&E ¦ Marine | Com ¦ Com Electric Storage Water Heater (0.92 UEF - 50 Gal) - FS Future Baseline 2029 - Marine | SDG&E ¦ Marine | SDG&E | All | Electric & Gas | Com Electric Storage Water Heater (0.92 UEF - 50 Gal) - FS Future Baseline 2029 | Efficient | 2029 |  | 1 | Conventional | WaterHeat | Com - Health | Com | ROB and NEW | 0 | 1000 sqft2 of floor space | 1000 sqft served | 13 | DEER:Indoor_CFL_Ltg | 6015.6079 | 0.32005 | -350.4213 | SWWH031-04 | 524.3885 | 2024 | 310.6675 | 2024 | 0 | 0 | SWWH031-04 | Com Small Gas Water Heaters - Marine ¦ SDG&E ¦ Marine | Com Small Gas Water Heaters - Marine | 0.52611 | 0.546 | 0 | CBSA 2019 | 596.1521 | 2012 | 1 | SWWH031-04
COM-WATERHEAT-FS-10C.76 | Com ¦ Com Electric Storage Water Heater (0.92 UEF - 50 Gal) - FS Future Baseline 2029 - Marine ¦ SDG&E ¦ Marine | Com ¦ Com Electric Storage Water Heater (0.92 UEF - 50 Gal) - FS Future Baseline 2029 - Marine | SDG&E ¦ Marine | SDG&E | All | Electric & Gas | Com Electric Storage Water Heater (0.92 UEF - 50 Gal) - FS Future Baseline 2029 | Efficient | 2029 |  | 1 | Conventional | WaterHeat | Com - Lodging | Com | ROB and NEW | 0 | 1000 sqft2 of floor space | 1000 sqft served | 13 | DEER:Indoor_CFL_Ltg | 4637.7613 | 0.24893 | -267.9555 | SWWH031-04 | 329.9498 | 2024 | 195.4747 | 2024 | 0 | 0 | SWWH031-04 | Com Small Gas Water Heaters - Marine ¦ SDG&E ¦ Marine | Com Small Gas Water Heaters - Marine | 0.73871 | 0.546 | 0 | CBSA 2019 | 1915.6648 | 2012 | 1 | SWWH031-04
COM-WATERHEAT-FS-10C.77 | Com ¦ Com Electric Storage Water Heater (0.92 UEF - 50 Gal) - FS Future Baseline 2029 - Marine ¦ SDG&E ¦ Marine | Com ¦ Com Electric Storage Water Heater (0.92 UEF - 50 Gal) - FS Future Baseline 2029 - Marine | SDG&E ¦ Marine | SDG&E | All | Electric & Gas | Com Electric Storage Water Heater (0.92 UEF - 50 Gal) - FS Future Baseline 2029 | Efficient | 2029 |  | 1 | Conventional | WaterHeat | Com - Office (Large) | Com | ROB and NEW | 0 | 1000 sqft2 of floor space | 1000 sqft served | 13 | DEER:Indoor_CFL_Ltg | 590.0135 | 0.014125 | -35.0899 | SWWH031-04 | 107.7311 | 2024 | 63.824 | 2024 | 0 | 0 | SWWH031-04 | Com Small Gas Water Heaters - Marine ¦ SDG&E ¦ Marine | Com Small Gas Water Heaters - Marine | 0.46177 | 0.546 | 0 | CBSA 2019 | 98.9003 | 2012 | 1 | SWWH031-04
COM-WATERHEAT-FS-10C.78 | Com ¦ Com Electric Storage Water Heater (0.92 UEF - 50 Gal) - FS Future Baseline 2029 - Marine ¦ SDG&E ¦ Marine | Com ¦ Com Electric Storage Water Heater (0.92 UEF - 50 Gal) - FS Future Baseline 2029 - Marine | SDG&E ¦ Marine | SDG&E | All | Electric & Gas | Com Electric Storage Water Heater (0.92 UEF - 50 Gal) - FS Future Baseline 2029 | Efficient | 2029 |  | 1 | Conventional | WaterHeat | Com - Office (Small) | Com | ROB and NEW | 0 | 1000 sqft2 of floor space | 1000 sqft served | 13 | DEER:Indoor_CFL_Ltg | 542.2646 | 0.0021787 | -32.3508 | SWWH031-04 | 107.7311 | 2024 | 63.824 | 2024 | 0 | 0 | SWWH031-04 | Com Small Gas Water Heaters - Marine ¦ SDG&E ¦ Marine | Com Small Gas Water Heaters - Marine | 0.46177 | 0.546 | 0 | CBSA 2019 | 39.1823 | 2012 | 1 | SWWH031-04
COM-WATERHEAT-FS-10C.79 | Com ¦ Com Electric Storage Water Heater (0.92 UEF - 50 Gal) - FS Future Baseline 2029 - Marine ¦ SDG&E ¦ Marine | Com ¦ Com Electric Storage Water Heater (0.92 UEF - 50 Gal) - FS Future Baseline 2029 - Marine | SDG&E ¦ Marine | SDG&E | All | Electric & Gas | Com Electric Storage Water Heater (0.92 UEF - 50 Gal) - FS Future Baseline 2029 | Efficient | 2029 |  | 1 | Conventional | WaterHeat | Com - Other | Com | ROB and NEW | 0 | 1000 sqft2 of floor space | 1000 sqft served | 13 | DEER:Indoor_CFL_Ltg | 6979.7938 | 0.46103 | -407.1546 | SWWH031-04 | 890.9952 | 2024 | 527.8592 | 2024 | 0 | 0 | SWWH031-04 | Com Small Gas Water Heaters - Marine ¦ SDG&E ¦ Marine | Com Small Gas Water Heaters - Marine | 0.5433 | 0.546 | 0 | CBSA 2019 | 1073.6733 | 2012 | 1 | SWWH031-04
COM-WATERHEAT-FS-10C.80 | Com ¦ Com Electric Storage Water Heater (0.92 UEF - 50 Gal) - FS Future Baseline 2029 - Marine ¦ SDG&E ¦ Marine | Com ¦ Com Electric Storage Water Heater (0.92 UEF - 50 Gal) - FS Future Baseline 2029 - Marine | SDG&E ¦ Marine | SDG&E | All | Electric & Gas | Com Electric Storage Water Heater (0.92 UEF - 50 Gal) - FS Future Baseline 2029 | Efficient | 2029 |  | 1 | Conventional | WaterHeat | Com - Refrig. Warehouse | Com | ROB and NEW | 0 | 1000 sqft2 of floor space | 1000 sqft served | 13 | DEER:Indoor_CFL_Ltg | 601.7835 | 0.023414 | -35.0869 | SWWH031-04 | 49.8149 | 2024 | 29.5122 | 2024 | 0 | 0 | SWWH031-04 | Com Small Gas Water Heaters - Marine ¦ SDG&E ¦ Marine | Com Small Gas Water Heaters - Marine | 0.22621 | 0.546 | 0 | CBSA 2019 | 15.59 | 2012 | 1 | SWWH031-04
COM-WATERHEAT-FS-10C.81 | Com ¦ Com Electric Storage Water Heater (0.92 UEF - 50 Gal) - FS Future Baseline 2029 - Marine ¦ SDG&E ¦ Marine | Com ¦ Com Electric Storage Water Heater (0.92 UEF - 50 Gal) - FS Future Baseline 2029 - Marine | SDG&E ¦ Marine | SDG&E | All | Electric & Gas | Com Electric Storage Water Heater (0.92 UEF - 50 Gal) - FS Future Baseline 2029 | Efficient | 2029 |  | 1 | Conventional | WaterHeat | Com - Restaurant | Com | ROB and NEW | 0 | 1000 sqft2 of floor space | 1000 sqft served | 13 | DEER:Indoor_CFL_Ltg | 26069.3754 | 2.2889 | -1563.1821 | SWWH031-04 | 4666.8833 | 2024 | 2764.8377 | 2024 | 0 | 0 | SWWH031-04 | Com Small Gas Water Heaters - Marine ¦ SDG&E ¦ Marine | Com Small Gas Water Heaters - Marine | 0.79319 | 0.546 | 0 | CBSA 2019 | 711.0403 | 2012 | 1 | SWWH031-04
COM-WATERHEAT-FS-10C.82 | Com ¦ Com Electric Storage Water Heater (0.92 UEF - 50 Gal) - FS Future Baseline 2029 - Marine ¦ SDG&E ¦ Marine | Com ¦ Com Electric Storage Water Heater (0.92 UEF - 50 Gal) - FS Future Baseline 2029 - Marine | SDG&E ¦ Marine | SDG&E | All | Electric & Gas | Com Electric Storage Water Heater (0.92 UEF - 50 Gal) - FS Future Baseline 2029 | Efficient | 2029 |  | 1 | Conventional | WaterHeat | Com - Retail | Com | ROB and NEW | 0 | 1000 sqft2 of floor space | 1000 sqft served | 13 | DEER:Indoor_CFL_Ltg | 389.4442 | 0.026709 | -23.0667 | SWWH031-04 | 66.7285 | 2024 | 39.5325 | 2024 | 0 | 0 | SWWH031-04 | Com Small Gas Water Heaters - Marine ¦ SDG&E ¦ Marine | Com Small Gas Water Heaters - Marine | 0.40063 | 0.546 | 0 | CBSA 2019 | -22.8434 | 2012 | 1 | SWWH031-04
COM-WATERHEAT-FS-10C.83 | Com ¦ Com Electric Storage Water Heater (0.92 UEF - 50 Gal) - FS Future Baseline 2029 - Marine ¦ SDG&E ¦ Marine | Com ¦ Com Electric Storage Water Heater (0.92 UEF - 50 Gal) - FS Future Baseline 2029 - Marine | SDG&E ¦ Marine | SDG&E | All | Electric & Gas | Com Electric Storage Water Heater (0.92 UEF - 50 Gal) - FS Future Baseline 2029 | Efficient | 2029 |  | 1 | Conventional | WaterHeat | Com - School | Com | ROB and NEW | 0 | 1000 sqft2 of floor space | 1000 sqft served | 13 | DEER:Indoor_CFL_Ltg | 2103.633 | 0.067536 | -127.9363 | SWWH031-04 | 549.668 | 2024 | 325.6441 | 2024 | 0 | 0 | SWWH031-04 | Com Small Gas Water Heaters - Marine ¦ SDG&E ¦ Marine | Com Small Gas Water Heaters - Marine | 0.76922 | 0.546 | 0 | CBSA 2019 | -54.0535 | 2012 | 1 | SWWH031-04
COM-WATERHEAT-FS-10C.84 | Com ¦ Com Electric Storage Water Heater (0.92 UEF - 50 Gal) - FS Future Baseline 2029 - Marine ¦ SDG&E ¦ Marine | Com ¦ Com Electric Storage Water Heater (0.92 UEF - 50 Gal) - FS Future Baseline 2029 - Marine | SDG&E ¦ Marine | SDG&E | All | Electric & Gas | Com Electric Storage Water Heater (0.92 UEF - 50 Gal) - FS Future Baseline 2029 | Efficient | 2029 |  | 1 | Conventional | WaterHeat | Com - Warehouse | Com | ROB and NEW | 0 | 1000 sqft2 of floor space | 1000 sqft served | 13 | DEER:Indoor_CFL_Ltg | 62.9168 | 0.0010187 | -3.697 | SWWH031-04 | 9.963 | 2024 | 5.9024 | 2024 | 0 | 0 | SWWH031-04 | Com Small Gas Water Heaters - Marine ¦ SDG&E ¦ Marine | Com Small Gas Water Heaters - Marine | 0.1976 | 0.546 | 0 | CBSA 2019 | -3.2732 | 2012 | 1 | SWWH031-04
COM-WATERHEAT-FS-10C.85 | Com ¦ Com Electric Storage Water Heater (0.92 UEF - 50 Gal) - FS Future Baseline 2029 - Hot-Dry ¦ SDG&E ¦ Hot-Dry | Com ¦ Com Electric Storage Water Heater (0.92 UEF - 50 Gal) - FS Future Baseline 2029 - Hot-Dry | SDG&E ¦ Hot-Dry | SDG&E | All | Electric & Gas | Com Electric Storage Water Heater (0.92 UEF - 50 Gal) - FS Future Baseline 2029 | Efficient | 2029 |  | 1 | Conventional | WaterHeat | Com - College | Com | ROB and NEW | 0 | 1000 sqft2 of floor space | 1000 sqft served | 13 | DEER:Indoor_CFL_Ltg | 1044.2321 | 0.12126 | -61.9617 | SWWH031-04 | 173.1032 | 2024 | 102.5529 | 2024 | 0 | 0 | SWWH031-04 | Com Small Gas Water Heaters - Hot-Dry ¦ SDG&E ¦ Hot-Dry | Com Small Gas Water Heaters - Hot-Dry | 0.74815 | 0.546 | 0 | CBSA 2019 | 125.5526 | 2012 | 1 | SWWH031-04
COM-WATERHEAT-FS-10C.86 | Com ¦ Com Electric Storage Water Heater (0.92 UEF - 50 Gal) - FS Future Baseline 2029 - Hot-Dry ¦ SDG&E ¦ Hot-Dry | Com ¦ Com Electric Storage Water Heater (0.92 UEF - 50 Gal) - FS Future Baseline 2029 - Hot-Dry | SDG&E ¦ Hot-Dry | SDG&E | All | Electric & Gas | Com Electric Storage Water Heater (0.92 UEF - 50 Gal) - FS Future Baseline 2029 | Efficient | 2029 |  | 1 | Conventional | WaterHeat | Com - Grocery | Com | ROB and NEW | 0 | 1000 sqft2 of floor space | 1000 sqft served | 13 | DEER:Indoor_CFL_Ltg | 0 | 0 | 0 | SWWH031-04 | 101.241 | 2024 | 61.7409 | 2024 | 0 | 0 | SWWH031-04 | Com Small Gas Water Heaters - Hot-Dry ¦ SDG&E ¦ Hot-Dry | Com Small Gas Water Heaters - Hot-Dry | 0.59609 | 0.546 | 0 | CBSA 2019 | 0 | 2012 | 1 | SWWH031-04
COM-WATERHEAT-FS-10C.87 | Com ¦ Com Electric Storage Water Heater (0.92 UEF - 50 Gal) - FS Future Baseline 2029 - Hot-Dry ¦ SDG&E ¦ Hot-Dry | Com ¦ Com Electric Storage Water Heater (0.92 UEF - 50 Gal) - FS Future Baseline 2029 - Hot-Dry | SDG&E ¦ Hot-Dry | SDG&E | All | Electric & Gas | Com Electric Storage Water Heater (0.92 UEF - 50 Gal) - FS Future Baseline 2029 | Efficient | 2029 |  | 1 | Conventional | WaterHeat | Com - Health | Com | ROB and NEW | 0 | 1000 sqft2 of floor space | 1000 sqft served | 13 | DEER:Indoor_CFL_Ltg | 2998.5731 | 0.16264 | -174.6924 | SWWH031-04 | 262.1943 | 2024 | 155.3338 | 2024 | 0 | 0 | SWWH031-04 | Com Small Gas Water Heaters - Hot-Dry ¦ SDG&E ¦ Hot-Dry | Com Small Gas Water Heaters - Hot-Dry | 0.52611 | 0.546 | 0 | CBSA 2019 | 297.2161 | 2012 | 1 | SWWH031-04
COM-WATERHEAT-FS-10C.88 | Com ¦ Com Electric Storage Water Heater (0.92 UEF - 50 Gal) - FS Future Baseline 2029 - Hot-Dry ¦ SDG&E ¦ Hot-Dry | Com ¦ Com Electric Storage Water Heater (0.92 UEF - 50 Gal) - FS Future Baseline 2029 - Hot-Dry | SDG&E ¦ Hot-Dry | SDG&E | All | Electric & Gas | Com Electric Storage Water Heater (0.92 UEF - 50 Gal) - FS Future Baseline 2029 | Efficient | 2029 |  | 1 | Conventional | WaterHeat | Com - Lodging | Com | ROB and NEW | 0 | 1000 sqft2 of floor space | 1000 sqft served | 13 | DEER:Indoor_CFL_Ltg | 2309.9831 | 0.12649 | -133.4281 | SWWH031-04 | 164.9749 | 2024 | 97.7373 | 2024 | 0 | 0 | SWWH031-04 | Com Small Gas Water Heaters - Hot-Dry ¦ SDG&E ¦ Hot-Dry | Com Small Gas Water Heaters - Hot-Dry | 0.73871 | 0.546 | 0 | CBSA 2019 | 953.8057 | 2012 | 1 | SWWH031-04
COM-WATERHEAT-FS-10C.89 | Com ¦ Com Electric Storage Water Heater (0.92 UEF - 50 Gal) - FS Future Baseline 2029 - Hot-Dry ¦ SDG&E ¦ Hot-Dry | Com ¦ Com Electric Storage Water Heater (0.92 UEF - 50 Gal) - FS Future Baseline 2029 - Hot-Dry | SDG&E ¦ Hot-Dry | SDG&E | All | Electric & Gas | Com Electric Storage Water Heater (0.92 UEF - 50 Gal) - FS Future Baseline 2029 | Efficient | 2029 |  | 1 | Conventional | WaterHeat | Com - Office (Large) | Com | ROB and NEW | 0 | 1000 sqft2 of floor space | 1000 sqft served | 13 | DEER:Indoor_CFL_Ltg | 293.7112 | 0.0071623 | -17.4894 | SWWH031-04 | 53.8656 | 2024 | 31.912 | 2024 | 0 | 0 | SWWH031-04 | Com Small Gas Water Heaters - Hot-Dry ¦ SDG&E ¦ Hot-Dry | Com Small Gas Water Heaters - Hot-Dry | 0.46177 | 0.546 | 0 | CBSA 2019 | 49.3296 | 2012 | 1 | SWWH031-04
COM-WATERHEAT-FS-10C.90 | Com ¦ Com Electric Storage Water Heater (0.92 UEF - 50 Gal) - FS Future Baseline 2029 - Hot-Dry ¦ SDG&E ¦ Hot-Dry | Com ¦ Com Electric Storage Water Heater (0.92 UEF - 50 Gal) - FS Future Baseline 2029 - Hot-Dry | SDG&E ¦ Hot-Dry | SDG&E | All | Electric & Gas | Com Electric Storage Water Heater (0.92 UEF - 50 Gal) - FS Future Baseline 2029 | Efficient | 2029 |  | 1 | Conventional | WaterHeat | Com - Office (Small) | Com | ROB and NEW | 0 | 1000 sqft2 of floor space | 1000 sqft served | 13 | DEER:Indoor_CFL_Ltg | 270.9472 | 0.0011049 | -16.1384 | SWWH031-04 | 53.8656 | 2024 | 31.912 | 2024 | 0 | 0 | SWWH031-04 | Com Small Gas Water Heaters - Hot-Dry ¦ SDG&E ¦ Hot-Dry | Com Small Gas Water Heaters - Hot-Dry | 0.46177 | 0.546 | 0 | CBSA 2019 | 19.5264 | 2012 | 1 | SWWH031-04
COM-WATERHEAT-FS-10C.91 | Com ¦ Com Electric Storage Water Heater (0.92 UEF - 50 Gal) - FS Future Baseline 2029 - Hot-Dry ¦ SDG&E ¦ Hot-Dry | Com ¦ Com Electric Storage Water Heater (0.92 UEF - 50 Gal) - FS Future Baseline 2029 - Hot-Dry | SDG&E ¦ Hot-Dry | SDG&E | All | Electric & Gas | Com Electric Storage Water Heater (0.92 UEF - 50 Gal) - FS Future Baseline 2029 | Efficient | 2029 |  | 1 | Conventional | WaterHeat | Com - Other | Com | ROB and NEW | 0 | 1000 sqft2 of floor space | 1000 sqft served | 13 | DEER:Indoor_CFL_Ltg | 3480.713 | 0.23419 | -203.5773 | SWWH031-04 | 445.4976 | 2024 | 263.9296 | 2024 | 0 | 0 | SWWH031-04 | Com Small Gas Water Heaters - Hot-Dry ¦ SDG&E ¦ Hot-Dry | Com Small Gas Water Heaters - Hot-Dry | 0.5433 | 0.546 | 0 | CBSA 2019 | 537.8508 | 2012 | 1 | SWWH031-04
COM-WATERHEAT-FS-10C.92 | Com ¦ Com Electric Storage Water Heater (0.92 UEF - 50 Gal) - FS Future Baseline 2029 - Hot-Dry ¦ SDG&E ¦ Hot-Dry | Com ¦ Com Electric Storage Water Heater (0.92 UEF - 50 Gal) - FS Future Baseline 2029 - Hot-Dry | SDG&E ¦ Hot-Dry | SDG&E | All | Electric & Gas | Com Electric Storage Water Heater (0.92 UEF - 50 Gal) - FS Future Baseline 2029 | Efficient | 2029 |  | 1 | Conventional | WaterHeat | Com - Refrig. Warehouse | Com | ROB and NEW | 0 | 1000 sqft2 of floor space | 1000 sqft served | 13 | DEER:Indoor_CFL_Ltg | 300.8918 | 0.011912 | -17.5435 | SWWH031-04 | 24.9074 | 2024 | 14.7561 | 2024 | 0 | 0 | SWWH031-04 | Com Small Gas Water Heaters - Hot-Dry ¦ SDG&E ¦ Hot-Dry | Com Small Gas Water Heaters - Hot-Dry | 0.22621 | 0.546 | 0 | CBSA 2019 | 7.795 | 2012 | 1 | SWWH031-04
COM-WATERHEAT-FS-10C.93 | Com ¦ Com Electric Storage Water Heater (0.92 UEF - 50 Gal) - FS Future Baseline 2029 - Hot-Dry ¦ SDG&E ¦ Hot-Dry | Com ¦ Com Electric Storage Water Heater (0.92 UEF - 50 Gal) - FS Future Baseline 2029 - Hot-Dry | SDG&E ¦ Hot-Dry | SDG&E | All | Electric & Gas | Com Electric Storage Water Heater (0.92 UEF - 50 Gal) - FS Future Baseline 2029 | Efficient | 2029 |  | 1 | Conventional | WaterHeat | Com - Restaurant | Com | ROB and NEW | 0 | 1000 sqft2 of floor space | 1000 sqft served | 13 | DEER:Indoor_CFL_Ltg | 13015.113 | 1.1589 | -779.9876 | SWWH031-04 | 2333.4416 | 2024 | 1382.4189 | 2024 | 0 | 0 | SWWH031-04 | Com Small Gas Water Heaters - Hot-Dry ¦ SDG&E ¦ Hot-Dry | Com Small Gas Water Heaters - Hot-Dry | 0.79319 | 0.546 | 0 | CBSA 2019 | 354.6634 | 2012 | 1 | SWWH031-04
COM-WATERHEAT-FS-10C.94 | Com ¦ Com Electric Storage Water Heater (0.92 UEF - 50 Gal) - FS Future Baseline 2029 - Hot-Dry ¦ SDG&E ¦ Hot-Dry | Com ¦ Com Electric Storage Water Heater (0.92 UEF - 50 Gal) - FS Future Baseline 2029 - Hot-Dry | SDG&E ¦ Hot-Dry | SDG&E | All | Electric & Gas | Com Electric Storage Water Heater (0.92 UEF - 50 Gal) - FS Future Baseline 2029 | Efficient | 2029 |  | 1 | Conventional | WaterHeat | Com - Retail | Com | ROB and NEW | 0 | 1000 sqft2 of floor space | 1000 sqft served | 13 | DEER:Indoor_CFL_Ltg | 194.4506 | 0.013575 | -11.5052 | SWWH031-04 | 33.3643 | 2024 | 19.7663 | 2024 | 0 | 0 | SWWH031-04 | Com Small Gas Water Heaters - Hot-Dry ¦ SDG&E ¦ Hot-Dry | Com Small Gas Water Heaters - Hot-Dry | 0.40063 | 0.546 | 0 | CBSA 2019 | -11.4651 | 2012 | 1 | SWWH031-04
COM-WATERHEAT-FS-10C.95 | Com ¦ Com Electric Storage Water Heater (0.92 UEF - 50 Gal) - FS Future Baseline 2029 - Hot-Dry ¦ SDG&E ¦ Hot-Dry | Com ¦ Com Electric Storage Water Heater (0.92 UEF - 50 Gal) - FS Future Baseline 2029 - Hot-Dry | SDG&E ¦ Hot-Dry | SDG&E | All | Electric & Gas | Com Electric Storage Water Heater (0.92 UEF - 50 Gal) - FS Future Baseline 2029 | Efficient | 2029 |  | 1 | Conventional | WaterHeat | Com - School | Com | ROB and NEW | 0 | 1000 sqft2 of floor space | 1000 sqft served | 13 | DEER:Indoor_CFL_Ltg | 1046.4742 | 0.034035 | -63.6849 | SWWH031-04 | 274.834 | 2024 | 162.822 | 2024 | 0 | 0 | SWWH031-04 | Com Small Gas Water Heaters - Hot-Dry ¦ SDG&E ¦ Hot-Dry | Com Small Gas Water Heaters - Hot-Dry | 0.76922 | 0.546 | 0 | CBSA 2019 | -26.7944 | 2012 | 1 | SWWH031-04
COM-WATERHEAT-FS-10C.96 | Com ¦ Com Electric Storage Water Heater (0.92 UEF - 50 Gal) - FS Future Baseline 2029 - Hot-Dry ¦ SDG&E ¦ Hot-Dry | Com ¦ Com Electric Storage Water Heater (0.92 UEF - 50 Gal) - FS Future Baseline 2029 - Hot-Dry | SDG&E ¦ Hot-Dry | SDG&E | All | Electric & Gas | Com Electric Storage Water Heater (0.92 UEF - 50 Gal) - FS Future Baseline 2029 | Efficient | 2029 |  | 1 | Conventional | WaterHeat | Com - Warehouse | Com | ROB and NEW | 0 | 1000 sqft2 of floor space | 1000 sqft served | 13 | DEER:Indoor_CFL_Ltg | 31.3557 | 0.00051347 | -1.8485 | SWWH031-04 | 4.9815 | 2024 | 2.9512 | 2024 | 0 | 0 | SWWH031-04 | Com Small Gas Water Heaters - Hot-Dry ¦ SDG&E ¦ Hot-Dry | Com Small Gas Water Heaters - Hot-Dry | 0.1976 | 0.546 | 0 | CBSA 2019 | -1.6058 | 2012 | 1 | SWWH031-04
COM-WATERHEAT-FS-11.1 | Com ¦ Com Efficient Gas Storage Water Heater (0.68 UEF - 50 Gal) - Marine ¦ PG&E ¦ Marine | Com ¦ Com Efficient Gas Storage Water Heater (0.68 UEF - 50 Gal) - Marine | PG&E ¦ Marine | PG&E | All | Electric & Gas | Efficient Gas Storage WH (0.68 UEF - 50 Gal) | Efficient |  | 2029 | 1 | Conventional | WaterHeat | Com - College | Com | ROB and NEW | 0 | 1000 sqft2 of floor space | 1000 sqft served | 13 | DEER:Indoor_CFL_Ltg | 0 | 0 | -0.55902 | SWWH007-06 | 135.6155 | 2022 | 74.4043 | 2022 | 0 | 0 | SWWH007-06 | Com Small Gas Water Heaters - Marine ¦ PG&E ¦ Marine | Com Small Gas Water Heaters - Marine | 0.74815 | 0.546 | 0.025 | CBSA 2019 | 1.844 | 2032 | 1 | SWWH007-06
COM-WATERHEAT-FS-11.2 | Com ¦ Com Efficient Gas Storage Water Heater (0.68 UEF - 50 Gal) - Marine ¦ PG&E ¦ Marine | Com ¦ Com Efficient Gas Storage Water Heater (0.68 UEF - 50 Gal) - Marine | PG&E ¦ Marine | PG&E | All | Electric & Gas | Efficient Gas Storage WH (0.68 UEF - 50 Gal) | Efficient |  | 2029 | 1 | Conventional | WaterHeat | Com - Grocery | Com | ROB and NEW | 0 | 1000 sqft2 of floor space | 1000 sqft served | 13 | DEER:Indoor_CFL_Ltg | 0 | 0 | 0 | SWWH007-06 | 101.241 | 2022 | 61.7409 | 2022 | 0 | 0 | SWWH007-06 | Com Small Gas Water Heaters - Marine ¦ PG&E ¦ Marine | Com Small Gas Water Heaters - Marine | 0.59609 | 0.546 | 0.025 | CBSA 2019 | 0 | 2032 | 1 | SWWH007-06
COM-WATERHEAT-FS-11.3 | Com ¦ Com Efficient Gas Storage Water Heater (0.68 UEF - 50 Gal) - Marine ¦ PG&E ¦ Marine | Com ¦ Com Efficient Gas Storage Water Heater (0.68 UEF - 50 Gal) - Marine | PG&E ¦ Marine | PG&E | All | Electric & Gas | Efficient Gas Storage WH (0.68 UEF - 50 Gal) | Efficient |  | 2029 | 1 | Conventional | WaterHeat | Com - Health | Com | ROB and NEW | 0 | 1000 sqft2 of floor space | 1000 sqft served | 13 | DEER:Indoor_CFL_Ltg | 0 | 0 | -0.5958 | SWWH007-06 | 205.4128 | 2022 | 112.698 | 2022 | 0 | 0 | SWWH007-06 | Com Small Gas Water Heaters - Marine ¦ PG&E ¦ Marine | Com Small Gas Water Heaters - Marine | 0.52611 | 0.546 | 0.025 | CBSA 2019 | 1.6829 | 2032 | 1 | SWWH007-06
COM-WATERHEAT-FS-11.4 | Com ¦ Com Efficient Gas Storage Water Heater (0.68 UEF - 50 Gal) - Marine ¦ PG&E ¦ Marine | Com ¦ Com Efficient Gas Storage Water Heater (0.68 UEF - 50 Gal) - Marine | PG&E ¦ Marine | PG&E | All | Electric & Gas | Efficient Gas Storage WH (0.68 UEF - 50 Gal) | Efficient |  | 2029 | 1 | Conventional | WaterHeat | Com - Lodging | Com | ROB and NEW | 0 | 1000 sqft2 of floor space | 1000 sqft served | 13 | DEER:Indoor_CFL_Ltg | 0 | 0 | -0.31379 | SWWH007-06 | 129.2475 | 2022 | 70.9106 | 2022 | 0 | 0 | SWWH007-06 | Com Small Gas Water Heaters - Marine ¦ PG&E ¦ Marine | Com Small Gas Water Heaters - Marine | 0.73871 | 0.546 | 0.025 | CBSA 2019 | 3.0997 | 2032 | 1 | SWWH007-06
COM-WATERHEAT-FS-11.5 | Com ¦ Com Efficient Gas Storage Water Heater (0.68 UEF - 50 Gal) - Marine ¦ PG&E ¦ Marine | Com ¦ Com Efficient Gas Storage Water Heater (0.68 UEF - 50 Gal) - Marine | PG&E ¦ Marine | PG&E | All | Electric & Gas | Efficient Gas Storage WH (0.68 UEF - 50 Gal) | Efficient |  | 2029 | 1 | Conventional | WaterHeat | Com - Office (Large) | Com | ROB and NEW | 0 | 1000 sqft2 of floor space | 1000 sqft served | 13 | DEER:Indoor_CFL_Ltg | 0 | 0 | -0.16897 | SWWH007-06 | 42.2003 | 2022 | 23.1528 | 2022 | 0 | 0 | SWWH007-06 | Com Small Gas Water Heaters - Marine ¦ PG&E ¦ Marine | Com Small Gas Water Heaters - Marine | 0.46177 | 0.546 | 0.025 | CBSA 2019 | 0.7588 | 2032 | 1 | SWWH007-06
COM-WATERHEAT-FS-11.6 | Com ¦ Com Efficient Gas Storage Water Heater (0.68 UEF - 50 Gal) - Marine ¦ PG&E ¦ Marine | Com ¦ Com Efficient Gas Storage Water Heater (0.68 UEF - 50 Gal) - Marine | PG&E ¦ Marine | PG&E | All | Electric & Gas | Efficient Gas Storage WH (0.68 UEF - 50 Gal) | Efficient |  | 2029 | 1 | Conventional | WaterHeat | Com - Office (Small) | Com | ROB and NEW | 0 | 1000 sqft2 of floor space | 1000 sqft served | 13 | DEER:Indoor_CFL_Ltg | 0 | 0 | -0.17216 | SWWH007-06 | 42.2003 | 2022 | 23.1528 | 2022 | 0 | 0 | SWWH007-06 | Com Small Gas Water Heaters - Marine ¦ PG&E ¦ Marine | Com Small Gas Water Heaters - Marine | 0.46177 | 0.546 | 0.025 | CBSA 2019 | 0.34082 | 2032 | 1 | SWWH007-06
COM-WATERHEAT-FS-11.7 | Com ¦ Com Efficient Gas Storage Water Heater (0.68 UEF - 50 Gal) - Marine ¦ PG&E ¦ Marine | Com ¦ Com Efficient Gas Storage Water Heater (0.68 UEF - 50 Gal) - Marine | PG&E ¦ Marine | PG&E | All | Electric & Gas | Efficient Gas Storage WH (0.68 UEF - 50 Gal) | Efficient |  | 2029 | 1 | Conventional | WaterHeat | Com - Other | Com | ROB and NEW | 0 | 1000 sqft2 of floor space | 1000 sqft served | 13 | DEER:Indoor_CFL_Ltg | 0 | 0 | -1.2481 | SWWH007-06 | 349.0195 | 2022 | 191.4867 | 2022 | 0 | 0 | SWWH007-06 | Com Small Gas Water Heaters - Marine ¦ PG&E ¦ Marine | Com Small Gas Water Heaters - Marine | 0.5433 | 0.546 | 0.025 | CBSA 2019 | 5.6538 | 2032 | 1 | SWWH007-06
COM-WATERHEAT-FS-11.8 | Com ¦ Com Efficient Gas Storage Water Heater (0.68 UEF - 50 Gal) - Marine ¦ PG&E ¦ Marine | Com ¦ Com Efficient Gas Storage Water Heater (0.68 UEF - 50 Gal) - Marine | PG&E ¦ Marine | PG&E | All | Electric & Gas | Efficient Gas Storage WH (0.68 UEF - 50 Gal) | Efficient |  | 2029 | 1 | Conventional | WaterHeat | Com - Refrig. Warehouse | Com | ROB and NEW | 0 | 1000 sqft2 of floor space | 1000 sqft served | 13 | DEER:Indoor_CFL_Ltg | 0 | 0 | -0.0543 | SWWH007-06 | 19.5134 | 2022 | 10.7059 | 2022 | 0 | 0 | SWWH007-06 | Com Small Gas Water Heaters - Marine ¦ PG&E ¦ Marine | Com Small Gas Water Heaters - Marine | 0.22621 | 0.546 | 0.025 | CBSA 2019 | 0.040768 | 2032 | 1 | SWWH007-06
COM-WATERHEAT-FS-11.9 | Com ¦ Com Efficient Gas Storage Water Heater (0.68 UEF - 50 Gal) - Marine ¦ PG&E ¦ Marine | Com ¦ Com Efficient Gas Storage Water Heater (0.68 UEF - 50 Gal) - Marine | PG&E ¦ Marine | PG&E | All | Electric & Gas | Efficient Gas Storage WH (0.68 UEF - 50 Gal) | Efficient |  | 2029 | 1 | Conventional | WaterHeat | Com - Restaurant | Com | ROB and NEW | 0 | 1000 sqft2 of floor space | 1000 sqft served | 13 | DEER:Indoor_CFL_Ltg | 0 | 0 | -7.6753 | SWWH007-06 | 1828.1059 | 2022 | 1002.975 | 2022 | 0 | 0 | SWWH007-06 | Com Small Gas Water Heaters - Marine ¦ PG&E ¦ Marine | Com Small Gas Water Heaters - Marine | 0.79319 | 0.546 | 0.025 | CBSA 2019 | 5.766 | 2032 | 1 | SWWH007-06
COM-WATERHEAT-FS-11.10 | Com ¦ Com Efficient Gas Storage Water Heater (0.68 UEF - 50 Gal) - Marine ¦ PG&E ¦ Marine | Com ¦ Com Efficient Gas Storage Water Heater (0.68 UEF - 50 Gal) - Marine | PG&E ¦ Marine | PG&E | All | Electric & Gas | Efficient Gas Storage WH (0.68 UEF - 50 Gal) | Efficient |  | 2029 | 1 | Conventional | WaterHeat | Com - Retail | Com | ROB and NEW | 0 | 1000 sqft2 of floor space | 1000 sqft served | 13 | DEER:Indoor_CFL_Ltg | 0 | 0 | -0.10901 | SWWH007-06 | 26.1388 | 2022 | 14.3408 | 2022 | 0 | 0 | SWWH007-06 | Com Small Gas Water Heaters - Marine ¦ PG&E ¦ Marine | Com Small Gas Water Heaters - Marine | 0.40063 | 0.546 | 0.025 | CBSA 2019 | 0.53863 | 2032 | 1 | SWWH007-06
COM-WATERHEAT-FS-11.11 | Com ¦ Com Efficient Gas Storage Water Heater (0.68 UEF - 50 Gal) - Marine ¦ PG&E ¦ Marine | Com ¦ Com Efficient Gas Storage Water Heater (0.68 UEF - 50 Gal) - Marine | PG&E ¦ Marine | PG&E | All | Electric & Gas | Efficient Gas Storage WH (0.68 UEF - 50 Gal) | Efficient |  | 2029 | 1 | Conventional | WaterHeat | Com - School | Com | ROB and NEW | 0 | 1000 sqft2 of floor space | 1000 sqft served | 13 | DEER:Indoor_CFL_Ltg | 0 | 0 | -0.96391 | SWWH007-06 | 215.3153 | 2022 | 118.1309 | 2022 | 0 | 0 | SWWH007-06 | Com Small Gas Water Heaters - Marine ¦ PG&E ¦ Marine | Com Small Gas Water Heaters - Marine | 0.76922 | 0.546 | 0.025 | CBSA 2019 | 2.2023 | 2032 | 1 | SWWH007-06
COM-WATERHEAT-FS-11.12 | Com ¦ Com Efficient Gas Storage Water Heater (0.68 UEF - 50 Gal) - Marine ¦ PG&E ¦ Marine | Com ¦ Com Efficient Gas Storage Water Heater (0.68 UEF - 50 Gal) - Marine | PG&E ¦ Marine | PG&E | All | Electric & Gas | Efficient Gas Storage WH (0.68 UEF - 50 Gal) | Efficient |  | 2029 | 1 | Conventional | WaterHeat | Com - Warehouse | Com | ROB and NEW | 0 | 1000 sqft2 of floor space | 1000 sqft served | 13 | DEER:Indoor_CFL_Ltg | 0 | 0 | -0.015971 | SWWH007-06 | 3.9027 | 2022 | 2.1412 | 2022 | 0 | 0 | SWWH007-06 | Com Small Gas Water Heaters - Marine ¦ PG&E ¦ Marine | Com Small Gas Water Heaters - Marine | 0.1976 | 0.546 | 0.025 | CBSA 2019 | 0.067323 | 2032 | 1 | SWWH007-06
COM-WATERHEAT-FS-11.13 | Com ¦ Com Efficient Gas Storage Water Heater (0.68 UEF - 50 Gal) - Hot-Dry ¦ PG&E ¦ Hot-Dry | Com ¦ Com Efficient Gas Storage Water Heater (0.68 UEF - 50 Gal) - Hot-Dry | PG&E ¦ Hot-Dry | PG&E | All | Electric & Gas | Efficient Gas Storage WH (0.68 UEF - 50 Gal) | Efficient |  | 2029 | 1 | Conventional | WaterHeat | Com - College | Com | ROB and NEW | 0 | 1000 sqft2 of floor space | 1000 sqft served | 13 | DEER:Indoor_CFL_Ltg | 0 | 0 | -0.52892 | SWWH007-06 | 135.6155 | 2022 | 74.4043 | 2022 | 0 | 0 | SWWH007-06 | Com Small Gas Water Heaters - Hot-Dry ¦ PG&E ¦ Hot-Dry | Com Small Gas Water Heaters - Hot-Dry | 0.74815 | 0.546 | 0.025 | CBSA 2019 | 1.7447 | 2032 | 1 | SWWH007-06
COM-WATERHEAT-FS-11.14 | Com ¦ Com Efficient Gas Storage Water Heater (0.68 UEF - 50 Gal) - Hot-Dry ¦ PG&E ¦ Hot-Dry | Com ¦ Com Efficient Gas Storage Water Heater (0.68 UEF - 50 Gal) - Hot-Dry | PG&E ¦ Hot-Dry | PG&E | All | Electric & Gas | Efficient Gas Storage WH (0.68 UEF - 50 Gal) | Efficient |  | 2029 | 1 | Conventional | WaterHeat | Com - Grocery | Com | ROB and NEW | 0 | 1000 sqft2 of floor space | 1000 sqft served | 13 | DEER:Indoor_CFL_Ltg | 0 | 0 | 0 | SWWH007-06 | 101.241 | 2022 | 61.7409 | 2022 | 0 | 0 | SWWH007-06 | Com Small Gas Water Heaters - Hot-Dry ¦ PG&E ¦ Hot-Dry | Com Small Gas Water Heaters - Hot-Dry | 0.59609 | 0.546 | 0.025 | CBSA 2019 | 0 | 2032 | 1 | SWWH007-06
COM-WATERHEAT-FS-11.15 | Com ¦ Com Efficient Gas Storage Water Heater (0.68 UEF - 50 Gal) - Hot-Dry ¦ PG&E ¦ Hot-Dry | Com ¦ Com Efficient Gas Storage Water Heater (0.68 UEF - 50 Gal) - Hot-Dry | PG&E ¦ Hot-Dry | PG&E | All | Electric & Gas | Efficient Gas Storage WH (0.68 UEF - 50 Gal) | Efficient |  | 2029 | 1 | Conventional | WaterHeat | Com - Health | Com | ROB and NEW | 0 | 1000 sqft2 of floor space | 1000 sqft served | 13 | DEER:Indoor_CFL_Ltg | 0 | 0 | -0.58506 | SWWH007-06 | 205.4128 | 2022 | 112.698 | 2022 | 0 | 0 | SWWH007-06 | Com Small Gas Water Heaters - Hot-Dry ¦ PG&E ¦ Hot-Dry | Com Small Gas Water Heaters - Hot-Dry | 0.52611 | 0.546 | 0.025 | CBSA 2019 | 1.6526 | 2032 | 1 | SWWH007-06
COM-WATERHEAT-FS-11.16 | Com ¦ Com Efficient Gas Storage Water Heater (0.68 UEF - 50 Gal) - Hot-Dry ¦ PG&E ¦ Hot-Dry | Com ¦ Com Efficient Gas Storage Water Heater (0.68 UEF - 50 Gal) - Hot-Dry | PG&E ¦ Hot-Dry | PG&E | All | Electric & Gas | Efficient Gas Storage WH (0.68 UEF - 50 Gal) | Efficient |  | 2029 | 1 | Conventional | WaterHeat | Com - Lodging | Com | ROB and NEW | 0 | 1000 sqft2 of floor space | 1000 sqft served | 13 | DEER:Indoor_CFL_Ltg | 0 | 0 | -0.31177 | SWWH007-06 | 129.2475 | 2022 | 70.9106 | 2022 | 0 | 0 | SWWH007-06 | Com Small Gas Water Heaters - Hot-Dry ¦ PG&E ¦ Hot-Dry | Com Small Gas Water Heaters - Hot-Dry | 0.73871 | 0.546 | 0.025 | CBSA 2019 | 3.0798 | 2032 | 1 | SWWH007-06
COM-WATERHEAT-FS-11.17 | Com ¦ Com Efficient Gas Storage Water Heater (0.68 UEF - 50 Gal) - Hot-Dry ¦ PG&E ¦ Hot-Dry | Com ¦ Com Efficient Gas Storage Water Heater (0.68 UEF - 50 Gal) - Hot-Dry | PG&E ¦ Hot-Dry | PG&E | All | Electric & Gas | Efficient Gas Storage WH (0.68 UEF - 50 Gal) | Efficient |  | 2029 | 1 | Conventional | WaterHeat | Com - Office (Large) | Com | ROB and NEW | 0 | 1000 sqft2 of floor space | 1000 sqft served | 13 | DEER:Indoor_CFL_Ltg | 0 | 0 | -0.16472 | SWWH007-06 | 42.2003 | 2022 | 23.1528 | 2022 | 0 | 0 | SWWH007-06 | Com Small Gas Water Heaters - Hot-Dry ¦ PG&E ¦ Hot-Dry | Com Small Gas Water Heaters - Hot-Dry | 0.46177 | 0.546 | 0.025 | CBSA 2019 | 0.73971 | 2032 | 1 | SWWH007-06
COM-WATERHEAT-FS-11.18 | Com ¦ Com Efficient Gas Storage Water Heater (0.68 UEF - 50 Gal) - Hot-Dry ¦ PG&E ¦ Hot-Dry | Com ¦ Com Efficient Gas Storage Water Heater (0.68 UEF - 50 Gal) - Hot-Dry | PG&E ¦ Hot-Dry | PG&E | All | Electric & Gas | Efficient Gas Storage WH (0.68 UEF - 50 Gal) | Efficient |  | 2029 | 1 | Conventional | WaterHeat | Com - Office (Small) | Com | ROB and NEW | 0 | 1000 sqft2 of floor space | 1000 sqft served | 13 | DEER:Indoor_CFL_Ltg | 0 | 0 | -0.16791 | SWWH007-06 | 42.2003 | 2022 | 23.1528 | 2022 | 0 | 0 | SWWH007-06 | Com Small Gas Water Heaters - Hot-Dry ¦ PG&E ¦ Hot-Dry | Com Small Gas Water Heaters - Hot-Dry | 0.46177 | 0.546 | 0.025 | CBSA 2019 | 0.33241 | 2032 | 1 | SWWH007-06
COM-WATERHEAT-FS-11.19 | Com ¦ Com Efficient Gas Storage Water Heater (0.68 UEF - 50 Gal) - Hot-Dry ¦ PG&E ¦ Hot-Dry | Com ¦ Com Efficient Gas Storage Water Heater (0.68 UEF - 50 Gal) - Hot-Dry | PG&E ¦ Hot-Dry | PG&E | All | Electric & Gas | Efficient Gas Storage WH (0.68 UEF - 50 Gal) | Efficient |  | 2029 | 1 | Conventional | WaterHeat | Com - Other | Com | ROB and NEW | 0 | 1000 sqft2 of floor space | 1000 sqft served | 13 | DEER:Indoor_CFL_Ltg | 0 | 0 | -1.2173 | SWWH007-06 | 349.0195 | 2022 | 191.4867 | 2022 | 0 | 0 | SWWH007-06 | Com Small Gas Water Heaters - Hot-Dry ¦ PG&E ¦ Hot-Dry | Com Small Gas Water Heaters - Hot-Dry | 0.5433 | 0.546 | 0.025 | CBSA 2019 | 5.5144 | 2032 | 1 | SWWH007-06
COM-WATERHEAT-FS-11.20 | Com ¦ Com Efficient Gas Storage Water Heater (0.68 UEF - 50 Gal) - Hot-Dry ¦ PG&E ¦ Hot-Dry | Com ¦ Com Efficient Gas Storage Water Heater (0.68 UEF - 50 Gal) - Hot-Dry | PG&E ¦ Hot-Dry | PG&E | All | Electric & Gas | Efficient Gas Storage WH (0.68 UEF - 50 Gal) | Efficient |  | 2029 | 1 | Conventional | WaterHeat | Com - Refrig. Warehouse | Com | ROB and NEW | 0 | 1000 sqft2 of floor space | 1000 sqft served | 13 | DEER:Indoor_CFL_Ltg | 0 | 0 | -0.053317 | SWWH007-06 | 19.5134 | 2022 | 10.7059 | 2022 | 0 | 0 | SWWH007-06 | Com Small Gas Water Heaters - Hot-Dry ¦ PG&E ¦ Hot-Dry | Com Small Gas Water Heaters - Hot-Dry | 0.22621 | 0.546 | 0.025 | CBSA 2019 | 0.04003 | 2032 | 1 | SWWH007-06
COM-WATERHEAT-FS-11.21 | Com ¦ Com Efficient Gas Storage Water Heater (0.68 UEF - 50 Gal) - Hot-Dry ¦ PG&E ¦ Hot-Dry | Com ¦ Com Efficient Gas Storage Water Heater (0.68 UEF - 50 Gal) - Hot-Dry | PG&E ¦ Hot-Dry | PG&E | All | Electric & Gas | Efficient Gas Storage WH (0.68 UEF - 50 Gal) | Efficient |  | 2029 | 1 | Conventional | WaterHeat | Com - Restaurant | Com | ROB and NEW | 0 | 1000 sqft2 of floor space | 1000 sqft served | 13 | DEER:Indoor_CFL_Ltg | 0 | 0 | -7.261 | SWWH007-06 | 1828.1059 | 2022 | 1002.975 | 2022 | 0 | 0 | SWWH007-06 | Com Small Gas Water Heaters - Hot-Dry ¦ PG&E ¦ Hot-Dry | Com Small Gas Water Heaters - Hot-Dry | 0.79319 | 0.546 | 0.025 | CBSA 2019 | 5.4547 | 2032 | 1 | SWWH007-06
COM-WATERHEAT-FS-11.22 | Com ¦ Com Efficient Gas Storage Water Heater (0.68 UEF - 50 Gal) - Hot-Dry ¦ PG&E ¦ Hot-Dry | Com ¦ Com Efficient Gas Storage Water Heater (0.68 UEF - 50 Gal) - Hot-Dry | PG&E ¦ Hot-Dry | PG&E | All | Electric & Gas | Efficient Gas Storage WH (0.68 UEF - 50 Gal) | Efficient |  | 2029 | 1 | Conventional | WaterHeat | Com - Retail | Com | ROB and NEW | 0 | 1000 sqft2 of floor space | 1000 sqft served | 13 | DEER:Indoor_CFL_Ltg | 0 | 0 | -0.10308 | SWWH007-06 | 26.1388 | 2022 | 14.3408 | 2022 | 0 | 0 | SWWH007-06 | Com Small Gas Water Heaters - Hot-Dry ¦ PG&E ¦ Hot-Dry | Com Small Gas Water Heaters - Hot-Dry | 0.40063 | 0.546 | 0.025 | CBSA 2019 | 0.50935 | 2032 | 1 | SWWH007-06
COM-WATERHEAT-FS-11.23 | Com ¦ Com Efficient Gas Storage Water Heater (0.68 UEF - 50 Gal) - Hot-Dry ¦ PG&E ¦ Hot-Dry | Com ¦ Com Efficient Gas Storage Water Heater (0.68 UEF - 50 Gal) - Hot-Dry | PG&E ¦ Hot-Dry | PG&E | All | Electric & Gas | Efficient Gas Storage WH (0.68 UEF - 50 Gal) | Efficient |  | 2029 | 1 | Conventional | WaterHeat | Com - School | Com | ROB and NEW | 0 | 1000 sqft2 of floor space | 1000 sqft served | 13 | DEER:Indoor_CFL_Ltg | 0 | 0 | -0.9132 | SWWH007-06 | 215.3153 | 2022 | 118.1309 | 2022 | 0 | 0 | SWWH007-06 | Com Small Gas Water Heaters - Hot-Dry ¦ PG&E ¦ Hot-Dry | Com Small Gas Water Heaters - Hot-Dry | 0.76922 | 0.546 | 0.025 | CBSA 2019 | 2.0864 | 2032 | 1 | SWWH007-06
COM-WATERHEAT-FS-11.24 | Com ¦ Com Efficient Gas Storage Water Heater (0.68 UEF - 50 Gal) - Hot-Dry ¦ PG&E ¦ Hot-Dry | Com ¦ Com Efficient Gas Storage Water Heater (0.68 UEF - 50 Gal) - Hot-Dry | PG&E ¦ Hot-Dry | PG&E | All | Electric & Gas | Efficient Gas Storage WH (0.68 UEF - 50 Gal) | Efficient |  | 2029 | 1 | Conventional | WaterHeat | Com - Warehouse | Com | ROB and NEW | 0 | 1000 sqft2 of floor space | 1000 sqft served | 13 | DEER:Indoor_CFL_Ltg | 0 | 0 | -0.015086 | SWWH007-06 | 3.9027 | 2022 | 2.1412 | 2022 | 0 | 0 | SWWH007-06 | Com Small Gas Water Heaters - Hot-Dry ¦ PG&E ¦ Hot-Dry | Com Small Gas Water Heaters - Hot-Dry | 0.1976 | 0.546 | 0.025 | CBSA 2019 | 0.063595 | 2032 | 1 | SWWH007-06
COM-WATERHEAT-FS-11.25 | Com ¦ Com Efficient Gas Storage Water Heater (0.68 UEF - 50 Gal) - Cold ¦ PG&E ¦ Cold | Com ¦ Com Efficient Gas Storage Water Heater (0.68 UEF - 50 Gal) - Cold | PG&E ¦ Cold | PG&E | All | Electric & Gas | Efficient Gas Storage WH (0.68 UEF - 50 Gal) | Efficient |  | 2029 | 1 | Conventional | WaterHeat | Com - College | Com | ROB and NEW | 0 | 1000 sqft2 of floor space | 1000 sqft served | 13 | DEER:Indoor_CFL_Ltg | 0 | 0 | -1.003 | SWWH007-06 | 271.2311 | 2022 | 148.8087 | 2022 | 0 | 0 | SWWH007-06 | Com Small Gas Water Heaters - Cold ¦ PG&E ¦ Cold | Com Small Gas Water Heaters - Cold | 0.74815 | 0.546 | 0.025 | CBSA 2019 | 3.3086 | 2032 | 1 | SWWH007-06
COM-WATERHEAT-FS-11.26 | Com ¦ Com Efficient Gas Storage Water Heater (0.68 UEF - 50 Gal) - Cold ¦ PG&E ¦ Cold | Com ¦ Com Efficient Gas Storage Water Heater (0.68 UEF - 50 Gal) - Cold | PG&E ¦ Cold | PG&E | All | Electric & Gas | Efficient Gas Storage WH (0.68 UEF - 50 Gal) | Efficient |  | 2029 | 1 | Conventional | WaterHeat | Com - Grocery | Com | ROB and NEW | 0 | 1000 sqft2 of floor space | 1000 sqft served | 13 | DEER:Indoor_CFL_Ltg | 0 | 0 | 0 | SWWH007-06 | 202.482 | 2022 | 123.4818 | 2022 | 0 | 0 | SWWH007-06 | Com Small Gas Water Heaters - Cold ¦ PG&E ¦ Cold | Com Small Gas Water Heaters - Cold | 0.59609 | 0.546 | 0.025 | CBSA 2019 | 0 | 2032 | 1 | SWWH007-06
COM-WATERHEAT-FS-11.27 | Com ¦ Com Efficient Gas Storage Water Heater (0.68 UEF - 50 Gal) - Cold ¦ PG&E ¦ Cold | Com ¦ Com Efficient Gas Storage Water Heater (0.68 UEF - 50 Gal) - Cold | PG&E ¦ Cold | PG&E | All | Electric & Gas | Efficient Gas Storage WH (0.68 UEF - 50 Gal) | Efficient |  | 2029 | 1 | Conventional | WaterHeat | Com - Health | Com | ROB and NEW | 0 | 1000 sqft2 of floor space | 1000 sqft served | 13 | DEER:Indoor_CFL_Ltg | 0 | 0 | -1.032 | SWWH007-06 | 410.8257 | 2022 | 225.3961 | 2022 | 0 | 0 | SWWH007-06 | Com Small Gas Water Heaters - Cold ¦ PG&E ¦ Cold | Com Small Gas Water Heaters - Cold | 0.52611 | 0.546 | 0.025 | CBSA 2019 | 2.915 | 2032 | 1 | SWWH007-06
COM-WATERHEAT-FS-11.28 | Com ¦ Com Efficient Gas Storage Water Heater (0.68 UEF - 50 Gal) - Cold ¦ PG&E ¦ Cold | Com ¦ Com Efficient Gas Storage Water Heater (0.68 UEF - 50 Gal) - Cold | PG&E ¦ Cold | PG&E | All | Electric & Gas | Efficient Gas Storage WH (0.68 UEF - 50 Gal) | Efficient |  | 2029 | 1 | Conventional | WaterHeat | Com - Lodging | Com | ROB and NEW | 0 | 1000 sqft2 of floor space | 1000 sqft served | 13 | DEER:Indoor_CFL_Ltg | 0 | 0 | -0.51722 | SWWH007-06 | 258.4951 | 2022 | 141.8212 | 2022 | 0 | 0 | SWWH007-06 | Com Small Gas Water Heaters - Cold ¦ PG&E ¦ Cold | Com Small Gas Water Heaters - Cold | 0.73871 | 0.546 | 0.025 | CBSA 2019 | 5.1092 | 2032 | 1 | SWWH007-06
COM-WATERHEAT-FS-11.29 | Com ¦ Com Efficient Gas Storage Water Heater (0.68 UEF - 50 Gal) - Cold ¦ PG&E ¦ Cold | Com ¦ Com Efficient Gas Storage Water Heater (0.68 UEF - 50 Gal) - Cold | PG&E ¦ Cold | PG&E | All | Electric & Gas | Efficient Gas Storage WH (0.68 UEF - 50 Gal) | Efficient |  | 2029 | 1 | Conventional | WaterHeat | Com - Office (Large) | Com | ROB and NEW | 0 | 1000 sqft2 of floor space | 1000 sqft served | 13 | DEER:Indoor_CFL_Ltg | 0 | 0 | -0.31031 | SWWH007-06 | 84.4006 | 2022 | 46.3057 | 2022 | 0 | 0 | SWWH007-06 | Com Small Gas Water Heaters - Cold ¦ PG&E ¦ Cold | Com Small Gas Water Heaters - Cold | 0.46177 | 0.546 | 0.025 | CBSA 2019 | 1.3935 | 2032 | 1 | SWWH007-06
COM-WATERHEAT-FS-11.30 | Com ¦ Com Efficient Gas Storage Water Heater (0.68 UEF - 50 Gal) - Cold ¦ PG&E ¦ Cold | Com ¦ Com Efficient Gas Storage Water Heater (0.68 UEF - 50 Gal) - Cold | PG&E ¦ Cold | PG&E | All | Electric & Gas | Efficient Gas Storage WH (0.68 UEF - 50 Gal) | Efficient |  | 2029 | 1 | Conventional | WaterHeat | Com - Office (Small) | Com | ROB and NEW | 0 | 1000 sqft2 of floor space | 1000 sqft served | 13 | DEER:Indoor_CFL_Ltg | 0 | 0 | -0.31775 | SWWH007-06 | 84.4006 | 2022 | 46.3057 | 2022 | 0 | 0 | SWWH007-06 | Com Small Gas Water Heaters - Cold ¦ PG&E ¦ Cold | Com Small Gas Water Heaters - Cold | 0.46177 | 0.546 | 0.025 | CBSA 2019 | 0.62905 | 2032 | 1 | SWWH007-06
COM-WATERHEAT-FS-11.31 | Com ¦ Com Efficient Gas Storage Water Heater (0.68 UEF - 50 Gal) - Cold ¦ PG&E ¦ Cold | Com ¦ Com Efficient Gas Storage Water Heater (0.68 UEF - 50 Gal) - Cold | PG&E ¦ Cold | PG&E | All | Electric & Gas | Efficient Gas Storage WH (0.68 UEF - 50 Gal) | Efficient |  | 2029 | 1 | Conventional | WaterHeat | Com - Other | Com | ROB and NEW | 0 | 1000 sqft2 of floor space | 1000 sqft served | 13 | DEER:Indoor_CFL_Ltg | 0 | 0 | -2.2501 | SWWH007-06 | 698.0391 | 2022 | 382.9733 | 2022 | 0 | 0 | SWWH007-06 | Com Small Gas Water Heaters - Cold ¦ PG&E ¦ Cold | Com Small Gas Water Heaters - Cold | 0.5433 | 0.546 | 0.025 | CBSA 2019 | 10.1928 | 2032 | 1 | SWWH007-06
COM-WATERHEAT-FS-11.32 | Com ¦ Com Efficient Gas Storage Water Heater (0.68 UEF - 50 Gal) - Cold ¦ PG&E ¦ Cold | Com ¦ Com Efficient Gas Storage Water Heater (0.68 UEF - 50 Gal) - Cold | PG&E ¦ Cold | PG&E | All | Electric & Gas | Efficient Gas Storage WH (0.68 UEF - 50 Gal) | Efficient |  | 2029 | 1 | Conventional | WaterHeat | Com - Refrig. Warehouse | Com | ROB and NEW | 0 | 1000 sqft2 of floor space | 1000 sqft served | 13 | DEER:Indoor_CFL_Ltg | 0 | 0 | -0.092875 | SWWH007-06 | 39.0268 | 2022 | 21.4118 | 2022 | 0 | 0 | SWWH007-06 | Com Small Gas Water Heaters - Cold ¦ PG&E ¦ Cold | Com Small Gas Water Heaters - Cold | 0.22621 | 0.546 | 0.025 | CBSA 2019 | 0.06973 | 2032 | 1 | SWWH007-06
COM-WATERHEAT-FS-11.33 | Com ¦ Com Efficient Gas Storage Water Heater (0.68 UEF - 50 Gal) - Cold ¦ PG&E ¦ Cold | Com ¦ Com Efficient Gas Storage Water Heater (0.68 UEF - 50 Gal) - Cold | PG&E ¦ Cold | PG&E | All | Electric & Gas | Efficient Gas Storage WH (0.68 UEF - 50 Gal) | Efficient |  | 2029 | 1 | Conventional | WaterHeat | Com - Restaurant | Com | ROB and NEW | 0 | 1000 sqft2 of floor space | 1000 sqft served | 13 | DEER:Indoor_CFL_Ltg | 0 | 0 | -13.8354 | SWWH007-06 | 3656.2117 | 2022 | 2005.9501 | 2022 | 0 | 0 | SWWH007-06 | Com Small Gas Water Heaters - Cold ¦ PG&E ¦ Cold | Com Small Gas Water Heaters - Cold | 0.79319 | 0.546 | 0.025 | CBSA 2019 | 10.3937 | 2032 | 1 | SWWH007-06
COM-WATERHEAT-FS-11.34 | Com ¦ Com Efficient Gas Storage Water Heater (0.68 UEF - 50 Gal) - Cold ¦ PG&E ¦ Cold | Com ¦ Com Efficient Gas Storage Water Heater (0.68 UEF - 50 Gal) - Cold | PG&E ¦ Cold | PG&E | All | Electric & Gas | Efficient Gas Storage WH (0.68 UEF - 50 Gal) | Efficient |  | 2029 | 1 | Conventional | WaterHeat | Com - Retail | Com | ROB and NEW | 0 | 1000 sqft2 of floor space | 1000 sqft served | 13 | DEER:Indoor_CFL_Ltg | 0 | 0 | -0.1961 | SWWH007-06 | 52.2776 | 2022 | 28.6817 | 2022 | 0 | 0 | SWWH007-06 | Com Small Gas Water Heaters - Cold ¦ PG&E ¦ Cold | Com Small Gas Water Heaters - Cold | 0.40063 | 0.546 | 0.025 | CBSA 2019 | 0.96898 | 2032 | 1 | SWWH007-06
COM-WATERHEAT-FS-11.35 | Com ¦ Com Efficient Gas Storage Water Heater (0.68 UEF - 50 Gal) - Cold ¦ PG&E ¦ Cold | Com ¦ Com Efficient Gas Storage Water Heater (0.68 UEF - 50 Gal) - Cold | PG&E ¦ Cold | PG&E | All | Electric & Gas | Efficient Gas Storage WH (0.68 UEF - 50 Gal) | Efficient |  | 2029 | 1 | Conventional | WaterHeat | Com - School | Com | ROB and NEW | 0 | 1000 sqft2 of floor space | 1000 sqft served | 13 | DEER:Indoor_CFL_Ltg | 0 | 0 | -1.7629 | SWWH007-06 | 430.6306 | 2022 | 236.2619 | 2022 | 0 | 0 | SWWH007-06 | Com Small Gas Water Heaters - Cold ¦ PG&E ¦ Cold | Com Small Gas Water Heaters - Cold | 0.76922 | 0.546 | 0.025 | CBSA 2019 | 4.0277 | 2032 | 1 | SWWH007-06
COM-WATERHEAT-FS-11.36 | Com ¦ Com Efficient Gas Storage Water Heater (0.68 UEF - 50 Gal) - Cold ¦ PG&E ¦ Cold | Com ¦ Com Efficient Gas Storage Water Heater (0.68 UEF - 50 Gal) - Cold | PG&E ¦ Cold | PG&E | All | Electric & Gas | Efficient Gas Storage WH (0.68 UEF - 50 Gal) | Efficient |  | 2029 | 1 | Conventional | WaterHeat | Com - Warehouse | Com | ROB and NEW | 0 | 1000 sqft2 of floor space | 1000 sqft served | 13 | DEER:Indoor_CFL_Ltg | 0 | 0 | -0.0286 | SWWH007-06 | 7.8054 | 2022 | 4.2824 | 2022 | 0 | 0 | SWWH007-06 | Com Small Gas Water Heaters - Cold ¦ PG&E ¦ Cold | Com Small Gas Water Heaters - Cold | 0.1976 | 0.546 | 0.025 | CBSA 2019 | 0.12056 | 2032 | 1 | SWWH007-06
COM-WATERHEAT-FS-11.37 | Com ¦ Com Efficient Gas Storage Water Heater (0.68 UEF - 50 Gal) - Marine ¦ SCG ¦ Marine | Com ¦ Com Efficient Gas Storage Water Heater (0.68 UEF - 50 Gal) - Marine | SCG ¦ Marine | SCG | All | Electric & Gas | Efficient Gas Storage WH (0.68 UEF - 50 Gal) | Efficient |  | 2029 | 1 | Conventional | WaterHeat | Com - College | Com | ROB and NEW | 0 | 1000 sqft2 of floor space | 1000 sqft served | 13 | DEER:Indoor_CFL_Ltg | 0 | 0 | -1.1011 | SWWH007-06 | 271.2311 | 2022 | 148.8087 | 2022 | 0 | 0 | SWWH007-06 | Com Small Gas Water Heaters - Marine ¦ SCG ¦ Marine | Com Small Gas Water Heaters - Marine | 0.74815 | 0.546 | 0.025 | CBSA 2019 | 3.6323 | 2032 | 1 | SWWH007-06
COM-WATERHEAT-FS-11.38 | Com ¦ Com Efficient Gas Storage Water Heater (0.68 UEF - 50 Gal) - Marine ¦ SCG ¦ Marine | Com ¦ Com Efficient Gas Storage Water Heater (0.68 UEF - 50 Gal) - Marine | SCG ¦ Marine | SCG | All | Electric & Gas | Efficient Gas Storage WH (0.68 UEF - 50 Gal) | Efficient |  | 2029 | 1 | Conventional | WaterHeat | Com - Grocery | Com | ROB and NEW | 0 | 1000 sqft2 of floor space | 1000 sqft served | 13 | DEER:Indoor_CFL_Ltg | 0 | 0 | 0 | SWWH007-06 | 202.482 | 2022 | 123.4818 | 2022 | 0 | 0 | SWWH007-06 | Com Small Gas Water Heaters - Marine ¦ SCG ¦ Marine | Com Small Gas Water Heaters - Marine | 0.59609 | 0.546 | 0.025 | CBSA 2019 | 0 | 2032 | 1 | SWWH007-06
COM-WATERHEAT-FS-11.39 | Com ¦ Com Efficient Gas Storage Water Heater (0.68 UEF - 50 Gal) - Marine ¦ SCG ¦ Marine | Com ¦ Com Efficient Gas Storage Water Heater (0.68 UEF - 50 Gal) - Marine | SCG ¦ Marine | SCG | All | Electric & Gas | Efficient Gas Storage WH (0.68 UEF - 50 Gal) | Efficient |  | 2029 | 1 | Conventional | WaterHeat | Com - Health | Com | ROB and NEW | 0 | 1000 sqft2 of floor space | 1000 sqft served | 13 | DEER:Indoor_CFL_Ltg | 0 | 0 | -1.2529 | SWWH007-06 | 410.8257 | 2022 | 225.3961 | 2022 | 0 | 0 | SWWH007-06 | Com Small Gas Water Heaters - Marine ¦ SCG ¦ Marine | Com Small Gas Water Heaters - Marine | 0.52611 | 0.546 | 0.025 | CBSA 2019 | 3.5389 | 2032 | 1 | SWWH007-06
COM-WATERHEAT-FS-11.40 | Com ¦ Com Efficient Gas Storage Water Heater (0.68 UEF - 50 Gal) - Marine ¦ SCG ¦ Marine | Com ¦ Com Efficient Gas Storage Water Heater (0.68 UEF - 50 Gal) - Marine | SCG ¦ Marine | SCG | All | Electric & Gas | Efficient Gas Storage WH (0.68 UEF - 50 Gal) | Efficient |  | 2029 | 1 | Conventional | WaterHeat | Com - Lodging | Com | ROB and NEW | 0 | 1000 sqft2 of floor space | 1000 sqft served | 13 | DEER:Indoor_CFL_Ltg | 0 | 0 | -0.67779 | SWWH007-06 | 258.4951 | 2022 | 141.8212 | 2022 | 0 | 0 | SWWH007-06 | Com Small Gas Water Heaters - Marine ¦ SCG ¦ Marine | Com Small Gas Water Heaters - Marine | 0.73871 | 0.546 | 0.025 | CBSA 2019 | 6.6954 | 2032 | 1 | SWWH007-06
COM-WATERHEAT-FS-11.41 | Com ¦ Com Efficient Gas Storage Water Heater (0.68 UEF - 50 Gal) - Marine ¦ SCG ¦ Marine | Com ¦ Com Efficient Gas Storage Water Heater (0.68 UEF - 50 Gal) - Marine | SCG ¦ Marine | SCG | All | Electric & Gas | Efficient Gas Storage WH (0.68 UEF - 50 Gal) | Efficient |  | 2029 | 1 | Conventional | WaterHeat | Com - Office (Large) | Com | ROB and NEW | 0 | 1000 sqft2 of floor space | 1000 sqft served | 13 | DEER:Indoor_CFL_Ltg | 0 | 0 | -0.34326 | SWWH007-06 | 84.4006 | 2022 | 46.3057 | 2022 | 0 | 0 | SWWH007-06 | Com Small Gas Water Heaters - Marine ¦ SCG ¦ Marine | Com Small Gas Water Heaters - Marine | 0.46177 | 0.546 | 0.025 | CBSA 2019 | 1.5415 | 2032 | 1 | SWWH007-06
COM-WATERHEAT-FS-11.42 | Com ¦ Com Efficient Gas Storage Water Heater (0.68 UEF - 50 Gal) - Marine ¦ SCG ¦ Marine | Com ¦ Com Efficient Gas Storage Water Heater (0.68 UEF - 50 Gal) - Marine | SCG ¦ Marine | SCG | All | Electric & Gas | Efficient Gas Storage WH (0.68 UEF - 50 Gal) | Efficient |  | 2029 | 1 | Conventional | WaterHeat | Com - Office (Small) | Com | ROB and NEW | 0 | 1000 sqft2 of floor space | 1000 sqft served | 13 | DEER:Indoor_CFL_Ltg | 0 | 0 | -0.34963 | SWWH007-06 | 84.4006 | 2022 | 46.3057 | 2022 | 0 | 0 | SWWH007-06 | Com Small Gas Water Heaters - Marine ¦ SCG ¦ Marine | Com Small Gas Water Heaters - Marine | 0.46177 | 0.546 | 0.025 | CBSA 2019 | 0.69216 | 2032 | 1 | SWWH007-06
COM-WATERHEAT-FS-11.43 | Com ¦ Com Efficient Gas Storage Water Heater (0.68 UEF - 50 Gal) - Marine ¦ SCG ¦ Marine | Com ¦ Com Efficient Gas Storage Water Heater (0.68 UEF - 50 Gal) - Marine | SCG ¦ Marine | SCG | All | Electric & Gas | Efficient Gas Storage WH (0.68 UEF - 50 Gal) | Efficient |  | 2029 | 1 | Conventional | WaterHeat | Com - Other | Com | ROB and NEW | 0 | 1000 sqft2 of floor space | 1000 sqft served | 13 | DEER:Indoor_CFL_Ltg | 0 | 0 | -2.5665 | SWWH007-06 | 698.0391 | 2022 | 382.9733 | 2022 | 0 | 0 | SWWH007-06 | Com Small Gas Water Heaters - Marine ¦ SCG ¦ Marine | Com Small Gas Water Heaters - Marine | 0.5433 | 0.546 | 0.025 | CBSA 2019 | 11.6261 | 2032 | 1 | SWWH007-06
COM-WATERHEAT-FS-11.44 | Com ¦ Com Efficient Gas Storage Water Heater (0.68 UEF - 50 Gal) - Marine ¦ SCG ¦ Marine | Com ¦ Com Efficient Gas Storage Water Heater (0.68 UEF - 50 Gal) - Marine | SCG ¦ Marine | SCG | All | Electric & Gas | Efficient Gas Storage WH (0.68 UEF - 50 Gal) | Efficient |  | 2029 | 1 | Conventional | WaterHeat | Com - Refrig. Warehouse | Com | ROB and NEW | 0 | 1000 sqft2 of floor space | 1000 sqft served | 13 | DEER:Indoor_CFL_Ltg | 0 | 0 | -0.1145 | SWWH007-06 | 39.0268 | 2022 | 21.4118 | 2022 | 0 | 0 | SWWH007-06 | Com Small Gas Water Heaters - Marine ¦ SCG ¦ Marine | Com Small Gas Water Heaters - Marine | 0.22621 | 0.546 | 0.025 | CBSA 2019 | 0.085963 | 2032 | 1 | SWWH007-06
COM-WATERHEAT-FS-11.45 | Com ¦ Com Efficient Gas Storage Water Heater (0.68 UEF - 50 Gal) - Marine ¦ SCG ¦ Marine | Com ¦ Com Efficient Gas Storage Water Heater (0.68 UEF - 50 Gal) - Marine | SCG ¦ Marine | SCG | All | Electric & Gas | Efficient Gas Storage WH (0.68 UEF - 50 Gal) | Efficient |  | 2029 | 1 | Conventional | WaterHeat | Com - Restaurant | Com | ROB and NEW | 0 | 1000 sqft2 of floor space | 1000 sqft served | 13 | DEER:Indoor_CFL_Ltg | 0 | 0 | -15.0743 | SWWH007-06 | 3656.2117 | 2022 | 2005.9501 | 2022 | 0 | 0 | SWWH007-06 | Com Small Gas Water Heaters - Marine ¦ SCG ¦ Marine | Com Small Gas Water Heaters - Marine | 0.79319 | 0.546 | 0.025 | CBSA 2019 | 11.3244 | 2032 | 1 | SWWH007-06
COM-WATERHEAT-FS-11.46 | Com ¦ Com Efficient Gas Storage Water Heater (0.68 UEF - 50 Gal) - Marine ¦ SCG ¦ Marine | Com ¦ Com Efficient Gas Storage Water Heater (0.68 UEF - 50 Gal) - Marine | SCG ¦ Marine | SCG | All | Electric & Gas | Efficient Gas Storage WH (0.68 UEF - 50 Gal) | Efficient |  | 2029 | 1 | Conventional | WaterHeat | Com - Retail | Com | ROB and NEW | 0 | 1000 sqft2 of floor space | 1000 sqft served | 13 | DEER:Indoor_CFL_Ltg | 0 | 0 | -0.21413 | SWWH007-06 | 52.2776 | 2022 | 28.6817 | 2022 | 0 | 0 | SWWH007-06 | Com Small Gas Water Heaters - Marine ¦ SCG ¦ Marine | Com Small Gas Water Heaters - Marine | 0.40063 | 0.546 | 0.025 | CBSA 2019 | 1.058 | 2032 | 1 | SWWH007-06
COM-WATERHEAT-FS-11.47 | Com ¦ Com Efficient Gas Storage Water Heater (0.68 UEF - 50 Gal) - Marine ¦ SCG ¦ Marine | Com ¦ Com Efficient Gas Storage Water Heater (0.68 UEF - 50 Gal) - Marine | SCG ¦ Marine | SCG | All | Electric & Gas | Efficient Gas Storage WH (0.68 UEF - 50 Gal) | Efficient |  | 2029 | 1 | Conventional | WaterHeat | Com - School | Com | ROB and NEW | 0 | 1000 sqft2 of floor space | 1000 sqft served | 13 | DEER:Indoor_CFL_Ltg | 0 | 0 | -1.8806 | SWWH007-06 | 430.6306 | 2022 | 236.2619 | 2022 | 0 | 0 | SWWH007-06 | Com Small Gas Water Heaters - Marine ¦ SCG ¦ Marine | Com Small Gas Water Heaters - Marine | 0.76922 | 0.546 | 0.025 | CBSA 2019 | 4.2967 | 2032 | 1 | SWWH007-06
COM-WATERHEAT-FS-11.48 | Com ¦ Com Efficient Gas Storage Water Heater (0.68 UEF - 50 Gal) - Marine ¦ SCG ¦ Marine | Com ¦ Com Efficient Gas Storage Water Heater (0.68 UEF - 50 Gal) - Marine | SCG ¦ Marine | SCG | All | Electric & Gas | Efficient Gas Storage WH (0.68 UEF - 50 Gal) | Efficient |  | 2029 | 1 | Conventional | WaterHeat | Com - Warehouse | Com | ROB and NEW | 0 | 1000 sqft2 of floor space | 1000 sqft served | 13 | DEER:Indoor_CFL_Ltg | 0 | 0 | -0.031351 | SWWH007-06 | 7.8054 | 2022 | 4.2824 | 2022 | 0 | 0 | SWWH007-06 | Com Small Gas Water Heaters - Marine ¦ SCG ¦ Marine | Com Small Gas Water Heaters - Marine | 0.1976 | 0.546 | 0.025 | CBSA 2019 | 0.13216 | 2032 | 1 | SWWH007-06
COM-WATERHEAT-FS-11.49 | Com ¦ Com Efficient Gas Storage Water Heater (0.68 UEF - 50 Gal) - Hot-Dry ¦ SCG ¦ Hot-Dry | Com ¦ Com Efficient Gas Storage Water Heater (0.68 UEF - 50 Gal) - Hot-Dry | SCG ¦ Hot-Dry | SCG | All | Electric & Gas | Efficient Gas Storage WH (0.68 UEF - 50 Gal) | Efficient |  | 2029 | 1 | Conventional | WaterHeat | Com - College | Com | ROB and NEW | 0 | 1000 sqft2 of floor space | 1000 sqft served | 13 | DEER:Indoor_CFL_Ltg | 0 | 0 | -0.54374 | SWWH007-06 | 135.6155 | 2022 | 74.4043 | 2022 | 0 | 0 | SWWH007-06 | Com Small Gas Water Heaters - Hot-Dry ¦ SCG ¦ Hot-Dry | Com Small Gas Water Heaters - Hot-Dry | 0.74815 | 0.546 | 0.025 | CBSA 2019 | 1.7936 | 2032 | 1 | SWWH007-06
COM-WATERHEAT-FS-11.50 | Com ¦ Com Efficient Gas Storage Water Heater (0.68 UEF - 50 Gal) - Hot-Dry ¦ SCG ¦ Hot-Dry | Com ¦ Com Efficient Gas Storage Water Heater (0.68 UEF - 50 Gal) - Hot-Dry | SCG ¦ Hot-Dry | SCG | All | Electric & Gas | Efficient Gas Storage WH (0.68 UEF - 50 Gal) | Efficient |  | 2029 | 1 | Conventional | WaterHeat | Com - Grocery | Com | ROB and NEW | 0 | 1000 sqft2 of floor space | 1000 sqft served | 13 | DEER:Indoor_CFL_Ltg | 0 | 0 | 0 | SWWH007-06 | 101.241 | 2022 | 61.7409 | 2022 | 0 | 0 | SWWH007-06 | Com Small Gas Water Heaters - Hot-Dry ¦ SCG ¦ Hot-Dry | Com Small Gas Water Heaters - Hot-Dry | 0.59609 | 0.546 | 0.025 | CBSA 2019 | 0 | 2032 | 1 | SWWH007-06
COM-WATERHEAT-FS-11.51 | Com ¦ Com Efficient Gas Storage Water Heater (0.68 UEF - 50 Gal) - Hot-Dry ¦ SCG ¦ Hot-Dry | Com ¦ Com Efficient Gas Storage Water Heater (0.68 UEF - 50 Gal) - Hot-Dry | SCG ¦ Hot-Dry | SCG | All | Electric & Gas | Efficient Gas Storage WH (0.68 UEF - 50 Gal) | Efficient |  | 2029 | 1 | Conventional | WaterHeat | Com - Health | Com | ROB and NEW | 0 | 1000 sqft2 of floor space | 1000 sqft served | 13 | DEER:Indoor_CFL_Ltg | 0 | 0 | -0.62276 | SWWH007-06 | 205.4128 | 2022 | 112.698 | 2022 | 0 | 0 | SWWH007-06 | Com Small Gas Water Heaters - Hot-Dry ¦ SCG ¦ Hot-Dry | Com Small Gas Water Heaters - Hot-Dry | 0.52611 | 0.546 | 0.025 | CBSA 2019 | 1.759 | 2032 | 1 | SWWH007-06
COM-WATERHEAT-FS-11.52 | Com ¦ Com Efficient Gas Storage Water Heater (0.68 UEF - 50 Gal) - Hot-Dry ¦ SCG ¦ Hot-Dry | Com ¦ Com Efficient Gas Storage Water Heater (0.68 UEF - 50 Gal) - Hot-Dry | SCG ¦ Hot-Dry | SCG | All | Electric & Gas | Efficient Gas Storage WH (0.68 UEF - 50 Gal) | Efficient |  | 2029 | 1 | Conventional | WaterHeat | Com - Lodging | Com | ROB and NEW | 0 | 1000 sqft2 of floor space | 1000 sqft served | 13 | DEER:Indoor_CFL_Ltg | 0 | 0 | -0.33559 | SWWH007-06 | 129.2475 | 2022 | 70.9106 | 2022 | 0 | 0 | SWWH007-06 | Com Small Gas Water Heaters - Hot-Dry ¦ SCG ¦ Hot-Dry | Com Small Gas Water Heaters - Hot-Dry | 0.73871 | 0.546 | 0.025 | CBSA 2019 | 3.3151 | 2032 | 1 | SWWH007-06
COM-WATERHEAT-FS-11.53 | Com ¦ Com Efficient Gas Storage Water Heater (0.68 UEF - 50 Gal) - Hot-Dry ¦ SCG ¦ Hot-Dry | Com ¦ Com Efficient Gas Storage Water Heater (0.68 UEF - 50 Gal) - Hot-Dry | SCG ¦ Hot-Dry | SCG | All | Electric & Gas | Efficient Gas Storage WH (0.68 UEF - 50 Gal) | Efficient |  | 2029 | 1 | Conventional | WaterHeat | Com - Office (Large) | Com | ROB and NEW | 0 | 1000 sqft2 of floor space | 1000 sqft served | 13 | DEER:Indoor_CFL_Ltg | 0 | 0 | -0.1695 | SWWH007-06 | 42.2003 | 2022 | 23.1528 | 2022 | 0 | 0 | SWWH007-06 | Com Small Gas Water Heaters - Hot-Dry ¦ SCG ¦ Hot-Dry | Com Small Gas Water Heaters - Hot-Dry | 0.46177 | 0.546 | 0.025 | CBSA 2019 | 0.76119 | 2032 | 1 | SWWH007-06
COM-WATERHEAT-FS-11.54 | Com ¦ Com Efficient Gas Storage Water Heater (0.68 UEF - 50 Gal) - Hot-Dry ¦ SCG ¦ Hot-Dry | Com ¦ Com Efficient Gas Storage Water Heater (0.68 UEF - 50 Gal) - Hot-Dry | SCG ¦ Hot-Dry | SCG | All | Electric & Gas | Efficient Gas Storage WH (0.68 UEF - 50 Gal) | Efficient |  | 2029 | 1 | Conventional | WaterHeat | Com - Office (Small) | Com | ROB and NEW | 0 | 1000 sqft2 of floor space | 1000 sqft served | 13 | DEER:Indoor_CFL_Ltg | 0 | 0 | -0.17269 | SWWH007-06 | 42.2003 | 2022 | 23.1528 | 2022 | 0 | 0 | SWWH007-06 | Com Small Gas Water Heaters - Hot-Dry ¦ SCG ¦ Hot-Dry | Com Small Gas Water Heaters - Hot-Dry | 0.46177 | 0.546 | 0.025 | CBSA 2019 | 0.34187 | 2032 | 1 | SWWH007-06
COM-WATERHEAT-FS-11.55 | Com ¦ Com Efficient Gas Storage Water Heater (0.68 UEF - 50 Gal) - Hot-Dry ¦ SCG ¦ Hot-Dry | Com ¦ Com Efficient Gas Storage Water Heater (0.68 UEF - 50 Gal) - Hot-Dry | SCG ¦ Hot-Dry | SCG | All | Electric & Gas | Efficient Gas Storage WH (0.68 UEF - 50 Gal) | Efficient |  | 2029 | 1 | Conventional | WaterHeat | Com - Other | Com | ROB and NEW | 0 | 1000 sqft2 of floor space | 1000 sqft served | 13 | DEER:Indoor_CFL_Ltg | 0 | 0 | -1.2701 | SWWH007-06 | 349.0195 | 2022 | 191.4867 | 2022 | 0 | 0 | SWWH007-06 | Com Small Gas Water Heaters - Hot-Dry ¦ SCG ¦ Hot-Dry | Com Small Gas Water Heaters - Hot-Dry | 0.5433 | 0.546 | 0.025 | CBSA 2019 | 5.7533 | 2032 | 1 | SWWH007-06
COM-WATERHEAT-FS-11.56 | Com ¦ Com Efficient Gas Storage Water Heater (0.68 UEF - 50 Gal) - Hot-Dry ¦ SCG ¦ Hot-Dry | Com ¦ Com Efficient Gas Storage Water Heater (0.68 UEF - 50 Gal) - Hot-Dry | SCG ¦ Hot-Dry | SCG | All | Electric & Gas | Efficient Gas Storage WH (0.68 UEF - 50 Gal) | Efficient |  | 2029 | 1 | Conventional | WaterHeat | Com - Refrig. Warehouse | Com | ROB and NEW | 0 | 1000 sqft2 of floor space | 1000 sqft served | 13 | DEER:Indoor_CFL_Ltg | 0 | 0 | -0.057003 | SWWH007-06 | 19.5134 | 2022 | 10.7059 | 2022 | 0 | 0 | SWWH007-06 | Com Small Gas Water Heaters - Hot-Dry ¦ SCG ¦ Hot-Dry | Com Small Gas Water Heaters - Hot-Dry | 0.22621 | 0.546 | 0.025 | CBSA 2019 | 0.042797 | 2032 | 1 | SWWH007-06
COM-WATERHEAT-FS-11.57 | Com ¦ Com Efficient Gas Storage Water Heater (0.68 UEF - 50 Gal) - Hot-Dry ¦ SCG ¦ Hot-Dry | Com ¦ Com Efficient Gas Storage Water Heater (0.68 UEF - 50 Gal) - Hot-Dry | SCG ¦ Hot-Dry | SCG | All | Electric & Gas | Efficient Gas Storage WH (0.68 UEF - 50 Gal) | Efficient |  | 2029 | 1 | Conventional | WaterHeat | Com - Restaurant | Com | ROB and NEW | 0 | 1000 sqft2 of floor space | 1000 sqft served | 13 | DEER:Indoor_CFL_Ltg | 0 | 0 | -7.4451 | SWWH007-06 | 1828.1059 | 2022 | 1002.975 | 2022 | 0 | 0 | SWWH007-06 | Com Small Gas Water Heaters - Hot-Dry ¦ SCG ¦ Hot-Dry | Com Small Gas Water Heaters - Hot-Dry | 0.79319 | 0.546 | 0.025 | CBSA 2019 | 5.593 | 2032 | 1 | SWWH007-06
COM-WATERHEAT-FS-11.58 | Com ¦ Com Efficient Gas Storage Water Heater (0.68 UEF - 50 Gal) - Hot-Dry ¦ SCG ¦ Hot-Dry | Com ¦ Com Efficient Gas Storage Water Heater (0.68 UEF - 50 Gal) - Hot-Dry | SCG ¦ Hot-Dry | SCG | All | Electric & Gas | Efficient Gas Storage WH (0.68 UEF - 50 Gal) | Efficient |  | 2029 | 1 | Conventional | WaterHeat | Com - Retail | Com | ROB and NEW | 0 | 1000 sqft2 of floor space | 1000 sqft served | 13 | DEER:Indoor_CFL_Ltg | 0 | 0 | -0.10575 | SWWH007-06 | 26.1388 | 2022 | 14.3408 | 2022 | 0 | 0 | SWWH007-06 | Com Small Gas Water Heaters - Hot-Dry ¦ SCG ¦ Hot-Dry | Com Small Gas Water Heaters - Hot-Dry | 0.40063 | 0.546 | 0.025 | CBSA 2019 | 0.5225 | 2032 | 1 | SWWH007-06
COM-WATERHEAT-FS-11.59 | Com ¦ Com Efficient Gas Storage Water Heater (0.68 UEF - 50 Gal) - Hot-Dry ¦ SCG ¦ Hot-Dry | Com ¦ Com Efficient Gas Storage Water Heater (0.68 UEF - 50 Gal) - Hot-Dry | SCG ¦ Hot-Dry | SCG | All | Electric & Gas | Efficient Gas Storage WH (0.68 UEF - 50 Gal) | Efficient |  | 2029 | 1 | Conventional | WaterHeat | Com - School | Com | ROB and NEW | 0 | 1000 sqft2 of floor space | 1000 sqft served | 13 | DEER:Indoor_CFL_Ltg | 0 | 0 | -0.92984 | SWWH007-06 | 215.3153 | 2022 | 118.1309 | 2022 | 0 | 0 | SWWH007-06 | Com Small Gas Water Heaters - Hot-Dry ¦ SCG ¦ Hot-Dry | Com Small Gas Water Heaters - Hot-Dry | 0.76922 | 0.546 | 0.025 | CBSA 2019 | 2.1244 | 2032 | 1 | SWWH007-06
COM-WATERHEAT-FS-11.60 | Com ¦ Com Efficient Gas Storage Water Heater (0.68 UEF - 50 Gal) - Hot-Dry ¦ SCG ¦ Hot-Dry | Com ¦ Com Efficient Gas Storage Water Heater (0.68 UEF - 50 Gal) - Hot-Dry | SCG ¦ Hot-Dry | SCG | All | Electric & Gas | Efficient Gas Storage WH (0.68 UEF - 50 Gal) | Efficient |  | 2029 | 1 | Conventional | WaterHeat | Com - Warehouse | Com | ROB and NEW | 0 | 1000 sqft2 of floor space | 1000 sqft served | 13 | DEER:Indoor_CFL_Ltg | 0 | 0 | -0.015479 | SWWH007-06 | 3.9027 | 2022 | 2.1412 | 2022 | 0 | 0 | SWWH007-06 | Com Small Gas Water Heaters - Hot-Dry ¦ SCG ¦ Hot-Dry | Com Small Gas Water Heaters - Hot-Dry | 0.1976 | 0.546 | 0.025 | CBSA 2019 | 0.065252 | 2032 | 1 | SWWH007-06
COM-WATERHEAT-FS-11.61 | Com ¦ Com Efficient Gas Storage Water Heater (0.68 UEF - 50 Gal) - Cold ¦ SCG ¦ Cold | Com ¦ Com Efficient Gas Storage Water Heater (0.68 UEF - 50 Gal) - Cold | SCG ¦ Cold | SCG | All | Electric & Gas | Efficient Gas Storage WH (0.68 UEF - 50 Gal) | Efficient |  | 2029 | 1 | Conventional | WaterHeat | Com - College | Com | ROB and NEW | 0 | 1000 sqft2 of floor space | 1000 sqft served | 13 | DEER:Indoor_CFL_Ltg | 0 | 0 | -1.003 | SWWH007-06 | 271.2311 | 2022 | 148.8087 | 2022 | 0 | 0 | SWWH007-06 | Com Small Gas Water Heaters - Cold ¦ SCG ¦ Cold | Com Small Gas Water Heaters - Cold | 0.74815 | 0.546 | 0.025 | CBSA 2019 | 3.3086 | 2032 | 1 | SWWH007-06
COM-WATERHEAT-FS-11.62 | Com ¦ Com Efficient Gas Storage Water Heater (0.68 UEF - 50 Gal) - Cold ¦ SCG ¦ Cold | Com ¦ Com Efficient Gas Storage Water Heater (0.68 UEF - 50 Gal) - Cold | SCG ¦ Cold | SCG | All | Electric & Gas | Efficient Gas Storage WH (0.68 UEF - 50 Gal) | Efficient |  | 2029 | 1 | Conventional | WaterHeat | Com - Grocery | Com | ROB and NEW | 0 | 1000 sqft2 of floor space | 1000 sqft served | 13 | DEER:Indoor_CFL_Ltg | 0 | 0 | 0 | SWWH007-06 | 202.482 | 2022 | 123.4818 | 2022 | 0 | 0 | SWWH007-06 | Com Small Gas Water Heaters - Cold ¦ SCG ¦ Cold | Com Small Gas Water Heaters - Cold | 0.59609 | 0.546 | 0.025 | CBSA 2019 | 0 | 2032 | 1 | SWWH007-06
COM-WATERHEAT-FS-11.63 | Com ¦ Com Efficient Gas Storage Water Heater (0.68 UEF - 50 Gal) - Cold ¦ SCG ¦ Cold | Com ¦ Com Efficient Gas Storage Water Heater (0.68 UEF - 50 Gal) - Cold | SCG ¦ Cold | SCG | All | Electric & Gas | Efficient Gas Storage WH (0.68 UEF - 50 Gal) | Efficient |  | 2029 | 1 | Conventional | WaterHeat | Com - Health | Com | ROB and NEW | 0 | 1000 sqft2 of floor space | 1000 sqft served | 13 | DEER:Indoor_CFL_Ltg | 0 | 0 | -1.032 | SWWH007-06 | 410.8257 | 2022 | 225.3961 | 2022 | 0 | 0 | SWWH007-06 | Com Small Gas Water Heaters - Cold ¦ SCG ¦ Cold | Com Small Gas Water Heaters - Cold | 0.52611 | 0.546 | 0.025 | CBSA 2019 | 2.915 | 2032 | 1 | SWWH007-06
COM-WATERHEAT-FS-11.64 | Com ¦ Com Efficient Gas Storage Water Heater (0.68 UEF - 50 Gal) - Cold ¦ SCG ¦ Cold | Com ¦ Com Efficient Gas Storage Water Heater (0.68 UEF - 50 Gal) - Cold | SCG ¦ Cold | SCG | All | Electric & Gas | Efficient Gas Storage WH (0.68 UEF - 50 Gal) | Efficient |  | 2029 | 1 | Conventional | WaterHeat | Com - Lodging | Com | ROB and NEW | 0 | 1000 sqft2 of floor space | 1000 sqft served | 13 | DEER:Indoor_CFL_Ltg | 0 | 0 | -0.51722 | SWWH007-06 | 258.4951 | 2022 | 141.8212 | 2022 | 0 | 0 | SWWH007-06 | Com Small Gas Water Heaters - Cold ¦ SCG ¦ Cold | Com Small Gas Water Heaters - Cold | 0.73871 | 0.546 | 0.025 | CBSA 2019 | 5.1092 | 2032 | 1 | SWWH007-06
COM-WATERHEAT-FS-11.65 | Com ¦ Com Efficient Gas Storage Water Heater (0.68 UEF - 50 Gal) - Cold ¦ SCG ¦ Cold | Com ¦ Com Efficient Gas Storage Water Heater (0.68 UEF - 50 Gal) - Cold | SCG ¦ Cold | SCG | All | Electric & Gas | Efficient Gas Storage WH (0.68 UEF - 50 Gal) | Efficient |  | 2029 | 1 | Conventional | WaterHeat | Com - Office (Large) | Com | ROB and NEW | 0 | 1000 sqft2 of floor space | 1000 sqft served | 13 | DEER:Indoor_CFL_Ltg | 0 | 0 | -0.31031 | SWWH007-06 | 84.4006 | 2022 | 46.3057 | 2022 | 0 | 0 | SWWH007-06 | Com Small Gas Water Heaters - Cold ¦ SCG ¦ Cold | Com Small Gas Water Heaters - Cold | 0.46177 | 0.546 | 0.025 | CBSA 2019 | 1.3935 | 2032 | 1 | SWWH007-06
COM-WATERHEAT-FS-11.66 | Com ¦ Com Efficient Gas Storage Water Heater (0.68 UEF - 50 Gal) - Cold ¦ SCG ¦ Cold | Com ¦ Com Efficient Gas Storage Water Heater (0.68 UEF - 50 Gal) - Cold | SCG ¦ Cold | SCG | All | Electric & Gas | Efficient Gas Storage WH (0.68 UEF - 50 Gal) | Efficient |  | 2029 | 1 | Conventional | WaterHeat | Com - Office (Small) | Com | ROB and NEW | 0 | 1000 sqft2 of floor space | 1000 sqft served | 13 | DEER:Indoor_CFL_Ltg | 0 | 0 | -0.31775 | SWWH007-06 | 84.4006 | 2022 | 46.3057 | 2022 | 0 | 0 | SWWH007-06 | Com Small Gas Water Heaters - Cold ¦ SCG ¦ Cold | Com Small Gas Water Heaters - Cold | 0.46177 | 0.546 | 0.025 | CBSA 2019 | 0.62905 | 2032 | 1 | SWWH007-06
COM-WATERHEAT-FS-11.67 | Com ¦ Com Efficient Gas Storage Water Heater (0.68 UEF - 50 Gal) - Cold ¦ SCG ¦ Cold | Com ¦ Com Efficient Gas Storage Water Heater (0.68 UEF - 50 Gal) - Cold | SCG ¦ Cold | SCG | All | Electric & Gas | Efficient Gas Storage WH (0.68 UEF - 50 Gal) | Efficient |  | 2029 | 1 | Conventional | WaterHeat | Com - Other | Com | ROB and NEW | 0 | 1000 sqft2 of floor space | 1000 sqft served | 13 | DEER:Indoor_CFL_Ltg | 0 | 0 | -2.2501 | SWWH007-06 | 698.0391 | 2022 | 382.9733 | 2022 | 0 | 0 | SWWH007-06 | Com Small Gas Water Heaters - Cold ¦ SCG ¦ Cold | Com Small Gas Water Heaters - Cold | 0.5433 | 0.546 | 0.025 | CBSA 2019 | 10.1928 | 2032 | 1 | SWWH007-06
COM-WATERHEAT-FS-11.68 | Com ¦ Com Efficient Gas Storage Water Heater (0.68 UEF - 50 Gal) - Cold ¦ SCG ¦ Cold | Com ¦ Com Efficient Gas Storage Water Heater (0.68 UEF - 50 Gal) - Cold | SCG ¦ Cold | SCG | All | Electric & Gas | Efficient Gas Storage WH (0.68 UEF - 50 Gal) | Efficient |  | 2029 | 1 | Conventional | WaterHeat | Com - Refrig. Warehouse | Com | ROB and NEW | 0 | 1000 sqft2 of floor space | 1000 sqft served | 13 | DEER:Indoor_CFL_Ltg | 0 | 0 | -0.092875 | SWWH007-06 | 39.0268 | 2022 | 21.4118 | 2022 | 0 | 0 | SWWH007-06 | Com Small Gas Water Heaters - Cold ¦ SCG ¦ Cold | Com Small Gas Water Heaters - Cold | 0.22621 | 0.546 | 0.025 | CBSA 2019 | 0.06973 | 2032 | 1 | SWWH007-06
COM-WATERHEAT-FS-11.69 | Com ¦ Com Efficient Gas Storage Water Heater (0.68 UEF - 50 Gal) - Cold ¦ SCG ¦ Cold | Com ¦ Com Efficient Gas Storage Water Heater (0.68 UEF - 50 Gal) - Cold | SCG ¦ Cold | SCG | All | Electric & Gas | Efficient Gas Storage WH (0.68 UEF - 50 Gal) | Efficient |  | 2029 | 1 | Conventional | WaterHeat | Com - Restaurant | Com | ROB and NEW | 0 | 1000 sqft2 of floor space | 1000 sqft served | 13 | DEER:Indoor_CFL_Ltg | 0 | 0 | -13.8354 | SWWH007-06 | 3656.2117 | 2022 | 2005.9501 | 2022 | 0 | 0 | SWWH007-06 | Com Small Gas Water Heaters - Cold ¦ SCG ¦ Cold | Com Small Gas Water Heaters - Cold | 0.79319 | 0.546 | 0.025 | CBSA 2019 | 10.3937 | 2032 | 1 | SWWH007-06
COM-WATERHEAT-FS-11.70 | Com ¦ Com Efficient Gas Storage Water Heater (0.68 UEF - 50 Gal) - Cold ¦ SCG ¦ Cold | Com ¦ Com Efficient Gas Storage Water Heater (0.68 UEF - 50 Gal) - Cold | SCG ¦ Cold | SCG | All | Electric & Gas | Efficient Gas Storage WH (0.68 UEF - 50 Gal) | Efficient |  | 2029 | 1 | Conventional | WaterHeat | Com - Retail | Com | ROB and NEW | 0 | 1000 sqft2 of floor space | 1000 sqft served | 13 | DEER:Indoor_CFL_Ltg | 0 | 0 | -0.1961 | SWWH007-06 | 52.2776 | 2022 | 28.6817 | 2022 | 0 | 0 | SWWH007-06 | Com Small Gas Water Heaters - Cold ¦ SCG ¦ Cold | Com Small Gas Water Heaters - Cold | 0.40063 | 0.546 | 0.025 | CBSA 2019 | 0.96898 | 2032 | 1 | SWWH007-06
COM-WATERHEAT-FS-11.71 | Com ¦ Com Efficient Gas Storage Water Heater (0.68 UEF - 50 Gal) - Cold ¦ SCG ¦ Cold | Com ¦ Com Efficient Gas Storage Water Heater (0.68 UEF - 50 Gal) - Cold | SCG ¦ Cold | SCG | All | Electric & Gas | Efficient Gas Storage WH (0.68 UEF - 50 Gal) | Efficient |  | 2029 | 1 | Conventional | WaterHeat | Com - School | Com | ROB and NEW | 0 | 1000 sqft2 of floor space | 1000 sqft served | 13 | DEER:Indoor_CFL_Ltg | 0 | 0 | -1.7629 | SWWH007-06 | 430.6306 | 2022 | 236.2619 | 2022 | 0 | 0 | SWWH007-06 | Com Small Gas Water Heaters - Cold ¦ SCG ¦ Cold | Com Small Gas Water Heaters - Cold | 0.76922 | 0.546 | 0.025 | CBSA 2019 | 4.0277 | 2032 | 1 | SWWH007-06
COM-WATERHEAT-FS-11.72 | Com ¦ Com Efficient Gas Storage Water Heater (0.68 UEF - 50 Gal) - Cold ¦ SCG ¦ Cold | Com ¦ Com Efficient Gas Storage Water Heater (0.68 UEF - 50 Gal) - Cold | SCG ¦ Cold | SCG | All | Electric & Gas | Efficient Gas Storage WH (0.68 UEF - 50 Gal) | Efficient |  | 2029 | 1 | Conventional | WaterHeat | Com - Warehouse | Com | ROB and NEW | 0 | 1000 sqft2 of floor space | 1000 sqft served | 13 | DEER:Indoor_CFL_Ltg | 0 | 0 | -0.0286 | SWWH007-06 | 7.8054 | 2022 | 4.2824 | 2022 | 0 | 0 | SWWH007-06 | Com Small Gas Water Heaters - Cold ¦ SCG ¦ Cold | Com Small Gas Water Heaters - Cold | 0.1976 | 0.546 | 0.025 | CBSA 2019 | 0.12056 | 2032 | 1 | SWWH007-06
COM-WATERHEAT-FS-11.73 | Com ¦ Com Efficient Gas Storage Water Heater (0.68 UEF - 50 Gal) - Marine ¦ SDG&E ¦ Marine | Com ¦ Com Efficient Gas Storage Water Heater (0.68 UEF - 50 Gal) - Marine | SDG&E ¦ Marine | SDG&E | All | Electric & Gas | Efficient Gas Storage WH (0.68 UEF - 50 Gal) | Efficient |  | 2029 | 1 | Conventional | WaterHeat | Com - College | Com | ROB and NEW | 0 | 1000 sqft2 of floor space | 1000 sqft served | 13 | DEER:Indoor_CFL_Ltg | 0 | 0 | -1.1011 | SWWH007-06 | 271.2311 | 2022 | 148.8087 | 2022 | 0 | 0 | SWWH007-06 | Com Small Gas Water Heaters - Marine ¦ SDG&E ¦ Marine | Com Small Gas Water Heaters - Marine | 0.74815 | 0.546 | 0.025 | CBSA 2019 | 3.6323 | 2032 | 1 | SWWH007-06
COM-WATERHEAT-FS-11.74 | Com ¦ Com Efficient Gas Storage Water Heater (0.68 UEF - 50 Gal) - Marine ¦ SDG&E ¦ Marine | Com ¦ Com Efficient Gas Storage Water Heater (0.68 UEF - 50 Gal) - Marine | SDG&E ¦ Marine | SDG&E | All | Electric & Gas | Efficient Gas Storage WH (0.68 UEF - 50 Gal) | Efficient |  | 2029 | 1 | Conventional | WaterHeat | Com - Grocery | Com | ROB and NEW | 0 | 1000 sqft2 of floor space | 1000 sqft served | 13 | DEER:Indoor_CFL_Ltg | 0 | 0 | 0 | SWWH007-06 | 202.482 | 2022 | 123.4818 | 2022 | 0 | 0 | SWWH007-06 | Com Small Gas Water Heaters - Marine ¦ SDG&E ¦ Marine | Com Small Gas Water Heaters - Marine | 0.59609 | 0.546 | 0.025 | CBSA 2019 | 0 | 2032 | 1 | SWWH007-06
COM-WATERHEAT-FS-11.75 | Com ¦ Com Efficient Gas Storage Water Heater (0.68 UEF - 50 Gal) - Marine ¦ SDG&E ¦ Marine | Com ¦ Com Efficient Gas Storage Water Heater (0.68 UEF - 50 Gal) - Marine | SDG&E ¦ Marine | SDG&E | All | Electric & Gas | Efficient Gas Storage WH (0.68 UEF - 50 Gal) | Efficient |  | 2029 | 1 | Conventional | WaterHeat | Com - Health | Com | ROB and NEW | 0 | 1000 sqft2 of floor space | 1000 sqft served | 13 | DEER:Indoor_CFL_Ltg | 0 | 0 | -1.2529 | SWWH007-06 | 410.8257 | 2022 | 225.3961 | 2022 | 0 | 0 | SWWH007-06 | Com Small Gas Water Heaters - Marine ¦ SDG&E ¦ Marine | Com Small Gas Water Heaters - Marine | 0.52611 | 0.546 | 0.025 | CBSA 2019 | 3.5389 | 2032 | 1 | SWWH007-06
COM-WATERHEAT-FS-11.76 | Com ¦ Com Efficient Gas Storage Water Heater (0.68 UEF - 50 Gal) - Marine ¦ SDG&E ¦ Marine | Com ¦ Com Efficient Gas Storage Water Heater (0.68 UEF - 50 Gal) - Marine | SDG&E ¦ Marine | SDG&E | All | Electric & Gas | Efficient Gas Storage WH (0.68 UEF - 50 Gal) | Efficient |  | 2029 | 1 | Conventional | WaterHeat | Com - Lodging | Com | ROB and NEW | 0 | 1000 sqft2 of floor space | 1000 sqft served | 13 | DEER:Indoor_CFL_Ltg | 0 | 0 | -0.67779 | SWWH007-06 | 258.4951 | 2022 | 141.8212 | 2022 | 0 | 0 | SWWH007-06 | Com Small Gas Water Heaters - Marine ¦ SDG&E ¦ Marine | Com Small Gas Water Heaters - Marine | 0.73871 | 0.546 | 0.025 | CBSA 2019 | 6.6954 | 2032 | 1 | SWWH007-06
COM-WATERHEAT-FS-11.77 | Com ¦ Com Efficient Gas Storage Water Heater (0.68 UEF - 50 Gal) - Marine ¦ SDG&E ¦ Marine | Com ¦ Com Efficient Gas Storage Water Heater (0.68 UEF - 50 Gal) - Marine | SDG&E ¦ Marine | SDG&E | All | Electric & Gas | Efficient Gas Storage WH (0.68 UEF - 50 Gal) | Efficient |  | 2029 | 1 | Conventional | WaterHeat | Com - Office (Large) | Com | ROB and NEW | 0 | 1000 sqft2 of floor space | 1000 sqft served | 13 | DEER:Indoor_CFL_Ltg | 0 | 0 | -0.34326 | SWWH007-06 | 84.4006 | 2022 | 46.3057 | 2022 | 0 | 0 | SWWH007-06 | Com Small Gas Water Heaters - Marine ¦ SDG&E ¦ Marine | Com Small Gas Water Heaters - Marine | 0.46177 | 0.546 | 0.025 | CBSA 2019 | 1.5415 | 2032 | 1 | SWWH007-06
COM-WATERHEAT-FS-11.78 | Com ¦ Com Efficient Gas Storage Water Heater (0.68 UEF - 50 Gal) - Marine ¦ SDG&E ¦ Marine | Com ¦ Com Efficient Gas Storage Water Heater (0.68 UEF - 50 Gal) - Marine | SDG&E ¦ Marine | SDG&E | All | Electric & Gas | Efficient Gas Storage WH (0.68 UEF - 50 Gal) | Efficient |  | 2029 | 1 | Conventional | WaterHeat | Com - Office (Small) | Com | ROB and NEW | 0 | 1000 sqft2 of floor space | 1000 sqft served | 13 | DEER:Indoor_CFL_Ltg | 0 | 0 | -0.34963 | SWWH007-06 | 84.4006 | 2022 | 46.3057 | 2022 | 0 | 0 | SWWH007-06 | Com Small Gas Water Heaters - Marine ¦ SDG&E ¦ Marine | Com Small Gas Water Heaters - Marine | 0.46177 | 0.546 | 0.025 | CBSA 2019 | 0.69216 | 2032 | 1 | SWWH007-06
COM-WATERHEAT-FS-11.79 | Com ¦ Com Efficient Gas Storage Water Heater (0.68 UEF - 50 Gal) - Marine ¦ SDG&E ¦ Marine | Com ¦ Com Efficient Gas Storage Water Heater (0.68 UEF - 50 Gal) - Marine | SDG&E ¦ Marine | SDG&E | All | Electric & Gas | Efficient Gas Storage WH (0.68 UEF - 50 Gal) | Efficient |  | 2029 | 1 | Conventional | WaterHeat | Com - Other | Com | ROB and NEW | 0 | 1000 sqft2 of floor space | 1000 sqft served | 13 | DEER:Indoor_CFL_Ltg | 0 | 0 | -2.5665 | SWWH007-06 | 698.0391 | 2022 | 382.9733 | 2022 | 0 | 0 | SWWH007-06 | Com Small Gas Water Heaters - Marine ¦ SDG&E ¦ Marine | Com Small Gas Water Heaters - Marine | 0.5433 | 0.546 | 0.025 | CBSA 2019 | 11.6261 | 2032 | 1 | SWWH007-06
COM-WATERHEAT-FS-11.80 | Com ¦ Com Efficient Gas Storage Water Heater (0.68 UEF - 50 Gal) - Marine ¦ SDG&E ¦ Marine | Com ¦ Com Efficient Gas Storage Water Heater (0.68 UEF - 50 Gal) - Marine | SDG&E ¦ Marine | SDG&E | All | Electric & Gas | Efficient Gas Storage WH (0.68 UEF - 50 Gal) | Efficient |  | 2029 | 1 | Conventional | WaterHeat | Com - Refrig. Warehouse | Com | ROB and NEW | 0 | 1000 sqft2 of floor space | 1000 sqft served | 13 | DEER:Indoor_CFL_Ltg | 0 | 0 | -0.1145 | SWWH007-06 | 39.0268 | 2022 | 21.4118 | 2022 | 0 | 0 | SWWH007-06 | Com Small Gas Water Heaters - Marine ¦ SDG&E ¦ Marine | Com Small Gas Water Heaters - Marine | 0.22621 | 0.546 | 0.025 | CBSA 2019 | 0.085963 | 2032 | 1 | SWWH007-06
COM-WATERHEAT-FS-11.81 | Com ¦ Com Efficient Gas Storage Water Heater (0.68 UEF - 50 Gal) - Marine ¦ SDG&E ¦ Marine | Com ¦ Com Efficient Gas Storage Water Heater (0.68 UEF - 50 Gal) - Marine | SDG&E ¦ Marine | SDG&E | All | Electric & Gas | Efficient Gas Storage WH (0.68 UEF - 50 Gal) | Efficient |  | 2029 | 1 | Conventional | WaterHeat | Com - Restaurant | Com | ROB and NEW | 0 | 1000 sqft2 of floor space | 1000 sqft served | 13 | DEER:Indoor_CFL_Ltg | 0 | 0 | -15.0743 | SWWH007-06 | 3656.2117 | 2022 | 2005.9501 | 2022 | 0 | 0 | SWWH007-06 | Com Small Gas Water Heaters - Marine ¦ SDG&E ¦ Marine | Com Small Gas Water Heaters - Marine | 0.79319 | 0.546 | 0.025 | CBSA 2019 | 11.3244 | 2032 | 1 | SWWH007-06
COM-WATERHEAT-FS-11.82 | Com ¦ Com Efficient Gas Storage Water Heater (0.68 UEF - 50 Gal) - Marine ¦ SDG&E ¦ Marine | Com ¦ Com Efficient Gas Storage Water Heater (0.68 UEF - 50 Gal) - Marine | SDG&E ¦ Marine | SDG&E | All | Electric & Gas | Efficient Gas Storage WH (0.68 UEF - 50 Gal) | Efficient |  | 2029 | 1 | Conventional | WaterHeat | Com - Retail | Com | ROB and NEW | 0 | 1000 sqft2 of floor space | 1000 sqft served | 13 | DEER:Indoor_CFL_Ltg | 0 | 0 | -0.21413 | SWWH007-06 | 52.2776 | 2022 | 28.6817 | 2022 | 0 | 0 | SWWH007-06 | Com Small Gas Water Heaters - Marine ¦ SDG&E ¦ Marine | Com Small Gas Water Heaters - Marine | 0.40063 | 0.546 | 0.025 | CBSA 2019 | 1.058 | 2032 | 1 | SWWH007-06
COM-WATERHEAT-FS-11.83 | Com ¦ Com Efficient Gas Storage Water Heater (0.68 UEF - 50 Gal) - Marine ¦ SDG&E ¦ Marine | Com ¦ Com Efficient Gas Storage Water Heater (0.68 UEF - 50 Gal) - Marine | SDG&E ¦ Marine | SDG&E | All | Electric & Gas | Efficient Gas Storage WH (0.68 UEF - 50 Gal) | Efficient |  | 2029 | 1 | Conventional | WaterHeat | Com - School | Com | ROB and NEW | 0 | 1000 sqft2 of floor space | 1000 sqft served | 13 | DEER:Indoor_CFL_Ltg | 0 | 0 | -1.8806 | SWWH007-06 | 430.6306 | 2022 | 236.2619 | 2022 | 0 | 0 | SWWH007-06 | Com Small Gas Water Heaters - Marine ¦ SDG&E ¦ Marine | Com Small Gas Water Heaters - Marine | 0.76922 | 0.546 | 0.025 | CBSA 2019 | 4.2967 | 2032 | 1 | SWWH007-06
COM-WATERHEAT-FS-11.84 | Com ¦ Com Efficient Gas Storage Water Heater (0.68 UEF - 50 Gal) - Marine ¦ SDG&E ¦ Marine | Com ¦ Com Efficient Gas Storage Water Heater (0.68 UEF - 50 Gal) - Marine | SDG&E ¦ Marine | SDG&E | All | Electric & Gas | Efficient Gas Storage WH (0.68 UEF - 50 Gal) | Efficient |  | 2029 | 1 | Conventional | WaterHeat | Com - Warehouse | Com | ROB and NEW | 0 | 1000 sqft2 of floor space | 1000 sqft served | 13 | DEER:Indoor_CFL_Ltg | 0 | 0 | -0.031351 | SWWH007-06 | 7.8054 | 2022 | 4.2824 | 2022 | 0 | 0 | SWWH007-06 | Com Small Gas Water Heaters - Marine ¦ SDG&E ¦ Marine | Com Small Gas Water Heaters - Marine | 0.1976 | 0.546 | 0.025 | CBSA 2019 | 0.13216 | 2032 | 1 | SWWH007-06
COM-WATERHEAT-FS-11.85 | Com ¦ Com Efficient Gas Storage Water Heater (0.68 UEF - 50 Gal) - Hot-Dry ¦ SDG&E ¦ Hot-Dry | Com ¦ Com Efficient Gas Storage Water Heater (0.68 UEF - 50 Gal) - Hot-Dry | SDG&E ¦ Hot-Dry | SDG&E | All | Electric & Gas | Efficient Gas Storage WH (0.68 UEF - 50 Gal) | Efficient |  | 2029 | 1 | Conventional | WaterHeat | Com - College | Com | ROB and NEW | 0 | 1000 sqft2 of floor space | 1000 sqft served | 13 | DEER:Indoor_CFL_Ltg | 0 | 0 | -0.55507 | SWWH007-06 | 135.6155 | 2022 | 74.4043 | 2022 | 0 | 0 | SWWH007-06 | Com Small Gas Water Heaters - Hot-Dry ¦ SDG&E ¦ Hot-Dry | Com Small Gas Water Heaters - Hot-Dry | 0.74815 | 0.546 | 0.025 | CBSA 2019 | 1.831 | 2032 | 1 | SWWH007-06
COM-WATERHEAT-FS-11.86 | Com ¦ Com Efficient Gas Storage Water Heater (0.68 UEF - 50 Gal) - Hot-Dry ¦ SDG&E ¦ Hot-Dry | Com ¦ Com Efficient Gas Storage Water Heater (0.68 UEF - 50 Gal) - Hot-Dry | SDG&E ¦ Hot-Dry | SDG&E | All | Electric & Gas | Efficient Gas Storage WH (0.68 UEF - 50 Gal) | Efficient |  | 2029 | 1 | Conventional | WaterHeat | Com - Grocery | Com | ROB and NEW | 0 | 1000 sqft2 of floor space | 1000 sqft served | 13 | DEER:Indoor_CFL_Ltg | 0 | 0 | 0 | SWWH007-06 | 101.241 | 2022 | 61.7409 | 2022 | 0 | 0 | SWWH007-06 | Com Small Gas Water Heaters - Hot-Dry ¦ SDG&E ¦ Hot-Dry | Com Small Gas Water Heaters - Hot-Dry | 0.59609 | 0.546 | 0.025 | CBSA 2019 | 0 | 2032 | 1 | SWWH007-06
COM-WATERHEAT-FS-11.87 | Com ¦ Com Efficient Gas Storage Water Heater (0.68 UEF - 50 Gal) - Hot-Dry ¦ SDG&E ¦ Hot-Dry | Com ¦ Com Efficient Gas Storage Water Heater (0.68 UEF - 50 Gal) - Hot-Dry | SDG&E ¦ Hot-Dry | SDG&E | All | Electric & Gas | Efficient Gas Storage WH (0.68 UEF - 50 Gal) | Efficient |  | 2029 | 1 | Conventional | WaterHeat | Com - Health | Com | ROB and NEW | 0 | 1000 sqft2 of floor space | 1000 sqft served | 13 | DEER:Indoor_CFL_Ltg | 0 | 0 | -0.63052 | SWWH007-06 | 205.4128 | 2022 | 112.698 | 2022 | 0 | 0 | SWWH007-06 | Com Small Gas Water Heaters - Hot-Dry ¦ SDG&E ¦ Hot-Dry | Com Small Gas Water Heaters - Hot-Dry | 0.52611 | 0.546 | 0.025 | CBSA 2019 | 1.781 | 2032 | 1 | SWWH007-06
COM-WATERHEAT-FS-11.88 | Com ¦ Com Efficient Gas Storage Water Heater (0.68 UEF - 50 Gal) - Hot-Dry ¦ SDG&E ¦ Hot-Dry | Com ¦ Com Efficient Gas Storage Water Heater (0.68 UEF - 50 Gal) - Hot-Dry | SDG&E ¦ Hot-Dry | SDG&E | All | Electric & Gas | Efficient Gas Storage WH (0.68 UEF - 50 Gal) | Efficient |  | 2029 | 1 | Conventional | WaterHeat | Com - Lodging | Com | ROB and NEW | 0 | 1000 sqft2 of floor space | 1000 sqft served | 13 | DEER:Indoor_CFL_Ltg | 0 | 0 | -0.3421 | SWWH007-06 | 129.2475 | 2022 | 70.9106 | 2022 | 0 | 0 | SWWH007-06 | Com Small Gas Water Heaters - Hot-Dry ¦ SDG&E ¦ Hot-Dry | Com Small Gas Water Heaters - Hot-Dry | 0.73871 | 0.546 | 0.025 | CBSA 2019 | 3.3794 | 2032 | 1 | SWWH007-06
COM-WATERHEAT-FS-11.89 | Com ¦ Com Efficient Gas Storage Water Heater (0.68 UEF - 50 Gal) - Hot-Dry ¦ SDG&E ¦ Hot-Dry | Com ¦ Com Efficient Gas Storage Water Heater (0.68 UEF - 50 Gal) - Hot-Dry | SDG&E ¦ Hot-Dry | SDG&E | All | Electric & Gas | Efficient Gas Storage WH (0.68 UEF - 50 Gal) | Efficient |  | 2029 | 1 | Conventional | WaterHeat | Com - Office (Large) | Com | ROB and NEW | 0 | 1000 sqft2 of floor space | 1000 sqft served | 13 | DEER:Indoor_CFL_Ltg | 0 | 0 | -0.17269 | SWWH007-06 | 42.2003 | 2022 | 23.1528 | 2022 | 0 | 0 | SWWH007-06 | Com Small Gas Water Heaters - Hot-Dry ¦ SDG&E ¦ Hot-Dry | Com Small Gas Water Heaters - Hot-Dry | 0.46177 | 0.546 | 0.025 | CBSA 2019 | 0.77551 | 2032 | 1 | SWWH007-06
COM-WATERHEAT-FS-11.90 | Com ¦ Com Efficient Gas Storage Water Heater (0.68 UEF - 50 Gal) - Hot-Dry ¦ SDG&E ¦ Hot-Dry | Com ¦ Com Efficient Gas Storage Water Heater (0.68 UEF - 50 Gal) - Hot-Dry | SDG&E ¦ Hot-Dry | SDG&E | All | Electric & Gas | Efficient Gas Storage WH (0.68 UEF - 50 Gal) | Efficient |  | 2029 | 1 | Conventional | WaterHeat | Com - Office (Small) | Com | ROB and NEW | 0 | 1000 sqft2 of floor space | 1000 sqft served | 13 | DEER:Indoor_CFL_Ltg | 0 | 0 | -0.17535 | SWWH007-06 | 42.2003 | 2022 | 23.1528 | 2022 | 0 | 0 | SWWH007-06 | Com Small Gas Water Heaters - Hot-Dry ¦ SDG&E ¦ Hot-Dry | Com Small Gas Water Heaters - Hot-Dry | 0.46177 | 0.546 | 0.025 | CBSA 2019 | 0.34713 | 2032 | 1 | SWWH007-06
COM-WATERHEAT-FS-11.91 | Com ¦ Com Efficient Gas Storage Water Heater (0.68 UEF - 50 Gal) - Hot-Dry ¦ SDG&E ¦ Hot-Dry | Com ¦ Com Efficient Gas Storage Water Heater (0.68 UEF - 50 Gal) - Hot-Dry | SDG&E ¦ Hot-Dry | SDG&E | All | Electric & Gas | Efficient Gas Storage WH (0.68 UEF - 50 Gal) | Efficient |  | 2029 | 1 | Conventional | WaterHeat | Com - Other | Com | ROB and NEW | 0 | 1000 sqft2 of floor space | 1000 sqft served | 13 | DEER:Indoor_CFL_Ltg | 0 | 0 | -1.2876 | SWWH007-06 | 349.0195 | 2022 | 191.4867 | 2022 | 0 | 0 | SWWH007-06 | Com Small Gas Water Heaters - Hot-Dry ¦ SDG&E ¦ Hot-Dry | Com Small Gas Water Heaters - Hot-Dry | 0.5433 | 0.546 | 0.025 | CBSA 2019 | 5.833 | 2032 | 1 | SWWH007-06
COM-WATERHEAT-FS-11.92 | Com ¦ Com Efficient Gas Storage Water Heater (0.68 UEF - 50 Gal) - Hot-Dry ¦ SDG&E ¦ Hot-Dry | Com ¦ Com Efficient Gas Storage Water Heater (0.68 UEF - 50 Gal) - Hot-Dry | SDG&E ¦ Hot-Dry | SDG&E | All | Electric & Gas | Efficient Gas Storage WH (0.68 UEF - 50 Gal) | Efficient |  | 2029 | 1 | Conventional | WaterHeat | Com - Refrig. Warehouse | Com | ROB and NEW | 0 | 1000 sqft2 of floor space | 1000 sqft served | 13 | DEER:Indoor_CFL_Ltg | 0 | 0 | -0.05774 | SWWH007-06 | 19.5134 | 2022 | 10.7059 | 2022 | 0 | 0 | SWWH007-06 | Com Small Gas Water Heaters - Hot-Dry ¦ SDG&E ¦ Hot-Dry | Com Small Gas Water Heaters - Hot-Dry | 0.22621 | 0.546 | 0.025 | CBSA 2019 | 0.04335 | 2032 | 1 | SWWH007-06
COM-WATERHEAT-FS-11.93 | Com ¦ Com Efficient Gas Storage Water Heater (0.68 UEF - 50 Gal) - Hot-Dry ¦ SDG&E ¦ Hot-Dry | Com ¦ Com Efficient Gas Storage Water Heater (0.68 UEF - 50 Gal) - Hot-Dry | SDG&E ¦ Hot-Dry | SDG&E | All | Electric & Gas | Efficient Gas Storage WH (0.68 UEF - 50 Gal) | Efficient |  | 2029 | 1 | Conventional | WaterHeat | Com - Restaurant | Com | ROB and NEW | 0 | 1000 sqft2 of floor space | 1000 sqft served | 13 | DEER:Indoor_CFL_Ltg | 0 | 0 | -7.6062 | SWWH007-06 | 1828.1059 | 2022 | 1002.975 | 2022 | 0 | 0 | SWWH007-06 | Com Small Gas Water Heaters - Hot-Dry ¦ SDG&E ¦ Hot-Dry | Com Small Gas Water Heaters - Hot-Dry | 0.79319 | 0.546 | 0.025 | CBSA 2019 | 5.7141 | 2032 | 1 | SWWH007-06
COM-WATERHEAT-FS-11.94 | Com ¦ Com Efficient Gas Storage Water Heater (0.68 UEF - 50 Gal) - Hot-Dry ¦ SDG&E ¦ Hot-Dry | Com ¦ Com Efficient Gas Storage Water Heater (0.68 UEF - 50 Gal) - Hot-Dry | SDG&E ¦ Hot-Dry | SDG&E | All | Electric & Gas | Efficient Gas Storage WH (0.68 UEF - 50 Gal) | Efficient |  | 2029 | 1 | Conventional | WaterHeat | Com - Retail | Com | ROB and NEW | 0 | 1000 sqft2 of floor space | 1000 sqft served | 13 | DEER:Indoor_CFL_Ltg | 0 | 0 | -0.10805 | SWWH007-06 | 26.1388 | 2022 | 14.3408 | 2022 | 0 | 0 | SWWH007-06 | Com Small Gas Water Heaters - Hot-Dry ¦ SDG&E ¦ Hot-Dry | Com Small Gas Water Heaters - Hot-Dry | 0.40063 | 0.546 | 0.025 | CBSA 2019 | 0.53389 | 2032 | 1 | SWWH007-06
COM-WATERHEAT-FS-11.95 | Com ¦ Com Efficient Gas Storage Water Heater (0.68 UEF - 50 Gal) - Hot-Dry ¦ SDG&E ¦ Hot-Dry | Com ¦ Com Efficient Gas Storage Water Heater (0.68 UEF - 50 Gal) - Hot-Dry | SDG&E ¦ Hot-Dry | SDG&E | All | Electric & Gas | Efficient Gas Storage WH (0.68 UEF - 50 Gal) | Efficient |  | 2029 | 1 | Conventional | WaterHeat | Com - School | Com | ROB and NEW | 0 | 1000 sqft2 of floor space | 1000 sqft served | 13 | DEER:Indoor_CFL_Ltg | 0 | 0 | -0.94765 | SWWH007-06 | 215.3153 | 2022 | 118.1309 | 2022 | 0 | 0 | SWWH007-06 | Com Small Gas Water Heaters - Hot-Dry ¦ SDG&E ¦ Hot-Dry | Com Small Gas Water Heaters - Hot-Dry | 0.76922 | 0.546 | 0.025 | CBSA 2019 | 2.1651 | 2032 | 1 | SWWH007-06
COM-WATERHEAT-FS-11.96 | Com ¦ Com Efficient Gas Storage Water Heater (0.68 UEF - 50 Gal) - Hot-Dry ¦ SDG&E ¦ Hot-Dry | Com ¦ Com Efficient Gas Storage Water Heater (0.68 UEF - 50 Gal) - Hot-Dry | SDG&E ¦ Hot-Dry | SDG&E | All | Electric & Gas | Efficient Gas Storage WH (0.68 UEF - 50 Gal) | Efficient |  | 2029 | 1 | Conventional | WaterHeat | Com - Warehouse | Com | ROB and NEW | 0 | 1000 sqft2 of floor space | 1000 sqft served | 13 | DEER:Indoor_CFL_Ltg | 0 | 0 | -0.015823 | SWWH007-06 | 3.9027 | 2022 | 2.1412 | 2022 | 0 | 0 | SWWH007-06 | Com Small Gas Water Heaters - Hot-Dry ¦ SDG&E ¦ Hot-Dry | Com Small Gas Water Heaters - Hot-Dry | 0.1976 | 0.546 | 0.025 | CBSA 2019 | 0.066702 | 2032 | 1 | SWWH007-06
COM-WATERHEAT-FS-12.1 | Com ¦ Com Efficient Tankless Gas Water Heater (0.87 UEF - High Draw) - Marine ¦ PG&E ¦ Marine | Com ¦ Com Efficient Tankless Gas Water Heater (0.87 UEF - High Draw) - Marine | PG&E ¦ Marine | PG&E | All | Electric & Gas | Tankless Gas WH (0.87 UEF - High Draw) | Efficient |  | 2029 | 1 | Conventional | WaterHeat | Com - College | Com | ROB and NEW | 0 | 1000 sqft2 of floor space | 1000 sqft served | 20 | DEER:Indoor_CFL_Ltg | 0.89595 | 0.00010128 | -8.2803 | SWWH006-08 | 127.5045 | 2022 | 78.9636 | 2022 | 0 | 0 | SWWH006-08 | Com Small Gas Water Heaters - Marine ¦ PG&E ¦ Marine | Com Small Gas Water Heaters - Marine | 0.74815 | 0.546 | 0.025 | CBSA 2019 | 27.2461 | 2032 | 1 | SWWH006-08
COM-WATERHEAT-FS-12.2 | Com ¦ Com Efficient Tankless Gas Water Heater (0.87 UEF - High Draw) - Marine ¦ PG&E ¦ Marine | Com ¦ Com Efficient Tankless Gas Water Heater (0.87 UEF - High Draw) - Marine | PG&E ¦ Marine | PG&E | All | Electric & Gas | Tankless Gas WH (0.87 UEF - High Draw) | Efficient |  | 2029 | 1 | Conventional | WaterHeat | Com - Grocery | Com | ROB and NEW | 0 | 1000 sqft2 of floor space | 1000 sqft served | 20 | DEER:Indoor_CFL_Ltg | 0 | 0 | 0 | SWWH006-08 | 101.241 | 2022 | 61.7409 | 2022 | 0 | 0 | SWWH006-08 | Com Small Gas Water Heaters - Marine ¦ PG&E ¦ Marine | Com Small Gas Water Heaters - Marine | 0.59609 | 0.546 | 0.025 | CBSA 2019 | 0 | 2032 | 1 | SWWH006-08
COM-WATERHEAT-FS-12.3 | Com ¦ Com Efficient Tankless Gas Water Heater (0.87 UEF - High Draw) - Marine ¦ PG&E ¦ Marine | Com ¦ Com Efficient Tankless Gas Water Heater (0.87 UEF - High Draw) - Marine | PG&E ¦ Marine | PG&E | All | Electric & Gas | Tankless Gas WH (0.87 UEF - High Draw) | Efficient |  | 2029 | 1 | Conventional | WaterHeat | Com - Health | Com | ROB and NEW | 0 | 1000 sqft2 of floor space | 1000 sqft served | 20 | DEER:Indoor_CFL_Ltg | 2.5993 | 0.00031571 | -21.4557 | SWWH006-08 | 193.1273 | 2022 | 119.6038 | 2022 | 0 | 0 | SWWH006-08 | Com Small Gas Water Heaters - Marine ¦ PG&E ¦ Marine | Com Small Gas Water Heaters - Marine | 0.52611 | 0.546 | 0.025 | CBSA 2019 | 60.4333 | 2032 | 1 | SWWH006-08
COM-WATERHEAT-FS-12.4 | Com ¦ Com Efficient Tankless Gas Water Heater (0.87 UEF - High Draw) - Marine ¦ PG&E ¦ Marine | Com ¦ Com Efficient Tankless Gas Water Heater (0.87 UEF - High Draw) - Marine | PG&E ¦ Marine | PG&E | All | Electric & Gas | Tankless Gas WH (0.87 UEF - High Draw) | Efficient |  | 2029 | 1 | Conventional | WaterHeat | Com - Lodging | Com | ROB and NEW | 0 | 1000 sqft2 of floor space | 1000 sqft served | 20 | DEER:Indoor_CFL_Ltg | 1.987 | 0.00025471 | -16.0473 | SWWH006-08 | 121.5174 | 2022 | 75.2557 | 2022 | 0 | 0 | SWWH006-08 | Com Small Gas Water Heaters - Marine ¦ PG&E ¦ Marine | Com Small Gas Water Heaters - Marine | 0.73871 | 0.546 | 0.025 | CBSA 2019 | 158.2071 | 2032 | 1 | SWWH006-08
COM-WATERHEAT-FS-12.5 | Com ¦ Com Efficient Tankless Gas Water Heater (0.87 UEF - High Draw) - Marine ¦ PG&E ¦ Marine | Com ¦ Com Efficient Tankless Gas Water Heater (0.87 UEF - High Draw) - Marine | PG&E ¦ Marine | PG&E | All | Electric & Gas | Tankless Gas WH (0.87 UEF - High Draw) | Efficient |  | 2029 | 1 | Conventional | WaterHeat | Com - Office (Large) | Com | ROB and NEW | 0 | 1000 sqft2 of floor space | 1000 sqft served | 20 | DEER:Indoor_CFL_Ltg | 0.25186 | 1.3018e-05 | -2.3539 | SWWH006-08 | 39.6763 | 2022 | 24.5716 | 2022 | 0 | 0 | SWWH006-08 | Com Small Gas Water Heaters - Marine ¦ PG&E ¦ Marine | Com Small Gas Water Heaters - Marine | 0.46177 | 0.546 | 0.025 | CBSA 2019 | 10.5457 | 2032 | 1 | SWWH006-08
COM-WATERHEAT-FS-12.6 | Com ¦ Com Efficient Tankless Gas Water Heater (0.87 UEF - High Draw) - Marine ¦ PG&E ¦ Marine | Com ¦ Com Efficient Tankless Gas Water Heater (0.87 UEF - High Draw) - Marine | PG&E ¦ Marine | PG&E | All | Electric & Gas | Tankless Gas WH (0.87 UEF - High Draw) | Efficient |  | 2029 | 1 | Conventional | WaterHeat | Com - Office (Small) | Com | ROB and NEW | 0 | 1000 sqft2 of floor space | 1000 sqft served | 20 | DEER:Indoor_CFL_Ltg | 0.23061 | 1.9979e-06 | -2.1998 | SWWH006-08 | 39.6763 | 2022 | 24.5716 | 2022 | 0 | 0 | SWWH006-08 | Com Small Gas Water Heaters - Marine ¦ PG&E ¦ Marine | Com Small Gas Water Heaters - Marine | 0.46177 | 0.546 | 0.025 | CBSA 2019 | 4.3444 | 2032 | 1 | SWWH006-08
COM-WATERHEAT-FS-12.7 | Com ¦ Com Efficient Tankless Gas Water Heater (0.87 UEF - High Draw) - Marine ¦ PG&E ¦ Marine | Com ¦ Com Efficient Tankless Gas Water Heater (0.87 UEF - High Draw) - Marine | PG&E ¦ Marine | PG&E | All | Electric & Gas | Tankless Gas WH (0.87 UEF - High Draw) | Efficient |  | 2029 | 1 | Conventional | WaterHeat | Com - Other | Com | ROB and NEW | 0 | 1000 sqft2 of floor space | 1000 sqft served | 20 | DEER:Indoor_CFL_Ltg | 2.9796 | 0.00047462 | -26.0163 | SWWH006-08 | 328.145 | 2022 | 203.2203 | 2022 | 0 | 0 | SWWH006-08 | Com Small Gas Water Heaters - Marine ¦ PG&E ¦ Marine | Com Small Gas Water Heaters - Marine | 0.5433 | 0.546 | 0.025 | CBSA 2019 | 117.5248 | 2032 | 1 | SWWH006-08
COM-WATERHEAT-FS-12.8 | Com ¦ Com Efficient Tankless Gas Water Heater (0.87 UEF - High Draw) - Marine ¦ PG&E ¦ Marine | Com ¦ Com Efficient Tankless Gas Water Heater (0.87 UEF - High Draw) - Marine | PG&E ¦ Marine | PG&E | All | Electric & Gas | Tankless Gas WH (0.87 UEF - High Draw) | Efficient |  | 2029 | 1 | Conventional | WaterHeat | Com - Refrig. Warehouse | Com | ROB and NEW | 0 | 1000 sqft2 of floor space | 1000 sqft served | 20 | DEER:Indoor_CFL_Ltg | 0.26044 | 2.2506e-05 | -2.1401 | SWWH006-08 | 18.3463 | 2022 | 11.3619 | 2022 | 0 | 0 | SWWH006-08 | Com Small Gas Water Heaters - Marine ¦ PG&E ¦ Marine | Com Small Gas Water Heaters - Marine | 0.22621 | 0.546 | 0.025 | CBSA 2019 | 1.6021 | 2032 | 1 | SWWH006-08
COM-WATERHEAT-FS-12.9 | Com ¦ Com Efficient Tankless Gas Water Heater (0.87 UEF - High Draw) - Marine ¦ PG&E ¦ Marine | Com ¦ Com Efficient Tankless Gas Water Heater (0.87 UEF - High Draw) - Marine | PG&E ¦ Marine | PG&E | All | Electric & Gas | Tankless Gas WH (0.87 UEF - High Draw) | Efficient |  | 2029 | 1 | Conventional | WaterHeat | Com - Restaurant | Com | ROB and NEW | 0 | 1000 sqft2 of floor space | 1000 sqft served | 20 | DEER:Indoor_CFL_Ltg | 11.195 | 0.0022504 | -105.2071 | SWWH006-08 | 1718.7686 | 2022 | 1064.4341 | 2022 | 0 | 0 | SWWH006-08 | Com Small Gas Water Heaters - Marine ¦ PG&E ¦ Marine | Com Small Gas Water Heaters - Marine | 0.79319 | 0.546 | 0.025 | CBSA 2019 | 78.8365 | 2032 | 1 | SWWH006-08
COM-WATERHEAT-FS-12.10 | Com ¦ Com Efficient Tankless Gas Water Heater (0.87 UEF - High Draw) - Marine ¦ PG&E ¦ Marine | Com ¦ Com Efficient Tankless Gas Water Heater (0.87 UEF - High Draw) - Marine | PG&E ¦ Marine | PG&E | All | Electric & Gas | Tankless Gas WH (0.87 UEF - High Draw) | Efficient |  | 2029 | 1 | Conventional | WaterHeat | Com - Retail | Com | ROB and NEW | 0 | 1000 sqft2 of floor space | 1000 sqft served | 20 | DEER:Indoor_CFL_Ltg | 0.16606 | 2.6793e-05 | -1.5464 | SWWH006-08 | 24.5755 | 2022 | 15.2196 | 2022 | 0 | 0 | SWWH006-08 | Com Small Gas Water Heaters - Marine ¦ PG&E ¦ Marine | Com Small Gas Water Heaters - Marine | 0.40063 | 0.546 | 0.025 | CBSA 2019 | 7.5826 | 2032 | 1 | SWWH006-08
COM-WATERHEAT-FS-12.11 | Com ¦ Com Efficient Tankless Gas Water Heater (0.87 UEF - High Draw) - Marine ¦ PG&E ¦ Marine | Com ¦ Com Efficient Tankless Gas Water Heater (0.87 UEF - High Draw) - Marine | PG&E ¦ Marine | PG&E | All | Electric & Gas | Tankless Gas WH (0.87 UEF - High Draw) | Efficient |  | 2029 | 1 | Conventional | WaterHeat | Com - School | Com | ROB and NEW | 0 | 1000 sqft2 of floor space | 1000 sqft served | 20 | DEER:Indoor_CFL_Ltg | 0.88925 | 0 | -9.2447 | SWWH006-08 | 202.4375 | 2022 | 125.3696 | 2022 | 0 | 0 | SWWH006-08 | Com Small Gas Water Heaters - Marine ¦ PG&E ¦ Marine | Com Small Gas Water Heaters - Marine | 0.76922 | 0.546 | 0.025 | CBSA 2019 | 20.9754 | 2032 | 1 | SWWH006-08
COM-WATERHEAT-FS-12.12 | Com ¦ Com Efficient Tankless Gas Water Heater (0.87 UEF - High Draw) - Marine ¦ PG&E ¦ Marine | Com ¦ Com Efficient Tankless Gas Water Heater (0.87 UEF - High Draw) - Marine | PG&E ¦ Marine | PG&E | All | Electric & Gas | Tankless Gas WH (0.87 UEF - High Draw) | Efficient |  | 2029 | 1 | Conventional | WaterHeat | Com - Warehouse | Com | ROB and NEW | 0 | 1000 sqft2 of floor space | 1000 sqft served | 20 | DEER:Indoor_CFL_Ltg | 0.026781 | 9.2384e-07 | -0.24521 | SWWH006-08 | 3.6693 | 2022 | 2.2724 | 2022 | 0 | 0 | SWWH006-08 | Com Small Gas Water Heaters - Marine ¦ PG&E ¦ Marine | Com Small Gas Water Heaters - Marine | 0.1976 | 0.546 | 0.025 | CBSA 2019 | 1.0256 | 2032 | 1 | SWWH006-08
COM-WATERHEAT-FS-12.13 | Com ¦ Com Efficient Tankless Gas Water Heater (0.87 UEF - High Draw) - Hot-Dry ¦ PG&E ¦ Hot-Dry | Com ¦ Com Efficient Tankless Gas Water Heater (0.87 UEF - High Draw) - Hot-Dry | PG&E ¦ Hot-Dry | PG&E | All | Electric & Gas | Tankless Gas WH (0.87 UEF - High Draw) | Efficient |  | 2029 | 1 | Conventional | WaterHeat | Com - College | Com | ROB and NEW | 0 | 1000 sqft2 of floor space | 1000 sqft served | 20 | DEER:Indoor_CFL_Ltg | 0.85425 | 9.0242e-05 | -7.8921 | SWWH006-08 | 127.5045 | 2022 | 78.9636 | 2022 | 0 | 0 | SWWH006-08 | Com Small Gas Water Heaters - Hot-Dry ¦ PG&E ¦ Hot-Dry | Com Small Gas Water Heaters - Hot-Dry | 0.74815 | 0.546 | 0.025 | CBSA 2019 | 25.9687 | 2032 | 1 | SWWH006-08
COM-WATERHEAT-FS-12.14 | Com ¦ Com Efficient Tankless Gas Water Heater (0.87 UEF - High Draw) - Hot-Dry ¦ PG&E ¦ Hot-Dry | Com ¦ Com Efficient Tankless Gas Water Heater (0.87 UEF - High Draw) - Hot-Dry | PG&E ¦ Hot-Dry | PG&E | All | Electric & Gas | Tankless Gas WH (0.87 UEF - High Draw) | Efficient |  | 2029 | 1 | Conventional | WaterHeat | Com - Grocery | Com | ROB and NEW | 0 | 1000 sqft2 of floor space | 1000 sqft served | 20 | DEER:Indoor_CFL_Ltg | 0 | 0 | 0 | SWWH006-08 | 101.241 | 2022 | 61.7409 | 2022 | 0 | 0 | SWWH006-08 | Com Small Gas Water Heaters - Hot-Dry ¦ PG&E ¦ Hot-Dry | Com Small Gas Water Heaters - Hot-Dry | 0.59609 | 0.546 | 0.025 | CBSA 2019 | 0 | 2032 | 1 | SWWH006-08
COM-WATERHEAT-FS-12.15 | Com ¦ Com Efficient Tankless Gas Water Heater (0.87 UEF - High Draw) - Hot-Dry ¦ PG&E ¦ Hot-Dry | Com ¦ Com Efficient Tankless Gas Water Heater (0.87 UEF - High Draw) - Hot-Dry | PG&E ¦ Hot-Dry | PG&E | All | Electric & Gas | Tankless Gas WH (0.87 UEF - High Draw) | Efficient |  | 2029 | 1 | Conventional | WaterHeat | Com - Health | Com | ROB and NEW | 0 | 1000 sqft2 of floor space | 1000 sqft served | 20 | DEER:Indoor_CFL_Ltg | 2.4635 | 0.00028296 | -20.4399 | SWWH006-08 | 193.1273 | 2022 | 119.6038 | 2022 | 0 | 0 | SWWH006-08 | Com Small Gas Water Heaters - Hot-Dry ¦ PG&E ¦ Hot-Dry | Com Small Gas Water Heaters - Hot-Dry | 0.52611 | 0.546 | 0.025 | CBSA 2019 | 57.573 | 2032 | 1 | SWWH006-08
COM-WATERHEAT-FS-12.16 | Com ¦ Com Efficient Tankless Gas Water Heater (0.87 UEF - High Draw) - Hot-Dry ¦ PG&E ¦ Hot-Dry | Com ¦ Com Efficient Tankless Gas Water Heater (0.87 UEF - High Draw) - Hot-Dry | PG&E ¦ Hot-Dry | PG&E | All | Electric & Gas | Tankless Gas WH (0.87 UEF - High Draw) | Efficient |  | 2029 | 1 | Conventional | WaterHeat | Com - Lodging | Com | ROB and NEW | 0 | 1000 sqft2 of floor space | 1000 sqft served | 20 | DEER:Indoor_CFL_Ltg | 1.9066 | 0.00022732 | -15.3563 | SWWH006-08 | 121.5174 | 2022 | 75.2557 | 2022 | 0 | 0 | SWWH006-08 | Com Small Gas Water Heaters - Hot-Dry ¦ PG&E ¦ Hot-Dry | Com Small Gas Water Heaters - Hot-Dry | 0.73871 | 0.546 | 0.025 | CBSA 2019 | 151.3948 | 2032 | 1 | SWWH006-08
COM-WATERHEAT-FS-12.17 | Com ¦ Com Efficient Tankless Gas Water Heater (0.87 UEF - High Draw) - Hot-Dry ¦ PG&E ¦ Hot-Dry | Com ¦ Com Efficient Tankless Gas Water Heater (0.87 UEF - High Draw) - Hot-Dry | PG&E ¦ Hot-Dry | PG&E | All | Electric & Gas | Tankless Gas WH (0.87 UEF - High Draw) | Efficient |  | 2029 | 1 | Conventional | WaterHeat | Com - Office (Large) | Com | ROB and NEW | 0 | 1000 sqft2 of floor space | 1000 sqft served | 20 | DEER:Indoor_CFL_Ltg | 0.23911 | 1.1584e-05 | -2.2477 | SWWH006-08 | 39.6763 | 2022 | 24.5716 | 2022 | 0 | 0 | SWWH006-08 | Com Small Gas Water Heaters - Hot-Dry ¦ PG&E ¦ Hot-Dry | Com Small Gas Water Heaters - Hot-Dry | 0.46177 | 0.546 | 0.025 | CBSA 2019 | 10.0697 | 2032 | 1 | SWWH006-08
COM-WATERHEAT-FS-12.18 | Com ¦ Com Efficient Tankless Gas Water Heater (0.87 UEF - High Draw) - Hot-Dry ¦ PG&E ¦ Hot-Dry | Com ¦ Com Efficient Tankless Gas Water Heater (0.87 UEF - High Draw) - Hot-Dry | PG&E ¦ Hot-Dry | PG&E | All | Electric & Gas | Tankless Gas WH (0.87 UEF - High Draw) | Efficient |  | 2029 | 1 | Conventional | WaterHeat | Com - Office (Small) | Com | ROB and NEW | 0 | 1000 sqft2 of floor space | 1000 sqft served | 20 | DEER:Indoor_CFL_Ltg | 0.21892 | 1.7854e-06 | -2.1042 | SWWH006-08 | 39.6763 | 2022 | 24.5716 | 2022 | 0 | 0 | SWWH006-08 | Com Small Gas Water Heaters - Hot-Dry ¦ PG&E ¦ Hot-Dry | Com Small Gas Water Heaters - Hot-Dry | 0.46177 | 0.546 | 0.025 | CBSA 2019 | 4.1556 | 2032 | 1 | SWWH006-08
COM-WATERHEAT-FS-12.19 | Com ¦ Com Efficient Tankless Gas Water Heater (0.87 UEF - High Draw) - Hot-Dry ¦ PG&E ¦ Hot-Dry | Com ¦ Com Efficient Tankless Gas Water Heater (0.87 UEF - High Draw) - Hot-Dry | PG&E ¦ Hot-Dry | PG&E | All | Electric & Gas | Tankless Gas WH (0.87 UEF - High Draw) | Efficient |  | 2029 | 1 | Conventional | WaterHeat | Com - Other | Com | ROB and NEW | 0 | 1000 sqft2 of floor space | 1000 sqft served | 20 | DEER:Indoor_CFL_Ltg | 2.8345 | 0.00042057 | -24.8297 | SWWH006-08 | 328.145 | 2022 | 203.2203 | 2022 | 0 | 0 | SWWH006-08 | Com Small Gas Water Heaters - Hot-Dry ¦ PG&E ¦ Hot-Dry | Com Small Gas Water Heaters - Hot-Dry | 0.5433 | 0.546 | 0.025 | CBSA 2019 | 112.1657 | 2032 | 1 | SWWH006-08
COM-WATERHEAT-FS-12.20 | Com ¦ Com Efficient Tankless Gas Water Heater (0.87 UEF - High Draw) - Hot-Dry ¦ PG&E ¦ Hot-Dry | Com ¦ Com Efficient Tankless Gas Water Heater (0.87 UEF - High Draw) - Hot-Dry | PG&E ¦ Hot-Dry | PG&E | All | Electric & Gas | Tankless Gas WH (0.87 UEF - High Draw) | Efficient |  | 2029 | 1 | Conventional | WaterHeat | Com - Refrig. Warehouse | Com | ROB and NEW | 0 | 1000 sqft2 of floor space | 1000 sqft served | 20 | DEER:Indoor_CFL_Ltg | 0.24816 | 2.0074e-05 | -2.0418 | SWWH006-08 | 18.3463 | 2022 | 11.3619 | 2022 | 0 | 0 | SWWH006-08 | Com Small Gas Water Heaters - Hot-Dry ¦ PG&E ¦ Hot-Dry | Com Small Gas Water Heaters - Hot-Dry | 0.22621 | 0.546 | 0.025 | CBSA 2019 | 1.5285 | 2032 | 1 | SWWH006-08
COM-WATERHEAT-FS-12.21 | Com ¦ Com Efficient Tankless Gas Water Heater (0.87 UEF - High Draw) - Hot-Dry ¦ PG&E ¦ Hot-Dry | Com ¦ Com Efficient Tankless Gas Water Heater (0.87 UEF - High Draw) - Hot-Dry | PG&E ¦ Hot-Dry | PG&E | All | Electric & Gas | Tankless Gas WH (0.87 UEF - High Draw) | Efficient |  | 2029 | 1 | Conventional | WaterHeat | Com - Restaurant | Com | ROB and NEW | 0 | 1000 sqft2 of floor space | 1000 sqft served | 20 | DEER:Indoor_CFL_Ltg | 10.6676 | 0.0020038 | -100.1634 | SWWH006-08 | 1718.7686 | 2022 | 1064.4341 | 2022 | 0 | 0 | SWWH006-08 | Com Small Gas Water Heaters - Hot-Dry ¦ PG&E ¦ Hot-Dry | Com Small Gas Water Heaters - Hot-Dry | 0.79319 | 0.546 | 0.025 | CBSA 2019 | 75.0569 | 2032 | 1 | SWWH006-08
COM-WATERHEAT-FS-12.22 | Com ¦ Com Efficient Tankless Gas Water Heater (0.87 UEF - High Draw) - Hot-Dry ¦ PG&E ¦ Hot-Dry | Com ¦ Com Efficient Tankless Gas Water Heater (0.87 UEF - High Draw) - Hot-Dry | PG&E ¦ Hot-Dry | PG&E | All | Electric & Gas | Tankless Gas WH (0.87 UEF - High Draw) | Efficient |  | 2029 | 1 | Conventional | WaterHeat | Com - Retail | Com | ROB and NEW | 0 | 1000 sqft2 of floor space | 1000 sqft served | 20 | DEER:Indoor_CFL_Ltg | 0.15788 | 2.3891e-05 | -1.4691 | SWWH006-08 | 24.5755 | 2022 | 15.2196 | 2022 | 0 | 0 | SWWH006-08 | Com Small Gas Water Heaters - Hot-Dry ¦ PG&E ¦ Hot-Dry | Com Small Gas Water Heaters - Hot-Dry | 0.40063 | 0.546 | 0.025 | CBSA 2019 | 7.2033 | 2032 | 1 | SWWH006-08
COM-WATERHEAT-FS-12.23 | Com ¦ Com Efficient Tankless Gas Water Heater (0.87 UEF - High Draw) - Hot-Dry ¦ PG&E ¦ Hot-Dry | Com ¦ Com Efficient Tankless Gas Water Heater (0.87 UEF - High Draw) - Hot-Dry | PG&E ¦ Hot-Dry | PG&E | All | Electric & Gas | Tankless Gas WH (0.87 UEF - High Draw) | Efficient |  | 2029 | 1 | Conventional | WaterHeat | Com - School | Com | ROB and NEW | 0 | 1000 sqft2 of floor space | 1000 sqft served | 20 | DEER:Indoor_CFL_Ltg | 0.85671 | 0 | -8.8459 | SWWH006-08 | 202.4375 | 2022 | 125.3696 | 2022 | 0 | 0 | SWWH006-08 | Com Small Gas Water Heaters - Hot-Dry ¦ PG&E ¦ Hot-Dry | Com Small Gas Water Heaters - Hot-Dry | 0.76922 | 0.546 | 0.025 | CBSA 2019 | 20.0694 | 2032 | 1 | SWWH006-08
COM-WATERHEAT-FS-12.24 | Com ¦ Com Efficient Tankless Gas Water Heater (0.87 UEF - High Draw) - Hot-Dry ¦ PG&E ¦ Hot-Dry | Com ¦ Com Efficient Tankless Gas Water Heater (0.87 UEF - High Draw) - Hot-Dry | PG&E ¦ Hot-Dry | PG&E | All | Electric & Gas | Tankless Gas WH (0.87 UEF - High Draw) | Efficient |  | 2029 | 1 | Conventional | WaterHeat | Com - Warehouse | Com | ROB and NEW | 0 | 1000 sqft2 of floor space | 1000 sqft served | 20 | DEER:Indoor_CFL_Ltg | 0.025405 | 8.2064e-07 | -0.23342 | SWWH006-08 | 3.6693 | 2022 | 2.2724 | 2022 | 0 | 0 | SWWH006-08 | Com Small Gas Water Heaters - Hot-Dry ¦ PG&E ¦ Hot-Dry | Com Small Gas Water Heaters - Hot-Dry | 0.1976 | 0.546 | 0.025 | CBSA 2019 | 0.97634 | 2032 | 1 | SWWH006-08
COM-WATERHEAT-FS-12.25 | Com ¦ Com Efficient Tankless Gas Water Heater (0.87 UEF - High Draw) - Cold ¦ PG&E ¦ Cold | Com ¦ Com Efficient Tankless Gas Water Heater (0.87 UEF - High Draw) - Cold | PG&E ¦ Cold | PG&E | All | Electric & Gas | Tankless Gas WH (0.87 UEF - High Draw) | Efficient |  | 2029 | 1 | Conventional | WaterHeat | Com - College | Com | ROB and NEW | 0 | 1000 sqft2 of floor space | 1000 sqft served | 20 | DEER:Indoor_CFL_Ltg | 1.9209 | 0.00020461 | -17.3028 | SWWH006-08 | 255.009 | 2022 | 157.9272 | 2022 | 0 | 0 | SWWH006-08 | Com Small Gas Water Heaters - Cold ¦ PG&E ¦ Cold | Com Small Gas Water Heaters - Cold | 0.74815 | 0.546 | 0.025 | CBSA 2019 | 56.931 | 2032 | 1 | SWWH006-08
COM-WATERHEAT-FS-12.26 | Com ¦ Com Efficient Tankless Gas Water Heater (0.87 UEF - High Draw) - Cold ¦ PG&E ¦ Cold | Com ¦ Com Efficient Tankless Gas Water Heater (0.87 UEF - High Draw) - Cold | PG&E ¦ Cold | PG&E | All | Electric & Gas | Tankless Gas WH (0.87 UEF - High Draw) | Efficient |  | 2029 | 1 | Conventional | WaterHeat | Com - Grocery | Com | ROB and NEW | 0 | 1000 sqft2 of floor space | 1000 sqft served | 20 | DEER:Indoor_CFL_Ltg | 0 | 0 | 0 | SWWH006-08 | 202.482 | 2022 | 123.4818 | 2022 | 0 | 0 | SWWH006-08 | Com Small Gas Water Heaters - Cold ¦ PG&E ¦ Cold | Com Small Gas Water Heaters - Cold | 0.59609 | 0.546 | 0.025 | CBSA 2019 | 0 | 2032 | 1 | SWWH006-08
COM-WATERHEAT-FS-12.27 | Com ¦ Com Efficient Tankless Gas Water Heater (0.87 UEF - High Draw) - Cold ¦ PG&E ¦ Cold | Com ¦ Com Efficient Tankless Gas Water Heater (0.87 UEF - High Draw) - Cold | PG&E ¦ Cold | PG&E | All | Electric & Gas | Tankless Gas WH (0.87 UEF - High Draw) | Efficient |  | 2029 | 1 | Conventional | WaterHeat | Com - Health | Com | ROB and NEW | 0 | 1000 sqft2 of floor space | 1000 sqft served | 20 | DEER:Indoor_CFL_Ltg | 5.5399 | 0.00063849 | -45.1499 | SWWH006-08 | 386.2546 | 2022 | 239.2076 | 2022 | 0 | 0 | SWWH006-08 | Com Small Gas Water Heaters - Cold ¦ PG&E ¦ Cold | Com Small Gas Water Heaters - Cold | 0.52611 | 0.546 | 0.025 | CBSA 2019 | 127.1671 | 2032 | 1 | SWWH006-08
COM-WATERHEAT-FS-12.28 | Com ¦ Com Efficient Tankless Gas Water Heater (0.87 UEF - High Draw) - Cold ¦ PG&E ¦ Cold | Com ¦ Com Efficient Tankless Gas Water Heater (0.87 UEF - High Draw) - Cold | PG&E ¦ Cold | PG&E | All | Electric & Gas | Tankless Gas WH (0.87 UEF - High Draw) | Efficient |  | 2029 | 1 | Conventional | WaterHeat | Com - Lodging | Com | ROB and NEW | 0 | 1000 sqft2 of floor space | 1000 sqft served | 20 | DEER:Indoor_CFL_Ltg | 4.2619 | 0.00051584 | -34.0129 | SWWH006-08 | 243.0347 | 2022 | 150.5115 | 2022 | 0 | 0 | SWWH006-08 | Com Small Gas Water Heaters - Cold ¦ PG&E ¦ Cold | Com Small Gas Water Heaters - Cold | 0.73871 | 0.546 | 0.025 | CBSA 2019 | 335.3192 | 2032 | 1 | SWWH006-08
COM-WATERHEAT-FS-12.29 | Com ¦ Com Efficient Tankless Gas Water Heater (0.87 UEF - High Draw) - Cold ¦ PG&E ¦ Cold | Com ¦ Com Efficient Tankless Gas Water Heater (0.87 UEF - High Draw) - Cold | PG&E ¦ Cold | PG&E | All | Electric & Gas | Tankless Gas WH (0.87 UEF - High Draw) | Efficient |  | 2029 | 1 | Conventional | WaterHeat | Com - Office (Large) | Com | ROB and NEW | 0 | 1000 sqft2 of floor space | 1000 sqft served | 20 | DEER:Indoor_CFL_Ltg | 0.53667 | 2.6249e-05 | -4.9098 | SWWH006-08 | 79.3527 | 2022 | 49.1432 | 2022 | 0 | 0 | SWWH006-08 | Com Small Gas Water Heaters - Cold ¦ PG&E ¦ Cold | Com Small Gas Water Heaters - Cold | 0.46177 | 0.546 | 0.025 | CBSA 2019 | 21.9949 | 2032 | 1 | SWWH006-08
COM-WATERHEAT-FS-12.30 | Com ¦ Com Efficient Tankless Gas Water Heater (0.87 UEF - High Draw) - Cold ¦ PG&E ¦ Cold | Com ¦ Com Efficient Tankless Gas Water Heater (0.87 UEF - High Draw) - Cold | PG&E ¦ Cold | PG&E | All | Electric & Gas | Tankless Gas WH (0.87 UEF - High Draw) | Efficient |  | 2029 | 1 | Conventional | WaterHeat | Com - Office (Small) | Com | ROB and NEW | 0 | 1000 sqft2 of floor space | 1000 sqft served | 20 | DEER:Indoor_CFL_Ltg | 0.4931 | 4.0383e-06 | -4.5803 | SWWH006-08 | 79.3527 | 2022 | 49.1432 | 2022 | 0 | 0 | SWWH006-08 | Com Small Gas Water Heaters - Cold ¦ PG&E ¦ Cold | Com Small Gas Water Heaters - Cold | 0.46177 | 0.546 | 0.025 | CBSA 2019 | 9.0449 | 2032 | 1 | SWWH006-08
COM-WATERHEAT-FS-12.31 | Com ¦ Com Efficient Tankless Gas Water Heater (0.87 UEF - High Draw) - Cold ¦ PG&E ¦ Cold | Com ¦ Com Efficient Tankless Gas Water Heater (0.87 UEF - High Draw) - Cold | PG&E ¦ Cold | PG&E | All | Electric & Gas | Tankless Gas WH (0.87 UEF - High Draw) | Efficient |  | 2029 | 1 | Conventional | WaterHeat | Com - Other | Com | ROB and NEW | 0 | 1000 sqft2 of floor space | 1000 sqft served | 20 | DEER:Indoor_CFL_Ltg | 6.3634 | 0.00095803 | -54.5814 | SWWH006-08 | 656.29 | 2022 | 406.4407 | 2022 | 0 | 0 | SWWH006-08 | Com Small Gas Water Heaters - Cold ¦ PG&E ¦ Cold | Com Small Gas Water Heaters - Cold | 0.5433 | 0.546 | 0.025 | CBSA 2019 | 246.5514 | 2032 | 1 | SWWH006-08
COM-WATERHEAT-FS-12.32 | Com ¦ Com Efficient Tankless Gas Water Heater (0.87 UEF - High Draw) - Cold ¦ PG&E ¦ Cold | Com ¦ Com Efficient Tankless Gas Water Heater (0.87 UEF - High Draw) - Cold | PG&E ¦ Cold | PG&E | All | Electric & Gas | Tankless Gas WH (0.87 UEF - High Draw) | Efficient |  | 2029 | 1 | Conventional | WaterHeat | Com - Refrig. Warehouse | Com | ROB and NEW | 0 | 1000 sqft2 of floor space | 1000 sqft served | 20 | DEER:Indoor_CFL_Ltg | 0.55528 | 4.5651e-05 | -4.516 | SWWH006-08 | 36.6927 | 2022 | 22.7238 | 2022 | 0 | 0 | SWWH006-08 | Com Small Gas Water Heaters - Cold ¦ PG&E ¦ Cold | Com Small Gas Water Heaters - Cold | 0.22621 | 0.546 | 0.025 | CBSA 2019 | 3.3806 | 2032 | 1 | SWWH006-08
COM-WATERHEAT-FS-12.33 | Com ¦ Com Efficient Tankless Gas Water Heater (0.87 UEF - High Draw) - Cold ¦ PG&E ¦ Cold | Com ¦ Com Efficient Tankless Gas Water Heater (0.87 UEF - High Draw) - Cold | PG&E ¦ Cold | PG&E | All | Electric & Gas | Tankless Gas WH (0.87 UEF - High Draw) | Efficient |  | 2029 | 1 | Conventional | WaterHeat | Com - Restaurant | Com | ROB and NEW | 0 | 1000 sqft2 of floor space | 1000 sqft served | 20 | DEER:Indoor_CFL_Ltg | 23.9431 | 0.0045293 | -218.6602 | SWWH006-08 | 3437.5372 | 2022 | 2128.8682 | 2022 | 0 | 0 | SWWH006-08 | Com Small Gas Water Heaters - Cold ¦ PG&E ¦ Cold | Com Small Gas Water Heaters - Cold | 0.79319 | 0.546 | 0.025 | CBSA 2019 | 163.8402 | 2032 | 1 | SWWH006-08
COM-WATERHEAT-FS-12.34 | Com ¦ Com Efficient Tankless Gas Water Heater (0.87 UEF - High Draw) - Cold ¦ PG&E ¦ Cold | Com ¦ Com Efficient Tankless Gas Water Heater (0.87 UEF - High Draw) - Cold | PG&E ¦ Cold | PG&E | All | Electric & Gas | Tankless Gas WH (0.87 UEF - High Draw) | Efficient |  | 2029 | 1 | Conventional | WaterHeat | Com - Retail | Com | ROB and NEW | 0 | 1000 sqft2 of floor space | 1000 sqft served | 20 | DEER:Indoor_CFL_Ltg | 0.35395 | 5.4192e-05 | -3.2162 | SWWH006-08 | 49.151 | 2022 | 30.4392 | 2022 | 0 | 0 | SWWH006-08 | Com Small Gas Water Heaters - Cold ¦ PG&E ¦ Cold | Com Small Gas Water Heaters - Cold | 0.40063 | 0.546 | 0.025 | CBSA 2019 | 15.7674 | 2032 | 1 | SWWH006-08
COM-WATERHEAT-FS-12.35 | Com ¦ Com Efficient Tankless Gas Water Heater (0.87 UEF - High Draw) - Cold ¦ PG&E ¦ Cold | Com ¦ Com Efficient Tankless Gas Water Heater (0.87 UEF - High Draw) - Cold | PG&E ¦ Cold | PG&E | All | Electric & Gas | Tankless Gas WH (0.87 UEF - High Draw) | Efficient |  | 2029 | 1 | Conventional | WaterHeat | Com - School | Com | ROB and NEW | 0 | 1000 sqft2 of floor space | 1000 sqft served | 20 | DEER:Indoor_CFL_Ltg | 1.9195 | 0 | -19.1557 | SWWH006-08 | 404.875 | 2022 | 250.7392 | 2022 | 0 | 0 | SWWH006-08 | Com Small Gas Water Heaters - Cold ¦ PG&E ¦ Cold | Com Small Gas Water Heaters - Cold | 0.76922 | 0.546 | 0.025 | CBSA 2019 | 43.4498 | 2032 | 1 | SWWH006-08
COM-WATERHEAT-FS-12.36 | Com ¦ Com Efficient Tankless Gas Water Heater (0.87 UEF - High Draw) - Cold ¦ PG&E ¦ Cold | Com ¦ Com Efficient Tankless Gas Water Heater (0.87 UEF - High Draw) - Cold | PG&E ¦ Cold | PG&E | All | Electric & Gas | Tankless Gas WH (0.87 UEF - High Draw) | Efficient |  | 2029 | 1 | Conventional | WaterHeat | Com - Warehouse | Com | ROB and NEW | 0 | 1000 sqft2 of floor space | 1000 sqft served | 20 | DEER:Indoor_CFL_Ltg | 0.057101 | 1.8673e-06 | -0.51106 | SWWH006-08 | 7.3385 | 2022 | 4.5448 | 2022 | 0 | 0 | SWWH006-08 | Com Small Gas Water Heaters - Cold ¦ PG&E ¦ Cold | Com Small Gas Water Heaters - Cold | 0.1976 | 0.546 | 0.025 | CBSA 2019 | 2.1372 | 2032 | 1 | SWWH006-08
COM-WATERHEAT-FS-12.37 | Com ¦ Com Efficient Tankless Gas Water Heater (0.87 UEF - High Draw) - Marine ¦ SCG ¦ Marine | Com ¦ Com Efficient Tankless Gas Water Heater (0.87 UEF - High Draw) - Marine | SCG ¦ Marine | SCG | All | Electric & Gas | Tankless Gas WH (0.87 UEF - High Draw) | Efficient |  | 2029 | 1 | Conventional | WaterHeat | Com - College | Com | ROB and NEW | 0 | 1000 sqft2 of floor space | 1000 sqft served | 20 | DEER:Indoor_CFL_Ltg | 1.6503 | 0.00042728 | -15.4409 | SWWH006-08 | 255.009 | 2022 | 157.9272 | 2022 | 0 | 0 | SWWH006-08 | Com Small Gas Water Heaters - Marine ¦ SCG ¦ Marine | Com Small Gas Water Heaters - Marine | 0.74815 | 0.546 | 0.025 | CBSA 2019 | 50.8094 | 2032 | 1 | SWWH006-08
COM-WATERHEAT-FS-12.38 | Com ¦ Com Efficient Tankless Gas Water Heater (0.87 UEF - High Draw) - Marine ¦ SCG ¦ Marine | Com ¦ Com Efficient Tankless Gas Water Heater (0.87 UEF - High Draw) - Marine | SCG ¦ Marine | SCG | All | Electric & Gas | Tankless Gas WH (0.87 UEF - High Draw) | Efficient |  | 2029 | 1 | Conventional | WaterHeat | Com - Grocery | Com | ROB and NEW | 0 | 1000 sqft2 of floor space | 1000 sqft served | 20 | DEER:Indoor_CFL_Ltg | 0 | 0 | 0 | SWWH006-08 | 202.482 | 2022 | 123.4818 | 2022 | 0 | 0 | SWWH006-08 | Com Small Gas Water Heaters - Marine ¦ SCG ¦ Marine | Com Small Gas Water Heaters - Marine | 0.59609 | 0.546 | 0.025 | CBSA 2019 | 0 | 2032 | 1 | SWWH006-08
COM-WATERHEAT-FS-12.39 | Com ¦ Com Efficient Tankless Gas Water Heater (0.87 UEF - High Draw) - Marine ¦ SCG ¦ Marine | Com ¦ Com Efficient Tankless Gas Water Heater (0.87 UEF - High Draw) - Marine | SCG ¦ Marine | SCG | All | Electric & Gas | Tankless Gas WH (0.87 UEF - High Draw) | Efficient |  | 2029 | 1 | Conventional | WaterHeat | Com - Health | Com | ROB and NEW | 0 | 1000 sqft2 of floor space | 1000 sqft served | 20 | DEER:Indoor_CFL_Ltg | 4.7865 | 0.00056681 | -39.9126 | SWWH006-08 | 386.2546 | 2022 | 239.2076 | 2022 | 0 | 0 | SWWH006-08 | Com Small Gas Water Heaters - Marine ¦ SCG ¦ Marine | Com Small Gas Water Heaters - Marine | 0.52611 | 0.546 | 0.025 | CBSA 2019 | 112.4231 | 2032 | 1 | SWWH006-08
COM-WATERHEAT-FS-12.40 | Com ¦ Com Efficient Tankless Gas Water Heater (0.87 UEF - High Draw) - Marine ¦ SCG ¦ Marine | Com ¦ Com Efficient Tankless Gas Water Heater (0.87 UEF - High Draw) - Marine | SCG ¦ Marine | SCG | All | Electric & Gas | Tankless Gas WH (0.87 UEF - High Draw) | Efficient |  | 2029 | 1 | Conventional | WaterHeat | Com - Lodging | Com | ROB and NEW | 0 | 1000 sqft2 of floor space | 1000 sqft served | 20 | DEER:Indoor_CFL_Ltg | 3.6851 | 0.0004578 | -30.1002 | SWWH006-08 | 243.0347 | 2022 | 150.5115 | 2022 | 0 | 0 | SWWH006-08 | Com Small Gas Water Heaters - Marine ¦ SCG ¦ Marine | Com Small Gas Water Heaters - Marine | 0.73871 | 0.546 | 0.025 | CBSA 2019 | 296.7592 | 2032 | 1 | SWWH006-08
COM-WATERHEAT-FS-12.41 | Com ¦ Com Efficient Tankless Gas Water Heater (0.87 UEF - High Draw) - Marine ¦ SCG ¦ Marine | Com ¦ Com Efficient Tankless Gas Water Heater (0.87 UEF - High Draw) - Marine | SCG ¦ Marine | SCG | All | Electric & Gas | Tankless Gas WH (0.87 UEF - High Draw) | Efficient |  | 2029 | 1 | Conventional | WaterHeat | Com - Office (Large) | Com | ROB and NEW | 0 | 1000 sqft2 of floor space | 1000 sqft served | 20 | DEER:Indoor_CFL_Ltg | 0.46335 | 2.3274e-05 | -4.4209 | SWWH006-08 | 79.3527 | 2022 | 49.1432 | 2022 | 0 | 0 | SWWH006-08 | Com Small Gas Water Heaters - Marine ¦ SCG ¦ Marine | Com Small Gas Water Heaters - Marine | 0.46177 | 0.546 | 0.025 | CBSA 2019 | 19.8069 | 2032 | 1 | SWWH006-08
COM-WATERHEAT-FS-12.42 | Com ¦ Com Efficient Tankless Gas Water Heater (0.87 UEF - High Draw) - Marine ¦ SCG ¦ Marine | Com ¦ Com Efficient Tankless Gas Water Heater (0.87 UEF - High Draw) - Marine | SCG ¦ Marine | SCG | All | Electric & Gas | Tankless Gas WH (0.87 UEF - High Draw) | Efficient |  | 2029 | 1 | Conventional | WaterHeat | Com - Office (Small) | Com | ROB and NEW | 0 | 1000 sqft2 of floor space | 1000 sqft served | 20 | DEER:Indoor_CFL_Ltg | 0.42509 | 3.5814e-06 | -4.134 | SWWH006-08 | 79.3527 | 2022 | 49.1432 | 2022 | 0 | 0 | SWWH006-08 | Com Small Gas Water Heaters - Marine ¦ SCG ¦ Marine | Com Small Gas Water Heaters - Marine | 0.46177 | 0.546 | 0.025 | CBSA 2019 | 8.1645 | 2032 | 1 | SWWH006-08
COM-WATERHEAT-FS-12.43 | Com ¦ Com Efficient Tankless Gas Water Heater (0.87 UEF - High Draw) - Marine ¦ SCG ¦ Marine | Com ¦ Com Efficient Tankless Gas Water Heater (0.87 UEF - High Draw) - Marine | SCG ¦ Marine | SCG | All | Electric & Gas | Tankless Gas WH (0.87 UEF - High Draw) | Efficient |  | 2029 | 1 | Conventional | WaterHeat | Com - Other | Com | ROB and NEW | 0 | 1000 sqft2 of floor space | 1000 sqft served | 20 | DEER:Indoor_CFL_Ltg | 5.4933 | 0.00084904 | -48.6047 | SWWH006-08 | 656.29 | 2022 | 406.4407 | 2022 | 0 | 0 | SWWH006-08 | Com Small Gas Water Heaters - Marine ¦ SCG ¦ Marine | Com Small Gas Water Heaters - Marine | 0.5433 | 0.546 | 0.025 | CBSA 2019 | 219.573 | 2032 | 1 | SWWH006-08
COM-WATERHEAT-FS-12.44 | Com ¦ Com Efficient Tankless Gas Water Heater (0.87 UEF - High Draw) - Marine ¦ SCG ¦ Marine | Com ¦ Com Efficient Tankless Gas Water Heater (0.87 UEF - High Draw) - Marine | SCG ¦ Marine | SCG | All | Electric & Gas | Tankless Gas WH (0.87 UEF - High Draw) | Efficient |  | 2029 | 1 | Conventional | WaterHeat | Com - Refrig. Warehouse | Com | ROB and NEW | 0 | 1000 sqft2 of floor space | 1000 sqft served | 20 | DEER:Indoor_CFL_Ltg | 0.47912 | 4.0246e-05 | -3.9853 | SWWH006-08 | 36.6927 | 2022 | 22.7238 | 2022 | 0 | 0 | SWWH006-08 | Com Small Gas Water Heaters - Marine ¦ SCG ¦ Marine | Com Small Gas Water Heaters - Marine | 0.22621 | 0.546 | 0.025 | CBSA 2019 | 2.9835 | 2032 | 1 | SWWH006-08
COM-WATERHEAT-FS-12.45 | Com ¦ Com Efficient Tankless Gas Water Heater (0.87 UEF - High Draw) - Marine ¦ SCG ¦ Marine | Com ¦ Com Efficient Tankless Gas Water Heater (0.87 UEF - High Draw) - Marine | SCG ¦ Marine | SCG | All | Electric & Gas | Tankless Gas WH (0.87 UEF - High Draw) | Efficient |  | 2029 | 1 | Conventional | WaterHeat | Com - Restaurant | Com | ROB and NEW | 0 | 1000 sqft2 of floor space | 1000 sqft served | 20 | DEER:Indoor_CFL_Ltg | 20.6907 | 0.0040168 | -196.6439 | SWWH006-08 | 3437.5372 | 2022 | 2128.8682 | 2022 | 0 | 0 | SWWH006-08 | Com Small Gas Water Heaters - Marine ¦ SCG ¦ Marine | Com Small Gas Water Heaters - Marine | 0.79319 | 0.546 | 0.025 | CBSA 2019 | 147.3585 | 2032 | 1 | SWWH006-08
COM-WATERHEAT-FS-12.46 | Com ¦ Com Efficient Tankless Gas Water Heater (0.87 UEF - High Draw) - Marine ¦ SCG ¦ Marine | Com ¦ Com Efficient Tankless Gas Water Heater (0.87 UEF - High Draw) - Marine | SCG ¦ Marine | SCG | All | Electric & Gas | Tankless Gas WH (0.87 UEF - High Draw) | Efficient |  | 2029 | 1 | Conventional | WaterHeat | Com - Retail | Com | ROB and NEW | 0 | 1000 sqft2 of floor space | 1000 sqft served | 20 | DEER:Indoor_CFL_Ltg | 0.30549 | 4.7888e-05 | -2.8822 | SWWH006-08 | 49.151 | 2022 | 30.4392 | 2022 | 0 | 0 | SWWH006-08 | Com Small Gas Water Heaters - Marine ¦ SCG ¦ Marine | Com Small Gas Water Heaters - Marine | 0.40063 | 0.546 | 0.025 | CBSA 2019 | 14.134 | 2032 | 1 | SWWH006-08
COM-WATERHEAT-FS-12.47 | Com ¦ Com Efficient Tankless Gas Water Heater (0.87 UEF - High Draw) - Marine ¦ SCG ¦ Marine | Com ¦ Com Efficient Tankless Gas Water Heater (0.87 UEF - High Draw) - Marine | SCG ¦ Marine | SCG | All | Electric & Gas | Tankless Gas WH (0.87 UEF - High Draw) | Efficient |  | 2029 | 1 | Conventional | WaterHeat | Com - School | Com | ROB and NEW | 0 | 1000 sqft2 of floor space | 1000 sqft served | 20 | DEER:Indoor_CFL_Ltg | 1.6484 | 0.00010899 | -17.3508 | SWWH006-08 | 404.875 | 2022 | 250.7392 | 2022 | 0 | 0 | SWWH006-08 | Com Small Gas Water Heaters - Marine ¦ SCG ¦ Marine | Com Small Gas Water Heaters - Marine | 0.76922 | 0.546 | 0.025 | CBSA 2019 | 39.3706 | 2032 | 1 | SWWH006-08
COM-WATERHEAT-FS-12.48 | Com ¦ Com Efficient Tankless Gas Water Heater (0.87 UEF - High Draw) - Marine ¦ SCG ¦ Marine | Com ¦ Com Efficient Tankless Gas Water Heater (0.87 UEF - High Draw) - Marine | SCG ¦ Marine | SCG | All | Electric & Gas | Tankless Gas WH (0.87 UEF - High Draw) | Efficient |  | 2029 | 1 | Conventional | WaterHeat | Com - Warehouse | Com | ROB and NEW | 0 | 1000 sqft2 of floor space | 1000 sqft served | 20 | DEER:Indoor_CFL_Ltg | 0.049238 | 1.6511e-06 | -0.457 | SWWH006-08 | 7.3385 | 2022 | 4.5448 | 2022 | 0 | 0 | SWWH006-08 | Com Small Gas Water Heaters - Marine ¦ SCG ¦ Marine | Com Small Gas Water Heaters - Marine | 0.1976 | 0.546 | 0.025 | CBSA 2019 | 1.9117 | 2032 | 1 | SWWH006-08
COM-WATERHEAT-FS-12.49 | Com ¦ Com Efficient Tankless Gas Water Heater (0.87 UEF - High Draw) - Hot-Dry ¦ SCG ¦ Hot-Dry | Com ¦ Com Efficient Tankless Gas Water Heater (0.87 UEF - High Draw) - Hot-Dry | SCG ¦ Hot-Dry | SCG | All | Electric & Gas | Tankless Gas WH (0.87 UEF - High Draw) | Efficient |  | 2029 | 1 | Conventional | WaterHeat | Com - College | Com | ROB and NEW | 0 | 1000 sqft2 of floor space | 1000 sqft served | 20 | DEER:Indoor_CFL_Ltg | 0.80914 | 0.00020339 | -7.5838 | SWWH006-08 | 127.5045 | 2022 | 78.9636 | 2022 | 0 | 0 | SWWH006-08 | Com Small Gas Water Heaters - Hot-Dry ¦ SCG ¦ Hot-Dry | Com Small Gas Water Heaters - Hot-Dry | 0.74815 | 0.546 | 0.025 | CBSA 2019 | 24.9553 | 2032 | 1 | SWWH006-08
COM-WATERHEAT-FS-12.50 | Com ¦ Com Efficient Tankless Gas Water Heater (0.87 UEF - High Draw) - Hot-Dry ¦ SCG ¦ Hot-Dry | Com ¦ Com Efficient Tankless Gas Water Heater (0.87 UEF - High Draw) - Hot-Dry | SCG ¦ Hot-Dry | SCG | All | Electric & Gas | Tankless Gas WH (0.87 UEF - High Draw) | Efficient |  | 2029 | 1 | Conventional | WaterHeat | Com - Grocery | Com | ROB and NEW | 0 | 1000 sqft2 of floor space | 1000 sqft served | 20 | DEER:Indoor_CFL_Ltg | 0 | 0 | 0 | SWWH006-08 | 101.241 | 2022 | 61.7409 | 2022 | 0 | 0 | SWWH006-08 | Com Small Gas Water Heaters - Hot-Dry ¦ SCG ¦ Hot-Dry | Com Small Gas Water Heaters - Hot-Dry | 0.59609 | 0.546 | 0.025 | CBSA 2019 | 0 | 2032 | 1 | SWWH006-08
COM-WATERHEAT-FS-12.51 | Com ¦ Com Efficient Tankless Gas Water Heater (0.87 UEF - High Draw) - Hot-Dry ¦ SCG ¦ Hot-Dry | Com ¦ Com Efficient Tankless Gas Water Heater (0.87 UEF - High Draw) - Hot-Dry | SCG ¦ Hot-Dry | SCG | All | Electric & Gas | Tankless Gas WH (0.87 UEF - High Draw) | Efficient |  | 2029 | 1 | Conventional | WaterHeat | Com - Health | Com | ROB and NEW | 0 | 1000 sqft2 of floor space | 1000 sqft served | 20 | DEER:Indoor_CFL_Ltg | 2.3467 | 0.00026807 | -19.5832 | SWWH006-08 | 193.1273 | 2022 | 119.6038 | 2022 | 0 | 0 | SWWH006-08 | Com Small Gas Water Heaters - Hot-Dry ¦ SCG ¦ Hot-Dry | Com Small Gas Water Heaters - Hot-Dry | 0.52611 | 0.546 | 0.025 | CBSA 2019 | 55.1608 | 2032 | 1 | SWWH006-08
COM-WATERHEAT-FS-12.52 | Com ¦ Com Efficient Tankless Gas Water Heater (0.87 UEF - High Draw) - Hot-Dry ¦ SCG ¦ Hot-Dry | Com ¦ Com Efficient Tankless Gas Water Heater (0.87 UEF - High Draw) - Hot-Dry | SCG ¦ Hot-Dry | SCG | All | Electric & Gas | Tankless Gas WH (0.87 UEF - High Draw) | Efficient |  | 2029 | 1 | Conventional | WaterHeat | Com - Lodging | Com | ROB and NEW | 0 | 1000 sqft2 of floor space | 1000 sqft served | 20 | DEER:Indoor_CFL_Ltg | 1.7946 | 0.00021605 | -14.6985 | SWWH006-08 | 121.5174 | 2022 | 75.2557 | 2022 | 0 | 0 | SWWH006-08 | Com Small Gas Water Heaters - Hot-Dry ¦ SCG ¦ Hot-Dry | Com Small Gas Water Heaters - Hot-Dry | 0.73871 | 0.546 | 0.025 | CBSA 2019 | 144.9138 | 2032 | 1 | SWWH006-08
COM-WATERHEAT-FS-12.53 | Com ¦ Com Efficient Tankless Gas Water Heater (0.87 UEF - High Draw) - Hot-Dry ¦ SCG ¦ Hot-Dry | Com ¦ Com Efficient Tankless Gas Water Heater (0.87 UEF - High Draw) - Hot-Dry | SCG ¦ Hot-Dry | SCG | All | Electric & Gas | Tankless Gas WH (0.87 UEF - High Draw) | Efficient |  | 2029 | 1 | Conventional | WaterHeat | Com - Office (Large) | Com | ROB and NEW | 0 | 1000 sqft2 of floor space | 1000 sqft served | 20 | DEER:Indoor_CFL_Ltg | 0.22742 | 1.0999e-05 | -2.1679 | SWWH006-08 | 39.6763 | 2022 | 24.5716 | 2022 | 0 | 0 | SWWH006-08 | Com Small Gas Water Heaters - Hot-Dry ¦ SCG ¦ Hot-Dry | Com Small Gas Water Heaters - Hot-Dry | 0.46177 | 0.546 | 0.025 | CBSA 2019 | 9.713 | 2032 | 1 | SWWH006-08
COM-WATERHEAT-FS-12.54 | Com ¦ Com Efficient Tankless Gas Water Heater (0.87 UEF - High Draw) - Hot-Dry ¦ SCG ¦ Hot-Dry | Com ¦ Com Efficient Tankless Gas Water Heater (0.87 UEF - High Draw) - Hot-Dry | SCG ¦ Hot-Dry | SCG | All | Electric & Gas | Tankless Gas WH (0.87 UEF - High Draw) | Efficient |  | 2029 | 1 | Conventional | WaterHeat | Com - Office (Small) | Com | ROB and NEW | 0 | 1000 sqft2 of floor space | 1000 sqft served | 20 | DEER:Indoor_CFL_Ltg | 0.20829 | 1.695e-06 | -2.0351 | SWWH006-08 | 39.6763 | 2022 | 24.5716 | 2022 | 0 | 0 | SWWH006-08 | Com Small Gas Water Heaters - Hot-Dry ¦ SCG ¦ Hot-Dry | Com Small Gas Water Heaters - Hot-Dry | 0.46177 | 0.546 | 0.025 | CBSA 2019 | 4.0193 | 2032 | 1 | SWWH006-08
COM-WATERHEAT-FS-12.55 | Com ¦ Com Efficient Tankless Gas Water Heater (0.87 UEF - High Draw) - Hot-Dry ¦ SCG ¦ Hot-Dry | Com ¦ Com Efficient Tankless Gas Water Heater (0.87 UEF - High Draw) - Hot-Dry | SCG ¦ Hot-Dry | SCG | All | Electric & Gas | Tankless Gas WH (0.87 UEF - High Draw) | Efficient |  | 2029 | 1 | Conventional | WaterHeat | Com - Other | Com | ROB and NEW | 0 | 1000 sqft2 of floor space | 1000 sqft served | 20 | DEER:Indoor_CFL_Ltg | 2.6895 | 0.00040079 | -23.8629 | SWWH006-08 | 328.145 | 2022 | 203.2203 | 2022 | 0 | 0 | SWWH006-08 | Com Small Gas Water Heaters - Hot-Dry ¦ SCG ¦ Hot-Dry | Com Small Gas Water Heaters - Hot-Dry | 0.5433 | 0.546 | 0.025 | CBSA 2019 | 107.802 | 2032 | 1 | SWWH006-08
COM-WATERHEAT-FS-12.56 | Com ¦ Com Efficient Tankless Gas Water Heater (0.87 UEF - High Draw) - Hot-Dry ¦ SCG ¦ Hot-Dry | Com ¦ Com Efficient Tankless Gas Water Heater (0.87 UEF - High Draw) - Hot-Dry | SCG ¦ Hot-Dry | SCG | All | Electric & Gas | Tankless Gas WH (0.87 UEF - High Draw) | Efficient |  | 2029 | 1 | Conventional | WaterHeat | Com - Refrig. Warehouse | Com | ROB and NEW | 0 | 1000 sqft2 of floor space | 1000 sqft served | 20 | DEER:Indoor_CFL_Ltg | 0.23514 | 1.9066e-05 | -1.9533 | SWWH006-08 | 18.3463 | 2022 | 11.3619 | 2022 | 0 | 0 | SWWH006-08 | Com Small Gas Water Heaters - Hot-Dry ¦ SCG ¦ Hot-Dry | Com Small Gas Water Heaters - Hot-Dry | 0.22621 | 0.546 | 0.025 | CBSA 2019 | 1.4623 | 2032 | 1 | SWWH006-08
COM-WATERHEAT-FS-12.57 | Com ¦ Com Efficient Tankless Gas Water Heater (0.87 UEF - High Draw) - Hot-Dry ¦ SCG ¦ Hot-Dry | Com ¦ Com Efficient Tankless Gas Water Heater (0.87 UEF - High Draw) - Hot-Dry | SCG ¦ Hot-Dry | SCG | All | Electric & Gas | Tankless Gas WH (0.87 UEF - High Draw) | Efficient |  | 2029 | 1 | Conventional | WaterHeat | Com - Restaurant | Com | ROB and NEW | 0 | 1000 sqft2 of floor space | 1000 sqft served | 20 | DEER:Indoor_CFL_Ltg | 10.1402 | 0.0019041 | -96.2706 | SWWH006-08 | 1718.7686 | 2022 | 1064.4341 | 2022 | 0 | 0 | SWWH006-08 | Com Small Gas Water Heaters - Hot-Dry ¦ SCG ¦ Hot-Dry | Com Small Gas Water Heaters - Hot-Dry | 0.79319 | 0.546 | 0.025 | CBSA 2019 | 72.1418 | 2032 | 1 | SWWH006-08
COM-WATERHEAT-FS-12.58 | Com ¦ Com Efficient Tankless Gas Water Heater (0.87 UEF - High Draw) - Hot-Dry ¦ SCG ¦ Hot-Dry | Com ¦ Com Efficient Tankless Gas Water Heater (0.87 UEF - High Draw) - Hot-Dry | SCG ¦ Hot-Dry | SCG | All | Electric & Gas | Tankless Gas WH (0.87 UEF - High Draw) | Efficient |  | 2029 | 1 | Conventional | WaterHeat | Com - Retail | Com | ROB and NEW | 0 | 1000 sqft2 of floor space | 1000 sqft served | 20 | DEER:Indoor_CFL_Ltg | 0.14969 | 2.2744e-05 | -1.4164 | SWWH006-08 | 24.5755 | 2022 | 15.2196 | 2022 | 0 | 0 | SWWH006-08 | Com Small Gas Water Heaters - Hot-Dry ¦ SCG ¦ Hot-Dry | Com Small Gas Water Heaters - Hot-Dry | 0.40063 | 0.546 | 0.025 | CBSA 2019 | 6.9462 | 2032 | 1 | SWWH006-08
COM-WATERHEAT-FS-12.59 | Com ¦ Com Efficient Tankless Gas Water Heater (0.87 UEF - High Draw) - Hot-Dry ¦ SCG ¦ Hot-Dry | Com ¦ Com Efficient Tankless Gas Water Heater (0.87 UEF - High Draw) - Hot-Dry | SCG ¦ Hot-Dry | SCG | All | Electric & Gas | Tankless Gas WH (0.87 UEF - High Draw) | Efficient |  | 2029 | 1 | Conventional | WaterHeat | Com - School | Com | ROB and NEW | 0 | 1000 sqft2 of floor space | 1000 sqft served | 20 | DEER:Indoor_CFL_Ltg | 0.80791 | 5.1782e-05 | -8.5398 | SWWH006-08 | 202.4375 | 2022 | 125.3696 | 2022 | 0 | 0 | SWWH006-08 | Com Small Gas Water Heaters - Hot-Dry ¦ SCG ¦ Hot-Dry | Com Small Gas Water Heaters - Hot-Dry | 0.76922 | 0.546 | 0.025 | CBSA 2019 | 19.3783 | 2032 | 1 | SWWH006-08
COM-WATERHEAT-FS-12.60 | Com ¦ Com Efficient Tankless Gas Water Heater (0.87 UEF - High Draw) - Hot-Dry ¦ SCG ¦ Hot-Dry | Com ¦ Com Efficient Tankless Gas Water Heater (0.87 UEF - High Draw) - Hot-Dry | SCG ¦ Hot-Dry | SCG | All | Electric & Gas | Tankless Gas WH (0.87 UEF - High Draw) | Efficient |  | 2029 | 1 | Conventional | WaterHeat | Com - Warehouse | Com | ROB and NEW | 0 | 1000 sqft2 of floor space | 1000 sqft served | 20 | DEER:Indoor_CFL_Ltg | 0.024128 | 7.8133e-07 | -0.22408 | SWWH006-08 | 3.6693 | 2022 | 2.2724 | 2022 | 0 | 0 | SWWH006-08 | Com Small Gas Water Heaters - Hot-Dry ¦ SCG ¦ Hot-Dry | Com Small Gas Water Heaters - Hot-Dry | 0.1976 | 0.546 | 0.025 | CBSA 2019 | 0.93737 | 2032 | 1 | SWWH006-08
COM-WATERHEAT-FS-12.61 | Com ¦ Com Efficient Tankless Gas Water Heater (0.87 UEF - High Draw) - Cold ¦ SCG ¦ Cold | Com ¦ Com Efficient Tankless Gas Water Heater (0.87 UEF - High Draw) - Cold | SCG ¦ Cold | SCG | All | Electric & Gas | Tankless Gas WH (0.87 UEF - High Draw) | Efficient |  | 2029 | 1 | Conventional | WaterHeat | Com - College | Com | ROB and NEW | 0 | 1000 sqft2 of floor space | 1000 sqft served | 20 | DEER:Indoor_CFL_Ltg | 1.9209 | 0.00020461 | -17.3028 | SWWH006-08 | 255.009 | 2022 | 157.9272 | 2022 | 0 | 0 | SWWH006-08 | Com Small Gas Water Heaters - Cold ¦ SCG ¦ Cold | Com Small Gas Water Heaters - Cold | 0.74815 | 0.546 | 0.025 | CBSA 2019 | 56.931 | 2032 | 1 | SWWH006-08
COM-WATERHEAT-FS-12.62 | Com ¦ Com Efficient Tankless Gas Water Heater (0.87 UEF - High Draw) - Cold ¦ SCG ¦ Cold | Com ¦ Com Efficient Tankless Gas Water Heater (0.87 UEF - High Draw) - Cold | SCG ¦ Cold | SCG | All | Electric & Gas | Tankless Gas WH (0.87 UEF - High Draw) | Efficient |  | 2029 | 1 | Conventional | WaterHeat | Com - Grocery | Com | ROB and NEW | 0 | 1000 sqft2 of floor space | 1000 sqft served | 20 | DEER:Indoor_CFL_Ltg | 0 | 0 | 0 | SWWH006-08 | 202.482 | 2022 | 123.4818 | 2022 | 0 | 0 | SWWH006-08 | Com Small Gas Water Heaters - Cold ¦ SCG ¦ Cold | Com Small Gas Water Heaters - Cold | 0.59609 | 0.546 | 0.025 | CBSA 2019 | 0 | 2032 | 1 | SWWH006-08
COM-WATERHEAT-FS-12.63 | Com ¦ Com Efficient Tankless Gas Water Heater (0.87 UEF - High Draw) - Cold ¦ SCG ¦ Cold | Com ¦ Com Efficient Tankless Gas Water Heater (0.87 UEF - High Draw) - Cold | SCG ¦ Cold | SCG | All | Electric & Gas | Tankless Gas WH (0.87 UEF - High Draw) | Efficient |  | 2029 | 1 | Conventional | WaterHeat | Com - Health | Com | ROB and NEW | 0 | 1000 sqft2 of floor space | 1000 sqft served | 20 | DEER:Indoor_CFL_Ltg | 5.5399 | 0.00063849 | -45.1499 | SWWH006-08 | 386.2546 | 2022 | 239.2076 | 2022 | 0 | 0 | SWWH006-08 | Com Small Gas Water Heaters - Cold ¦ SCG ¦ Cold | Com Small Gas Water Heaters - Cold | 0.52611 | 0.546 | 0.025 | CBSA 2019 | 127.1671 | 2032 | 1 | SWWH006-08
COM-WATERHEAT-FS-12.64 | Com ¦ Com Efficient Tankless Gas Water Heater (0.87 UEF - High Draw) - Cold ¦ SCG ¦ Cold | Com ¦ Com Efficient Tankless Gas Water Heater (0.87 UEF - High Draw) - Cold | SCG ¦ Cold | SCG | All | Electric & Gas | Tankless Gas WH (0.87 UEF - High Draw) | Efficient |  | 2029 | 1 | Conventional | WaterHeat | Com - Lodging | Com | ROB and NEW | 0 | 1000 sqft2 of floor space | 1000 sqft served | 20 | DEER:Indoor_CFL_Ltg | 4.2619 | 0.00051584 | -34.0129 | SWWH006-08 | 243.0347 | 2022 | 150.5115 | 2022 | 0 | 0 | SWWH006-08 | Com Small Gas Water Heaters - Cold ¦ SCG ¦ Cold | Com Small Gas Water Heaters - Cold | 0.73871 | 0.546 | 0.025 | CBSA 2019 | 335.3192 | 2032 | 1 | SWWH006-08
COM-WATERHEAT-FS-12.65 | Com ¦ Com Efficient Tankless Gas Water Heater (0.87 UEF - High Draw) - Cold ¦ SCG ¦ Cold | Com ¦ Com Efficient Tankless Gas Water Heater (0.87 UEF - High Draw) - Cold | SCG ¦ Cold | SCG | All | Electric & Gas | Tankless Gas WH (0.87 UEF - High Draw) | Efficient |  | 2029 | 1 | Conventional | WaterHeat | Com - Office (Large) | Com | ROB and NEW | 0 | 1000 sqft2 of floor space | 1000 sqft served | 20 | DEER:Indoor_CFL_Ltg | 0.53667 | 2.6249e-05 | -4.9098 | SWWH006-08 | 79.3527 | 2022 | 49.1432 | 2022 | 0 | 0 | SWWH006-08 | Com Small Gas Water Heaters - Cold ¦ SCG ¦ Cold | Com Small Gas Water Heaters - Cold | 0.46177 | 0.546 | 0.025 | CBSA 2019 | 21.9949 | 2032 | 1 | SWWH006-08
COM-WATERHEAT-FS-12.66 | Com ¦ Com Efficient Tankless Gas Water Heater (0.87 UEF - High Draw) - Cold ¦ SCG ¦ Cold | Com ¦ Com Efficient Tankless Gas Water Heater (0.87 UEF - High Draw) - Cold | SCG ¦ Cold | SCG | All | Electric & Gas | Tankless Gas WH (0.87 UEF - High Draw) | Efficient |  | 2029 | 1 | Conventional | WaterHeat | Com - Office (Small) | Com | ROB and NEW | 0 | 1000 sqft2 of floor space | 1000 sqft served | 20 | DEER:Indoor_CFL_Ltg | 0.4931 | 4.0383e-06 | -4.5803 | SWWH006-08 | 79.3527 | 2022 | 49.1432 | 2022 | 0 | 0 | SWWH006-08 | Com Small Gas Water Heaters - Cold ¦ SCG ¦ Cold | Com Small Gas Water Heaters - Cold | 0.46177 | 0.546 | 0.025 | CBSA 2019 | 9.0449 | 2032 | 1 | SWWH006-08
COM-WATERHEAT-FS-12.67 | Com ¦ Com Efficient Tankless Gas Water Heater (0.87 UEF - High Draw) - Cold ¦ SCG ¦ Cold | Com ¦ Com Efficient Tankless Gas Water Heater (0.87 UEF - High Draw) - Cold | SCG ¦ Cold | SCG | All | Electric & Gas | Tankless Gas WH (0.87 UEF - High Draw) | Efficient |  | 2029 | 1 | Conventional | WaterHeat | Com - Other | Com | ROB and NEW | 0 | 1000 sqft2 of floor space | 1000 sqft served | 20 | DEER:Indoor_CFL_Ltg | 6.3634 | 0.00095803 | -54.5814 | SWWH006-08 | 656.29 | 2022 | 406.4407 | 2022 | 0 | 0 | SWWH006-08 | Com Small Gas Water Heaters - Cold ¦ SCG ¦ Cold | Com Small Gas Water Heaters - Cold | 0.5433 | 0.546 | 0.025 | CBSA 2019 | 246.5514 | 2032 | 1 | SWWH006-08
COM-WATERHEAT-FS-12.68 | Com ¦ Com Efficient Tankless Gas Water Heater (0.87 UEF - High Draw) - Cold ¦ SCG ¦ Cold | Com ¦ Com Efficient Tankless Gas Water Heater (0.87 UEF - High Draw) - Cold | SCG ¦ Cold | SCG | All | Electric & Gas | Tankless Gas WH (0.87 UEF - High Draw) | Efficient |  | 2029 | 1 | Conventional | WaterHeat | Com - Refrig. Warehouse | Com | ROB and NEW | 0 | 1000 sqft2 of floor space | 1000 sqft served | 20 | DEER:Indoor_CFL_Ltg | 0.55528 | 4.5651e-05 | -4.516 | SWWH006-08 | 36.6927 | 2022 | 22.7238 | 2022 | 0 | 0 | SWWH006-08 | Com Small Gas Water Heaters - Cold ¦ SCG ¦ Cold | Com Small Gas Water Heaters - Cold | 0.22621 | 0.546 | 0.025 | CBSA 2019 | 3.3806 | 2032 | 1 | SWWH006-08
COM-WATERHEAT-FS-12.69 | Com ¦ Com Efficient Tankless Gas Water Heater (0.87 UEF - High Draw) - Cold ¦ SCG ¦ Cold | Com ¦ Com Efficient Tankless Gas Water Heater (0.87 UEF - High Draw) - Cold | SCG ¦ Cold | SCG | All | Electric & Gas | Tankless Gas WH (0.87 UEF - High Draw) | Efficient |  | 2029 | 1 | Conventional | WaterHeat | Com - Restaurant | Com | ROB and NEW | 0 | 1000 sqft2 of floor space | 1000 sqft served | 20 | DEER:Indoor_CFL_Ltg | 23.9431 | 0.0045293 | -218.6602 | SWWH006-08 | 3437.5372 | 2022 | 2128.8682 | 2022 | 0 | 0 | SWWH006-08 | Com Small Gas Water Heaters - Cold ¦ SCG ¦ Cold | Com Small Gas Water Heaters - Cold | 0.79319 | 0.546 | 0.025 | CBSA 2019 | 163.8402 | 2032 | 1 | SWWH006-08
COM-WATERHEAT-FS-12.70 | Com ¦ Com Efficient Tankless Gas Water Heater (0.87 UEF - High Draw) - Cold ¦ SCG ¦ Cold | Com ¦ Com Efficient Tankless Gas Water Heater (0.87 UEF - High Draw) - Cold | SCG ¦ Cold | SCG | All | Electric & Gas | Tankless Gas WH (0.87 UEF - High Draw) | Efficient |  | 2029 | 1 | Conventional | WaterHeat | Com - Retail | Com | ROB and NEW | 0 | 1000 sqft2 of floor space | 1000 sqft served | 20 | DEER:Indoor_CFL_Ltg | 0.35395 | 5.4192e-05 | -3.2162 | SWWH006-08 | 49.151 | 2022 | 30.4392 | 2022 | 0 | 0 | SWWH006-08 | Com Small Gas Water Heaters - Cold ¦ SCG ¦ Cold | Com Small Gas Water Heaters - Cold | 0.40063 | 0.546 | 0.025 | CBSA 2019 | 15.7674 | 2032 | 1 | SWWH006-08
COM-WATERHEAT-FS-12.71 | Com ¦ Com Efficient Tankless Gas Water Heater (0.87 UEF - High Draw) - Cold ¦ SCG ¦ Cold | Com ¦ Com Efficient Tankless Gas Water Heater (0.87 UEF - High Draw) - Cold | SCG ¦ Cold | SCG | All | Electric & Gas | Tankless Gas WH (0.87 UEF - High Draw) | Efficient |  | 2029 | 1 | Conventional | WaterHeat | Com - School | Com | ROB and NEW | 0 | 1000 sqft2 of floor space | 1000 sqft served | 20 | DEER:Indoor_CFL_Ltg | 1.9195 | 0 | -19.1557 | SWWH006-08 | 404.875 | 2022 | 250.7392 | 2022 | 0 | 0 | SWWH006-08 | Com Small Gas Water Heaters - Cold ¦ SCG ¦ Cold | Com Small Gas Water Heaters - Cold | 0.76922 | 0.546 | 0.025 | CBSA 2019 | 43.4498 | 2032 | 1 | SWWH006-08
COM-WATERHEAT-FS-12.72 | Com ¦ Com Efficient Tankless Gas Water Heater (0.87 UEF - High Draw) - Cold ¦ SCG ¦ Cold | Com ¦ Com Efficient Tankless Gas Water Heater (0.87 UEF - High Draw) - Cold | SCG ¦ Cold | SCG | All | Electric & Gas | Tankless Gas WH (0.87 UEF - High Draw) | Efficient |  | 2029 | 1 | Conventional | WaterHeat | Com - Warehouse | Com | ROB and NEW | 0 | 1000 sqft2 of floor space | 1000 sqft served | 20 | DEER:Indoor_CFL_Ltg | 0.057101 | 1.8673e-06 | -0.51106 | SWWH006-08 | 7.3385 | 2022 | 4.5448 | 2022 | 0 | 0 | SWWH006-08 | Com Small Gas Water Heaters - Cold ¦ SCG ¦ Cold | Com Small Gas Water Heaters - Cold | 0.1976 | 0.546 | 0.025 | CBSA 2019 | 2.1372 | 2032 | 1 | SWWH006-08
COM-WATERHEAT-FS-12.73 | Com ¦ Com Efficient Tankless Gas Water Heater (0.87 UEF - High Draw) - Marine ¦ SDG&E ¦ Marine | Com ¦ Com Efficient Tankless Gas Water Heater (0.87 UEF - High Draw) - Marine | SDG&E ¦ Marine | SDG&E | All | Electric & Gas | Tankless Gas WH (0.87 UEF - High Draw) | Efficient |  | 2029 | 1 | Conventional | WaterHeat | Com - College | Com | ROB and NEW | 0 | 1000 sqft2 of floor space | 1000 sqft served | 20 | DEER:Indoor_CFL_Ltg | 1.6503 | 0.00042728 | -15.4409 | SWWH006-08 | 255.009 | 2022 | 157.9272 | 2022 | 0 | 0 | SWWH006-08 | Com Small Gas Water Heaters - Marine ¦ SDG&E ¦ Marine | Com Small Gas Water Heaters - Marine | 0.74815 | 0.546 | 0.025 | CBSA 2019 | 50.8094 | 2032 | 1 | SWWH006-08
COM-WATERHEAT-FS-12.74 | Com ¦ Com Efficient Tankless Gas Water Heater (0.87 UEF - High Draw) - Marine ¦ SDG&E ¦ Marine | Com ¦ Com Efficient Tankless Gas Water Heater (0.87 UEF - High Draw) - Marine | SDG&E ¦ Marine | SDG&E | All | Electric & Gas | Tankless Gas WH (0.87 UEF - High Draw) | Efficient |  | 2029 | 1 | Conventional | WaterHeat | Com - Grocery | Com | ROB and NEW | 0 | 1000 sqft2 of floor space | 1000 sqft served | 20 | DEER:Indoor_CFL_Ltg | 0 | 0 | 0 | SWWH006-08 | 202.482 | 2022 | 123.4818 | 2022 | 0 | 0 | SWWH006-08 | Com Small Gas Water Heaters - Marine ¦ SDG&E ¦ Marine | Com Small Gas Water Heaters - Marine | 0.59609 | 0.546 | 0.025 | CBSA 2019 | 0 | 2032 | 1 | SWWH006-08
COM-WATERHEAT-FS-12.75 | Com ¦ Com Efficient Tankless Gas Water Heater (0.87 UEF - High Draw) - Marine ¦ SDG&E ¦ Marine | Com ¦ Com Efficient Tankless Gas Water Heater (0.87 UEF - High Draw) - Marine | SDG&E ¦ Marine | SDG&E | All | Electric & Gas | Tankless Gas WH (0.87 UEF - High Draw) | Efficient |  | 2029 | 1 | Conventional | WaterHeat | Com - Health | Com | ROB and NEW | 0 | 1000 sqft2 of floor space | 1000 sqft served | 20 | DEER:Indoor_CFL_Ltg | 4.7865 | 0.00056681 | -39.9126 | SWWH006-08 | 386.2546 | 2022 | 239.2076 | 2022 | 0 | 0 | SWWH006-08 | Com Small Gas Water Heaters - Marine ¦ SDG&E ¦ Marine | Com Small Gas Water Heaters - Marine | 0.52611 | 0.546 | 0.025 | CBSA 2019 | 112.4231 | 2032 | 1 | SWWH006-08
COM-WATERHEAT-FS-12.76 | Com ¦ Com Efficient Tankless Gas Water Heater (0.87 UEF - High Draw) - Marine ¦ SDG&E ¦ Marine | Com ¦ Com Efficient Tankless Gas Water Heater (0.87 UEF - High Draw) - Marine | SDG&E ¦ Marine | SDG&E | All | Electric & Gas | Tankless Gas WH (0.87 UEF - High Draw) | Efficient |  | 2029 | 1 | Conventional | WaterHeat | Com - Lodging | Com | ROB and NEW | 0 | 1000 sqft2 of floor space | 1000 sqft served | 20 | DEER:Indoor_CFL_Ltg | 3.6851 | 0.0004578 | -30.1002 | SWWH006-08 | 243.0347 | 2022 | 150.5115 | 2022 | 0 | 0 | SWWH006-08 | Com Small Gas Water Heaters - Marine ¦ SDG&E ¦ Marine | Com Small Gas Water Heaters - Marine | 0.73871 | 0.546 | 0.025 | CBSA 2019 | 296.7592 | 2032 | 1 | SWWH006-08
COM-WATERHEAT-FS-12.77 | Com ¦ Com Efficient Tankless Gas Water Heater (0.87 UEF - High Draw) - Marine ¦ SDG&E ¦ Marine | Com ¦ Com Efficient Tankless Gas Water Heater (0.87 UEF - High Draw) - Marine | SDG&E ¦ Marine | SDG&E | All | Electric & Gas | Tankless Gas WH (0.87 UEF - High Draw) | Efficient |  | 2029 | 1 | Conventional | WaterHeat | Com - Office (Large) | Com | ROB and NEW | 0 | 1000 sqft2 of floor space | 1000 sqft served | 20 | DEER:Indoor_CFL_Ltg | 0.46335 | 2.3274e-05 | -4.4209 | SWWH006-08 | 79.3527 | 2022 | 49.1432 | 2022 | 0 | 0 | SWWH006-08 | Com Small Gas Water Heaters - Marine ¦ SDG&E ¦ Marine | Com Small Gas Water Heaters - Marine | 0.46177 | 0.546 | 0.025 | CBSA 2019 | 19.8069 | 2032 | 1 | SWWH006-08
COM-WATERHEAT-FS-12.78 | Com ¦ Com Efficient Tankless Gas Water Heater (0.87 UEF - High Draw) - Marine ¦ SDG&E ¦ Marine | Com ¦ Com Efficient Tankless Gas Water Heater (0.87 UEF - High Draw) - Marine | SDG&E ¦ Marine | SDG&E | All | Electric & Gas | Tankless Gas WH (0.87 UEF - High Draw) | Efficient |  | 2029 | 1 | Conventional | WaterHeat | Com - Office (Small) | Com | ROB and NEW | 0 | 1000 sqft2 of floor space | 1000 sqft served | 20 | DEER:Indoor_CFL_Ltg | 0.42509 | 3.5814e-06 | -4.134 | SWWH006-08 | 79.3527 | 2022 | 49.1432 | 2022 | 0 | 0 | SWWH006-08 | Com Small Gas Water Heaters - Marine ¦ SDG&E ¦ Marine | Com Small Gas Water Heaters - Marine | 0.46177 | 0.546 | 0.025 | CBSA 2019 | 8.1645 | 2032 | 1 | SWWH006-08
COM-WATERHEAT-FS-12.79 | Com ¦ Com Efficient Tankless Gas Water Heater (0.87 UEF - High Draw) - Marine ¦ SDG&E ¦ Marine | Com ¦ Com Efficient Tankless Gas Water Heater (0.87 UEF - High Draw) - Marine | SDG&E ¦ Marine | SDG&E | All | Electric & Gas | Tankless Gas WH (0.87 UEF - High Draw) | Efficient |  | 2029 | 1 | Conventional | WaterHeat | Com - Other | Com | ROB and NEW | 0 | 1000 sqft2 of floor space | 1000 sqft served | 20 | DEER:Indoor_CFL_Ltg | 5.4933 | 0.00084904 | -48.6047 | SWWH006-08 | 656.29 | 2022 | 406.4407 | 2022 | 0 | 0 | SWWH006-08 | Com Small Gas Water Heaters - Marine ¦ SDG&E ¦ Marine | Com Small Gas Water Heaters - Marine | 0.5433 | 0.546 | 0.025 | CBSA 2019 | 219.573 | 2032 | 1 | SWWH006-08
COM-WATERHEAT-FS-12.80 | Com ¦ Com Efficient Tankless Gas Water Heater (0.87 UEF - High Draw) - Marine ¦ SDG&E ¦ Marine | Com ¦ Com Efficient Tankless Gas Water Heater (0.87 UEF - High Draw) - Marine | SDG&E ¦ Marine | SDG&E | All | Electric & Gas | Tankless Gas WH (0.87 UEF - High Draw) | Efficient |  | 2029 | 1 | Conventional | WaterHeat | Com - Refrig. Warehouse | Com | ROB and NEW | 0 | 1000 sqft2 of floor space | 1000 sqft served | 20 | DEER:Indoor_CFL_Ltg | 0.47912 | 4.0246e-05 | -3.9853 | SWWH006-08 | 36.6927 | 2022 | 22.7238 | 2022 | 0 | 0 | SWWH006-08 | Com Small Gas Water Heaters - Marine ¦ SDG&E ¦ Marine | Com Small Gas Water Heaters - Marine | 0.22621 | 0.546 | 0.025 | CBSA 2019 | 2.9835 | 2032 | 1 | SWWH006-08
COM-WATERHEAT-FS-12.81 | Com ¦ Com Efficient Tankless Gas Water Heater (0.87 UEF - High Draw) - Marine ¦ SDG&E ¦ Marine | Com ¦ Com Efficient Tankless Gas Water Heater (0.87 UEF - High Draw) - Marine | SDG&E ¦ Marine | SDG&E | All | Electric & Gas | Tankless Gas WH (0.87 UEF - High Draw) | Efficient |  | 2029 | 1 | Conventional | WaterHeat | Com - Restaurant | Com | ROB and NEW | 0 | 1000 sqft2 of floor space | 1000 sqft served | 20 | DEER:Indoor_CFL_Ltg | 20.6907 | 0.0040168 | -196.6439 | SWWH006-08 | 3437.5372 | 2022 | 2128.8682 | 2022 | 0 | 0 | SWWH006-08 | Com Small Gas Water Heaters - Marine ¦ SDG&E ¦ Marine | Com Small Gas Water Heaters - Marine | 0.79319 | 0.546 | 0.025 | CBSA 2019 | 147.3585 | 2032 | 1 | SWWH006-08
COM-WATERHEAT-FS-12.82 | Com ¦ Com Efficient Tankless Gas Water Heater (0.87 UEF - High Draw) - Marine ¦ SDG&E ¦ Marine | Com ¦ Com Efficient Tankless Gas Water Heater (0.87 UEF - High Draw) - Marine | SDG&E ¦ Marine | SDG&E | All | Electric & Gas | Tankless Gas WH (0.87 UEF - High Draw) | Efficient |  | 2029 | 1 | Conventional | WaterHeat | Com - Retail | Com | ROB and NEW | 0 | 1000 sqft2 of floor space | 1000 sqft served | 20 | DEER:Indoor_CFL_Ltg | 0.30549 | 4.7888e-05 | -2.8822 | SWWH006-08 | 49.151 | 2022 | 30.4392 | 2022 | 0 | 0 | SWWH006-08 | Com Small Gas Water Heaters - Marine ¦ SDG&E ¦ Marine | Com Small Gas Water Heaters - Marine | 0.40063 | 0.546 | 0.025 | CBSA 2019 | 14.134 | 2032 | 1 | SWWH006-08
COM-WATERHEAT-FS-12.83 | Com ¦ Com Efficient Tankless Gas Water Heater (0.87 UEF - High Draw) - Marine ¦ SDG&E ¦ Marine | Com ¦ Com Efficient Tankless Gas Water Heater (0.87 UEF - High Draw) - Marine | SDG&E ¦ Marine | SDG&E | All | Electric & Gas | Tankless Gas WH (0.87 UEF - High Draw) | Efficient |  | 2029 | 1 | Conventional | WaterHeat | Com - School | Com | ROB and NEW | 0 | 1000 sqft2 of floor space | 1000 sqft served | 20 | DEER:Indoor_CFL_Ltg | 1.6484 | 0.00010899 | -17.3508 | SWWH006-08 | 404.875 | 2022 | 250.7392 | 2022 | 0 | 0 | SWWH006-08 | Com Small Gas Water Heaters - Marine ¦ SDG&E ¦ Marine | Com Small Gas Water Heaters - Marine | 0.76922 | 0.546 | 0.025 | CBSA 2019 | 39.3706 | 2032 | 1 | SWWH006-08
COM-WATERHEAT-FS-12.84 | Com ¦ Com Efficient Tankless Gas Water Heater (0.87 UEF - High Draw) - Marine ¦ SDG&E ¦ Marine | Com ¦ Com Efficient Tankless Gas Water Heater (0.87 UEF - High Draw) - Marine | SDG&E ¦ Marine | SDG&E | All | Electric & Gas | Tankless Gas WH (0.87 UEF - High Draw) | Efficient |  | 2029 | 1 | Conventional | WaterHeat | Com - Warehouse | Com | ROB and NEW | 0 | 1000 sqft2 of floor space | 1000 sqft served | 20 | DEER:Indoor_CFL_Ltg | 0.049238 | 1.6511e-06 | -0.457 | SWWH006-08 | 7.3385 | 2022 | 4.5448 | 2022 | 0 | 0 | SWWH006-08 | Com Small Gas Water Heaters - Marine ¦ SDG&E ¦ Marine | Com Small Gas Water Heaters - Marine | 0.1976 | 0.546 | 0.025 | CBSA 2019 | 1.9117 | 2032 | 1 | SWWH006-08
COM-WATERHEAT-FS-12.85 | Com ¦ Com Efficient Tankless Gas Water Heater (0.87 UEF - High Draw) - Hot-Dry ¦ SDG&E ¦ Hot-Dry | Com ¦ Com Efficient Tankless Gas Water Heater (0.87 UEF - High Draw) - Hot-Dry | SDG&E ¦ Hot-Dry | SDG&E | All | Electric & Gas | Tankless Gas WH (0.87 UEF - High Draw) | Efficient |  | 2029 | 1 | Conventional | WaterHeat | Com - College | Com | ROB and NEW | 0 | 1000 sqft2 of floor space | 1000 sqft served | 20 | DEER:Indoor_CFL_Ltg | 0.82343 | 0.0002131 | -7.7034 | SWWH006-08 | 127.5045 | 2022 | 78.9636 | 2022 | 0 | 0 | SWWH006-08 | Com Small Gas Water Heaters - Hot-Dry ¦ SDG&E ¦ Hot-Dry | Com Small Gas Water Heaters - Hot-Dry | 0.74815 | 0.546 | 0.025 | CBSA 2019 | 25.3485 | 2032 | 1 | SWWH006-08
COM-WATERHEAT-FS-12.86 | Com ¦ Com Efficient Tankless Gas Water Heater (0.87 UEF - High Draw) - Hot-Dry ¦ SDG&E ¦ Hot-Dry | Com ¦ Com Efficient Tankless Gas Water Heater (0.87 UEF - High Draw) - Hot-Dry | SDG&E ¦ Hot-Dry | SDG&E | All | Electric & Gas | Tankless Gas WH (0.87 UEF - High Draw) | Efficient |  | 2029 | 1 | Conventional | WaterHeat | Com - Grocery | Com | ROB and NEW | 0 | 1000 sqft2 of floor space | 1000 sqft served | 20 | DEER:Indoor_CFL_Ltg | 0 | 0 | 0 | SWWH006-08 | 101.241 | 2022 | 61.7409 | 2022 | 0 | 0 | SWWH006-08 | Com Small Gas Water Heaters - Hot-Dry ¦ SDG&E ¦ Hot-Dry | Com Small Gas Water Heaters - Hot-Dry | 0.59609 | 0.546 | 0.025 | CBSA 2019 | 0 | 2032 | 1 | SWWH006-08
COM-WATERHEAT-FS-12.87 | Com ¦ Com Efficient Tankless Gas Water Heater (0.87 UEF - High Draw) - Hot-Dry ¦ SDG&E ¦ Hot-Dry | Com ¦ Com Efficient Tankless Gas Water Heater (0.87 UEF - High Draw) - Hot-Dry | SDG&E ¦ Hot-Dry | SDG&E | All | Electric & Gas | Tankless Gas WH (0.87 UEF - High Draw) | Efficient |  | 2029 | 1 | Conventional | WaterHeat | Com - Health | Com | ROB and NEW | 0 | 1000 sqft2 of floor space | 1000 sqft served | 20 | DEER:Indoor_CFL_Ltg | 2.3804 | 0.00028156 | -19.9046 | SWWH006-08 | 193.1273 | 2022 | 119.6038 | 2022 | 0 | 0 | SWWH006-08 | Com Small Gas Water Heaters - Hot-Dry ¦ SDG&E ¦ Hot-Dry | Com Small Gas Water Heaters - Hot-Dry | 0.52611 | 0.546 | 0.025 | CBSA 2019 | 56.0663 | 2032 | 1 | SWWH006-08
COM-WATERHEAT-FS-12.88 | Com ¦ Com Efficient Tankless Gas Water Heater (0.87 UEF - High Draw) - Hot-Dry ¦ SDG&E ¦ Hot-Dry | Com ¦ Com Efficient Tankless Gas Water Heater (0.87 UEF - High Draw) - Hot-Dry | SDG&E ¦ Hot-Dry | SDG&E | All | Electric & Gas | Tankless Gas WH (0.87 UEF - High Draw) | Efficient |  | 2029 | 1 | Conventional | WaterHeat | Com - Lodging | Com | ROB and NEW | 0 | 1000 sqft2 of floor space | 1000 sqft served | 20 | DEER:Indoor_CFL_Ltg | 1.8267 | 0.00022732 | -14.9076 | SWWH006-08 | 121.5174 | 2022 | 75.2557 | 2022 | 0 | 0 | SWWH006-08 | Com Small Gas Water Heaters - Hot-Dry ¦ SDG&E ¦ Hot-Dry | Com Small Gas Water Heaters - Hot-Dry | 0.73871 | 0.546 | 0.025 | CBSA 2019 | 146.9742 | 2032 | 1 | SWWH006-08
COM-WATERHEAT-FS-12.89 | Com ¦ Com Efficient Tankless Gas Water Heater (0.87 UEF - High Draw) - Hot-Dry ¦ SDG&E ¦ Hot-Dry | Com ¦ Com Efficient Tankless Gas Water Heater (0.87 UEF - High Draw) - Hot-Dry | SDG&E ¦ Hot-Dry | SDG&E | All | Electric & Gas | Tankless Gas WH (0.87 UEF - High Draw) | Efficient |  | 2029 | 1 | Conventional | WaterHeat | Com - Office (Large) | Com | ROB and NEW | 0 | 1000 sqft2 of floor space | 1000 sqft served | 20 | DEER:Indoor_CFL_Ltg | 0.23114 | 1.1531e-05 | -2.2051 | SWWH006-08 | 39.6763 | 2022 | 24.5716 | 2022 | 0 | 0 | SWWH006-08 | Com Small Gas Water Heaters - Hot-Dry ¦ SDG&E ¦ Hot-Dry | Com Small Gas Water Heaters - Hot-Dry | 0.46177 | 0.546 | 0.025 | CBSA 2019 | 9.8796 | 2032 | 1 | SWWH006-08
COM-WATERHEAT-FS-12.90 | Com ¦ Com Efficient Tankless Gas Water Heater (0.87 UEF - High Draw) - Hot-Dry ¦ SDG&E ¦ Hot-Dry | Com ¦ Com Efficient Tankless Gas Water Heater (0.87 UEF - High Draw) - Hot-Dry | SDG&E ¦ Hot-Dry | SDG&E | All | Electric & Gas | Tankless Gas WH (0.87 UEF - High Draw) | Efficient |  | 2029 | 1 | Conventional | WaterHeat | Com - Office (Small) | Com | ROB and NEW | 0 | 1000 sqft2 of floor space | 1000 sqft served | 20 | DEER:Indoor_CFL_Ltg | 0.21148 | 1.7801e-06 | -2.0617 | SWWH006-08 | 39.6763 | 2022 | 24.5716 | 2022 | 0 | 0 | SWWH006-08 | Com Small Gas Water Heaters - Hot-Dry ¦ SDG&E ¦ Hot-Dry | Com Small Gas Water Heaters - Hot-Dry | 0.46177 | 0.546 | 0.025 | CBSA 2019 | 4.0718 | 2032 | 1 | SWWH006-08
COM-WATERHEAT-FS-12.91 | Com ¦ Com Efficient Tankless Gas Water Heater (0.87 UEF - High Draw) - Hot-Dry ¦ SDG&E ¦ Hot-Dry | Com ¦ Com Efficient Tankless Gas Water Heater (0.87 UEF - High Draw) - Hot-Dry | SDG&E ¦ Hot-Dry | SDG&E | All | Electric & Gas | Tankless Gas WH (0.87 UEF - High Draw) | Efficient |  | 2029 | 1 | Conventional | WaterHeat | Com - Other | Com | ROB and NEW | 0 | 1000 sqft2 of floor space | 1000 sqft served | 20 | DEER:Indoor_CFL_Ltg | 2.7379 | 0.00042057 | -24.2584 | SWWH006-08 | 328.145 | 2022 | 203.2203 | 2022 | 0 | 0 | SWWH006-08 | Com Small Gas Water Heaters - Hot-Dry ¦ SDG&E ¦ Hot-Dry | Com Small Gas Water Heaters - Hot-Dry | 0.5433 | 0.546 | 0.025 | CBSA 2019 | 109.5884 | 2032 | 1 | SWWH006-08
COM-WATERHEAT-FS-12.92 | Com ¦ Com Efficient Tankless Gas Water Heater (0.87 UEF - High Draw) - Hot-Dry ¦ SDG&E ¦ Hot-Dry | Com ¦ Com Efficient Tankless Gas Water Heater (0.87 UEF - High Draw) - Hot-Dry | SDG&E ¦ Hot-Dry | SDG&E | All | Electric & Gas | Tankless Gas WH (0.87 UEF - High Draw) | Efficient |  | 2029 | 1 | Conventional | WaterHeat | Com - Refrig. Warehouse | Com | ROB and NEW | 0 | 1000 sqft2 of floor space | 1000 sqft served | 20 | DEER:Indoor_CFL_Ltg | 0.23956 | 2e-05 | -1.9877 | SWWH006-08 | 18.3463 | 2022 | 11.3619 | 2022 | 0 | 0 | SWWH006-08 | Com Small Gas Water Heaters - Hot-Dry ¦ SDG&E ¦ Hot-Dry | Com Small Gas Water Heaters - Hot-Dry | 0.22621 | 0.546 | 0.025 | CBSA 2019 | 1.4881 | 2032 | 1 | SWWH006-08
COM-WATERHEAT-FS-12.93 | Com ¦ Com Efficient Tankless Gas Water Heater (0.87 UEF - High Draw) - Hot-Dry ¦ SDG&E ¦ Hot-Dry | Com ¦ Com Efficient Tankless Gas Water Heater (0.87 UEF - High Draw) - Hot-Dry | SDG&E ¦ Hot-Dry | SDG&E | All | Electric & Gas | Tankless Gas WH (0.87 UEF - High Draw) | Efficient |  | 2029 | 1 | Conventional | WaterHeat | Com - Restaurant | Com | ROB and NEW | 0 | 1000 sqft2 of floor space | 1000 sqft served | 20 | DEER:Indoor_CFL_Ltg | 10.3013 | 0.0019971 | -98.1121 | SWWH006-08 | 1718.7686 | 2022 | 1064.4341 | 2022 | 0 | 0 | SWWH006-08 | Com Small Gas Water Heaters - Hot-Dry ¦ SDG&E ¦ Hot-Dry | Com Small Gas Water Heaters - Hot-Dry | 0.79319 | 0.546 | 0.025 | CBSA 2019 | 73.5224 | 2032 | 1 | SWWH006-08
COM-WATERHEAT-FS-12.94 | Com ¦ Com Efficient Tankless Gas Water Heater (0.87 UEF - High Draw) - Hot-Dry ¦ SDG&E ¦ Hot-Dry | Com ¦ Com Efficient Tankless Gas Water Heater (0.87 UEF - High Draw) - Hot-Dry | SDG&E ¦ Hot-Dry | SDG&E | All | Electric & Gas | Tankless Gas WH (0.87 UEF - High Draw) | Efficient |  | 2029 | 1 | Conventional | WaterHeat | Com - Retail | Com | ROB and NEW | 0 | 1000 sqft2 of floor space | 1000 sqft served | 20 | DEER:Indoor_CFL_Ltg | 0.15242 | 2.3839e-05 | -1.4408 | SWWH006-08 | 24.5755 | 2022 | 15.2196 | 2022 | 0 | 0 | SWWH006-08 | Com Small Gas Water Heaters - Hot-Dry ¦ SDG&E ¦ Hot-Dry | Com Small Gas Water Heaters - Hot-Dry | 0.40063 | 0.546 | 0.025 | CBSA 2019 | 7.0657 | 2032 | 1 | SWWH006-08
COM-WATERHEAT-FS-12.95 | Com ¦ Com Efficient Tankless Gas Water Heater (0.87 UEF - High Draw) - Hot-Dry ¦ SDG&E ¦ Hot-Dry | Com ¦ Com Efficient Tankless Gas Water Heater (0.87 UEF - High Draw) - Hot-Dry | SDG&E ¦ Hot-Dry | SDG&E | All | Electric & Gas | Tankless Gas WH (0.87 UEF - High Draw) | Efficient |  | 2029 | 1 | Conventional | WaterHeat | Com - School | Com | ROB and NEW | 0 | 1000 sqft2 of floor space | 1000 sqft served | 20 | DEER:Indoor_CFL_Ltg | 0.81876 | 5.4493e-05 | -8.6483 | SWWH006-08 | 202.4375 | 2022 | 125.3696 | 2022 | 0 | 0 | SWWH006-08 | Com Small Gas Water Heaters - Hot-Dry ¦ SDG&E ¦ Hot-Dry | Com Small Gas Water Heaters - Hot-Dry | 0.76922 | 0.546 | 0.025 | CBSA 2019 | 19.6243 | 2032 | 1 | SWWH006-08
COM-WATERHEAT-FS-12.96 | Com ¦ Com Efficient Tankless Gas Water Heater (0.87 UEF - High Draw) - Hot-Dry ¦ SDG&E ¦ Hot-Dry | Com ¦ Com Efficient Tankless Gas Water Heater (0.87 UEF - High Draw) - Hot-Dry | SDG&E ¦ Hot-Dry | SDG&E | All | Electric & Gas | Tankless Gas WH (0.87 UEF - High Draw) | Efficient |  | 2029 | 1 | Conventional | WaterHeat | Com - Warehouse | Com | ROB and NEW | 0 | 1000 sqft2 of floor space | 1000 sqft served | 20 | DEER:Indoor_CFL_Ltg | 0.02457 | 8.2064e-07 | -0.2285 | SWWH006-08 | 3.6693 | 2022 | 2.2724 | 2022 | 0 | 0 | SWWH006-08 | Com Small Gas Water Heaters - Hot-Dry ¦ SDG&E ¦ Hot-Dry | Com Small Gas Water Heaters - Hot-Dry | 0.1976 | 0.546 | 0.025 | CBSA 2019 | 0.95588 | 2032 | 1 | SWWH006-08
COM-WATERHEAT-FS-13.1 | Com ¦ Com Heat Pump Water Heater (3.30 UEF - 50 Gal) - Fuel Sub - Marine ¦ PG&E ¦ Marine | Com ¦ Com Heat Pump Water Heater (3.30 UEF - 50 Gal) - Fuel Sub - Marine | PG&E ¦ Marine | PG&E | All | Electric & Gas | HPWH (3.30 UEF - 50 Gal) | Efficient |  |  | 1 | Conventional | WaterHeat | Com - College | Com | ROB Only | 1 | 1000 sqft2 of floor space | 1000 sqft served | 13 | DEER:Indoor_CFL_Ltg | 642.6546 | 0 | -67.0699 | SWWH027-05 | 183.7249 | 2024 | 102.5529 | 2024 | 0 | -19.7458 | SWWH027-05 | Com Small Gas Water Heaters - Marine ¦ PG&E ¦ Marine | Com Small Gas Water Heaters - Marine | 0.74815 | 0.546 | 0 | CBSA 2019 | 172.7212 | 2032 | 1 | SWWH027-05
COM-WATERHEAT-FS-13.2 | Com ¦ Com Heat Pump Water Heater (3.30 UEF - 50 Gal) - Fuel Sub - Marine ¦ PG&E ¦ Marine | Com ¦ Com Heat Pump Water Heater (3.30 UEF - 50 Gal) - Fuel Sub - Marine | PG&E ¦ Marine | PG&E | All | Electric & Gas | HPWH (3.30 UEF - 50 Gal) | Efficient |  |  | 1 | Conventional | WaterHeat | Com - Grocery | Com | ROB Only | 1 | 1000 sqft2 of floor space | 1000 sqft served | 13 | DEER:Indoor_CFL_Ltg | 0 | 0 | 0 | SWWH027-05 | 101.241 | 2024 | 61.7409 | 2024 | 0 | -16.3851 | SWWH027-05 | Com Small Gas Water Heaters - Marine ¦ PG&E ¦ Marine | Com Small Gas Water Heaters - Marine | 0.59609 | 0.546 | 0 | CBSA 2019 | 0 | 2032 | 1 | SWWH027-05
COM-WATERHEAT-FS-13.3 | Com ¦ Com Heat Pump Water Heater (3.30 UEF - 50 Gal) - Fuel Sub - Marine ¦ PG&E ¦ Marine | Com ¦ Com Heat Pump Water Heater (3.30 UEF - 50 Gal) - Fuel Sub - Marine | PG&E ¦ Marine | PG&E | All | Electric & Gas | HPWH (3.30 UEF - 50 Gal) | Efficient |  |  | 1 | Conventional | WaterHeat | Com - Health | Com | ROB Only | 1 | 1000 sqft2 of floor space | 1000 sqft served | 13 | DEER:Indoor_CFL_Ltg | 1794.435 | 0 | -189.4886 | SWWH027-05 | 278.2827 | 2024 | 155.3338 | 2024 | 0 | -29.9084 | SWWH027-05 | Com Small Gas Water Heaters - Marine ¦ PG&E ¦ Marine | Com Small Gas Water Heaters - Marine | 0.52611 | 0.546 | 0 | CBSA 2019 | 417.8042 | 2032 | 1 | SWWH027-05
COM-WATERHEAT-FS-13.4 | Com ¦ Com Heat Pump Water Heater (3.30 UEF - 50 Gal) - Fuel Sub - Marine ¦ PG&E ¦ Marine | Com ¦ Com Heat Pump Water Heater (3.30 UEF - 50 Gal) - Fuel Sub - Marine | PG&E ¦ Marine | PG&E | All | Electric & Gas | HPWH (3.30 UEF - 50 Gal) | Efficient |  |  | 1 | Conventional | WaterHeat | Com - Lodging | Com | ROB Only | 1 | 1000 sqft2 of floor space | 1000 sqft served | 13 | DEER:Indoor_CFL_Ltg | 1404.8776 | 0 | -145.1426 | SWWH027-05 | 175.0978 | 2024 | 97.7373 | 2024 | 0 | -18.8186 | SWWH027-05 | Com Small Gas Water Heaters - Marine ¦ PG&E ¦ Marine | Com Small Gas Water Heaters - Marine | 0.73871 | 0.546 | 0 | CBSA 2019 | 1212.2447 | 2032 | 1 | SWWH027-05
COM-WATERHEAT-FS-13.5 | Com ¦ Com Heat Pump Water Heater (3.30 UEF - 50 Gal) - Fuel Sub - Marine ¦ PG&E ¦ Marine | Com ¦ Com Heat Pump Water Heater (3.30 UEF - 50 Gal) - Fuel Sub - Marine | PG&E ¦ Marine | PG&E | All | Electric & Gas | HPWH (3.30 UEF - 50 Gal) | Efficient |  |  | 1 | Conventional | WaterHeat | Com - Office (Large) | Com | ROB Only | 1 | 1000 sqft2 of floor space | 1000 sqft served | 13 | DEER:Indoor_CFL_Ltg | 179.1509 | 0 | -18.8775 | SWWH027-05 | 57.1708 | 2024 | 31.912 | 2024 | 0 | -6.1444 | SWWH027-05 | Com Small Gas Water Heaters - Marine ¦ PG&E ¦ Marine | Com Small Gas Water Heaters - Marine | 0.46177 | 0.546 | 0 | CBSA 2019 | 66.9561 | 2032 | 1 | SWWH027-05
COM-WATERHEAT-FS-13.6 | Com ¦ Com Heat Pump Water Heater (3.30 UEF - 50 Gal) - Fuel Sub - Marine ¦ PG&E ¦ Marine | Com ¦ Com Heat Pump Water Heater (3.30 UEF - 50 Gal) - Fuel Sub - Marine | PG&E ¦ Marine | PG&E | All | Electric & Gas | HPWH (3.30 UEF - 50 Gal) | Efficient |  |  | 1 | Conventional | WaterHeat | Com - Office (Small) | Com | ROB Only | 1 | 1000 sqft2 of floor space | 1000 sqft served | 13 | DEER:Indoor_CFL_Ltg | 166.3808 | 0 | -17.4709 | SWWH027-05 | 57.1708 | 2024 | 31.912 | 2024 | 0 | -6.1444 | SWWH027-05 | Com Small Gas Water Heaters - Marine ¦ PG&E ¦ Marine | Com Small Gas Water Heaters - Marine | 0.46177 | 0.546 | 0 | CBSA 2019 | 26.9585 | 2032 | 1 | SWWH027-05
COM-WATERHEAT-FS-13.7 | Com ¦ Com Heat Pump Water Heater (3.30 UEF - 50 Gal) - Fuel Sub - Marine ¦ PG&E ¦ Marine | Com ¦ Com Heat Pump Water Heater (3.30 UEF - 50 Gal) - Fuel Sub - Marine | PG&E ¦ Marine | PG&E | All | Electric & Gas | HPWH (3.30 UEF - 50 Gal) | Efficient |  |  | 1 | Conventional | WaterHeat | Com - Other | Com | ROB Only | 1 | 1000 sqft2 of floor space | 1000 sqft served | 13 | DEER:Indoor_CFL_Ltg | 2142.9192 | 0 | -220.4145 | SWWH027-05 | 472.8336 | 2024 | 263.9296 | 2024 | 0 | -50.8178 | SWWH027-05 | Com Small Gas Water Heaters - Marine ¦ PG&E ¦ Marine | Com Small Gas Water Heaters - Marine | 0.5433 | 0.546 | 0 | CBSA 2019 | 761.8486 | 2032 | 1 | SWWH027-05
COM-WATERHEAT-FS-13.8 | Com ¦ Com Heat Pump Water Heater (3.30 UEF - 50 Gal) - Fuel Sub - Marine ¦ PG&E ¦ Marine | Com ¦ Com Heat Pump Water Heater (3.30 UEF - 50 Gal) - Fuel Sub - Marine | PG&E ¦ Marine | PG&E | All | Electric & Gas | HPWH (3.30 UEF - 50 Gal) | Efficient |  |  | 1 | Conventional | WaterHeat | Com - Refrig. Warehouse | Com | ROB Only | 1 | 1000 sqft2 of floor space | 1000 sqft served | 13 | DEER:Indoor_CFL_Ltg | 178.0019 | 0 | -18.9983 | SWWH027-05 | 26.4358 | 2024 | 14.7561 | 2024 | 0 | -2.8412 | SWWH027-05 | Com Small Gas Water Heaters - Marine ¦ PG&E ¦ Marine | Com Small Gas Water Heaters - Marine | 0.22621 | 0.546 | 0 | CBSA 2019 | 11.0831 | 2032 | 1 | SWWH027-05
COM-WATERHEAT-FS-13.9 | Com ¦ Com Heat Pump Water Heater (3.30 UEF - 50 Gal) - Fuel Sub - Marine ¦ PG&E ¦ Marine | Com ¦ Com Heat Pump Water Heater (3.30 UEF - 50 Gal) - Fuel Sub - Marine | PG&E ¦ Marine | PG&E | All | Electric & Gas | HPWH (3.30 UEF - 50 Gal) | Efficient |  |  | 1 | Conventional | WaterHeat | Com - Restaurant | Com | ROB Only | 1 | 1000 sqft2 of floor space | 1000 sqft served | 13 | DEER:Indoor_CFL_Ltg | 7787.1316 | 0 | -845.4464 | SWWH027-05 | 2476.623 | 2024 | 1382.4189 | 2024 | 0 | -266.1751 | SWWH027-05 | Com Small Gas Water Heaters - Marine ¦ PG&E ¦ Marine | Com Small Gas Water Heaters - Marine | 0.79319 | 0.546 | 0 | CBSA 2019 | 496.7453 | 2032 | 1 | SWWH027-05
COM-WATERHEAT-FS-13.10 | Com ¦ Com Heat Pump Water Heater (3.30 UEF - 50 Gal) - Fuel Sub - Marine ¦ PG&E ¦ Marine | Com ¦ Com Heat Pump Water Heater (3.30 UEF - 50 Gal) - Fuel Sub - Marine | PG&E ¦ Marine | PG&E | All | Electric & Gas | HPWH (3.30 UEF - 50 Gal) | Efficient |  |  | 1 | Conventional | WaterHeat | Com - Retail | Com | ROB Only | 1 | 1000 sqft2 of floor space | 1000 sqft served | 13 | DEER:Indoor_CFL_Ltg | 121.0132 | 0 | -12.4564 | SWWH027-05 | 35.4115 | 2024 | 19.7663 | 2024 | 0 | -3.8059 | SWWH027-05 | Com Small Gas Water Heaters - Marine ¦ PG&E ¦ Marine | Com Small Gas Water Heaters - Marine | 0.40063 | 0.546 | 0 | CBSA 2019 | 19.0345 | 2032 | 1 | SWWH027-05
COM-WATERHEAT-FS-13.11 | Com ¦ Com Heat Pump Water Heater (3.30 UEF - 50 Gal) - Fuel Sub - Marine ¦ PG&E ¦ Marine | Com ¦ Com Heat Pump Water Heater (3.30 UEF - 50 Gal) - Fuel Sub - Marine | PG&E ¦ Marine | PG&E | All | Electric & Gas | HPWH (3.30 UEF - 50 Gal) | Efficient |  |  | 1 | Conventional | WaterHeat | Com - School | Com | ROB Only | 1 | 1000 sqft2 of floor space | 1000 sqft served | 13 | DEER:Indoor_CFL_Ltg | 640.0696 | 0 | -68.9729 | SWWH027-05 | 291.698 | 2024 | 162.822 | 2024 | 0 | -31.3502 | SWWH027-05 | Com Small Gas Water Heaters - Marine ¦ PG&E ¦ Marine | Com Small Gas Water Heaters - Marine | 0.76922 | 0.546 | 0 | CBSA 2019 | 52.2002 | 2032 | 1 | SWWH027-05
COM-WATERHEAT-FS-13.12 | Com ¦ Com Heat Pump Water Heater (3.30 UEF - 50 Gal) - Fuel Sub - Marine ¦ PG&E ¦ Marine | Com ¦ Com Heat Pump Water Heater (3.30 UEF - 50 Gal) - Fuel Sub - Marine | PG&E ¦ Marine | PG&E | All | Electric & Gas | HPWH (3.30 UEF - 50 Gal) | Efficient |  |  | 1 | Conventional | WaterHeat | Com - Warehouse | Com | ROB Only | 1 | 1000 sqft2 of floor space | 1000 sqft served | 13 | DEER:Indoor_CFL_Ltg | 19.5118 | 0 | -2.0025 | SWWH027-05 | 5.2872 | 2024 | 2.9512 | 2024 | 0 | -0.56824 | SWWH027-05 | Com Small Gas Water Heaters - Marine ¦ PG&E ¦ Marine | Com Small Gas Water Heaters - Marine | 0.1976 | 0.546 | 0 | CBSA 2019 | 2.5934 | 2032 | 1 | SWWH027-05
COM-WATERHEAT-FS-13.13 | Com ¦ Com Heat Pump Water Heater (3.30 UEF - 50 Gal) - Fuel Sub - Hot-Dry ¦ PG&E ¦ Hot-Dry | Com ¦ Com Heat Pump Water Heater (3.30 UEF - 50 Gal) - Fuel Sub - Hot-Dry | PG&E ¦ Hot-Dry | PG&E | All | Electric & Gas | HPWH (3.30 UEF - 50 Gal) | Efficient |  |  | 1 | Conventional | WaterHeat | Com - College | Com | ROB Only | 1 | 1000 sqft2 of floor space | 1000 sqft served | 13 | DEER:Indoor_CFL_Ltg | 619.9931 | 0 | -64.1714 | SWWH027-05 | 183.7249 | 2024 | 102.5529 | 2024 | 0 | -19.7458 | SWWH027-05 | Com Small Gas Water Heaters - Hot-Dry ¦ PG&E ¦ Hot-Dry | Com Small Gas Water Heaters - Hot-Dry | 0.74815 | 0.546 | 0 | CBSA 2019 | 164.8709 | 2032 | 1 | SWWH027-05
COM-WATERHEAT-FS-13.14 | Com ¦ Com Heat Pump Water Heater (3.30 UEF - 50 Gal) - Fuel Sub - Hot-Dry ¦ PG&E ¦ Hot-Dry | Com ¦ Com Heat Pump Water Heater (3.30 UEF - 50 Gal) - Fuel Sub - Hot-Dry | PG&E ¦ Hot-Dry | PG&E | All | Electric & Gas | HPWH (3.30 UEF - 50 Gal) | Efficient |  |  | 1 | Conventional | WaterHeat | Com - Grocery | Com | ROB Only | 1 | 1000 sqft2 of floor space | 1000 sqft served | 13 | DEER:Indoor_CFL_Ltg | 0 | 0 | 0 | SWWH027-05 | 101.241 | 2024 | 61.7409 | 2024 | 0 | -16.3851 | SWWH027-05 | Com Small Gas Water Heaters - Hot-Dry ¦ PG&E ¦ Hot-Dry | Com Small Gas Water Heaters - Hot-Dry | 0.59609 | 0.546 | 0 | CBSA 2019 | 0 | 2032 | 1 | SWWH027-05
COM-WATERHEAT-FS-13.15 | Com ¦ Com Heat Pump Water Heater (3.30 UEF - 50 Gal) - Fuel Sub - Hot-Dry ¦ PG&E ¦ Hot-Dry | Com ¦ Com Heat Pump Water Heater (3.30 UEF - 50 Gal) - Fuel Sub - Hot-Dry | PG&E ¦ Hot-Dry | PG&E | All | Electric & Gas | HPWH (3.30 UEF - 50 Gal) | Efficient |  |  | 1 | Conventional | WaterHeat | Com - Health | Com | ROB Only | 1 | 1000 sqft2 of floor space | 1000 sqft served | 13 | DEER:Indoor_CFL_Ltg | 1727.5494 | 0 | -180.4801 | SWWH027-05 | 278.2827 | 2024 | 155.3338 | 2024 | 0 | -29.9084 | SWWH027-05 | Com Small Gas Water Heaters - Hot-Dry ¦ PG&E ¦ Hot-Dry | Com Small Gas Water Heaters - Hot-Dry | 0.52611 | 0.546 | 0 | CBSA 2019 | 396.7355 | 2032 | 1 | SWWH027-05
COM-WATERHEAT-FS-13.16 | Com ¦ Com Heat Pump Water Heater (3.30 UEF - 50 Gal) - Fuel Sub - Hot-Dry ¦ PG&E ¦ Hot-Dry | Com ¦ Com Heat Pump Water Heater (3.30 UEF - 50 Gal) - Fuel Sub - Hot-Dry | PG&E ¦ Hot-Dry | PG&E | All | Electric & Gas | HPWH (3.30 UEF - 50 Gal) | Efficient |  |  | 1 | Conventional | WaterHeat | Com - Lodging | Com | ROB Only | 1 | 1000 sqft2 of floor space | 1000 sqft served | 13 | DEER:Indoor_CFL_Ltg | 1349.2253 | 0 | -137.894 | SWWH027-05 | 175.0978 | 2024 | 97.7373 | 2024 | 0 | -18.8186 | SWWH027-05 | Com Small Gas Water Heaters - Hot-Dry ¦ PG&E ¦ Hot-Dry | Com Small Gas Water Heaters - Hot-Dry | 0.73871 | 0.546 | 0 | CBSA 2019 | 1149.4164 | 2032 | 1 | SWWH027-05
COM-WATERHEAT-FS-13.17 | Com ¦ Com Heat Pump Water Heater (3.30 UEF - 50 Gal) - Fuel Sub - Hot-Dry ¦ PG&E ¦ Hot-Dry | Com ¦ Com Heat Pump Water Heater (3.30 UEF - 50 Gal) - Fuel Sub - Hot-Dry | PG&E ¦ Hot-Dry | PG&E | All | Electric & Gas | HPWH (3.30 UEF - 50 Gal) | Efficient |  |  | 1 | Conventional | WaterHeat | Com - Office (Large) | Com | ROB Only | 1 | 1000 sqft2 of floor space | 1000 sqft served | 13 | DEER:Indoor_CFL_Ltg | 173.4136 | 0 | -18.0261 | SWWH027-05 | 57.1708 | 2024 | 31.912 | 2024 | 0 | -6.1444 | SWWH027-05 | Com Small Gas Water Heaters - Hot-Dry ¦ PG&E ¦ Hot-Dry | Com Small Gas Water Heaters - Hot-Dry | 0.46177 | 0.546 | 0 | CBSA 2019 | 63.7036 | 2032 | 1 | SWWH027-05
COM-WATERHEAT-FS-13.18 | Com ¦ Com Heat Pump Water Heater (3.30 UEF - 50 Gal) - Fuel Sub - Hot-Dry ¦ PG&E ¦ Hot-Dry | Com ¦ Com Heat Pump Water Heater (3.30 UEF - 50 Gal) - Fuel Sub - Hot-Dry | PG&E ¦ Hot-Dry | PG&E | All | Electric & Gas | HPWH (3.30 UEF - 50 Gal) | Efficient |  |  | 1 | Conventional | WaterHeat | Com - Office (Small) | Com | ROB Only | 1 | 1000 sqft2 of floor space | 1000 sqft served | 13 | DEER:Indoor_CFL_Ltg | 161.0137 | 0 | -16.6196 | SWWH027-05 | 57.1708 | 2024 | 31.912 | 2024 | 0 | -6.1444 | SWWH027-05 | Com Small Gas Water Heaters - Hot-Dry ¦ PG&E ¦ Hot-Dry | Com Small Gas Water Heaters - Hot-Dry | 0.46177 | 0.546 | 0 | CBSA 2019 | 25.5192 | 2032 | 1 | SWWH027-05
COM-WATERHEAT-FS-13.19 | Com ¦ Com Heat Pump Water Heater (3.30 UEF - 50 Gal) - Fuel Sub - Hot-Dry ¦ PG&E ¦ Hot-Dry | Com ¦ Com Heat Pump Water Heater (3.30 UEF - 50 Gal) - Fuel Sub - Hot-Dry | PG&E ¦ Hot-Dry | PG&E | All | Electric & Gas | HPWH (3.30 UEF - 50 Gal) | Efficient |  |  | 1 | Conventional | WaterHeat | Com - Other | Com | ROB Only | 1 | 1000 sqft2 of floor space | 1000 sqft served | 13 | DEER:Indoor_CFL_Ltg | 2081.6929 | 0 | -209.6999 | SWWH027-05 | 472.8336 | 2024 | 263.9296 | 2024 | 0 | -50.8178 | SWWH027-05 | Com Small Gas Water Heaters - Hot-Dry ¦ PG&E ¦ Hot-Dry | Com Small Gas Water Heaters - Hot-Dry | 0.5433 | 0.546 | 0 | CBSA 2019 | 720.0723 | 2032 | 1 | SWWH027-05
COM-WATERHEAT-FS-13.20 | Com ¦ Com Heat Pump Water Heater (3.30 UEF - 50 Gal) - Fuel Sub - Hot-Dry ¦ PG&E ¦ Hot-Dry | Com ¦ Com Heat Pump Water Heater (3.30 UEF - 50 Gal) - Fuel Sub - Hot-Dry | PG&E ¦ Hot-Dry | PG&E | All | Electric & Gas | HPWH (3.30 UEF - 50 Gal) | Efficient |  |  | 1 | Conventional | WaterHeat | Com - Refrig. Warehouse | Com | ROB Only | 1 | 1000 sqft2 of floor space | 1000 sqft served | 13 | DEER:Indoor_CFL_Ltg | 172.0115 | 0 | -18.1425 | SWWH027-05 | 26.4358 | 2024 | 14.7561 | 2024 | 0 | -2.8412 | SWWH027-05 | Com Small Gas Water Heaters - Hot-Dry ¦ PG&E ¦ Hot-Dry | Com Small Gas Water Heaters - Hot-Dry | 0.22621 | 0.546 | 0 | CBSA 2019 | 10.5477 | 2032 | 1 | SWWH027-05
COM-WATERHEAT-FS-13.21 | Com ¦ Com Heat Pump Water Heater (3.30 UEF - 50 Gal) - Fuel Sub - Hot-Dry ¦ PG&E ¦ Hot-Dry | Com ¦ Com Heat Pump Water Heater (3.30 UEF - 50 Gal) - Fuel Sub - Hot-Dry | PG&E ¦ Hot-Dry | PG&E | All | Electric & Gas | HPWH (3.30 UEF - 50 Gal) | Efficient |  |  | 1 | Conventional | WaterHeat | Com - Restaurant | Com | ROB Only | 1 | 1000 sqft2 of floor space | 1000 sqft served | 13 | DEER:Indoor_CFL_Ltg | 7499.924 | 0 | -805.3598 | SWWH027-05 | 2476.623 | 2024 | 1382.4189 | 2024 | 0 | -266.1751 | SWWH027-05 | Com Small Gas Water Heaters - Hot-Dry ¦ PG&E ¦ Hot-Dry | Com Small Gas Water Heaters - Hot-Dry | 0.79319 | 0.546 | 0 | CBSA 2019 | 471.7347 | 2032 | 1 | SWWH027-05
COM-WATERHEAT-FS-13.22 | Com ¦ Com Heat Pump Water Heater (3.30 UEF - 50 Gal) - Fuel Sub - Hot-Dry ¦ PG&E ¦ Hot-Dry | Com ¦ Com Heat Pump Water Heater (3.30 UEF - 50 Gal) - Fuel Sub - Hot-Dry | PG&E ¦ Hot-Dry | PG&E | All | Electric & Gas | HPWH (3.30 UEF - 50 Gal) | Efficient |  |  | 1 | Conventional | WaterHeat | Com - Retail | Com | ROB Only | 1 | 1000 sqft2 of floor space | 1000 sqft served | 13 | DEER:Indoor_CFL_Ltg | 116.3293 | 0 | -11.8499 | SWWH027-05 | 35.4115 | 2024 | 19.7663 | 2024 | 0 | -3.8059 | SWWH027-05 | Com Small Gas Water Heaters - Hot-Dry ¦ PG&E ¦ Hot-Dry | Com Small Gas Water Heaters - Hot-Dry | 0.40063 | 0.546 | 0 | CBSA 2019 | 17.6832 | 2032 | 1 | SWWH027-05
COM-WATERHEAT-FS-13.23 | Com ¦ Com Heat Pump Water Heater (3.30 UEF - 50 Gal) - Fuel Sub - Hot-Dry ¦ PG&E ¦ Hot-Dry | Com ¦ Com Heat Pump Water Heater (3.30 UEF - 50 Gal) - Fuel Sub - Hot-Dry | PG&E ¦ Hot-Dry | PG&E | All | Electric & Gas | HPWH (3.30 UEF - 50 Gal) | Efficient |  |  | 1 | Conventional | WaterHeat | Com - School | Com | ROB Only | 1 | 1000 sqft2 of floor space | 1000 sqft served | 13 | DEER:Indoor_CFL_Ltg | 619.7028 | 0 | -66.0592 | SWWH027-05 | 291.698 | 2024 | 162.822 | 2024 | 0 | -31.3502 | SWWH027-05 | Com Small Gas Water Heaters - Hot-Dry ¦ PG&E ¦ Hot-Dry | Com Small Gas Water Heaters - Hot-Dry | 0.76922 | 0.546 | 0 | CBSA 2019 | 48.8965 | 2032 | 1 | SWWH027-05
COM-WATERHEAT-FS-13.24 | Com ¦ Com Heat Pump Water Heater (3.30 UEF - 50 Gal) - Fuel Sub - Hot-Dry ¦ PG&E ¦ Hot-Dry | Com ¦ Com Heat Pump Water Heater (3.30 UEF - 50 Gal) - Fuel Sub - Hot-Dry | PG&E ¦ Hot-Dry | PG&E | All | Electric & Gas | HPWH (3.30 UEF - 50 Gal) | Efficient |  |  | 1 | Conventional | WaterHeat | Com - Warehouse | Com | ROB Only | 1 | 1000 sqft2 of floor space | 1000 sqft served | 13 | DEER:Indoor_CFL_Ltg | 18.656 | 0 | -1.8998 | SWWH027-05 | 5.2872 | 2024 | 2.9512 | 2024 | 0 | -0.56824 | SWWH027-05 | Com Small Gas Water Heaters - Hot-Dry ¦ PG&E ¦ Hot-Dry | Com Small Gas Water Heaters - Hot-Dry | 0.1976 | 0.546 | 0 | CBSA 2019 | 2.417 | 2032 | 1 | SWWH027-05
COM-WATERHEAT-FS-13.25 | Com ¦ Com Heat Pump Water Heater (3.30 UEF - 50 Gal) - Fuel Sub - Cold ¦ PG&E ¦ Cold | Com ¦ Com Heat Pump Water Heater (3.30 UEF - 50 Gal) - Fuel Sub - Cold | PG&E ¦ Cold | PG&E | All | Electric & Gas | HPWH (3.30 UEF - 50 Gal) | Efficient |  |  | 1 | Conventional | WaterHeat | Com - College | Com | ROB Only | 1 | 1000 sqft2 of floor space | 1000 sqft served | 13 | DEER:Indoor_CFL_Ltg | 1527.4373 | 0 | -143.1668 | SWWH027-05 | 367.4498 | 2024 | 205.1057 | 2024 | 0 | -19.7458 | SWWH027-05 | Com Small Gas Water Heaters - Cold ¦ PG&E ¦ Cold | Com Small Gas Water Heaters - Cold | 0.74815 | 0.546 | 0 | CBSA 2019 | 356.939 | 2032 | 1 | SWWH027-05
COM-WATERHEAT-FS-13.26 | Com ¦ Com Heat Pump Water Heater (3.30 UEF - 50 Gal) - Fuel Sub - Cold ¦ PG&E ¦ Cold | Com ¦ Com Heat Pump Water Heater (3.30 UEF - 50 Gal) - Fuel Sub - Cold | PG&E ¦ Cold | PG&E | All | Electric & Gas | HPWH (3.30 UEF - 50 Gal) | Efficient |  |  | 1 | Conventional | WaterHeat | Com - Grocery | Com | ROB Only | 1 | 1000 sqft2 of floor space | 1000 sqft served | 13 | DEER:Indoor_CFL_Ltg | 0 | 0 | 0 | SWWH027-05 | 202.482 | 2024 | 123.4818 | 2024 | 0 | -16.3851 | SWWH027-05 | Com Small Gas Water Heaters - Cold ¦ PG&E ¦ Cold | Com Small Gas Water Heaters - Cold | 0.59609 | 0.546 | 0 | CBSA 2019 | 0 | 2032 | 1 | SWWH027-05
COM-WATERHEAT-FS-13.27 | Com ¦ Com Heat Pump Water Heater (3.30 UEF - 50 Gal) - Fuel Sub - Cold ¦ PG&E ¦ Cold | Com ¦ Com Heat Pump Water Heater (3.30 UEF - 50 Gal) - Fuel Sub - Cold | PG&E ¦ Cold | PG&E | All | Electric & Gas | HPWH (3.30 UEF - 50 Gal) | Efficient |  |  | 1 | Conventional | WaterHeat | Com - Health | Com | ROB Only | 1 | 1000 sqft2 of floor space | 1000 sqft served | 13 | DEER:Indoor_CFL_Ltg | 4134.3208 | 0 | -403.9298 | SWWH027-05 | 556.5653 | 2024 | 310.6675 | 2024 | 0 | -29.9084 | SWWH027-05 | Com Small Gas Water Heaters - Cold ¦ PG&E ¦ Cold | Com Small Gas Water Heaters - Cold | 0.52611 | 0.546 | 0 | CBSA 2019 | 870.3963 | 2032 | 1 | SWWH027-05
COM-WATERHEAT-FS-13.28 | Com ¦ Com Heat Pump Water Heater (3.30 UEF - 50 Gal) - Fuel Sub - Cold ¦ PG&E ¦ Cold | Com ¦ Com Heat Pump Water Heater (3.30 UEF - 50 Gal) - Fuel Sub - Cold | PG&E ¦ Cold | PG&E | All | Electric & Gas | HPWH (3.30 UEF - 50 Gal) | Efficient |  |  | 1 | Conventional | WaterHeat | Com - Lodging | Com | ROB Only | 1 | 1000 sqft2 of floor space | 1000 sqft served | 13 | DEER:Indoor_CFL_Ltg | 3222.6817 | 0 | -309.2482 | SWWH027-05 | 350.1957 | 2024 | 195.4747 | 2024 | 0 | -18.8186 | SWWH027-05 | Com Small Gas Water Heaters - Cold ¦ PG&E ¦ Cold | Com Small Gas Water Heaters - Cold | 0.73871 | 0.546 | 0 | CBSA 2019 | 2546.7014 | 2032 | 1 | SWWH027-05
COM-WATERHEAT-FS-13.29 | Com ¦ Com Heat Pump Water Heater (3.30 UEF - 50 Gal) - Fuel Sub - Cold ¦ PG&E ¦ Cold | Com ¦ Com Heat Pump Water Heater (3.30 UEF - 50 Gal) - Fuel Sub - Cold | PG&E ¦ Cold | PG&E | All | Electric & Gas | HPWH (3.30 UEF - 50 Gal) | Efficient |  |  | 1 | Conventional | WaterHeat | Com - Office (Large) | Com | ROB Only | 1 | 1000 sqft2 of floor space | 1000 sqft served | 13 | DEER:Indoor_CFL_Ltg | 429.3699 | 0 | -40.346 | SWWH027-05 | 114.3416 | 2024 | 63.824 | 2024 | 0 | -6.1444 | SWWH027-05 | Com Small Gas Water Heaters - Cold ¦ PG&E ¦ Cold | Com Small Gas Water Heaters - Cold | 0.46177 | 0.546 | 0 | CBSA 2019 | 138.4799 | 2032 | 1 | SWWH027-05
COM-WATERHEAT-FS-13.30 | Com ¦ Com Heat Pump Water Heater (3.30 UEF - 50 Gal) - Fuel Sub - Cold ¦ PG&E ¦ Cold | Com ¦ Com Heat Pump Water Heater (3.30 UEF - 50 Gal) - Fuel Sub - Cold | PG&E ¦ Cold | PG&E | All | Electric & Gas | HPWH (3.30 UEF - 50 Gal) | Efficient |  |  | 1 | Conventional | WaterHeat | Com - Office (Small) | Com | ROB Only | 1 | 1000 sqft2 of floor space | 1000 sqft served | 13 | DEER:Indoor_CFL_Ltg | 399.7582 | 0 | -37.0146 | SWWH027-05 | 114.3416 | 2024 | 63.824 | 2024 | 0 | -6.1444 | SWWH027-05 | Com Small Gas Water Heaters - Cold ¦ PG&E ¦ Cold | Com Small Gas Water Heaters - Cold | 0.46177 | 0.546 | 0 | CBSA 2019 | 54.9489 | 2032 | 1 | SWWH027-05
COM-WATERHEAT-FS-13.31 | Com ¦ Com Heat Pump Water Heater (3.30 UEF - 50 Gal) - Fuel Sub - Cold ¦ PG&E ¦ Cold | Com ¦ Com Heat Pump Water Heater (3.30 UEF - 50 Gal) - Fuel Sub - Cold | PG&E ¦ Cold | PG&E | All | Electric & Gas | HPWH (3.30 UEF - 50 Gal) | Efficient |  |  | 1 | Conventional | WaterHeat | Com - Other | Com | ROB Only | 1 | 1000 sqft2 of floor space | 1000 sqft served | 13 | DEER:Indoor_CFL_Ltg | 4928.7141 | 0 | -468.3809 | SWWH027-05 | 945.6672 | 2024 | 527.8592 | 2024 | 0 | -50.8178 | SWWH027-05 | Com Small Gas Water Heaters - Cold ¦ PG&E ¦ Cold | Com Small Gas Water Heaters - Cold | 0.5433 | 0.546 | 0 | CBSA 2019 | 1577.518 | 2032 | 1 | SWWH027-05
COM-WATERHEAT-FS-13.32 | Com ¦ Com Heat Pump Water Heater (3.30 UEF - 50 Gal) - Fuel Sub - Cold ¦ PG&E ¦ Cold | Com ¦ Com Heat Pump Water Heater (3.30 UEF - 50 Gal) - Fuel Sub - Cold | PG&E ¦ Cold | PG&E | All | Electric & Gas | HPWH (3.30 UEF - 50 Gal) | Efficient |  |  | 1 | Conventional | WaterHeat | Com - Refrig. Warehouse | Com | ROB Only | 1 | 1000 sqft2 of floor space | 1000 sqft served | 13 | DEER:Indoor_CFL_Ltg | 429.6009 | 0 | -40.5639 | SWWH027-05 | 52.8715 | 2024 | 29.5122 | 2024 | 0 | -2.8412 | SWWH027-05 | Com Small Gas Water Heaters - Cold ¦ PG&E ¦ Cold | Com Small Gas Water Heaters - Cold | 0.22621 | 0.546 | 0 | CBSA 2019 | 22.7787 | 2032 | 1 | SWWH027-05
COM-WATERHEAT-FS-13.33 | Com ¦ Com Heat Pump Water Heater (3.30 UEF - 50 Gal) - Fuel Sub - Cold ¦ PG&E ¦ Cold | Com ¦ Com Heat Pump Water Heater (3.30 UEF - 50 Gal) - Fuel Sub - Cold | PG&E ¦ Cold | PG&E | All | Electric & Gas | HPWH (3.30 UEF - 50 Gal) | Efficient |  |  | 1 | Conventional | WaterHeat | Com - Restaurant | Com | ROB Only | 1 | 1000 sqft2 of floor space | 1000 sqft served | 13 | DEER:Indoor_CFL_Ltg | 17699.3325 | 0 | -1787.3839 | SWWH027-05 | 4953.246 | 2024 | 2764.8377 | 2024 | 0 | -266.1751 | SWWH027-05 | Com Small Gas Water Heaters - Cold ¦ PG&E ¦ Cold | Com Small Gas Water Heaters - Cold | 0.79319 | 0.546 | 0 | CBSA 2019 | 1028.2135 | 2032 | 1 | SWWH027-05
COM-WATERHEAT-FS-13.34 | Com ¦ Com Heat Pump Water Heater (3.30 UEF - 50 Gal) - Fuel Sub - Cold ¦ PG&E ¦ Cold | Com ¦ Com Heat Pump Water Heater (3.30 UEF - 50 Gal) - Fuel Sub - Cold | PG&E ¦ Cold | PG&E | All | Electric & Gas | HPWH (3.30 UEF - 50 Gal) | Efficient |  |  | 1 | Conventional | WaterHeat | Com - Retail | Com | ROB Only | 1 | 1000 sqft2 of floor space | 1000 sqft served | 13 | DEER:Indoor_CFL_Ltg | 273.9533 | 0 | -26.5374 | SWWH027-05 | 70.823 | 2024 | 39.5325 | 2024 | 0 | -3.8059 | SWWH027-05 | Com Small Gas Water Heaters - Cold ¦ PG&E ¦ Cold | Com Small Gas Water Heaters - Cold | 0.40063 | 0.546 | 0 | CBSA 2019 | 34.8798 | 2032 | 1 | SWWH027-05
COM-WATERHEAT-FS-13.35 | Com ¦ Com Heat Pump Water Heater (3.30 UEF - 50 Gal) - Fuel Sub - Cold ¦ PG&E ¦ Cold | Com ¦ Com Heat Pump Water Heater (3.30 UEF - 50 Gal) - Fuel Sub - Cold | PG&E ¦ Cold | PG&E | All | Electric & Gas | HPWH (3.30 UEF - 50 Gal) | Efficient |  |  | 1 | Conventional | WaterHeat | Com - School | Com | ROB Only | 1 | 1000 sqft2 of floor space | 1000 sqft served | 13 | DEER:Indoor_CFL_Ltg | 1562.7907 | 0 | -147.1997 | SWWH027-05 | 583.3959 | 2024 | 325.6441 | 2024 | 0 | -31.3502 | SWWH027-05 | Com Small Gas Water Heaters - Cold ¦ PG&E ¦ Cold | Com Small Gas Water Heaters - Cold | 0.76922 | 0.546 | 0 | CBSA 2019 | 79.006 | 2032 | 1 | SWWH027-05
COM-WATERHEAT-FS-13.36 | Com ¦ Com Heat Pump Water Heater (3.30 UEF - 50 Gal) - Fuel Sub - Cold ¦ PG&E ¦ Cold | Com ¦ Com Heat Pump Water Heater (3.30 UEF - 50 Gal) - Fuel Sub - Cold | PG&E ¦ Cold | PG&E | All | Electric & Gas | HPWH (3.30 UEF - 50 Gal) | Efficient |  |  | 1 | Conventional | WaterHeat | Com - Warehouse | Com | ROB Only | 1 | 1000 sqft2 of floor space | 1000 sqft served | 13 | DEER:Indoor_CFL_Ltg | 48.2659 | 0 | -4.2447 | SWWH027-05 | 10.5743 | 2024 | 5.9024 | 2024 | 0 | -0.56824 | SWWH027-05 | Com Small Gas Water Heaters - Cold ¦ PG&E ¦ Cold | Com Small Gas Water Heaters - Cold | 0.1976 | 0.546 | 0 | CBSA 2019 | 3.4268 | 2032 | 1 | SWWH027-05
COM-WATERHEAT-FS-13.37 | Com ¦ Com Heat Pump Water Heater (3.30 UEF - 50 Gal) - Fuel Sub - Marine ¦ SCG ¦ Marine | Com ¦ Com Heat Pump Water Heater (3.30 UEF - 50 Gal) - Fuel Sub - Marine | SCG ¦ Marine | SCG | All | Electric & Gas | HPWH (3.30 UEF - 50 Gal) | Efficient |  |  | 1 | Conventional | WaterHeat | Com - College | Com | ROB Only | 1 | 1000 sqft2 of floor space | 1000 sqft served | 13 | DEER:Indoor_CFL_Ltg | 1172.378 | 0 | -123.9986 | SWWH027-05 | 367.4498 | 2024 | 205.1057 | 2024 | 0 | -19.7458 | SWWH027-05 | Com Small Gas Water Heaters - Marine ¦ SCG ¦ Marine | Com Small Gas Water Heaters - Marine | 0.74815 | 0.546 | 0 | CBSA 2019 | 320.5161 | 2032 | 1 | SWWH027-05
COM-WATERHEAT-FS-13.38 | Com ¦ Com Heat Pump Water Heater (3.30 UEF - 50 Gal) - Fuel Sub - Marine ¦ SCG ¦ Marine | Com ¦ Com Heat Pump Water Heater (3.30 UEF - 50 Gal) - Fuel Sub - Marine | SCG ¦ Marine | SCG | All | Electric & Gas | HPWH (3.30 UEF - 50 Gal) | Efficient |  |  | 1 | Conventional | WaterHeat | Com - Grocery | Com | ROB Only | 1 | 1000 sqft2 of floor space | 1000 sqft served | 13 | DEER:Indoor_CFL_Ltg | 0 | 0 | 0 | SWWH027-05 | 202.482 | 2024 | 123.4818 | 2024 | 0 | -16.3851 | SWWH027-05 | Com Small Gas Water Heaters - Marine ¦ SCG ¦ Marine | Com Small Gas Water Heaters - Marine | 0.59609 | 0.546 | 0 | CBSA 2019 | 0 | 2032 | 1 | SWWH027-05
COM-WATERHEAT-FS-13.39 | Com ¦ Com Heat Pump Water Heater (3.30 UEF - 50 Gal) - Fuel Sub - Marine ¦ SCG ¦ Marine | Com ¦ Com Heat Pump Water Heater (3.30 UEF - 50 Gal) - Fuel Sub - Marine | SCG ¦ Marine | SCG | All | Electric & Gas | HPWH (3.30 UEF - 50 Gal) | Efficient |  |  | 1 | Conventional | WaterHeat | Com - Health | Com | ROB Only | 1 | 1000 sqft2 of floor space | 1000 sqft served | 13 | DEER:Indoor_CFL_Ltg | 3310.9617 | 0 | -350.4213 | SWWH027-05 | 556.5653 | 2024 | 310.6675 | 2024 | 0 | -29.9084 | SWWH027-05 | Com Small Gas Water Heaters - Marine ¦ SCG ¦ Marine | Com Small Gas Water Heaters - Marine | 0.52611 | 0.546 | 0 | CBSA 2019 | 773.1351 | 2032 | 1 | SWWH027-05
COM-WATERHEAT-FS-13.40 | Com ¦ Com Heat Pump Water Heater (3.30 UEF - 50 Gal) - Fuel Sub - Marine ¦ SCG ¦ Marine | Com ¦ Com Heat Pump Water Heater (3.30 UEF - 50 Gal) - Fuel Sub - Marine | SCG ¦ Marine | SCG | All | Electric & Gas | HPWH (3.30 UEF - 50 Gal) | Efficient |  |  | 1 | Conventional | WaterHeat | Com - Lodging | Com | ROB Only | 1 | 1000 sqft2 of floor space | 1000 sqft served | 13 | DEER:Indoor_CFL_Ltg | 2586.459 | 0 | -267.9555 | SWWH027-05 | 350.1957 | 2024 | 195.4747 | 2024 | 0 | -18.8186 | SWWH027-05 | Com Small Gas Water Heaters - Marine ¦ SCG ¦ Marine | Com Small Gas Water Heaters - Marine | 0.73871 | 0.546 | 0 | CBSA 2019 | 2239.1194 | 2032 | 1 | SWWH027-05
COM-WATERHEAT-FS-13.41 | Com ¦ Com Heat Pump Water Heater (3.30 UEF - 50 Gal) - Fuel Sub - Marine ¦ SCG ¦ Marine | Com ¦ Com Heat Pump Water Heater (3.30 UEF - 50 Gal) - Fuel Sub - Marine | SCG ¦ Marine | SCG | All | Electric & Gas | HPWH (3.30 UEF - 50 Gal) | Efficient |  |  | 1 | Conventional | WaterHeat | Com - Office (Large) | Com | ROB Only | 1 | 1000 sqft2 of floor space | 1000 sqft served | 13 | DEER:Indoor_CFL_Ltg | 330.1706 | 0 | -35.0899 | SWWH027-05 | 114.3416 | 2024 | 63.824 | 2024 | 0 | -6.1444 | SWWH027-05 | Com Small Gas Water Heaters - Marine ¦ SCG ¦ Marine | Com Small Gas Water Heaters - Marine | 0.46177 | 0.546 | 0 | CBSA 2019 | 124.742 | 2032 | 1 | SWWH027-05
COM-WATERHEAT-FS-13.42 | Com ¦ Com Heat Pump Water Heater (3.30 UEF - 50 Gal) - Fuel Sub - Marine ¦ SCG ¦ Marine | Com ¦ Com Heat Pump Water Heater (3.30 UEF - 50 Gal) - Fuel Sub - Marine | SCG ¦ Marine | SCG | All | Electric & Gas | HPWH (3.30 UEF - 50 Gal) | Efficient |  |  | 1 | Conventional | WaterHeat | Com - Office (Small) | Com | ROB Only | 1 | 1000 sqft2 of floor space | 1000 sqft served | 13 | DEER:Indoor_CFL_Ltg | 306.8514 | 0 | -32.3508 | SWWH027-05 | 114.3416 | 2024 | 63.824 | 2024 | 0 | -6.1444 | SWWH027-05 | Com Small Gas Water Heaters - Marine ¦ SCG ¦ Marine | Com Small Gas Water Heaters - Marine | 0.46177 | 0.546 | 0 | CBSA 2019 | 49.9755 | 2032 | 1 | SWWH027-05
COM-WATERHEAT-FS-13.43 | Com ¦ Com Heat Pump Water Heater (3.30 UEF - 50 Gal) - Fuel Sub - Marine ¦ SCG ¦ Marine | Com ¦ Com Heat Pump Water Heater (3.30 UEF - 50 Gal) - Fuel Sub - Marine | SCG ¦ Marine | SCG | All | Electric & Gas | HPWH (3.30 UEF - 50 Gal) | Efficient |  |  | 1 | Conventional | WaterHeat | Com - Other | Com | ROB Only | 1 | 1000 sqft2 of floor space | 1000 sqft served | 13 | DEER:Indoor_CFL_Ltg | 3949.0939 | 0 | -407.1546 | SWWH027-05 | 945.6672 | 2024 | 527.8592 | 2024 | 0 | -50.8178 | SWWH027-05 | Com Small Gas Water Heaters - Marine ¦ SCG ¦ Marine | Com Small Gas Water Heaters - Marine | 0.5433 | 0.546 | 0 | CBSA 2019 | 1408.3367 | 2032 | 1 | SWWH027-05
COM-WATERHEAT-FS-13.44 | Com ¦ Com Heat Pump Water Heater (3.30 UEF - 50 Gal) - Fuel Sub - Marine ¦ SCG ¦ Marine | Com ¦ Com Heat Pump Water Heater (3.30 UEF - 50 Gal) - Fuel Sub - Marine | SCG ¦ Marine | SCG | All | Electric & Gas | HPWH (3.30 UEF - 50 Gal) | Efficient |  |  | 1 | Conventional | WaterHeat | Com - Refrig. Warehouse | Com | ROB Only | 1 | 1000 sqft2 of floor space | 1000 sqft served | 13 | DEER:Indoor_CFL_Ltg | 328.619 | 0 | -35.0869 | SWWH027-05 | 52.8715 | 2024 | 29.5122 | 2024 | 0 | -2.8412 | SWWH027-05 | Com Small Gas Water Heaters - Marine ¦ SCG ¦ Marine | Com Small Gas Water Heaters - Marine | 0.22621 | 0.546 | 0 | CBSA 2019 | 20.471 | 2032 | 1 | SWWH027-05
COM-WATERHEAT-FS-13.45 | Com ¦ Com Heat Pump Water Heater (3.30 UEF - 50 Gal) - Fuel Sub - Marine ¦ SCG ¦ Marine | Com ¦ Com Heat Pump Water Heater (3.30 UEF - 50 Gal) - Fuel Sub - Marine | SCG ¦ Marine | SCG | All | Electric & Gas | HPWH (3.30 UEF - 50 Gal) | Efficient |  |  | 1 | Conventional | WaterHeat | Com - Restaurant | Com | ROB Only | 1 | 1000 sqft2 of floor space | 1000 sqft served | 13 | DEER:Indoor_CFL_Ltg | 14190.5774 | 0 | -1563.1821 | SWWH027-05 | 4953.246 | 2024 | 2764.8377 | 2024 | 0 | -266.1751 | SWWH027-05 | Com Small Gas Water Heaters - Marine ¦ SCG ¦ Marine | Com Small Gas Water Heaters - Marine | 0.79319 | 0.546 | 0 | CBSA 2019 | 922.139 | 2032 | 1 | SWWH027-05
COM-WATERHEAT-FS-13.46 | Com ¦ Com Heat Pump Water Heater (3.30 UEF - 50 Gal) - Fuel Sub - Marine ¦ SCG ¦ Marine | Com ¦ Com Heat Pump Water Heater (3.30 UEF - 50 Gal) - Fuel Sub - Marine | SCG ¦ Marine | SCG | All | Electric & Gas | HPWH (3.30 UEF - 50 Gal) | Efficient |  |  | 1 | Conventional | WaterHeat | Com - Retail | Com | ROB Only | 1 | 1000 sqft2 of floor space | 1000 sqft served | 13 | DEER:Indoor_CFL_Ltg | 220.011 | 0 | -23.0667 | SWWH027-05 | 70.823 | 2024 | 39.5325 | 2024 | 0 | -3.8059 | SWWH027-05 | Com Small Gas Water Heaters - Marine ¦ SCG ¦ Marine | Com Small Gas Water Heaters - Marine | 0.40063 | 0.546 | 0 | CBSA 2019 | 36.6814 | 2032 | 1 | SWWH027-05
COM-WATERHEAT-FS-13.47 | Com ¦ Com Heat Pump Water Heater (3.30 UEF - 50 Gal) - Fuel Sub - Marine ¦ SCG ¦ Marine | Com ¦ Com Heat Pump Water Heater (3.30 UEF - 50 Gal) - Fuel Sub - Marine | SCG ¦ Marine | SCG | All | Electric & Gas | HPWH (3.30 UEF - 50 Gal) | Efficient |  |  | 1 | Conventional | WaterHeat | Com - School | Com | ROB Only | 1 | 1000 sqft2 of floor space | 1000 sqft served | 13 | DEER:Indoor_CFL_Ltg | 1174.9227 | 0 | -127.9363 | SWWH027-05 | 583.3959 | 2024 | 325.6441 | 2024 | 0 | -31.3502 | SWWH027-05 | Com Small Gas Water Heaters - Marine ¦ SCG ¦ Marine | Com Small Gas Water Heaters - Marine | 0.76922 | 0.546 | 0 | CBSA 2019 | 98.855 | 2032 | 1 | SWWH027-05
COM-WATERHEAT-FS-13.48 | Com ¦ Com Heat Pump Water Heater (3.30 UEF - 50 Gal) - Fuel Sub - Marine ¦ SCG ¦ Marine | Com ¦ Com Heat Pump Water Heater (3.30 UEF - 50 Gal) - Fuel Sub - Marine | SCG ¦ Marine | SCG | All | Electric & Gas | HPWH (3.30 UEF - 50 Gal) | Efficient |  |  | 1 | Conventional | WaterHeat | Com - Warehouse | Com | ROB Only | 1 | 1000 sqft2 of floor space | 1000 sqft served | 13 | DEER:Indoor_CFL_Ltg | 35.6004 | 0 | -3.697 | SWWH027-05 | 10.5743 | 2024 | 5.9024 | 2024 | 0 | -0.56824 | SWWH027-05 | Com Small Gas Water Heaters - Marine ¦ SCG ¦ Marine | Com Small Gas Water Heaters - Marine | 0.1976 | 0.546 | 0 | CBSA 2019 | 4.9142 | 2032 | 1 | SWWH027-05
COM-WATERHEAT-FS-13.49 | Com ¦ Com Heat Pump Water Heater (3.30 UEF - 50 Gal) - Fuel Sub - Hot-Dry ¦ SCG ¦ Hot-Dry | Com ¦ Com Heat Pump Water Heater (3.30 UEF - 50 Gal) - Fuel Sub - Hot-Dry | SCG ¦ Hot-Dry | SCG | All | Electric & Gas | HPWH (3.30 UEF - 50 Gal) | Efficient |  |  | 1 | Conventional | WaterHeat | Com - College | Com | ROB Only | 1 | 1000 sqft2 of floor space | 1000 sqft served | 13 | DEER:Indoor_CFL_Ltg | 597.1435 | 0 | -60.8662 | SWWH027-05 | 183.7249 | 2024 | 102.5529 | 2024 | 0 | -19.7458 | SWWH027-05 | Com Small Gas Water Heaters - Hot-Dry ¦ SCG ¦ Hot-Dry | Com Small Gas Water Heaters - Hot-Dry | 0.74815 | 0.546 | 0 | CBSA 2019 | 155.6934 | 2032 | 1 | SWWH027-05
COM-WATERHEAT-FS-13.50 | Com ¦ Com Heat Pump Water Heater (3.30 UEF - 50 Gal) - Fuel Sub - Hot-Dry ¦ SCG ¦ Hot-Dry | Com ¦ Com Heat Pump Water Heater (3.30 UEF - 50 Gal) - Fuel Sub - Hot-Dry | SCG ¦ Hot-Dry | SCG | All | Electric & Gas | HPWH (3.30 UEF - 50 Gal) | Efficient |  |  | 1 | Conventional | WaterHeat | Com - Grocery | Com | ROB Only | 1 | 1000 sqft2 of floor space | 1000 sqft served | 13 | DEER:Indoor_CFL_Ltg | 0 | 0 | 0 | SWWH027-05 | 101.241 | 2024 | 61.7409 | 2024 | 0 | -16.3851 | SWWH027-05 | Com Small Gas Water Heaters - Hot-Dry ¦ SCG ¦ Hot-Dry | Com Small Gas Water Heaters - Hot-Dry | 0.59609 | 0.546 | 0 | CBSA 2019 | 0 | 2032 | 1 | SWWH027-05
COM-WATERHEAT-FS-13.51 | Com ¦ Com Heat Pump Water Heater (3.30 UEF - 50 Gal) - Fuel Sub - Hot-Dry ¦ SCG ¦ Hot-Dry | Com ¦ Com Heat Pump Water Heater (3.30 UEF - 50 Gal) - Fuel Sub - Hot-Dry | SCG ¦ Hot-Dry | SCG | All | Electric & Gas | HPWH (3.30 UEF - 50 Gal) | Efficient |  |  | 1 | Conventional | WaterHeat | Com - Health | Com | ROB Only | 1 | 1000 sqft2 of floor space | 1000 sqft served | 13 | DEER:Indoor_CFL_Ltg | 1669.6723 | 0 | -171.6072 | SWWH027-05 | 278.2827 | 2024 | 155.3338 | 2024 | 0 | -29.9084 | SWWH027-05 | Com Small Gas Water Heaters - Hot-Dry ¦ SCG ¦ Hot-Dry | Com Small Gas Water Heaters - Hot-Dry | 0.52611 | 0.546 | 0 | CBSA 2019 | 375.4607 | 2032 | 1 | SWWH027-05
COM-WATERHEAT-FS-13.52 | Com ¦ Com Heat Pump Water Heater (3.30 UEF - 50 Gal) - Fuel Sub - Hot-Dry ¦ SCG ¦ Hot-Dry | Com ¦ Com Heat Pump Water Heater (3.30 UEF - 50 Gal) - Fuel Sub - Hot-Dry | SCG ¦ Hot-Dry | SCG | All | Electric & Gas | HPWH (3.30 UEF - 50 Gal) | Efficient |  |  | 1 | Conventional | WaterHeat | Com - Lodging | Com | ROB Only | 1 | 1000 sqft2 of floor space | 1000 sqft served | 13 | DEER:Indoor_CFL_Ltg | 1304.3943 | 0 | -131.1951 | SWWH027-05 | 175.0978 | 2024 | 97.7373 | 2024 | 0 | -18.8186 | SWWH027-05 | Com Small Gas Water Heaters - Hot-Dry ¦ SCG ¦ Hot-Dry | Com Small Gas Water Heaters - Hot-Dry | 0.73871 | 0.546 | 0 | CBSA 2019 | 1090.3115 | 2032 | 1 | SWWH027-05
COM-WATERHEAT-FS-13.53 | Com ¦ Com Heat Pump Water Heater (3.30 UEF - 50 Gal) - Fuel Sub - Hot-Dry ¦ SCG ¦ Hot-Dry | Com ¦ Com Heat Pump Water Heater (3.30 UEF - 50 Gal) - Fuel Sub - Hot-Dry | SCG ¦ Hot-Dry | SCG | All | Electric & Gas | HPWH (3.30 UEF - 50 Gal) | Efficient |  |  | 1 | Conventional | WaterHeat | Com - Office (Large) | Com | ROB Only | 1 | 1000 sqft2 of floor space | 1000 sqft served | 13 | DEER:Indoor_CFL_Ltg | 167.6764 | 0 | -17.2118 | SWWH027-05 | 57.1708 | 2024 | 31.912 | 2024 | 0 | -6.1444 | SWWH027-05 | Com Small Gas Water Heaters - Hot-Dry ¦ SCG ¦ Hot-Dry | Com Small Gas Water Heaters - Hot-Dry | 0.46177 | 0.546 | 0 | CBSA 2019 | 60.6173 | 2032 | 1 | SWWH027-05
COM-WATERHEAT-FS-13.54 | Com ¦ Com Heat Pump Water Heater (3.30 UEF - 50 Gal) - Fuel Sub - Hot-Dry ¦ SCG ¦ Hot-Dry | Com ¦ Com Heat Pump Water Heater (3.30 UEF - 50 Gal) - Fuel Sub - Hot-Dry | SCG ¦ Hot-Dry | SCG | All | Electric & Gas | HPWH (3.30 UEF - 50 Gal) | Efficient |  |  | 1 | Conventional | WaterHeat | Com - Office (Small) | Com | ROB Only | 1 | 1000 sqft2 of floor space | 1000 sqft served | 13 | DEER:Indoor_CFL_Ltg | 155.8317 | 0 | -15.8608 | SWWH027-05 | 57.1708 | 2024 | 31.912 | 2024 | 0 | -6.1444 | SWWH027-05 | Com Small Gas Water Heaters - Hot-Dry ¦ SCG ¦ Hot-Dry | Com Small Gas Water Heaters - Hot-Dry | 0.46177 | 0.546 | 0 | CBSA 2019 | 24.2546 | 2032 | 1 | SWWH027-05
COM-WATERHEAT-FS-13.55 | Com ¦ Com Heat Pump Water Heater (3.30 UEF - 50 Gal) - Fuel Sub - Hot-Dry ¦ SCG ¦ Hot-Dry | Com ¦ Com Heat Pump Water Heater (3.30 UEF - 50 Gal) - Fuel Sub - Hot-Dry | SCG ¦ Hot-Dry | SCG | All | Electric & Gas | HPWH (3.30 UEF - 50 Gal) | Efficient |  |  | 1 | Conventional | WaterHeat | Com - Other | Com | ROB Only | 1 | 1000 sqft2 of floor space | 1000 sqft served | 13 | DEER:Indoor_CFL_Ltg | 2005.1601 | 0 | -200.516 | SWWH027-05 | 472.8336 | 2024 | 263.9296 | 2024 | 0 | -50.8178 | SWWH027-05 | Com Small Gas Water Heaters - Hot-Dry ¦ SCG ¦ Hot-Dry | Com Small Gas Water Heaters - Hot-Dry | 0.5433 | 0.546 | 0 | CBSA 2019 | 686.9201 | 2032 | 1 | SWWH027-05
COM-WATERHEAT-FS-13.56 | Com ¦ Com Heat Pump Water Heater (3.30 UEF - 50 Gal) - Fuel Sub - Hot-Dry ¦ SCG ¦ Hot-Dry | Com ¦ Com Heat Pump Water Heater (3.30 UEF - 50 Gal) - Fuel Sub - Hot-Dry | SCG ¦ Hot-Dry | SCG | All | Electric & Gas | HPWH (3.30 UEF - 50 Gal) | Efficient |  |  | 1 | Conventional | WaterHeat | Com - Refrig. Warehouse | Com | ROB Only | 1 | 1000 sqft2 of floor space | 1000 sqft served | 13 | DEER:Indoor_CFL_Ltg | 166.021 | 0 | -17.2011 | SWWH027-05 | 26.4358 | 2024 | 14.7561 | 2024 | 0 | -2.8412 | SWWH027-05 | Com Small Gas Water Heaters - Hot-Dry ¦ SCG ¦ Hot-Dry | Com Small Gas Water Heaters - Hot-Dry | 0.22621 | 0.546 | 0 | CBSA 2019 | 9.9479 | 2032 | 1 | SWWH027-05
COM-WATERHEAT-FS-13.57 | Com ¦ Com Heat Pump Water Heater (3.30 UEF - 50 Gal) - Fuel Sub - Hot-Dry ¦ SCG ¦ Hot-Dry | Com ¦ Com Heat Pump Water Heater (3.30 UEF - 50 Gal) - Fuel Sub - Hot-Dry | SCG ¦ Hot-Dry | SCG | All | Electric & Gas | HPWH (3.30 UEF - 50 Gal) | Efficient |  |  | 1 | Conventional | WaterHeat | Com - Restaurant | Com | ROB Only | 1 | 1000 sqft2 of floor space | 1000 sqft served | 13 | DEER:Indoor_CFL_Ltg | 7214.8405 | 0 | -766.4289 | SWWH027-05 | 2476.623 | 2024 | 1382.4189 | 2024 | 0 | -266.1751 | SWWH027-05 | Com Small Gas Water Heaters - Hot-Dry ¦ SCG ¦ Hot-Dry | Com Small Gas Water Heaters - Hot-Dry | 0.79319 | 0.546 | 0 | CBSA 2019 | 447.5546 | 2032 | 1 | SWWH027-05
COM-WATERHEAT-FS-13.58 | Com ¦ Com Heat Pump Water Heater (3.30 UEF - 50 Gal) - Fuel Sub - Hot-Dry ¦ SCG ¦ Hot-Dry | Com ¦ Com Heat Pump Water Heater (3.30 UEF - 50 Gal) - Fuel Sub - Hot-Dry | SCG ¦ Hot-Dry | SCG | All | Electric & Gas | HPWH (3.30 UEF - 50 Gal) | Efficient |  |  | 1 | Conventional | WaterHeat | Com - Retail | Com | ROB Only | 1 | 1000 sqft2 of floor space | 1000 sqft served | 13 | DEER:Indoor_CFL_Ltg | 111.9262 | 0 | -11.3033 | SWWH027-05 | 35.4115 | 2024 | 19.7663 | 2024 | 0 | -3.8059 | SWWH027-05 | Com Small Gas Water Heaters - Hot-Dry ¦ SCG ¦ Hot-Dry | Com Small Gas Water Heaters - Hot-Dry | 0.40063 | 0.546 | 0 | CBSA 2019 | 16.5294 | 2032 | 1 | SWWH027-05
COM-WATERHEAT-FS-13.59 | Com ¦ Com Heat Pump Water Heater (3.30 UEF - 50 Gal) - Fuel Sub - Hot-Dry ¦ SCG ¦ Hot-Dry | Com ¦ Com Heat Pump Water Heater (3.30 UEF - 50 Gal) - Fuel Sub - Hot-Dry | SCG ¦ Hot-Dry | SCG | All | Electric & Gas | HPWH (3.30 UEF - 50 Gal) | Efficient |  |  | 1 | Conventional | WaterHeat | Com - School | Com | ROB Only | 1 | 1000 sqft2 of floor space | 1000 sqft served | 13 | DEER:Indoor_CFL_Ltg | 599.4654 | 0 | -62.9294 | SWWH027-05 | 291.698 | 2024 | 162.822 | 2024 | 0 | -31.3502 | SWWH027-05 | Com Small Gas Water Heaters - Hot-Dry ¦ SCG ¦ Hot-Dry | Com Small Gas Water Heaters - Hot-Dry | 0.76922 | 0.546 | 0 | CBSA 2019 | 45.0779 | 2032 | 1 | SWWH027-05
COM-WATERHEAT-FS-13.60 | Com ¦ Com Heat Pump Water Heater (3.30 UEF - 50 Gal) - Fuel Sub - Hot-Dry ¦ SCG ¦ Hot-Dry | Com ¦ Com Heat Pump Water Heater (3.30 UEF - 50 Gal) - Fuel Sub - Hot-Dry | SCG ¦ Hot-Dry | SCG | All | Electric & Gas | HPWH (3.30 UEF - 50 Gal) | Efficient |  |  | 1 | Conventional | WaterHeat | Com - Warehouse | Com | ROB Only | 1 | 1000 sqft2 of floor space | 1000 sqft served | 13 | DEER:Indoor_CFL_Ltg | 17.9714 | 0 | -1.8143 | SWWH027-05 | 5.2872 | 2024 | 2.9512 | 2024 | 0 | -0.56824 | SWWH027-05 | Com Small Gas Water Heaters - Hot-Dry ¦ SCG ¦ Hot-Dry | Com Small Gas Water Heaters - Hot-Dry | 0.1976 | 0.546 | 0 | CBSA 2019 | 2.2615 | 2032 | 1 | SWWH027-05
COM-WATERHEAT-FS-13.61 | Com ¦ Com Heat Pump Water Heater (3.30 UEF - 50 Gal) - Fuel Sub - Cold ¦ SCG ¦ Cold | Com ¦ Com Heat Pump Water Heater (3.30 UEF - 50 Gal) - Fuel Sub - Cold | SCG ¦ Cold | SCG | All | Electric & Gas | HPWH (3.30 UEF - 50 Gal) | Efficient |  |  | 1 | Conventional | WaterHeat | Com - College | Com | ROB Only | 1 | 1000 sqft2 of floor space | 1000 sqft served | 13 | DEER:Indoor_CFL_Ltg | 1527.4373 | 0 | -143.1668 | SWWH027-05 | 367.4498 | 2024 | 205.1057 | 2024 | 0 | -19.7458 | SWWH027-05 | Com Small Gas Water Heaters - Cold ¦ SCG ¦ Cold | Com Small Gas Water Heaters - Cold | 0.74815 | 0.546 | 0 | CBSA 2019 | 356.939 | 2032 | 1 | SWWH027-05
COM-WATERHEAT-FS-13.62 | Com ¦ Com Heat Pump Water Heater (3.30 UEF - 50 Gal) - Fuel Sub - Cold ¦ SCG ¦ Cold | Com ¦ Com Heat Pump Water Heater (3.30 UEF - 50 Gal) - Fuel Sub - Cold | SCG ¦ Cold | SCG | All | Electric & Gas | HPWH (3.30 UEF - 50 Gal) | Efficient |  |  | 1 | Conventional | WaterHeat | Com - Grocery | Com | ROB Only | 1 | 1000 sqft2 of floor space | 1000 sqft served | 13 | DEER:Indoor_CFL_Ltg | 0 | 0 | 0 | SWWH027-05 | 202.482 | 2024 | 123.4818 | 2024 | 0 | -16.3851 | SWWH027-05 | Com Small Gas Water Heaters - Cold ¦ SCG ¦ Cold | Com Small Gas Water Heaters - Cold | 0.59609 | 0.546 | 0 | CBSA 2019 | 0 | 2032 | 1 | SWWH027-05
COM-WATERHEAT-FS-13.63 | Com ¦ Com Heat Pump Water Heater (3.30 UEF - 50 Gal) - Fuel Sub - Cold ¦ SCG ¦ Cold | Com ¦ Com Heat Pump Water Heater (3.30 UEF - 50 Gal) - Fuel Sub - Cold | SCG ¦ Cold | SCG | All | Electric & Gas | HPWH (3.30 UEF - 50 Gal) | Efficient |  |  | 1 | Conventional | WaterHeat | Com - Health | Com | ROB Only | 1 | 1000 sqft2 of floor space | 1000 sqft served | 13 | DEER:Indoor_CFL_Ltg | 4134.3208 | 0 | -403.9298 | SWWH027-05 | 556.5653 | 2024 | 310.6675 | 2024 | 0 | -29.9084 | SWWH027-05 | Com Small Gas Water Heaters - Cold ¦ SCG ¦ Cold | Com Small Gas Water Heaters - Cold | 0.52611 | 0.546 | 0 | CBSA 2019 | 870.3963 | 2032 | 1 | SWWH027-05
COM-WATERHEAT-FS-13.64 | Com ¦ Com Heat Pump Water Heater (3.30 UEF - 50 Gal) - Fuel Sub - Cold ¦ SCG ¦ Cold | Com ¦ Com Heat Pump Water Heater (3.30 UEF - 50 Gal) - Fuel Sub - Cold | SCG ¦ Cold | SCG | All | Electric & Gas | HPWH (3.30 UEF - 50 Gal) | Efficient |  |  | 1 | Conventional | WaterHeat | Com - Lodging | Com | ROB Only | 1 | 1000 sqft2 of floor space | 1000 sqft served | 13 | DEER:Indoor_CFL_Ltg | 3222.6817 | 0 | -309.2482 | SWWH027-05 | 350.1957 | 2024 | 195.4747 | 2024 | 0 | -18.8186 | SWWH027-05 | Com Small Gas Water Heaters - Cold ¦ SCG ¦ Cold | Com Small Gas Water Heaters - Cold | 0.73871 | 0.546 | 0 | CBSA 2019 | 2546.7014 | 2032 | 1 | SWWH027-05
COM-WATERHEAT-FS-13.65 | Com ¦ Com Heat Pump Water Heater (3.30 UEF - 50 Gal) - Fuel Sub - Cold ¦ SCG ¦ Cold | Com ¦ Com Heat Pump Water Heater (3.30 UEF - 50 Gal) - Fuel Sub - Cold | SCG ¦ Cold | SCG | All | Electric & Gas | HPWH (3.30 UEF - 50 Gal) | Efficient |  |  | 1 | Conventional | WaterHeat | Com - Office (Large) | Com | ROB Only | 1 | 1000 sqft2 of floor space | 1000 sqft served | 13 | DEER:Indoor_CFL_Ltg | 429.3699 | 0 | -40.346 | SWWH027-05 | 114.3416 | 2024 | 63.824 | 2024 | 0 | -6.1444 | SWWH027-05 | Com Small Gas Water Heaters - Cold ¦ SCG ¦ Cold | Com Small Gas Water Heaters - Cold | 0.46177 | 0.546 | 0 | CBSA 2019 | 138.4799 | 2032 | 1 | SWWH027-05
COM-WATERHEAT-FS-13.66 | Com ¦ Com Heat Pump Water Heater (3.30 UEF - 50 Gal) - Fuel Sub - Cold ¦ SCG ¦ Cold | Com ¦ Com Heat Pump Water Heater (3.30 UEF - 50 Gal) - Fuel Sub - Cold | SCG ¦ Cold | SCG | All | Electric & Gas | HPWH (3.30 UEF - 50 Gal) | Efficient |  |  | 1 | Conventional | WaterHeat | Com - Office (Small) | Com | ROB Only | 1 | 1000 sqft2 of floor space | 1000 sqft served | 13 | DEER:Indoor_CFL_Ltg | 399.7582 | 0 | -37.0146 | SWWH027-05 | 114.3416 | 2024 | 63.824 | 2024 | 0 | -6.1444 | SWWH027-05 | Com Small Gas Water Heaters - Cold ¦ SCG ¦ Cold | Com Small Gas Water Heaters - Cold | 0.46177 | 0.546 | 0 | CBSA 2019 | 54.9489 | 2032 | 1 | SWWH027-05
COM-WATERHEAT-FS-13.67 | Com ¦ Com Heat Pump Water Heater (3.30 UEF - 50 Gal) - Fuel Sub - Cold ¦ SCG ¦ Cold | Com ¦ Com Heat Pump Water Heater (3.30 UEF - 50 Gal) - Fuel Sub - Cold | SCG ¦ Cold | SCG | All | Electric & Gas | HPWH (3.30 UEF - 50 Gal) | Efficient |  |  | 1 | Conventional | WaterHeat | Com - Other | Com | ROB Only | 1 | 1000 sqft2 of floor space | 1000 sqft served | 13 | DEER:Indoor_CFL_Ltg | 4928.7141 | 0 | -468.3809 | SWWH027-05 | 945.6672 | 2024 | 527.8592 | 2024 | 0 | -50.8178 | SWWH027-05 | Com Small Gas Water Heaters - Cold ¦ SCG ¦ Cold | Com Small Gas Water Heaters - Cold | 0.5433 | 0.546 | 0 | CBSA 2019 | 1577.518 | 2032 | 1 | SWWH027-05
COM-WATERHEAT-FS-13.68 | Com ¦ Com Heat Pump Water Heater (3.30 UEF - 50 Gal) - Fuel Sub - Cold ¦ SCG ¦ Cold | Com ¦ Com Heat Pump Water Heater (3.30 UEF - 50 Gal) - Fuel Sub - Cold | SCG ¦ Cold | SCG | All | Electric & Gas | HPWH (3.30 UEF - 50 Gal) | Efficient |  |  | 1 | Conventional | WaterHeat | Com - Refrig. Warehouse | Com | ROB Only | 1 | 1000 sqft2 of floor space | 1000 sqft served | 13 | DEER:Indoor_CFL_Ltg | 429.6009 | 0 | -40.5639 | SWWH027-05 | 52.8715 | 2024 | 29.5122 | 2024 | 0 | -2.8412 | SWWH027-05 | Com Small Gas Water Heaters - Cold ¦ SCG ¦ Cold | Com Small Gas Water Heaters - Cold | 0.22621 | 0.546 | 0 | CBSA 2019 | 22.7787 | 2032 | 1 | SWWH027-05
COM-WATERHEAT-FS-13.69 | Com ¦ Com Heat Pump Water Heater (3.30 UEF - 50 Gal) - Fuel Sub - Cold ¦ SCG ¦ Cold | Com ¦ Com Heat Pump Water Heater (3.30 UEF - 50 Gal) - Fuel Sub - Cold | SCG ¦ Cold | SCG | All | Electric & Gas | HPWH (3.30 UEF - 50 Gal) | Efficient |  |  | 1 | Conventional | WaterHeat | Com - Restaurant | Com | ROB Only | 1 | 1000 sqft2 of floor space | 1000 sqft served | 13 | DEER:Indoor_CFL_Ltg | 17699.3325 | 0 | -1787.3839 | SWWH027-05 | 4953.246 | 2024 | 2764.8377 | 2024 | 0 | -266.1751 | SWWH027-05 | Com Small Gas Water Heaters - Cold ¦ SCG ¦ Cold | Com Small Gas Water Heaters - Cold | 0.79319 | 0.546 | 0 | CBSA 2019 | 1028.2135 | 2032 | 1 | SWWH027-05
COM-WATERHEAT-FS-13.70 | Com ¦ Com Heat Pump Water Heater (3.30 UEF - 50 Gal) - Fuel Sub - Cold ¦ SCG ¦ Cold | Com ¦ Com Heat Pump Water Heater (3.30 UEF - 50 Gal) - Fuel Sub - Cold | SCG ¦ Cold | SCG | All | Electric & Gas | HPWH (3.30 UEF - 50 Gal) | Efficient |  |  | 1 | Conventional | WaterHeat | Com - Retail | Com | ROB Only | 1 | 1000 sqft2 of floor space | 1000 sqft served | 13 | DEER:Indoor_CFL_Ltg | 273.9533 | 0 | -26.5374 | SWWH027-05 | 70.823 | 2024 | 39.5325 | 2024 | 0 | -3.8059 | SWWH027-05 | Com Small Gas Water Heaters - Cold ¦ SCG ¦ Cold | Com Small Gas Water Heaters - Cold | 0.40063 | 0.546 | 0 | CBSA 2019 | 34.8798 | 2032 | 1 | SWWH027-05
COM-WATERHEAT-FS-13.71 | Com ¦ Com Heat Pump Water Heater (3.30 UEF - 50 Gal) - Fuel Sub - Cold ¦ SCG ¦ Cold | Com ¦ Com Heat Pump Water Heater (3.30 UEF - 50 Gal) - Fuel Sub - Cold | SCG ¦ Cold | SCG | All | Electric & Gas | HPWH (3.30 UEF - 50 Gal) | Efficient |  |  | 1 | Conventional | WaterHeat | Com - School | Com | ROB Only | 1 | 1000 sqft2 of floor space | 1000 sqft served | 13 | DEER:Indoor_CFL_Ltg | 1562.7907 | 0 | -147.1997 | SWWH027-05 | 583.3959 | 2024 | 325.6441 | 2024 | 0 | -31.3502 | SWWH027-05 | Com Small Gas Water Heaters - Cold ¦ SCG ¦ Cold | Com Small Gas Water Heaters - Cold | 0.76922 | 0.546 | 0 | CBSA 2019 | 79.006 | 2032 | 1 | SWWH027-05
COM-WATERHEAT-FS-13.72 | Com ¦ Com Heat Pump Water Heater (3.30 UEF - 50 Gal) - Fuel Sub - Cold ¦ SCG ¦ Cold | Com ¦ Com Heat Pump Water Heater (3.30 UEF - 50 Gal) - Fuel Sub - Cold | SCG ¦ Cold | SCG | All | Electric & Gas | HPWH (3.30 UEF - 50 Gal) | Efficient |  |  | 1 | Conventional | WaterHeat | Com - Warehouse | Com | ROB Only | 1 | 1000 sqft2 of floor space | 1000 sqft served | 13 | DEER:Indoor_CFL_Ltg | 48.2659 | 0 | -4.2447 | SWWH027-05 | 10.5743 | 2024 | 5.9024 | 2024 | 0 | -0.56824 | SWWH027-05 | Com Small Gas Water Heaters - Cold ¦ SCG ¦ Cold | Com Small Gas Water Heaters - Cold | 0.1976 | 0.546 | 0 | CBSA 2019 | 3.4268 | 2032 | 1 | SWWH027-05
COM-WATERHEAT-FS-13.73 | Com ¦ Com Heat Pump Water Heater (3.30 UEF - 50 Gal) - Fuel Sub - Marine ¦ SDG&E ¦ Marine | Com ¦ Com Heat Pump Water Heater (3.30 UEF - 50 Gal) - Fuel Sub - Marine | SDG&E ¦ Marine | SDG&E | All | Electric & Gas | HPWH (3.30 UEF - 50 Gal) | Efficient |  |  | 1 | Conventional | WaterHeat | Com - College | Com | ROB Only | 1 | 1000 sqft2 of floor space | 1000 sqft served | 13 | DEER:Indoor_CFL_Ltg | 1172.378 | 0 | -123.9986 | SWWH027-05 | 367.4498 | 2024 | 205.1057 | 2024 | 0 | -19.7458 | SWWH027-05 | Com Small Gas Water Heaters - Marine ¦ SDG&E ¦ Marine | Com Small Gas Water Heaters - Marine | 0.74815 | 0.546 | 0 | CBSA 2019 | 320.5161 | 2032 | 1 | SWWH027-05
COM-WATERHEAT-FS-13.74 | Com ¦ Com Heat Pump Water Heater (3.30 UEF - 50 Gal) - Fuel Sub - Marine ¦ SDG&E ¦ Marine | Com ¦ Com Heat Pump Water Heater (3.30 UEF - 50 Gal) - Fuel Sub - Marine | SDG&E ¦ Marine | SDG&E | All | Electric & Gas | HPWH (3.30 UEF - 50 Gal) | Efficient |  |  | 1 | Conventional | WaterHeat | Com - Grocery | Com | ROB Only | 1 | 1000 sqft2 of floor space | 1000 sqft served | 13 | DEER:Indoor_CFL_Ltg | 0 | 0 | 0 | SWWH027-05 | 202.482 | 2024 | 123.4818 | 2024 | 0 | -16.3851 | SWWH027-05 | Com Small Gas Water Heaters - Marine ¦ SDG&E ¦ Marine | Com Small Gas Water Heaters - Marine | 0.59609 | 0.546 | 0 | CBSA 2019 | 0 | 2032 | 1 | SWWH027-05
COM-WATERHEAT-FS-13.75 | Com ¦ Com Heat Pump Water Heater (3.30 UEF - 50 Gal) - Fuel Sub - Marine ¦ SDG&E ¦ Marine | Com ¦ Com Heat Pump Water Heater (3.30 UEF - 50 Gal) - Fuel Sub - Marine | SDG&E ¦ Marine | SDG&E | All | Electric & Gas | HPWH (3.30 UEF - 50 Gal) | Efficient |  |  | 1 | Conventional | WaterHeat | Com - Health | Com | ROB Only | 1 | 1000 sqft2 of floor space | 1000 sqft served | 13 | DEER:Indoor_CFL_Ltg | 3310.9617 | 0 | -350.4213 | SWWH027-05 | 556.5653 | 2024 | 310.6675 | 2024 | 0 | -29.9084 | SWWH027-05 | Com Small Gas Water Heaters - Marine ¦ SDG&E ¦ Marine | Com Small Gas Water Heaters - Marine | 0.52611 | 0.546 | 0 | CBSA 2019 | 773.1351 | 2032 | 1 | SWWH027-05
COM-WATERHEAT-FS-13.76 | Com ¦ Com Heat Pump Water Heater (3.30 UEF - 50 Gal) - Fuel Sub - Marine ¦ SDG&E ¦ Marine | Com ¦ Com Heat Pump Water Heater (3.30 UEF - 50 Gal) - Fuel Sub - Marine | SDG&E ¦ Marine | SDG&E | All | Electric & Gas | HPWH (3.30 UEF - 50 Gal) | Efficient |  |  | 1 | Conventional | WaterHeat | Com - Lodging | Com | ROB Only | 1 | 1000 sqft2 of floor space | 1000 sqft served | 13 | DEER:Indoor_CFL_Ltg | 2586.459 | 0 | -267.9555 | SWWH027-05 | 350.1957 | 2024 | 195.4747 | 2024 | 0 | -18.8186 | SWWH027-05 | Com Small Gas Water Heaters - Marine ¦ SDG&E ¦ Marine | Com Small Gas Water Heaters - Marine | 0.73871 | 0.546 | 0 | CBSA 2019 | 2239.1194 | 2032 | 1 | SWWH027-05
COM-WATERHEAT-FS-13.77 | Com ¦ Com Heat Pump Water Heater (3.30 UEF - 50 Gal) - Fuel Sub - Marine ¦ SDG&E ¦ Marine | Com ¦ Com Heat Pump Water Heater (3.30 UEF - 50 Gal) - Fuel Sub - Marine | SDG&E ¦ Marine | SDG&E | All | Electric & Gas | HPWH (3.30 UEF - 50 Gal) | Efficient |  |  | 1 | Conventional | WaterHeat | Com - Office (Large) | Com | ROB Only | 1 | 1000 sqft2 of floor space | 1000 sqft served | 13 | DEER:Indoor_CFL_Ltg | 330.1706 | 0 | -35.0899 | SWWH027-05 | 114.3416 | 2024 | 63.824 | 2024 | 0 | -6.1444 | SWWH027-05 | Com Small Gas Water Heaters - Marine ¦ SDG&E ¦ Marine | Com Small Gas Water Heaters - Marine | 0.46177 | 0.546 | 0 | CBSA 2019 | 124.742 | 2032 | 1 | SWWH027-05
COM-WATERHEAT-FS-13.78 | Com ¦ Com Heat Pump Water Heater (3.30 UEF - 50 Gal) - Fuel Sub - Marine ¦ SDG&E ¦ Marine | Com ¦ Com Heat Pump Water Heater (3.30 UEF - 50 Gal) - Fuel Sub - Marine | SDG&E ¦ Marine | SDG&E | All | Electric & Gas | HPWH (3.30 UEF - 50 Gal) | Efficient |  |  | 1 | Conventional | WaterHeat | Com - Office (Small) | Com | ROB Only | 1 | 1000 sqft2 of floor space | 1000 sqft served | 13 | DEER:Indoor_CFL_Ltg | 306.8514 | 0 | -32.3508 | SWWH027-05 | 114.3416 | 2024 | 63.824 | 2024 | 0 | -6.1444 | SWWH027-05 | Com Small Gas Water Heaters - Marine ¦ SDG&E ¦ Marine | Com Small Gas Water Heaters - Marine | 0.46177 | 0.546 | 0 | CBSA 2019 | 49.9755 | 2032 | 1 | SWWH027-05
COM-WATERHEAT-FS-13.79 | Com ¦ Com Heat Pump Water Heater (3.30 UEF - 50 Gal) - Fuel Sub - Marine ¦ SDG&E ¦ Marine | Com ¦ Com Heat Pump Water Heater (3.30 UEF - 50 Gal) - Fuel Sub - Marine | SDG&E ¦ Marine | SDG&E | All | Electric & Gas | HPWH (3.30 UEF - 50 Gal) | Efficient |  |  | 1 | Conventional | WaterHeat | Com - Other | Com | ROB Only | 1 | 1000 sqft2 of floor space | 1000 sqft served | 13 | DEER:Indoor_CFL_Ltg | 3949.0939 | 0 | -407.1546 | SWWH027-05 | 945.6672 | 2024 | 527.8592 | 2024 | 0 | -50.8178 | SWWH027-05 | Com Small Gas Water Heaters - Marine ¦ SDG&E ¦ Marine | Com Small Gas Water Heaters - Marine | 0.5433 | 0.546 | 0 | CBSA 2019 | 1408.3367 | 2032 | 1 | SWWH027-05
COM-WATERHEAT-FS-13.80 | Com ¦ Com Heat Pump Water Heater (3.30 UEF - 50 Gal) - Fuel Sub - Marine ¦ SDG&E ¦ Marine | Com ¦ Com Heat Pump Water Heater (3.30 UEF - 50 Gal) - Fuel Sub - Marine | SDG&E ¦ Marine | SDG&E | All | Electric & Gas | HPWH (3.30 UEF - 50 Gal) | Efficient |  |  | 1 | Conventional | WaterHeat | Com - Refrig. Warehouse | Com | ROB Only | 1 | 1000 sqft2 of floor space | 1000 sqft served | 13 | DEER:Indoor_CFL_Ltg | 328.619 | 0 | -35.0869 | SWWH027-05 | 52.8715 | 2024 | 29.5122 | 2024 | 0 | -2.8412 | SWWH027-05 | Com Small Gas Water Heaters - Marine ¦ SDG&E ¦ Marine | Com Small Gas Water Heaters - Marine | 0.22621 | 0.546 | 0 | CBSA 2019 | 20.471 | 2032 | 1 | SWWH027-05
COM-WATERHEAT-FS-13.81 | Com ¦ Com Heat Pump Water Heater (3.30 UEF - 50 Gal) - Fuel Sub - Marine ¦ SDG&E ¦ Marine | Com ¦ Com Heat Pump Water Heater (3.30 UEF - 50 Gal) - Fuel Sub - Marine | SDG&E ¦ Marine | SDG&E | All | Electric & Gas | HPWH (3.30 UEF - 50 Gal) | Efficient |  |  | 1 | Conventional | WaterHeat | Com - Restaurant | Com | ROB Only | 1 | 1000 sqft2 of floor space | 1000 sqft served | 13 | DEER:Indoor_CFL_Ltg | 14190.5774 | 0 | -1563.1821 | SWWH027-05 | 4953.246 | 2024 | 2764.8377 | 2024 | 0 | -266.1751 | SWWH027-05 | Com Small Gas Water Heaters - Marine ¦ SDG&E ¦ Marine | Com Small Gas Water Heaters - Marine | 0.79319 | 0.546 | 0 | CBSA 2019 | 922.139 | 2032 | 1 | SWWH027-05
COM-WATERHEAT-FS-13.82 | Com ¦ Com Heat Pump Water Heater (3.30 UEF - 50 Gal) - Fuel Sub - Marine ¦ SDG&E ¦ Marine | Com ¦ Com Heat Pump Water Heater (3.30 UEF - 50 Gal) - Fuel Sub - Marine | SDG&E ¦ Marine | SDG&E | All | Electric & Gas | HPWH (3.30 UEF - 50 Gal) | Efficient |  |  | 1 | Conventional | WaterHeat | Com - Retail | Com | ROB Only | 1 | 1000 sqft2 of floor space | 1000 sqft served | 13 | DEER:Indoor_CFL_Ltg | 220.011 | 0 | -23.0667 | SWWH027-05 | 70.823 | 2024 | 39.5325 | 2024 | 0 | -3.8059 | SWWH027-05 | Com Small Gas Water Heaters - Marine ¦ SDG&E ¦ Marine | Com Small Gas Water Heaters - Marine | 0.40063 | 0.546 | 0 | CBSA 2019 | 36.6814 | 2032 | 1 | SWWH027-05
COM-WATERHEAT-FS-13.83 | Com ¦ Com Heat Pump Water Heater (3.30 UEF - 50 Gal) - Fuel Sub - Marine ¦ SDG&E ¦ Marine | Com ¦ Com Heat Pump Water Heater (3.30 UEF - 50 Gal) - Fuel Sub - Marine | SDG&E ¦ Marine | SDG&E | All | Electric & Gas | HPWH (3.30 UEF - 50 Gal) | Efficient |  |  | 1 | Conventional | WaterHeat | Com - School | Com | ROB Only | 1 | 1000 sqft2 of floor space | 1000 sqft served | 13 | DEER:Indoor_CFL_Ltg | 1174.9227 | 0 | -127.9363 | SWWH027-05 | 583.3959 | 2024 | 325.6441 | 2024 | 0 | -31.3502 | SWWH027-05 | Com Small Gas Water Heaters - Marine ¦ SDG&E ¦ Marine | Com Small Gas Water Heaters - Marine | 0.76922 | 0.546 | 0 | CBSA 2019 | 98.855 | 2032 | 1 | SWWH027-05
COM-WATERHEAT-FS-13.84 | Com ¦ Com Heat Pump Water Heater (3.30 UEF - 50 Gal) - Fuel Sub - Marine ¦ SDG&E ¦ Marine | Com ¦ Com Heat Pump Water Heater (3.30 UEF - 50 Gal) - Fuel Sub - Marine | SDG&E ¦ Marine | SDG&E | All | Electric & Gas | HPWH (3.30 UEF - 50 Gal) | Efficient |  |  | 1 | Conventional | WaterHeat | Com - Warehouse | Com | ROB Only | 1 | 1000 sqft2 of floor space | 1000 sqft served | 13 | DEER:Indoor_CFL_Ltg | 35.6004 | 0 | -3.697 | SWWH027-05 | 10.5743 | 2024 | 5.9024 | 2024 | 0 | -0.56824 | SWWH027-05 | Com Small Gas Water Heaters - Marine ¦ SDG&E ¦ Marine | Com Small Gas Water Heaters - Marine | 0.1976 | 0.546 | 0 | CBSA 2019 | 4.9142 | 2032 | 1 | SWWH027-05
COM-WATERHEAT-FS-13.85 | Com ¦ Com Heat Pump Water Heater (3.30 UEF - 50 Gal) - Fuel Sub - Hot-Dry ¦ SDG&E ¦ Hot-Dry | Com ¦ Com Heat Pump Water Heater (3.30 UEF - 50 Gal) - Fuel Sub - Hot-Dry | SDG&E ¦ Hot-Dry | SDG&E | All | Electric & Gas | HPWH (3.30 UEF - 50 Gal) | Efficient |  |  | 1 | Conventional | WaterHeat | Com - College | Com | ROB Only | 1 | 1000 sqft2 of floor space | 1000 sqft served | 13 | DEER:Indoor_CFL_Ltg | 586.0009 | 0 | -61.9617 | SWWH027-05 | 183.7249 | 2024 | 102.5529 | 2024 | 0 | -19.7458 | SWWH027-05 | Com Small Gas Water Heaters - Hot-Dry ¦ SDG&E ¦ Hot-Dry | Com Small Gas Water Heaters - Hot-Dry | 0.74815 | 0.546 | 0 | CBSA 2019 | 160.1481 | 2032 | 1 | SWWH027-05
COM-WATERHEAT-FS-13.86 | Com ¦ Com Heat Pump Water Heater (3.30 UEF - 50 Gal) - Fuel Sub - Hot-Dry ¦ SDG&E ¦ Hot-Dry | Com ¦ Com Heat Pump Water Heater (3.30 UEF - 50 Gal) - Fuel Sub - Hot-Dry | SDG&E ¦ Hot-Dry | SDG&E | All | Electric & Gas | HPWH (3.30 UEF - 50 Gal) | Efficient |  |  | 1 | Conventional | WaterHeat | Com - Grocery | Com | ROB Only | 1 | 1000 sqft2 of floor space | 1000 sqft served | 13 | DEER:Indoor_CFL_Ltg | 0 | 0 | 0 | SWWH027-05 | 101.241 | 2024 | 61.7409 | 2024 | 0 | -16.3851 | SWWH027-05 | Com Small Gas Water Heaters - Hot-Dry ¦ SDG&E ¦ Hot-Dry | Com Small Gas Water Heaters - Hot-Dry | 0.59609 | 0.546 | 0 | CBSA 2019 | 0 | 2032 | 1 | SWWH027-05
COM-WATERHEAT-FS-13.87 | Com ¦ Com Heat Pump Water Heater (3.30 UEF - 50 Gal) - Fuel Sub - Hot-Dry ¦ SDG&E ¦ Hot-Dry | Com ¦ Com Heat Pump Water Heater (3.30 UEF - 50 Gal) - Fuel Sub - Hot-Dry | SDG&E ¦ Hot-Dry | SDG&E | All | Electric & Gas | HPWH (3.30 UEF - 50 Gal) | Efficient |  |  | 1 | Conventional | WaterHeat | Com - Health | Com | ROB Only | 1 | 1000 sqft2 of floor space | 1000 sqft served | 13 | DEER:Indoor_CFL_Ltg | 1651.6552 | 0 | -174.6924 | SWWH027-05 | 278.2827 | 2024 | 155.3338 | 2024 | 0 | -29.9084 | SWWH027-05 | Com Small Gas Water Heaters - Hot-Dry ¦ SDG&E ¦ Hot-Dry | Com Small Gas Water Heaters - Hot-Dry | 0.52611 | 0.546 | 0 | CBSA 2019 | 385.3539 | 2032 | 1 | SWWH027-05
COM-WATERHEAT-FS-13.88 | Com ¦ Com Heat Pump Water Heater (3.30 UEF - 50 Gal) - Fuel Sub - Hot-Dry ¦ SDG&E ¦ Hot-Dry | Com ¦ Com Heat Pump Water Heater (3.30 UEF - 50 Gal) - Fuel Sub - Hot-Dry | SDG&E ¦ Hot-Dry | SDG&E | All | Electric & Gas | HPWH (3.30 UEF - 50 Gal) | Efficient |  |  | 1 | Conventional | WaterHeat | Com - Lodging | Com | ROB Only | 1 | 1000 sqft2 of floor space | 1000 sqft served | 13 | DEER:Indoor_CFL_Ltg | 1287.733 | 0 | -133.4281 | SWWH027-05 | 175.0978 | 2024 | 97.7373 | 2024 | 0 | -18.8186 | SWWH027-05 | Com Small Gas Water Heaters - Hot-Dry ¦ SDG&E ¦ Hot-Dry | Com Small Gas Water Heaters - Hot-Dry | 0.73871 | 0.546 | 0 | CBSA 2019 | 1114.9967 | 2032 | 1 | SWWH027-05
COM-WATERHEAT-FS-13.89 | Com ¦ Com Heat Pump Water Heater (3.30 UEF - 50 Gal) - Fuel Sub - Hot-Dry ¦ SDG&E ¦ Hot-Dry | Com ¦ Com Heat Pump Water Heater (3.30 UEF - 50 Gal) - Fuel Sub - Hot-Dry | SDG&E ¦ Hot-Dry | SDG&E | All | Electric & Gas | HPWH (3.30 UEF - 50 Gal) | Efficient |  |  | 1 | Conventional | WaterHeat | Com - Office (Large) | Com | ROB Only | 1 | 1000 sqft2 of floor space | 1000 sqft served | 13 | DEER:Indoor_CFL_Ltg | 164.9003 | 0 | -17.4894 | SWWH027-05 | 57.1708 | 2024 | 31.912 | 2024 | 0 | -6.1444 | SWWH027-05 | Com Small Gas Water Heaters - Hot-Dry ¦ SDG&E ¦ Hot-Dry | Com Small Gas Water Heaters - Hot-Dry | 0.46177 | 0.546 | 0 | CBSA 2019 | 62.1401 | 2032 | 1 | SWWH027-05
COM-WATERHEAT-FS-13.90 | Com ¦ Com Heat Pump Water Heater (3.30 UEF - 50 Gal) - Fuel Sub - Hot-Dry ¦ SDG&E ¦ Hot-Dry | Com ¦ Com Heat Pump Water Heater (3.30 UEF - 50 Gal) - Fuel Sub - Hot-Dry | SDG&E ¦ Hot-Dry | SDG&E | All | Electric & Gas | HPWH (3.30 UEF - 50 Gal) | Efficient |  |  | 1 | Conventional | WaterHeat | Com - Office (Small) | Com | ROB Only | 1 | 1000 sqft2 of floor space | 1000 sqft served | 13 | DEER:Indoor_CFL_Ltg | 153.2406 | 0 | -16.1384 | SWWH027-05 | 57.1708 | 2024 | 31.912 | 2024 | 0 | -6.1444 | SWWH027-05 | Com Small Gas Water Heaters - Hot-Dry ¦ SDG&E ¦ Hot-Dry | Com Small Gas Water Heaters - Hot-Dry | 0.46177 | 0.546 | 0 | CBSA 2019 | 24.923 | 2032 | 1 | SWWH027-05
COM-WATERHEAT-FS-13.91 | Com ¦ Com Heat Pump Water Heater (3.30 UEF - 50 Gal) - Fuel Sub - Hot-Dry ¦ SDG&E ¦ Hot-Dry | Com ¦ Com Heat Pump Water Heater (3.30 UEF - 50 Gal) - Fuel Sub - Hot-Dry | SDG&E ¦ Hot-Dry | SDG&E | All | Electric & Gas | HPWH (3.30 UEF - 50 Gal) | Efficient |  |  | 1 | Conventional | WaterHeat | Com - Other | Com | ROB Only | 1 | 1000 sqft2 of floor space | 1000 sqft served | 13 | DEER:Indoor_CFL_Ltg | 1974.5469 | 0 | -203.5773 | SWWH027-05 | 472.8336 | 2024 | 263.9296 | 2024 | 0 | -50.8178 | SWWH027-05 | Com Small Gas Water Heaters - Hot-Dry ¦ SDG&E ¦ Hot-Dry | Com Small Gas Water Heaters - Hot-Dry | 0.5433 | 0.546 | 0 | CBSA 2019 | 704.1683 | 2032 | 1 | SWWH027-05
COM-WATERHEAT-FS-13.92 | Com ¦ Com Heat Pump Water Heater (3.30 UEF - 50 Gal) - Fuel Sub - Hot-Dry ¦ SDG&E ¦ Hot-Dry | Com ¦ Com Heat Pump Water Heater (3.30 UEF - 50 Gal) - Fuel Sub - Hot-Dry | SDG&E ¦ Hot-Dry | SDG&E | All | Electric & Gas | HPWH (3.30 UEF - 50 Gal) | Efficient |  |  | 1 | Conventional | WaterHeat | Com - Refrig. Warehouse | Com | ROB Only | 1 | 1000 sqft2 of floor space | 1000 sqft served | 13 | DEER:Indoor_CFL_Ltg | 164.3095 | 0 | -17.5435 | SWWH027-05 | 26.4358 | 2024 | 14.7561 | 2024 | 0 | -2.8412 | SWWH027-05 | Com Small Gas Water Heaters - Hot-Dry ¦ SDG&E ¦ Hot-Dry | Com Small Gas Water Heaters - Hot-Dry | 0.22621 | 0.546 | 0 | CBSA 2019 | 10.2355 | 2032 | 1 | SWWH027-05
COM-WATERHEAT-FS-13.93 | Com ¦ Com Heat Pump Water Heater (3.30 UEF - 50 Gal) - Fuel Sub - Hot-Dry ¦ SDG&E ¦ Hot-Dry | Com ¦ Com Heat Pump Water Heater (3.30 UEF - 50 Gal) - Fuel Sub - Hot-Dry | SDG&E ¦ Hot-Dry | SDG&E | All | Electric & Gas | HPWH (3.30 UEF - 50 Gal) | Efficient |  |  | 1 | Conventional | WaterHeat | Com - Restaurant | Com | ROB Only | 1 | 1000 sqft2 of floor space | 1000 sqft served | 13 | DEER:Indoor_CFL_Ltg | 7079.9621 | 0 | -779.9876 | SWWH027-05 | 2476.623 | 2024 | 1382.4189 | 2024 | 0 | -266.1751 | SWWH027-05 | Com Small Gas Water Heaters - Hot-Dry ¦ SDG&E ¦ Hot-Dry | Com Small Gas Water Heaters - Hot-Dry | 0.79319 | 0.546 | 0 | CBSA 2019 | 460.1373 | 2032 | 1 | SWWH027-05
COM-WATERHEAT-FS-13.94 | Com ¦ Com Heat Pump Water Heater (3.30 UEF - 50 Gal) - Fuel Sub - Hot-Dry ¦ SDG&E ¦ Hot-Dry | Com ¦ Com Heat Pump Water Heater (3.30 UEF - 50 Gal) - Fuel Sub - Hot-Dry | SDG&E ¦ Hot-Dry | SDG&E | All | Electric & Gas | HPWH (3.30 UEF - 50 Gal) | Efficient |  |  | 1 | Conventional | WaterHeat | Com - Retail | Com | ROB Only | 1 | 1000 sqft2 of floor space | 1000 sqft served | 13 | DEER:Indoor_CFL_Ltg | 109.8158 | 0 | -11.5052 | SWWH027-05 | 35.4115 | 2024 | 19.7663 | 2024 | 0 | -3.8059 | SWWH027-05 | Com Small Gas Water Heaters - Hot-Dry ¦ SDG&E ¦ Hot-Dry | Com Small Gas Water Heaters - Hot-Dry | 0.40063 | 0.546 | 0 | CBSA 2019 | 18.2686 | 2032 | 1 | SWWH027-05
COM-WATERHEAT-FS-13.95 | Com ¦ Com Heat Pump Water Heater (3.30 UEF - 50 Gal) - Fuel Sub - Hot-Dry ¦ SDG&E ¦ Hot-Dry | Com ¦ Com Heat Pump Water Heater (3.30 UEF - 50 Gal) - Fuel Sub - Hot-Dry | SDG&E ¦ Hot-Dry | SDG&E | All | Electric & Gas | HPWH (3.30 UEF - 50 Gal) | Efficient |  |  | 1 | Conventional | WaterHeat | Com - School | Com | ROB Only | 1 | 1000 sqft2 of floor space | 1000 sqft served | 13 | DEER:Indoor_CFL_Ltg | 585.437 | 0 | -63.6849 | SWWH027-05 | 291.698 | 2024 | 162.822 | 2024 | 0 | -31.3502 | SWWH027-05 | Com Small Gas Water Heaters - Hot-Dry ¦ SDG&E ¦ Hot-Dry | Com Small Gas Water Heaters - Hot-Dry | 0.76922 | 0.546 | 0 | CBSA 2019 | 49.1136 | 2032 | 1 | SWWH027-05
COM-WATERHEAT-FS-13.96 | Com ¦ Com Heat Pump Water Heater (3.30 UEF - 50 Gal) - Fuel Sub - Hot-Dry ¦ SDG&E ¦ Hot-Dry | Com ¦ Com Heat Pump Water Heater (3.30 UEF - 50 Gal) - Fuel Sub - Hot-Dry | SDG&E ¦ Hot-Dry | SDG&E | All | Electric & Gas | HPWH (3.30 UEF - 50 Gal) | Efficient |  |  | 1 | Conventional | WaterHeat | Com - Warehouse | Com | ROB Only | 1 | 1000 sqft2 of floor space | 1000 sqft served | 13 | DEER:Indoor_CFL_Ltg | 17.8002 | 0 | -1.8485 | SWWH027-05 | 5.2872 | 2024 | 2.9512 | 2024 | 0 | -0.56824 | SWWH027-05 | Com Small Gas Water Heaters - Hot-Dry ¦ SDG&E ¦ Hot-Dry | Com Small Gas Water Heaters - Hot-Dry | 0.1976 | 0.546 | 0 | CBSA 2019 | 2.4571 | 2032 | 1 | SWWH027-05
COM-WATERHEAT-FS-14.1 | Com ¦ Com Heat Pump Water Heater (3.50 UEF - 50 Gal) - Fuel Sub - Marine ¦ PG&E ¦ Marine | Com ¦ Com Heat Pump Water Heater (3.50 UEF - 50 Gal) - Fuel Sub - Marine | PG&E ¦ Marine | PG&E | All | Electric & Gas | HPWH (3.50 UEF - 50 Gal) | Efficient |  |  | 1 | Conventional | WaterHeat | Com - College | Com | ROB Only | 1 | 1000 sqft2 of floor space | 1000 sqft served | 13 | DEER:Indoor_CFL_Ltg | 625.7525 | 0 | -67.0699 | SWWH027-05 | 190.4605 | 2024 | 102.5529 | 2024 | 0 | -19.7458 | SWWH027-05 | Com Small Gas Water Heaters - Marine ¦ PG&E ¦ Marine | Com Small Gas Water Heaters - Marine | 0.74815 | 0.546 | 0 | CBSA 2019 | 173.9973 | 2032 | 1 | SWWH027-05
COM-WATERHEAT-FS-14.2 | Com ¦ Com Heat Pump Water Heater (3.50 UEF - 50 Gal) - Fuel Sub - Marine ¦ PG&E ¦ Marine | Com ¦ Com Heat Pump Water Heater (3.50 UEF - 50 Gal) - Fuel Sub - Marine | PG&E ¦ Marine | PG&E | All | Electric & Gas | HPWH (3.50 UEF - 50 Gal) | Efficient |  |  | 1 | Conventional | WaterHeat | Com - Grocery | Com | ROB Only | 1 | 1000 sqft2 of floor space | 1000 sqft served | 13 | DEER:Indoor_CFL_Ltg | 0 | 0 | 0 | SWWH027-05 | 101.241 | 2024 | 61.7409 | 2024 | 0 | -16.3851 | SWWH027-05 | Com Small Gas Water Heaters - Marine ¦ PG&E ¦ Marine | Com Small Gas Water Heaters - Marine | 0.59609 | 0.546 | 0 | CBSA 2019 | 0 | 2032 | 1 | SWWH027-05
COM-WATERHEAT-FS-14.3 | Com ¦ Com Heat Pump Water Heater (3.50 UEF - 50 Gal) - Fuel Sub - Marine ¦ PG&E ¦ Marine | Com ¦ Com Heat Pump Water Heater (3.50 UEF - 50 Gal) - Fuel Sub - Marine | PG&E ¦ Marine | PG&E | All | Electric & Gas | HPWH (3.50 UEF - 50 Gal) | Efficient |  |  | 1 | Conventional | WaterHeat | Com - Health | Com | ROB Only | 1 | 1000 sqft2 of floor space | 1000 sqft served | 13 | DEER:Indoor_CFL_Ltg | 1745.5665 | 0 | -189.4886 | SWWH027-05 | 288.4849 | 2024 | 155.3338 | 2024 | 0 | -29.9084 | SWWH027-05 | Com Small Gas Water Heaters - Marine ¦ PG&E ¦ Marine | Com Small Gas Water Heaters - Marine | 0.52611 | 0.546 | 0 | CBSA 2019 | 421.002 | 2032 | 1 | SWWH027-05
COM-WATERHEAT-FS-14.4 | Com ¦ Com Heat Pump Water Heater (3.50 UEF - 50 Gal) - Fuel Sub - Marine ¦ PG&E ¦ Marine | Com ¦ Com Heat Pump Water Heater (3.50 UEF - 50 Gal) - Fuel Sub - Marine | PG&E ¦ Marine | PG&E | All | Electric & Gas | HPWH (3.50 UEF - 50 Gal) | Efficient |  |  | 1 | Conventional | WaterHeat | Com - Lodging | Com | ROB Only | 1 | 1000 sqft2 of floor space | 1000 sqft served | 13 | DEER:Indoor_CFL_Ltg | 1365.8867 | 0 | -145.1426 | SWWH027-05 | 181.5172 | 2024 | 97.7373 | 2024 | 0 | -18.8186 | SWWH027-05 | Com Small Gas Water Heaters - Marine ¦ PG&E ¦ Marine | Com Small Gas Water Heaters - Marine | 0.73871 | 0.546 | 0 | CBSA 2019 | 1218.3929 | 2032 | 1 | SWWH027-05
COM-WATERHEAT-FS-14.5 | Com ¦ Com Heat Pump Water Heater (3.50 UEF - 50 Gal) - Fuel Sub - Marine ¦ PG&E ¦ Marine | Com ¦ Com Heat Pump Water Heater (3.50 UEF - 50 Gal) - Fuel Sub - Marine | PG&E ¦ Marine | PG&E | All | Electric & Gas | HPWH (3.50 UEF - 50 Gal) | Efficient |  |  | 1 | Conventional | WaterHeat | Com - Office (Large) | Com | ROB Only | 1 | 1000 sqft2 of floor space | 1000 sqft served | 13 | DEER:Indoor_CFL_Ltg | 174.339 | 0 | -18.8775 | SWWH027-05 | 59.2667 | 2024 | 31.912 | 2024 | 0 | -6.1444 | SWWH027-05 | Com Small Gas Water Heaters - Marine ¦ PG&E ¦ Marine | Com Small Gas Water Heaters - Marine | 0.46177 | 0.546 | 0 | CBSA 2019 | 67.4347 | 2032 | 1 | SWWH027-05
COM-WATERHEAT-FS-14.6 | Com ¦ Com Heat Pump Water Heater (3.50 UEF - 50 Gal) - Fuel Sub - Marine ¦ PG&E ¦ Marine | Com ¦ Com Heat Pump Water Heater (3.50 UEF - 50 Gal) - Fuel Sub - Marine | PG&E ¦ Marine | PG&E | All | Electric & Gas | HPWH (3.50 UEF - 50 Gal) | Efficient |  |  | 1 | Conventional | WaterHeat | Com - Office (Small) | Com | ROB Only | 1 | 1000 sqft2 of floor space | 1000 sqft served | 13 | DEER:Indoor_CFL_Ltg | 162.1242 | 0 | -17.4709 | SWWH027-05 | 59.2667 | 2024 | 31.912 | 2024 | 0 | -6.1444 | SWWH027-05 | Com Small Gas Water Heaters - Marine ¦ PG&E ¦ Marine | Com Small Gas Water Heaters - Marine | 0.46177 | 0.546 | 0 | CBSA 2019 | 27.1537 | 2032 | 1 | SWWH027-05
COM-WATERHEAT-FS-14.7 | Com ¦ Com Heat Pump Water Heater (3.50 UEF - 50 Gal) - Fuel Sub - Marine ¦ PG&E ¦ Marine | Com ¦ Com Heat Pump Water Heater (3.50 UEF - 50 Gal) - Fuel Sub - Marine | PG&E ¦ Marine | PG&E | All | Electric & Gas | HPWH (3.50 UEF - 50 Gal) | Efficient |  |  | 1 | Conventional | WaterHeat | Com - Other | Com | ROB Only | 1 | 1000 sqft2 of floor space | 1000 sqft served | 13 | DEER:Indoor_CFL_Ltg | 2081.6929 | 0 | -220.4145 | SWWH027-05 | 490.1683 | 2024 | 263.9296 | 2024 | 0 | -50.8178 | SWWH027-05 | Com Small Gas Water Heaters - Marine ¦ PG&E ¦ Marine | Com Small Gas Water Heaters - Marine | 0.5433 | 0.546 | 0 | CBSA 2019 | 768.6095 | 2032 | 1 | SWWH027-05
COM-WATERHEAT-FS-14.8 | Com ¦ Com Heat Pump Water Heater (3.50 UEF - 50 Gal) - Fuel Sub - Marine ¦ PG&E ¦ Marine | Com ¦ Com Heat Pump Water Heater (3.50 UEF - 50 Gal) - Fuel Sub - Marine | PG&E ¦ Marine | PG&E | All | Electric & Gas | HPWH (3.50 UEF - 50 Gal) | Efficient |  |  | 1 | Conventional | WaterHeat | Com - Refrig. Warehouse | Com | ROB Only | 1 | 1000 sqft2 of floor space | 1000 sqft served | 13 | DEER:Indoor_CFL_Ltg | 173.7231 | 0 | -18.9983 | SWWH027-05 | 27.4049 | 2024 | 14.7561 | 2024 | 0 | -2.8412 | SWWH027-05 | Com Small Gas Water Heaters - Marine ¦ PG&E ¦ Marine | Com Small Gas Water Heaters - Marine | 0.22621 | 0.546 | 0 | CBSA 2019 | 11.1596 | 2032 | 1 | SWWH027-05
COM-WATERHEAT-FS-14.9 | Com ¦ Com Heat Pump Water Heater (3.50 UEF - 50 Gal) - Fuel Sub - Marine ¦ PG&E ¦ Marine | Com ¦ Com Heat Pump Water Heater (3.50 UEF - 50 Gal) - Fuel Sub - Marine | PG&E ¦ Marine | PG&E | All | Electric & Gas | HPWH (3.50 UEF - 50 Gal) | Efficient |  |  | 1 | Conventional | WaterHeat | Com - Restaurant | Com | ROB Only | 1 | 1000 sqft2 of floor space | 1000 sqft served | 13 | DEER:Indoor_CFL_Ltg | 7564.0626 | 0 | -845.4464 | SWWH027-05 | 2567.4192 | 2024 | 1382.4189 | 2024 | 0 | -266.1751 | SWWH027-05 | Com Small Gas Water Heaters - Marine ¦ PG&E ¦ Marine | Com Small Gas Water Heaters - Marine | 0.79319 | 0.546 | 0 | CBSA 2019 | 500.7094 | 2032 | 1 | SWWH027-05
COM-WATERHEAT-FS-14.10 | Com ¦ Com Heat Pump Water Heater (3.50 UEF - 50 Gal) - Fuel Sub - Marine ¦ PG&E ¦ Marine | Com ¦ Com Heat Pump Water Heater (3.50 UEF - 50 Gal) - Fuel Sub - Marine | PG&E ¦ Marine | PG&E | All | Electric & Gas | HPWH (3.50 UEF - 50 Gal) | Efficient |  |  | 1 | Conventional | WaterHeat | Com - Retail | Com | ROB Only | 1 | 1000 sqft2 of floor space | 1000 sqft served | 13 | DEER:Indoor_CFL_Ltg | 117.4756 | 0 | -12.4564 | SWWH027-05 | 36.7097 | 2024 | 19.7663 | 2024 | 0 | -3.8059 | SWWH027-05 | Com Small Gas Water Heaters - Marine ¦ PG&E ¦ Marine | Com Small Gas Water Heaters - Marine | 0.40063 | 0.546 | 0 | CBSA 2019 | 20.2773 | 2032 | 1 | SWWH027-05
COM-WATERHEAT-FS-14.11 | Com ¦ Com Heat Pump Water Heater (3.50 UEF - 50 Gal) - Fuel Sub - Marine ¦ PG&E ¦ Marine | Com ¦ Com Heat Pump Water Heater (3.50 UEF - 50 Gal) - Fuel Sub - Marine | PG&E ¦ Marine | PG&E | All | Electric & Gas | HPWH (3.50 UEF - 50 Gal) | Efficient |  |  | 1 | Conventional | WaterHeat | Com - School | Com | ROB Only | 1 | 1000 sqft2 of floor space | 1000 sqft served | 13 | DEER:Indoor_CFL_Ltg | 623.0725 | 0 | -68.9729 | SWWH027-05 | 302.392 | 2024 | 162.822 | 2024 | 0 | -31.3502 | SWWH027-05 | Com Small Gas Water Heaters - Marine ¦ PG&E ¦ Marine | Com Small Gas Water Heaters - Marine | 0.76922 | 0.546 | 0 | CBSA 2019 | 54.9987 | 2032 | 1 | SWWH027-05
COM-WATERHEAT-FS-14.12 | Com ¦ Com Heat Pump Water Heater (3.50 UEF - 50 Gal) - Fuel Sub - Marine ¦ PG&E ¦ Marine | Com ¦ Com Heat Pump Water Heater (3.50 UEF - 50 Gal) - Fuel Sub - Marine | PG&E ¦ Marine | PG&E | All | Electric & Gas | HPWH (3.50 UEF - 50 Gal) | Efficient |  |  | 1 | Conventional | WaterHeat | Com - Warehouse | Com | ROB Only | 1 | 1000 sqft2 of floor space | 1000 sqft served | 13 | DEER:Indoor_CFL_Ltg | 18.9983 | 0 | -2.0025 | SWWH027-05 | 5.481 | 2024 | 2.9512 | 2024 | 0 | -0.56824 | SWWH027-05 | Com Small Gas Water Heaters - Marine ¦ PG&E ¦ Marine | Com Small Gas Water Heaters - Marine | 0.1976 | 0.546 | 0 | CBSA 2019 | 2.7473 | 2032 | 1 | SWWH027-05
COM-WATERHEAT-FS-14.13 | Com ¦ Com Heat Pump Water Heater (3.50 UEF - 50 Gal) - Fuel Sub - Hot-Dry ¦ PG&E ¦ Hot-Dry | Com ¦ Com Heat Pump Water Heater (3.50 UEF - 50 Gal) - Fuel Sub - Hot-Dry | PG&E ¦ Hot-Dry | PG&E | All | Electric & Gas | HPWH (3.50 UEF - 50 Gal) | Efficient |  |  | 1 | Conventional | WaterHeat | Com - College | Com | ROB Only | 1 | 1000 sqft2 of floor space | 1000 sqft served | 13 | DEER:Indoor_CFL_Ltg | 603.091 | 0 | -64.1714 | SWWH027-05 | 190.4605 | 2024 | 102.5529 | 2024 | 0 | -19.7458 | SWWH027-05 | Com Small Gas Water Heaters - Hot-Dry ¦ PG&E ¦ Hot-Dry | Com Small Gas Water Heaters - Hot-Dry | 0.74815 | 0.546 | 0 | CBSA 2019 | 166.1469 | 2032 | 1 | SWWH027-05
COM-WATERHEAT-FS-14.14 | Com ¦ Com Heat Pump Water Heater (3.50 UEF - 50 Gal) - Fuel Sub - Hot-Dry ¦ PG&E ¦ Hot-Dry | Com ¦ Com Heat Pump Water Heater (3.50 UEF - 50 Gal) - Fuel Sub - Hot-Dry | PG&E ¦ Hot-Dry | PG&E | All | Electric & Gas | HPWH (3.50 UEF - 50 Gal) | Efficient |  |  | 1 | Conventional | WaterHeat | Com - Grocery | Com | ROB Only | 1 | 1000 sqft2 of floor space | 1000 sqft served | 13 | DEER:Indoor_CFL_Ltg | 0 | 0 | 0 | SWWH027-05 | 101.241 | 2024 | 61.7409 | 2024 | 0 | -16.3851 | SWWH027-05 | Com Small Gas Water Heaters - Hot-Dry ¦ PG&E ¦ Hot-Dry | Com Small Gas Water Heaters - Hot-Dry | 0.59609 | 0.546 | 0 | CBSA 2019 | 0 | 2032 | 1 | SWWH027-05
COM-WATERHEAT-FS-14.15 | Com ¦ Com Heat Pump Water Heater (3.50 UEF - 50 Gal) - Fuel Sub - Hot-Dry ¦ PG&E ¦ Hot-Dry | Com ¦ Com Heat Pump Water Heater (3.50 UEF - 50 Gal) - Fuel Sub - Hot-Dry | PG&E ¦ Hot-Dry | PG&E | All | Electric & Gas | HPWH (3.50 UEF - 50 Gal) | Efficient |  |  | 1 | Conventional | WaterHeat | Com - Health | Com | ROB Only | 1 | 1000 sqft2 of floor space | 1000 sqft served | 13 | DEER:Indoor_CFL_Ltg | 1682.5066 | 0 | -180.4801 | SWWH027-05 | 288.4849 | 2024 | 155.3338 | 2024 | 0 | -29.9084 | SWWH027-05 | Com Small Gas Water Heaters - Hot-Dry ¦ PG&E ¦ Hot-Dry | Com Small Gas Water Heaters - Hot-Dry | 0.52611 | 0.546 | 0 | CBSA 2019 | 399.683 | 2032 | 1 | SWWH027-05
COM-WATERHEAT-FS-14.16 | Com ¦ Com Heat Pump Water Heater (3.50 UEF - 50 Gal) - Fuel Sub - Hot-Dry ¦ PG&E ¦ Hot-Dry | Com ¦ Com Heat Pump Water Heater (3.50 UEF - 50 Gal) - Fuel Sub - Hot-Dry | PG&E ¦ Hot-Dry | PG&E | All | Electric & Gas | HPWH (3.50 UEF - 50 Gal) | Efficient |  |  | 1 | Conventional | WaterHeat | Com - Lodging | Com | ROB Only | 1 | 1000 sqft2 of floor space | 1000 sqft served | 13 | DEER:Indoor_CFL_Ltg | 1315.5591 | 0 | -137.894 | SWWH027-05 | 181.5172 | 2024 | 97.7373 | 2024 | 0 | -18.8186 | SWWH027-05 | Com Small Gas Water Heaters - Hot-Dry ¦ PG&E ¦ Hot-Dry | Com Small Gas Water Heaters - Hot-Dry | 0.73871 | 0.546 | 0 | CBSA 2019 | 1154.725 | 2032 | 1 | SWWH027-05
COM-WATERHEAT-FS-14.17 | Com ¦ Com Heat Pump Water Heater (3.50 UEF - 50 Gal) - Fuel Sub - Hot-Dry ¦ PG&E ¦ Hot-Dry | Com ¦ Com Heat Pump Water Heater (3.50 UEF - 50 Gal) - Fuel Sub - Hot-Dry | PG&E ¦ Hot-Dry | PG&E | All | Electric & Gas | HPWH (3.50 UEF - 50 Gal) | Efficient |  |  | 1 | Conventional | WaterHeat | Com - Office (Large) | Com | ROB Only | 1 | 1000 sqft2 of floor space | 1000 sqft served | 13 | DEER:Indoor_CFL_Ltg | 168.7868 | 0 | -18.0261 | SWWH027-05 | 59.2667 | 2024 | 31.912 | 2024 | 0 | -6.1444 | SWWH027-05 | Com Small Gas Water Heaters - Hot-Dry ¦ PG&E ¦ Hot-Dry | Com Small Gas Water Heaters - Hot-Dry | 0.46177 | 0.546 | 0 | CBSA 2019 | 64.1638 | 2032 | 1 | SWWH027-05
COM-WATERHEAT-FS-14.18 | Com ¦ Com Heat Pump Water Heater (3.50 UEF - 50 Gal) - Fuel Sub - Hot-Dry ¦ PG&E ¦ Hot-Dry | Com ¦ Com Heat Pump Water Heater (3.50 UEF - 50 Gal) - Fuel Sub - Hot-Dry | PG&E ¦ Hot-Dry | PG&E | All | Electric & Gas | HPWH (3.50 UEF - 50 Gal) | Efficient |  |  | 1 | Conventional | WaterHeat | Com - Office (Small) | Com | ROB Only | 1 | 1000 sqft2 of floor space | 1000 sqft served | 13 | DEER:Indoor_CFL_Ltg | 156.9421 | 0 | -16.6196 | SWWH027-05 | 59.2667 | 2024 | 31.912 | 2024 | 0 | -6.1444 | SWWH027-05 | Com Small Gas Water Heaters - Hot-Dry ¦ PG&E ¦ Hot-Dry | Com Small Gas Water Heaters - Hot-Dry | 0.46177 | 0.546 | 0 | CBSA 2019 | 25.7059 | 2032 | 1 | SWWH027-05
COM-WATERHEAT-FS-14.19 | Com ¦ Com Heat Pump Water Heater (3.50 UEF - 50 Gal) - Fuel Sub - Hot-Dry ¦ PG&E ¦ Hot-Dry | Com ¦ Com Heat Pump Water Heater (3.50 UEF - 50 Gal) - Fuel Sub - Hot-Dry | PG&E ¦ Hot-Dry | PG&E | All | Electric & Gas | HPWH (3.50 UEF - 50 Gal) | Efficient |  |  | 1 | Conventional | WaterHeat | Com - Other | Com | ROB Only | 1 | 1000 sqft2 of floor space | 1000 sqft served | 13 | DEER:Indoor_CFL_Ltg | 2020.4666 | 0 | -209.6999 | SWWH027-05 | 490.1683 | 2024 | 263.9296 | 2024 | 0 | -50.8178 | SWWH027-05 | Com Small Gas Water Heaters - Hot-Dry ¦ PG&E ¦ Hot-Dry | Com Small Gas Water Heaters - Hot-Dry | 0.5433 | 0.546 | 0 | CBSA 2019 | 726.8332 | 2032 | 1 | SWWH027-05
COM-WATERHEAT-FS-14.20 | Com ¦ Com Heat Pump Water Heater (3.50 UEF - 50 Gal) - Fuel Sub - Hot-Dry ¦ PG&E ¦ Hot-Dry | Com ¦ Com Heat Pump Water Heater (3.50 UEF - 50 Gal) - Fuel Sub - Hot-Dry | PG&E ¦ Hot-Dry | PG&E | All | Electric & Gas | HPWH (3.50 UEF - 50 Gal) | Efficient |  |  | 1 | Conventional | WaterHeat | Com - Refrig. Warehouse | Com | ROB Only | 1 | 1000 sqft2 of floor space | 1000 sqft served | 13 | DEER:Indoor_CFL_Ltg | 167.7326 | 0 | -18.1425 | SWWH027-05 | 27.4049 | 2024 | 14.7561 | 2024 | 0 | -2.8412 | SWWH027-05 | Com Small Gas Water Heaters - Hot-Dry ¦ PG&E ¦ Hot-Dry | Com Small Gas Water Heaters - Hot-Dry | 0.22621 | 0.546 | 0 | CBSA 2019 | 10.6241 | 2032 | 1 | SWWH027-05
COM-WATERHEAT-FS-14.21 | Com ¦ Com Heat Pump Water Heater (3.50 UEF - 50 Gal) - Fuel Sub - Hot-Dry ¦ PG&E ¦ Hot-Dry | Com ¦ Com Heat Pump Water Heater (3.50 UEF - 50 Gal) - Fuel Sub - Hot-Dry | PG&E ¦ Hot-Dry | PG&E | All | Electric & Gas | HPWH (3.50 UEF - 50 Gal) | Efficient |  |  | 1 | Conventional | WaterHeat | Com - Restaurant | Com | ROB Only | 1 | 1000 sqft2 of floor space | 1000 sqft served | 13 | DEER:Indoor_CFL_Ltg | 7292.1817 | 0 | -805.3598 | SWWH027-05 | 2567.4192 | 2024 | 1382.4189 | 2024 | 0 | -266.1751 | SWWH027-05 | Com Small Gas Water Heaters - Hot-Dry ¦ PG&E ¦ Hot-Dry | Com Small Gas Water Heaters - Hot-Dry | 0.79319 | 0.546 | 0 | CBSA 2019 | 475.4265 | 2032 | 1 | SWWH027-05
COM-WATERHEAT-FS-14.22 | Com ¦ Com Heat Pump Water Heater (3.50 UEF - 50 Gal) - Fuel Sub - Hot-Dry ¦ PG&E ¦ Hot-Dry | Com ¦ Com Heat Pump Water Heater (3.50 UEF - 50 Gal) - Fuel Sub - Hot-Dry | PG&E ¦ Hot-Dry | PG&E | All | Electric & Gas | HPWH (3.50 UEF - 50 Gal) | Efficient |  |  | 1 | Conventional | WaterHeat | Com - Retail | Com | ROB Only | 1 | 1000 sqft2 of floor space | 1000 sqft served | 13 | DEER:Indoor_CFL_Ltg | 113.1563 | 0 | -11.8499 | SWWH027-05 | 36.7097 | 2024 | 19.7663 | 2024 | 0 | -3.8059 | SWWH027-05 | Com Small Gas Water Heaters - Hot-Dry ¦ PG&E ¦ Hot-Dry | Com Small Gas Water Heaters - Hot-Dry | 0.40063 | 0.546 | 0 | CBSA 2019 | 18.7979 | 2032 | 1 | SWWH027-05
COM-WATERHEAT-FS-14.23 | Com ¦ Com Heat Pump Water Heater (3.50 UEF - 50 Gal) - Fuel Sub - Hot-Dry ¦ PG&E ¦ Hot-Dry | Com ¦ Com Heat Pump Water Heater (3.50 UEF - 50 Gal) - Fuel Sub - Hot-Dry | PG&E ¦ Hot-Dry | PG&E | All | Electric & Gas | HPWH (3.50 UEF - 50 Gal) | Efficient |  |  | 1 | Conventional | WaterHeat | Com - School | Com | ROB Only | 1 | 1000 sqft2 of floor space | 1000 sqft served | 13 | DEER:Indoor_CFL_Ltg | 602.7057 | 0 | -66.0592 | SWWH027-05 | 302.392 | 2024 | 162.822 | 2024 | 0 | -31.3502 | SWWH027-05 | Com Small Gas Water Heaters - Hot-Dry ¦ PG&E ¦ Hot-Dry | Com Small Gas Water Heaters - Hot-Dry | 0.76922 | 0.546 | 0 | CBSA 2019 | 51.695 | 2032 | 1 | SWWH027-05
COM-WATERHEAT-FS-14.24 | Com ¦ Com Heat Pump Water Heater (3.50 UEF - 50 Gal) - Fuel Sub - Hot-Dry ¦ PG&E ¦ Hot-Dry | Com ¦ Com Heat Pump Water Heater (3.50 UEF - 50 Gal) - Fuel Sub - Hot-Dry | PG&E ¦ Hot-Dry | PG&E | All | Electric & Gas | HPWH (3.50 UEF - 50 Gal) | Efficient |  |  | 1 | Conventional | WaterHeat | Com - Warehouse | Com | ROB Only | 1 | 1000 sqft2 of floor space | 1000 sqft served | 13 | DEER:Indoor_CFL_Ltg | 18.1425 | 0 | -1.8998 | SWWH027-05 | 5.481 | 2024 | 2.9512 | 2024 | 0 | -0.56824 | SWWH027-05 | Com Small Gas Water Heaters - Hot-Dry ¦ PG&E ¦ Hot-Dry | Com Small Gas Water Heaters - Hot-Dry | 0.1976 | 0.546 | 0 | CBSA 2019 | 2.5709 | 2032 | 1 | SWWH027-05
COM-WATERHEAT-FS-14.25 | Com ¦ Com Heat Pump Water Heater (3.50 UEF - 50 Gal) - Fuel Sub - Cold ¦ PG&E ¦ Cold | Com ¦ Com Heat Pump Water Heater (3.50 UEF - 50 Gal) - Fuel Sub - Cold | PG&E ¦ Cold | PG&E | All | Electric & Gas | HPWH (3.50 UEF - 50 Gal) | Efficient |  |  | 1 | Conventional | WaterHeat | Com - College | Com | ROB Only | 1 | 1000 sqft2 of floor space | 1000 sqft served | 13 | DEER:Indoor_CFL_Ltg | 1491.7521 | 0 | -143.1668 | SWWH027-05 | 380.921 | 2024 | 205.1057 | 2024 | 0 | -19.7458 | SWWH027-05 | Com Small Gas Water Heaters - Cold ¦ PG&E ¦ Cold | Com Small Gas Water Heaters - Cold | 0.74815 | 0.546 | 0 | CBSA 2019 | 359.6332 | 2032 | 1 | SWWH027-05
COM-WATERHEAT-FS-14.26 | Com ¦ Com Heat Pump Water Heater (3.50 UEF - 50 Gal) - Fuel Sub - Cold ¦ PG&E ¦ Cold | Com ¦ Com Heat Pump Water Heater (3.50 UEF - 50 Gal) - Fuel Sub - Cold | PG&E ¦ Cold | PG&E | All | Electric & Gas | HPWH (3.50 UEF - 50 Gal) | Efficient |  |  | 1 | Conventional | WaterHeat | Com - Grocery | Com | ROB Only | 1 | 1000 sqft2 of floor space | 1000 sqft served | 13 | DEER:Indoor_CFL_Ltg | 0 | 0 | 0 | SWWH027-05 | 202.482 | 2024 | 123.4818 | 2024 | 0 | -16.3851 | SWWH027-05 | Com Small Gas Water Heaters - Cold ¦ PG&E ¦ Cold | Com Small Gas Water Heaters - Cold | 0.59609 | 0.546 | 0 | CBSA 2019 | 0 | 2032 | 1 | SWWH027-05
COM-WATERHEAT-FS-14.27 | Com ¦ Com Heat Pump Water Heater (3.50 UEF - 50 Gal) - Fuel Sub - Cold ¦ PG&E ¦ Cold | Com ¦ Com Heat Pump Water Heater (3.50 UEF - 50 Gal) - Fuel Sub - Cold | PG&E ¦ Cold | PG&E | All | Electric & Gas | HPWH (3.50 UEF - 50 Gal) | Efficient |  |  | 1 | Conventional | WaterHeat | Com - Health | Com | ROB Only | 1 | 1000 sqft2 of floor space | 1000 sqft served | 13 | DEER:Indoor_CFL_Ltg | 4018.5667 | 0 | -403.9298 | SWWH027-05 | 576.9697 | 2024 | 310.6675 | 2024 | 0 | -29.9084 | SWWH027-05 | Com Small Gas Water Heaters - Cold ¦ PG&E ¦ Cold | Com Small Gas Water Heaters - Cold | 0.52611 | 0.546 | 0 | CBSA 2019 | 877.9709 | 2032 | 1 | SWWH027-05
COM-WATERHEAT-FS-14.28 | Com ¦ Com Heat Pump Water Heater (3.50 UEF - 50 Gal) - Fuel Sub - Cold ¦ PG&E ¦ Cold | Com ¦ Com Heat Pump Water Heater (3.50 UEF - 50 Gal) - Fuel Sub - Cold | PG&E ¦ Cold | PG&E | All | Electric & Gas | HPWH (3.50 UEF - 50 Gal) | Efficient |  |  | 1 | Conventional | WaterHeat | Com - Lodging | Com | ROB Only | 1 | 1000 sqft2 of floor space | 1000 sqft served | 13 | DEER:Indoor_CFL_Ltg | 3144.3563 | 0 | -309.2482 | SWWH027-05 | 363.0343 | 2024 | 195.4747 | 2024 | 0 | -18.8186 | SWWH027-05 | Com Small Gas Water Heaters - Cold ¦ PG&E ¦ Cold | Com Small Gas Water Heaters - Cold | 0.73871 | 0.546 | 0 | CBSA 2019 | 2559.0519 | 2032 | 1 | SWWH027-05
COM-WATERHEAT-FS-14.29 | Com ¦ Com Heat Pump Water Heater (3.50 UEF - 50 Gal) - Fuel Sub - Cold ¦ PG&E ¦ Cold | Com ¦ Com Heat Pump Water Heater (3.50 UEF - 50 Gal) - Fuel Sub - Cold | PG&E ¦ Cold | PG&E | All | Electric & Gas | HPWH (3.50 UEF - 50 Gal) | Efficient |  |  | 1 | Conventional | WaterHeat | Com - Office (Large) | Com | ROB Only | 1 | 1000 sqft2 of floor space | 1000 sqft served | 13 | DEER:Indoor_CFL_Ltg | 418.2655 | 0 | -40.346 | SWWH027-05 | 118.5335 | 2024 | 63.824 | 2024 | 0 | -6.1444 | SWWH027-05 | Com Small Gas Water Heaters - Cold ¦ PG&E ¦ Cold | Com Small Gas Water Heaters - Cold | 0.46177 | 0.546 | 0 | CBSA 2019 | 139.5843 | 2032 | 1 | SWWH027-05
COM-WATERHEAT-FS-14.30 | Com ¦ Com Heat Pump Water Heater (3.50 UEF - 50 Gal) - Fuel Sub - Cold ¦ PG&E ¦ Cold | Com ¦ Com Heat Pump Water Heater (3.50 UEF - 50 Gal) - Fuel Sub - Cold | PG&E ¦ Cold | PG&E | All | Electric & Gas | HPWH (3.50 UEF - 50 Gal) | Efficient |  |  | 1 | Conventional | WaterHeat | Com - Office (Small) | Com | ROB Only | 1 | 1000 sqft2 of floor space | 1000 sqft served | 13 | DEER:Indoor_CFL_Ltg | 392.3553 | 0 | -37.0146 | SWWH027-05 | 118.5335 | 2024 | 63.824 | 2024 | 0 | -6.1444 | SWWH027-05 | Com Small Gas Water Heaters - Cold ¦ PG&E ¦ Cold | Com Small Gas Water Heaters - Cold | 0.46177 | 0.546 | 0 | CBSA 2019 | 55.2883 | 2032 | 1 | SWWH027-05
COM-WATERHEAT-FS-14.31 | Com ¦ Com Heat Pump Water Heater (3.50 UEF - 50 Gal) - Fuel Sub - Cold ¦ PG&E ¦ Cold | Com ¦ Com Heat Pump Water Heater (3.50 UEF - 50 Gal) - Fuel Sub - Cold | PG&E ¦ Cold | PG&E | All | Electric & Gas | HPWH (3.50 UEF - 50 Gal) | Efficient |  |  | 1 | Conventional | WaterHeat | Com - Other | Com | ROB Only | 1 | 1000 sqft2 of floor space | 1000 sqft served | 13 | DEER:Indoor_CFL_Ltg | 4806.2615 | 0 | -468.3809 | SWWH027-05 | 980.3365 | 2024 | 527.8592 | 2024 | 0 | -50.8178 | SWWH027-05 | Com Small Gas Water Heaters - Cold ¦ PG&E ¦ Cold | Com Small Gas Water Heaters - Cold | 0.5433 | 0.546 | 0 | CBSA 2019 | 1591.0397 | 2032 | 1 | SWWH027-05
COM-WATERHEAT-FS-14.32 | Com ¦ Com Heat Pump Water Heater (3.50 UEF - 50 Gal) - Fuel Sub - Cold ¦ PG&E ¦ Cold | Com ¦ Com Heat Pump Water Heater (3.50 UEF - 50 Gal) - Fuel Sub - Cold | PG&E ¦ Cold | PG&E | All | Electric & Gas | HPWH (3.50 UEF - 50 Gal) | Efficient |  |  | 1 | Conventional | WaterHeat | Com - Refrig. Warehouse | Com | ROB Only | 1 | 1000 sqft2 of floor space | 1000 sqft served | 13 | DEER:Indoor_CFL_Ltg | 419.3315 | 0 | -40.5639 | SWWH027-05 | 54.8099 | 2024 | 29.5122 | 2024 | 0 | -2.8412 | SWWH027-05 | Com Small Gas Water Heaters - Cold ¦ PG&E ¦ Cold | Com Small Gas Water Heaters - Cold | 0.22621 | 0.546 | 0 | CBSA 2019 | 22.9622 | 2032 | 1 | SWWH027-05
COM-WATERHEAT-FS-14.33 | Com ¦ Com Heat Pump Water Heater (3.50 UEF - 50 Gal) - Fuel Sub - Cold ¦ PG&E ¦ Cold | Com ¦ Com Heat Pump Water Heater (3.50 UEF - 50 Gal) - Fuel Sub - Cold | PG&E ¦ Cold | PG&E | All | Electric & Gas | HPWH (3.50 UEF - 50 Gal) | Efficient |  |  | 1 | Conventional | WaterHeat | Com - Restaurant | Com | ROB Only | 1 | 1000 sqft2 of floor space | 1000 sqft served | 13 | DEER:Indoor_CFL_Ltg | 17218.2931 | 0 | -1787.3839 | SWWH027-05 | 5134.8383 | 2024 | 2764.8377 | 2024 | 0 | -266.1751 | SWWH027-05 | Com Small Gas Water Heaters - Cold ¦ PG&E ¦ Cold | Com Small Gas Water Heaters - Cold | 0.79319 | 0.546 | 0 | CBSA 2019 | 1036.762 | 2032 | 1 | SWWH027-05
COM-WATERHEAT-FS-14.34 | Com ¦ Com Heat Pump Water Heater (3.50 UEF - 50 Gal) - Fuel Sub - Cold ¦ PG&E ¦ Cold | Com ¦ Com Heat Pump Water Heater (3.50 UEF - 50 Gal) - Fuel Sub - Cold | PG&E ¦ Cold | PG&E | All | Electric & Gas | HPWH (3.50 UEF - 50 Gal) | Efficient |  |  | 1 | Conventional | WaterHeat | Com - Retail | Com | ROB Only | 1 | 1000 sqft2 of floor space | 1000 sqft served | 13 | DEER:Indoor_CFL_Ltg | 266.6055 | 0 | -26.5374 | SWWH027-05 | 73.4195 | 2024 | 39.5325 | 2024 | 0 | -3.8059 | SWWH027-05 | Com Small Gas Water Heaters - Cold ¦ PG&E ¦ Cold | Com Small Gas Water Heaters - Cold | 0.40063 | 0.546 | 0 | CBSA 2019 | 37.4612 | 2032 | 1 | SWWH027-05
COM-WATERHEAT-FS-14.35 | Com ¦ Com Heat Pump Water Heater (3.50 UEF - 50 Gal) - Fuel Sub - Cold ¦ PG&E ¦ Cold | Com ¦ Com Heat Pump Water Heater (3.50 UEF - 50 Gal) - Fuel Sub - Cold | PG&E ¦ Cold | PG&E | All | Electric & Gas | HPWH (3.50 UEF - 50 Gal) | Efficient |  |  | 1 | Conventional | WaterHeat | Com - School | Com | ROB Only | 1 | 1000 sqft2 of floor space | 1000 sqft served | 13 | DEER:Indoor_CFL_Ltg | 1524.7477 | 0 | -147.1997 | SWWH027-05 | 604.784 | 2024 | 325.6441 | 2024 | 0 | -31.3502 | SWWH027-05 | Com Small Gas Water Heaters - Cold ¦ PG&E ¦ Cold | Com Small Gas Water Heaters - Cold | 0.76922 | 0.546 | 0 | CBSA 2019 | 85.2696 | 2032 | 1 | SWWH027-05
COM-WATERHEAT-FS-14.36 | Com ¦ Com Heat Pump Water Heater (3.50 UEF - 50 Gal) - Fuel Sub - Cold ¦ PG&E ¦ Cold | Com ¦ Com Heat Pump Water Heater (3.50 UEF - 50 Gal) - Fuel Sub - Cold | PG&E ¦ Cold | PG&E | All | Electric & Gas | HPWH (3.50 UEF - 50 Gal) | Efficient |  |  | 1 | Conventional | WaterHeat | Com - Warehouse | Com | ROB Only | 1 | 1000 sqft2 of floor space | 1000 sqft served | 13 | DEER:Indoor_CFL_Ltg | 47.239 | 0 | -4.2447 | SWWH027-05 | 10.962 | 2024 | 5.9024 | 2024 | 0 | -0.56824 | SWWH027-05 | Com Small Gas Water Heaters - Cold ¦ PG&E ¦ Cold | Com Small Gas Water Heaters - Cold | 0.1976 | 0.546 | 0 | CBSA 2019 | 3.7346 | 2032 | 1 | SWWH027-05
COM-WATERHEAT-FS-14.37 | Com ¦ Com Heat Pump Water Heater (3.50 UEF - 50 Gal) - Fuel Sub - Marine ¦ SCG ¦ Marine | Com ¦ Com Heat Pump Water Heater (3.50 UEF - 50 Gal) - Fuel Sub - Marine | SCG ¦ Marine | SCG | All | Electric & Gas | HPWH (3.50 UEF - 50 Gal) | Efficient |  |  | 1 | Conventional | WaterHeat | Com - College | Com | ROB Only | 1 | 1000 sqft2 of floor space | 1000 sqft served | 13 | DEER:Indoor_CFL_Ltg | 1139.3263 | 0 | -123.9986 | SWWH027-05 | 380.921 | 2024 | 205.1057 | 2024 | 0 | -19.7458 | SWWH027-05 | Com Small Gas Water Heaters - Marine ¦ SCG ¦ Marine | Com Small Gas Water Heaters - Marine | 0.74815 | 0.546 | 0 | CBSA 2019 | 323.0114 | 2032 | 1 | SWWH027-05
COM-WATERHEAT-FS-14.38 | Com ¦ Com Heat Pump Water Heater (3.50 UEF - 50 Gal) - Fuel Sub - Marine ¦ SCG ¦ Marine | Com ¦ Com Heat Pump Water Heater (3.50 UEF - 50 Gal) - Fuel Sub - Marine | SCG ¦ Marine | SCG | All | Electric & Gas | HPWH (3.50 UEF - 50 Gal) | Efficient |  |  | 1 | Conventional | WaterHeat | Com - Grocery | Com | ROB Only | 1 | 1000 sqft2 of floor space | 1000 sqft served | 13 | DEER:Indoor_CFL_Ltg | 0 | 0 | 0 | SWWH027-05 | 202.482 | 2024 | 123.4818 | 2024 | 0 | -16.3851 | SWWH027-05 | Com Small Gas Water Heaters - Marine ¦ SCG ¦ Marine | Com Small Gas Water Heaters - Marine | 0.59609 | 0.546 | 0 | CBSA 2019 | 0 | 2032 | 1 | SWWH027-05
COM-WATERHEAT-FS-14.39 | Com ¦ Com Heat Pump Water Heater (3.50 UEF - 50 Gal) - Fuel Sub - Marine ¦ SCG ¦ Marine | Com ¦ Com Heat Pump Water Heater (3.50 UEF - 50 Gal) - Fuel Sub - Marine | SCG ¦ Marine | SCG | All | Electric & Gas | HPWH (3.50 UEF - 50 Gal) | Efficient |  |  | 1 | Conventional | WaterHeat | Com - Health | Com | ROB Only | 1 | 1000 sqft2 of floor space | 1000 sqft served | 13 | DEER:Indoor_CFL_Ltg | 3223.5905 | 0 | -350.4213 | SWWH027-05 | 576.9697 | 2024 | 310.6675 | 2024 | 0 | -29.9084 | SWWH027-05 | Com Small Gas Water Heaters - Marine ¦ SCG ¦ Marine | Com Small Gas Water Heaters - Marine | 0.52611 | 0.546 | 0 | CBSA 2019 | 778.8524 | 2032 | 1 | SWWH027-05
COM-WATERHEAT-FS-14.40 | Com ¦ Com Heat Pump Water Heater (3.50 UEF - 50 Gal) - Fuel Sub - Marine ¦ SCG ¦ Marine | Com ¦ Com Heat Pump Water Heater (3.50 UEF - 50 Gal) - Fuel Sub - Marine | SCG ¦ Marine | SCG | All | Electric & Gas | HPWH (3.50 UEF - 50 Gal) | Efficient |  |  | 1 | Conventional | WaterHeat | Com - Lodging | Com | ROB Only | 1 | 1000 sqft2 of floor space | 1000 sqft served | 13 | DEER:Indoor_CFL_Ltg | 2519.4701 | 0 | -267.9555 | SWWH027-05 | 363.0343 | 2024 | 195.4747 | 2024 | 0 | -18.8186 | SWWH027-05 | Com Small Gas Water Heaters - Marine ¦ SCG ¦ Marine | Com Small Gas Water Heaters - Marine | 0.73871 | 0.546 | 0 | CBSA 2019 | 2249.6824 | 2032 | 1 | SWWH027-05
COM-WATERHEAT-FS-14.41 | Com ¦ Com Heat Pump Water Heater (3.50 UEF - 50 Gal) - Fuel Sub - Marine ¦ SCG ¦ Marine | Com ¦ Com Heat Pump Water Heater (3.50 UEF - 50 Gal) - Fuel Sub - Marine | SCG ¦ Marine | SCG | All | Electric & Gas | HPWH (3.50 UEF - 50 Gal) | Efficient |  |  | 1 | Conventional | WaterHeat | Com - Office (Large) | Com | ROB Only | 1 | 1000 sqft2 of floor space | 1000 sqft served | 13 | DEER:Indoor_CFL_Ltg | 321.6573 | 0 | -35.0899 | SWWH027-05 | 118.5335 | 2024 | 63.824 | 2024 | 0 | -6.1444 | SWWH027-05 | Com Small Gas Water Heaters - Marine ¦ SCG ¦ Marine | Com Small Gas Water Heaters - Marine | 0.46177 | 0.546 | 0 | CBSA 2019 | 125.5887 | 2032 | 1 | SWWH027-05
COM-WATERHEAT-FS-14.42 | Com ¦ Com Heat Pump Water Heater (3.50 UEF - 50 Gal) - Fuel Sub - Marine ¦ SCG ¦ Marine | Com ¦ Com Heat Pump Water Heater (3.50 UEF - 50 Gal) - Fuel Sub - Marine | SCG ¦ Marine | SCG | All | Electric & Gas | HPWH (3.50 UEF - 50 Gal) | Efficient |  |  | 1 | Conventional | WaterHeat | Com - Office (Small) | Com | ROB Only | 1 | 1000 sqft2 of floor space | 1000 sqft served | 13 | DEER:Indoor_CFL_Ltg | 298.7082 | 0 | -32.3508 | SWWH027-05 | 118.5335 | 2024 | 63.824 | 2024 | 0 | -6.1444 | SWWH027-05 | Com Small Gas Water Heaters - Marine ¦ SCG ¦ Marine | Com Small Gas Water Heaters - Marine | 0.46177 | 0.546 | 0 | CBSA 2019 | 50.3489 | 2032 | 1 | SWWH027-05
COM-WATERHEAT-FS-14.43 | Com ¦ Com Heat Pump Water Heater (3.50 UEF - 50 Gal) - Fuel Sub - Marine ¦ SCG ¦ Marine | Com ¦ Com Heat Pump Water Heater (3.50 UEF - 50 Gal) - Fuel Sub - Marine | SCG ¦ Marine | SCG | All | Electric & Gas | HPWH (3.50 UEF - 50 Gal) | Efficient |  |  | 1 | Conventional | WaterHeat | Com - Other | Com | ROB Only | 1 | 1000 sqft2 of floor space | 1000 sqft served | 13 | DEER:Indoor_CFL_Ltg | 3857.2545 | 0 | -407.1546 | SWWH027-05 | 980.3365 | 2024 | 527.8592 | 2024 | 0 | -50.8178 | SWWH027-05 | Com Small Gas Water Heaters - Marine ¦ SCG ¦ Marine | Com Small Gas Water Heaters - Marine | 0.5433 | 0.546 | 0 | CBSA 2019 | 1418.478 | 2032 | 1 | SWWH027-05
COM-WATERHEAT-FS-14.44 | Com ¦ Com Heat Pump Water Heater (3.50 UEF - 50 Gal) - Fuel Sub - Marine ¦ SCG ¦ Marine | Com ¦ Com Heat Pump Water Heater (3.50 UEF - 50 Gal) - Fuel Sub - Marine | SCG ¦ Marine | SCG | All | Electric & Gas | HPWH (3.50 UEF - 50 Gal) | Efficient |  |  | 1 | Conventional | WaterHeat | Com - Refrig. Warehouse | Com | ROB Only | 1 | 1000 sqft2 of floor space | 1000 sqft served | 13 | DEER:Indoor_CFL_Ltg | 320.0612 | 0 | -35.0869 | SWWH027-05 | 54.8099 | 2024 | 29.5122 | 2024 | 0 | -2.8412 | SWWH027-05 | Com Small Gas Water Heaters - Marine ¦ SCG ¦ Marine | Com Small Gas Water Heaters - Marine | 0.22621 | 0.546 | 0 | CBSA 2019 | 20.624 | 2032 | 1 | SWWH027-05
COM-WATERHEAT-FS-14.45 | Com ¦ Com Heat Pump Water Heater (3.50 UEF - 50 Gal) - Fuel Sub - Marine ¦ SCG ¦ Marine | Com ¦ Com Heat Pump Water Heater (3.50 UEF - 50 Gal) - Fuel Sub - Marine | SCG ¦ Marine | SCG | All | Electric & Gas | HPWH (3.50 UEF - 50 Gal) | Efficient |  |  | 1 | Conventional | WaterHeat | Com - Restaurant | Com | ROB Only | 1 | 1000 sqft2 of floor space | 1000 sqft served | 13 | DEER:Indoor_CFL_Ltg | 13776.5087 | 0 | -1563.1821 | SWWH027-05 | 5134.8383 | 2024 | 2764.8377 | 2024 | 0 | -266.1751 | SWWH027-05 | Com Small Gas Water Heaters - Marine ¦ SCG ¦ Marine | Com Small Gas Water Heaters - Marine | 0.79319 | 0.546 | 0 | CBSA 2019 | 929.4974 | 2032 | 1 | SWWH027-05
COM-WATERHEAT-FS-14.46 | Com ¦ Com Heat Pump Water Heater (3.50 UEF - 50 Gal) - Fuel Sub - Marine ¦ SCG ¦ Marine | Com ¦ Com Heat Pump Water Heater (3.50 UEF - 50 Gal) - Fuel Sub - Marine | SCG ¦ Marine | SCG | All | Electric & Gas | HPWH (3.50 UEF - 50 Gal) | Efficient |  |  | 1 | Conventional | WaterHeat | Com - Retail | Com | ROB Only | 1 | 1000 sqft2 of floor space | 1000 sqft served | 13 | DEER:Indoor_CFL_Ltg | 214.0296 | 0 | -23.0667 | SWWH027-05 | 73.4195 | 2024 | 39.5325 | 2024 | 0 | -3.8059 | SWWH027-05 | Com Small Gas Water Heaters - Marine ¦ SCG ¦ Marine | Com Small Gas Water Heaters - Marine | 0.40063 | 0.546 | 0 | CBSA 2019 | 38.7828 | 2032 | 1 | SWWH027-05
COM-WATERHEAT-FS-14.47 | Com ¦ Com Heat Pump Water Heater (3.50 UEF - 50 Gal) - Fuel Sub - Marine ¦ SCG ¦ Marine | Com ¦ Com Heat Pump Water Heater (3.50 UEF - 50 Gal) - Fuel Sub - Marine | SCG ¦ Marine | SCG | All | Electric & Gas | HPWH (3.50 UEF - 50 Gal) | Efficient |  |  | 1 | Conventional | WaterHeat | Com - School | Com | ROB Only | 1 | 1000 sqft2 of floor space | 1000 sqft served | 13 | DEER:Indoor_CFL_Ltg | 1142.817 | 0 | -127.9363 | SWWH027-05 | 604.784 | 2024 | 325.6441 | 2024 | 0 | -31.3502 | SWWH027-05 | Com Small Gas Water Heaters - Marine ¦ SCG ¦ Marine | Com Small Gas Water Heaters - Marine | 0.76922 | 0.546 | 0 | CBSA 2019 | 104.1411 | 2032 | 1 | SWWH027-05
COM-WATERHEAT-FS-14.48 | Com ¦ Com Heat Pump Water Heater (3.50 UEF - 50 Gal) - Fuel Sub - Marine ¦ SCG ¦ Marine | Com ¦ Com Heat Pump Water Heater (3.50 UEF - 50 Gal) - Fuel Sub - Marine | SCG ¦ Marine | SCG | All | Electric & Gas | HPWH (3.50 UEF - 50 Gal) | Efficient |  |  | 1 | Conventional | WaterHeat | Com - Warehouse | Com | ROB Only | 1 | 1000 sqft2 of floor space | 1000 sqft served | 13 | DEER:Indoor_CFL_Ltg | 34.5735 | 0 | -3.697 | SWWH027-05 | 10.962 | 2024 | 5.9024 | 2024 | 0 | -0.56824 | SWWH027-05 | Com Small Gas Water Heaters - Marine ¦ SCG ¦ Marine | Com Small Gas Water Heaters - Marine | 0.1976 | 0.546 | 0 | CBSA 2019 | 5.222 | 2032 | 1 | SWWH027-05
COM-WATERHEAT-FS-14.49 | Com ¦ Com Heat Pump Water Heater (3.50 UEF - 50 Gal) - Fuel Sub - Hot-Dry ¦ SCG ¦ Hot-Dry | Com ¦ Com Heat Pump Water Heater (3.50 UEF - 50 Gal) - Fuel Sub - Hot-Dry | SCG ¦ Hot-Dry | SCG | All | Electric & Gas | HPWH (3.50 UEF - 50 Gal) | Efficient |  |  | 1 | Conventional | WaterHeat | Com - College | Com | ROB Only | 1 | 1000 sqft2 of floor space | 1000 sqft served | 13 | DEER:Indoor_CFL_Ltg | 580.6177 | 0 | -60.8662 | SWWH027-05 | 190.4605 | 2024 | 102.5529 | 2024 | 0 | -19.7458 | SWWH027-05 | Com Small Gas Water Heaters - Hot-Dry ¦ SCG ¦ Hot-Dry | Com Small Gas Water Heaters - Hot-Dry | 0.74815 | 0.546 | 0 | CBSA 2019 | 156.941 | 2032 | 1 | SWWH027-05
COM-WATERHEAT-FS-14.50 | Com ¦ Com Heat Pump Water Heater (3.50 UEF - 50 Gal) - Fuel Sub - Hot-Dry ¦ SCG ¦ Hot-Dry | Com ¦ Com Heat Pump Water Heater (3.50 UEF - 50 Gal) - Fuel Sub - Hot-Dry | SCG ¦ Hot-Dry | SCG | All | Electric & Gas | HPWH (3.50 UEF - 50 Gal) | Efficient |  |  | 1 | Conventional | WaterHeat | Com - Grocery | Com | ROB Only | 1 | 1000 sqft2 of floor space | 1000 sqft served | 13 | DEER:Indoor_CFL_Ltg | 0 | 0 | 0 | SWWH027-05 | 101.241 | 2024 | 61.7409 | 2024 | 0 | -16.3851 | SWWH027-05 | Com Small Gas Water Heaters - Hot-Dry ¦ SCG ¦ Hot-Dry | Com Small Gas Water Heaters - Hot-Dry | 0.59609 | 0.546 | 0 | CBSA 2019 | 0 | 2032 | 1 | SWWH027-05
COM-WATERHEAT-FS-14.51 | Com ¦ Com Heat Pump Water Heater (3.50 UEF - 50 Gal) - Fuel Sub - Hot-Dry ¦ SCG ¦ Hot-Dry | Com ¦ Com Heat Pump Water Heater (3.50 UEF - 50 Gal) - Fuel Sub - Hot-Dry | SCG ¦ Hot-Dry | SCG | All | Electric & Gas | HPWH (3.50 UEF - 50 Gal) | Efficient |  |  | 1 | Conventional | WaterHeat | Com - Health | Com | ROB Only | 1 | 1000 sqft2 of floor space | 1000 sqft served | 13 | DEER:Indoor_CFL_Ltg | 1624.6295 | 0 | -171.6072 | SWWH027-05 | 288.4849 | 2024 | 155.3338 | 2024 | 0 | -29.9084 | SWWH027-05 | Com Small Gas Water Heaters - Hot-Dry ¦ SCG ¦ Hot-Dry | Com Small Gas Water Heaters - Hot-Dry | 0.52611 | 0.546 | 0 | CBSA 2019 | 378.4082 | 2032 | 1 | SWWH027-05
COM-WATERHEAT-FS-14.52 | Com ¦ Com Heat Pump Water Heater (3.50 UEF - 50 Gal) - Fuel Sub - Hot-Dry ¦ SCG ¦ Hot-Dry | Com ¦ Com Heat Pump Water Heater (3.50 UEF - 50 Gal) - Fuel Sub - Hot-Dry | SCG ¦ Hot-Dry | SCG | All | Electric & Gas | HPWH (3.50 UEF - 50 Gal) | Efficient |  |  | 1 | Conventional | WaterHeat | Com - Lodging | Com | ROB Only | 1 | 1000 sqft2 of floor space | 1000 sqft served | 13 | DEER:Indoor_CFL_Ltg | 1270.8999 | 0 | -131.1951 | SWWH027-05 | 181.5172 | 2024 | 97.7373 | 2024 | 0 | -18.8186 | SWWH027-05 | Com Small Gas Water Heaters - Hot-Dry ¦ SCG ¦ Hot-Dry | Com Small Gas Water Heaters - Hot-Dry | 0.73871 | 0.546 | 0 | CBSA 2019 | 1095.593 | 2032 | 1 | SWWH027-05
COM-WATERHEAT-FS-14.53 | Com ¦ Com Heat Pump Water Heater (3.50 UEF - 50 Gal) - Fuel Sub - Hot-Dry ¦ SCG ¦ Hot-Dry | Com ¦ Com Heat Pump Water Heater (3.50 UEF - 50 Gal) - Fuel Sub - Hot-Dry | SCG ¦ Hot-Dry | SCG | All | Electric & Gas | HPWH (3.50 UEF - 50 Gal) | Efficient |  |  | 1 | Conventional | WaterHeat | Com - Office (Large) | Com | ROB Only | 1 | 1000 sqft2 of floor space | 1000 sqft served | 13 | DEER:Indoor_CFL_Ltg | 163.2346 | 0 | -17.2118 | SWWH027-05 | 59.2667 | 2024 | 31.912 | 2024 | 0 | -6.1444 | SWWH027-05 | Com Small Gas Water Heaters - Hot-Dry ¦ SCG ¦ Hot-Dry | Com Small Gas Water Heaters - Hot-Dry | 0.46177 | 0.546 | 0 | CBSA 2019 | 61.0591 | 2032 | 1 | SWWH027-05
COM-WATERHEAT-FS-14.54 | Com ¦ Com Heat Pump Water Heater (3.50 UEF - 50 Gal) - Fuel Sub - Hot-Dry ¦ SCG ¦ Hot-Dry | Com ¦ Com Heat Pump Water Heater (3.50 UEF - 50 Gal) - Fuel Sub - Hot-Dry | SCG ¦ Hot-Dry | SCG | All | Electric & Gas | HPWH (3.50 UEF - 50 Gal) | Efficient |  |  | 1 | Conventional | WaterHeat | Com - Office (Small) | Com | ROB Only | 1 | 1000 sqft2 of floor space | 1000 sqft served | 13 | DEER:Indoor_CFL_Ltg | 151.575 | 0 | -15.8608 | SWWH027-05 | 59.2667 | 2024 | 31.912 | 2024 | 0 | -6.1444 | SWWH027-05 | Com Small Gas Water Heaters - Hot-Dry ¦ SCG ¦ Hot-Dry | Com Small Gas Water Heaters - Hot-Dry | 0.46177 | 0.546 | 0 | CBSA 2019 | 24.4498 | 2032 | 1 | SWWH027-05
COM-WATERHEAT-FS-14.55 | Com ¦ Com Heat Pump Water Heater (3.50 UEF - 50 Gal) - Fuel Sub - Hot-Dry ¦ SCG ¦ Hot-Dry | Com ¦ Com Heat Pump Water Heater (3.50 UEF - 50 Gal) - Fuel Sub - Hot-Dry | SCG ¦ Hot-Dry | SCG | All | Electric & Gas | HPWH (3.50 UEF - 50 Gal) | Efficient |  |  | 1 | Conventional | WaterHeat | Com - Other | Com | ROB Only | 1 | 1000 sqft2 of floor space | 1000 sqft served | 13 | DEER:Indoor_CFL_Ltg | 1959.2404 | 0 | -200.516 | SWWH027-05 | 490.1683 | 2024 | 263.9296 | 2024 | 0 | -50.8178 | SWWH027-05 | Com Small Gas Water Heaters - Hot-Dry ¦ SCG ¦ Hot-Dry | Com Small Gas Water Heaters - Hot-Dry | 0.5433 | 0.546 | 0 | CBSA 2019 | 691.9908 | 2032 | 1 | SWWH027-05
COM-WATERHEAT-FS-14.56 | Com ¦ Com Heat Pump Water Heater (3.50 UEF - 50 Gal) - Fuel Sub - Hot-Dry ¦ SCG ¦ Hot-Dry | Com ¦ Com Heat Pump Water Heater (3.50 UEF - 50 Gal) - Fuel Sub - Hot-Dry | SCG ¦ Hot-Dry | SCG | All | Electric & Gas | HPWH (3.50 UEF - 50 Gal) | Efficient |  |  | 1 | Conventional | WaterHeat | Com - Refrig. Warehouse | Com | ROB Only | 1 | 1000 sqft2 of floor space | 1000 sqft served | 13 | DEER:Indoor_CFL_Ltg | 161.7422 | 0 | -17.2011 | SWWH027-05 | 27.4049 | 2024 | 14.7561 | 2024 | 0 | -2.8412 | SWWH027-05 | Com Small Gas Water Heaters - Hot-Dry ¦ SCG ¦ Hot-Dry | Com Small Gas Water Heaters - Hot-Dry | 0.22621 | 0.546 | 0 | CBSA 2019 | 10.0244 | 2032 | 1 | SWWH027-05
COM-WATERHEAT-FS-14.57 | Com ¦ Com Heat Pump Water Heater (3.50 UEF - 50 Gal) - Fuel Sub - Hot-Dry ¦ SCG ¦ Hot-Dry | Com ¦ Com Heat Pump Water Heater (3.50 UEF - 50 Gal) - Fuel Sub - Hot-Dry | SCG ¦ Hot-Dry | SCG | All | Electric & Gas | HPWH (3.50 UEF - 50 Gal) | Efficient |  |  | 1 | Conventional | WaterHeat | Com - Restaurant | Com | ROB Only | 1 | 1000 sqft2 of floor space | 1000 sqft served | 13 | DEER:Indoor_CFL_Ltg | 7014.4075 | 0 | -766.4289 | SWWH027-05 | 2567.4192 | 2024 | 1382.4189 | 2024 | 0 | -266.1751 | SWWH027-05 | Com Small Gas Water Heaters - Hot-Dry ¦ SCG ¦ Hot-Dry | Com Small Gas Water Heaters - Hot-Dry | 0.79319 | 0.546 | 0 | CBSA 2019 | 451.1165 | 2032 | 1 | SWWH027-05
COM-WATERHEAT-FS-14.58 | Com ¦ Com Heat Pump Water Heater (3.50 UEF - 50 Gal) - Fuel Sub - Hot-Dry ¦ SCG ¦ Hot-Dry | Com ¦ Com Heat Pump Water Heater (3.50 UEF - 50 Gal) - Fuel Sub - Hot-Dry | SCG ¦ Hot-Dry | SCG | All | Electric & Gas | HPWH (3.50 UEF - 50 Gal) | Efficient |  |  | 1 | Conventional | WaterHeat | Com - Retail | Com | ROB Only | 1 | 1000 sqft2 of floor space | 1000 sqft served | 13 | DEER:Indoor_CFL_Ltg | 108.9429 | 0 | -11.3033 | SWWH027-05 | 36.7097 | 2024 | 19.7663 | 2024 | 0 | -3.8059 | SWWH027-05 | Com Small Gas Water Heaters - Hot-Dry ¦ SCG ¦ Hot-Dry | Com Small Gas Water Heaters - Hot-Dry | 0.40063 | 0.546 | 0 | CBSA 2019 | 17.5775 | 2032 | 1 | SWWH027-05
COM-WATERHEAT-FS-14.59 | Com ¦ Com Heat Pump Water Heater (3.50 UEF - 50 Gal) - Fuel Sub - Hot-Dry ¦ SCG ¦ Hot-Dry | Com ¦ Com Heat Pump Water Heater (3.50 UEF - 50 Gal) - Fuel Sub - Hot-Dry | SCG ¦ Hot-Dry | SCG | All | Electric & Gas | HPWH (3.50 UEF - 50 Gal) | Efficient |  |  | 1 | Conventional | WaterHeat | Com - School | Com | ROB Only | 1 | 1000 sqft2 of floor space | 1000 sqft served | 13 | DEER:Indoor_CFL_Ltg | 582.6041 | 0 | -62.9294 | SWWH027-05 | 302.392 | 2024 | 162.822 | 2024 | 0 | -31.3502 | SWWH027-05 | Com Small Gas Water Heaters - Hot-Dry ¦ SCG ¦ Hot-Dry | Com Small Gas Water Heaters - Hot-Dry | 0.76922 | 0.546 | 0 | CBSA 2019 | 47.854 | 2032 | 1 | SWWH027-05
COM-WATERHEAT-FS-14.60 | Com ¦ Com Heat Pump Water Heater (3.50 UEF - 50 Gal) - Fuel Sub - Hot-Dry ¦ SCG ¦ Hot-Dry | Com ¦ Com Heat Pump Water Heater (3.50 UEF - 50 Gal) - Fuel Sub - Hot-Dry | SCG ¦ Hot-Dry | SCG | All | Electric & Gas | HPWH (3.50 UEF - 50 Gal) | Efficient |  |  | 1 | Conventional | WaterHeat | Com - Warehouse | Com | ROB Only | 1 | 1000 sqft2 of floor space | 1000 sqft served | 13 | DEER:Indoor_CFL_Ltg | 17.629 | 0 | -1.8143 | SWWH027-05 | 5.481 | 2024 | 2.9512 | 2024 | 0 | -0.56824 | SWWH027-05 | Com Small Gas Water Heaters - Hot-Dry ¦ SCG ¦ Hot-Dry | Com Small Gas Water Heaters - Hot-Dry | 0.1976 | 0.546 | 0 | CBSA 2019 | 2.3641 | 2032 | 1 | SWWH027-05
COM-WATERHEAT-FS-14.61 | Com ¦ Com Heat Pump Water Heater (3.50 UEF - 50 Gal) - Fuel Sub - Cold ¦ SCG ¦ Cold | Com ¦ Com Heat Pump Water Heater (3.50 UEF - 50 Gal) - Fuel Sub - Cold | SCG ¦ Cold | SCG | All | Electric & Gas | HPWH (3.50 UEF - 50 Gal) | Efficient |  |  | 1 | Conventional | WaterHeat | Com - College | Com | ROB Only | 1 | 1000 sqft2 of floor space | 1000 sqft served | 13 | DEER:Indoor_CFL_Ltg | 1491.7521 | 0 | -143.1668 | SWWH027-05 | 380.921 | 2024 | 205.1057 | 2024 | 0 | -19.7458 | SWWH027-05 | Com Small Gas Water Heaters - Cold ¦ SCG ¦ Cold | Com Small Gas Water Heaters - Cold | 0.74815 | 0.546 | 0 | CBSA 2019 | 359.6332 | 2032 | 1 | SWWH027-05
COM-WATERHEAT-FS-14.62 | Com ¦ Com Heat Pump Water Heater (3.50 UEF - 50 Gal) - Fuel Sub - Cold ¦ SCG ¦ Cold | Com ¦ Com Heat Pump Water Heater (3.50 UEF - 50 Gal) - Fuel Sub - Cold | SCG ¦ Cold | SCG | All | Electric & Gas | HPWH (3.50 UEF - 50 Gal) | Efficient |  |  | 1 | Conventional | WaterHeat | Com - Grocery | Com | ROB Only | 1 | 1000 sqft2 of floor space | 1000 sqft served | 13 | DEER:Indoor_CFL_Ltg | 0 | 0 | 0 | SWWH027-05 | 202.482 | 2024 | 123.4818 | 2024 | 0 | -16.3851 | SWWH027-05 | Com Small Gas Water Heaters - Cold ¦ SCG ¦ Cold | Com Small Gas Water Heaters - Cold | 0.59609 | 0.546 | 0 | CBSA 2019 | 0 | 2032 | 1 | SWWH027-05
COM-WATERHEAT-FS-14.63 | Com ¦ Com Heat Pump Water Heater (3.50 UEF - 50 Gal) - Fuel Sub - Cold ¦ SCG ¦ Cold | Com ¦ Com Heat Pump Water Heater (3.50 UEF - 50 Gal) - Fuel Sub - Cold | SCG ¦ Cold | SCG | All | Electric & Gas | HPWH (3.50 UEF - 50 Gal) | Efficient |  |  | 1 | Conventional | WaterHeat | Com - Health | Com | ROB Only | 1 | 1000 sqft2 of floor space | 1000 sqft served | 13 | DEER:Indoor_CFL_Ltg | 4018.5667 | 0 | -403.9298 | SWWH027-05 | 576.9697 | 2024 | 310.6675 | 2024 | 0 | -29.9084 | SWWH027-05 | Com Small Gas Water Heaters - Cold ¦ SCG ¦ Cold | Com Small Gas Water Heaters - Cold | 0.52611 | 0.546 | 0 | CBSA 2019 | 877.9709 | 2032 | 1 | SWWH027-05
COM-WATERHEAT-FS-14.64 | Com ¦ Com Heat Pump Water Heater (3.50 UEF - 50 Gal) - Fuel Sub - Cold ¦ SCG ¦ Cold | Com ¦ Com Heat Pump Water Heater (3.50 UEF - 50 Gal) - Fuel Sub - Cold | SCG ¦ Cold | SCG | All | Electric & Gas | HPWH (3.50 UEF - 50 Gal) | Efficient |  |  | 1 | Conventional | WaterHeat | Com - Lodging | Com | ROB Only | 1 | 1000 sqft2 of floor space | 1000 sqft served | 13 | DEER:Indoor_CFL_Ltg | 3144.3563 | 0 | -309.2482 | SWWH027-05 | 363.0343 | 2024 | 195.4747 | 2024 | 0 | -18.8186 | SWWH027-05 | Com Small Gas Water Heaters - Cold ¦ SCG ¦ Cold | Com Small Gas Water Heaters - Cold | 0.73871 | 0.546 | 0 | CBSA 2019 | 2559.0519 | 2032 | 1 | SWWH027-05
COM-WATERHEAT-FS-14.65 | Com ¦ Com Heat Pump Water Heater (3.50 UEF - 50 Gal) - Fuel Sub - Cold ¦ SCG ¦ Cold | Com ¦ Com Heat Pump Water Heater (3.50 UEF - 50 Gal) - Fuel Sub - Cold | SCG ¦ Cold | SCG | All | Electric & Gas | HPWH (3.50 UEF - 50 Gal) | Efficient |  |  | 1 | Conventional | WaterHeat | Com - Office (Large) | Com | ROB Only | 1 | 1000 sqft2 of floor space | 1000 sqft served | 13 | DEER:Indoor_CFL_Ltg | 418.2655 | 0 | -40.346 | SWWH027-05 | 118.5335 | 2024 | 63.824 | 2024 | 0 | -6.1444 | SWWH027-05 | Com Small Gas Water Heaters - Cold ¦ SCG ¦ Cold | Com Small Gas Water Heaters - Cold | 0.46177 | 0.546 | 0 | CBSA 2019 | 139.5843 | 2032 | 1 | SWWH027-05
COM-WATERHEAT-FS-14.66 | Com ¦ Com Heat Pump Water Heater (3.50 UEF - 50 Gal) - Fuel Sub - Cold ¦ SCG ¦ Cold | Com ¦ Com Heat Pump Water Heater (3.50 UEF - 50 Gal) - Fuel Sub - Cold | SCG ¦ Cold | SCG | All | Electric & Gas | HPWH (3.50 UEF - 50 Gal) | Efficient |  |  | 1 | Conventional | WaterHeat | Com - Office (Small) | Com | ROB Only | 1 | 1000 sqft2 of floor space | 1000 sqft served | 13 | DEER:Indoor_CFL_Ltg | 392.3553 | 0 | -37.0146 | SWWH027-05 | 118.5335 | 2024 | 63.824 | 2024 | 0 | -6.1444 | SWWH027-05 | Com Small Gas Water Heaters - Cold ¦ SCG ¦ Cold | Com Small Gas Water Heaters - Cold | 0.46177 | 0.546 | 0 | CBSA 2019 | 55.2883 | 2032 | 1 | SWWH027-05
COM-WATERHEAT-FS-14.67 | Com ¦ Com Heat Pump Water Heater (3.50 UEF - 50 Gal) - Fuel Sub - Cold ¦ SCG ¦ Cold | Com ¦ Com Heat Pump Water Heater (3.50 UEF - 50 Gal) - Fuel Sub - Cold | SCG ¦ Cold | SCG | All | Electric & Gas | HPWH (3.50 UEF - 50 Gal) | Efficient |  |  | 1 | Conventional | WaterHeat | Com - Other | Com | ROB Only | 1 | 1000 sqft2 of floor space | 1000 sqft served | 13 | DEER:Indoor_CFL_Ltg | 4806.2615 | 0 | -468.3809 | SWWH027-05 | 980.3365 | 2024 | 527.8592 | 2024 | 0 | -50.8178 | SWWH027-05 | Com Small Gas Water Heaters - Cold ¦ SCG ¦ Cold | Com Small Gas Water Heaters - Cold | 0.5433 | 0.546 | 0 | CBSA 2019 | 1591.0397 | 2032 | 1 | SWWH027-05
COM-WATERHEAT-FS-14.68 | Com ¦ Com Heat Pump Water Heater (3.50 UEF - 50 Gal) - Fuel Sub - Cold ¦ SCG ¦ Cold | Com ¦ Com Heat Pump Water Heater (3.50 UEF - 50 Gal) - Fuel Sub - Cold | SCG ¦ Cold | SCG | All | Electric & Gas | HPWH (3.50 UEF - 50 Gal) | Efficient |  |  | 1 | Conventional | WaterHeat | Com - Refrig. Warehouse | Com | ROB Only | 1 | 1000 sqft2 of floor space | 1000 sqft served | 13 | DEER:Indoor_CFL_Ltg | 419.3315 | 0 | -40.5639 | SWWH027-05 | 54.8099 | 2024 | 29.5122 | 2024 | 0 | -2.8412 | SWWH027-05 | Com Small Gas Water Heaters - Cold ¦ SCG ¦ Cold | Com Small Gas Water Heaters - Cold | 0.22621 | 0.546 | 0 | CBSA 2019 | 22.9622 | 2032 | 1 | SWWH027-05
COM-WATERHEAT-FS-14.69 | Com ¦ Com Heat Pump Water Heater (3.50 UEF - 50 Gal) - Fuel Sub - Cold ¦ SCG ¦ Cold | Com ¦ Com Heat Pump Water Heater (3.50 UEF - 50 Gal) - Fuel Sub - Cold | SCG ¦ Cold | SCG | All | Electric & Gas | HPWH (3.50 UEF - 50 Gal) | Efficient |  |  | 1 | Conventional | WaterHeat | Com - Restaurant | Com | ROB Only | 1 | 1000 sqft2 of floor space | 1000 sqft served | 13 | DEER:Indoor_CFL_Ltg | 17218.2931 | 0 | -1787.3839 | SWWH027-05 | 5134.8383 | 2024 | 2764.8377 | 2024 | 0 | -266.1751 | SWWH027-05 | Com Small Gas Water Heaters - Cold ¦ SCG ¦ Cold | Com Small Gas Water Heaters - Cold | 0.79319 | 0.546 | 0 | CBSA 2019 | 1036.762 | 2032 | 1 | SWWH027-05
COM-WATERHEAT-FS-14.70 | Com ¦ Com Heat Pump Water Heater (3.50 UEF - 50 Gal) - Fuel Sub - Cold ¦ SCG ¦ Cold | Com ¦ Com Heat Pump Water Heater (3.50 UEF - 50 Gal) - Fuel Sub - Cold | SCG ¦ Cold | SCG | All | Electric & Gas | HPWH (3.50 UEF - 50 Gal) | Efficient |  |  | 1 | Conventional | WaterHeat | Com - Retail | Com | ROB Only | 1 | 1000 sqft2 of floor space | 1000 sqft served | 13 | DEER:Indoor_CFL_Ltg | 266.6055 | 0 | -26.5374 | SWWH027-05 | 73.4195 | 2024 | 39.5325 | 2024 | 0 | -3.8059 | SWWH027-05 | Com Small Gas Water Heaters - Cold ¦ SCG ¦ Cold | Com Small Gas Water Heaters - Cold | 0.40063 | 0.546 | 0 | CBSA 2019 | 37.4612 | 2032 | 1 | SWWH027-05
COM-WATERHEAT-FS-14.71 | Com ¦ Com Heat Pump Water Heater (3.50 UEF - 50 Gal) - Fuel Sub - Cold ¦ SCG ¦ Cold | Com ¦ Com Heat Pump Water Heater (3.50 UEF - 50 Gal) - Fuel Sub - Cold | SCG ¦ Cold | SCG | All | Electric & Gas | HPWH (3.50 UEF - 50 Gal) | Efficient |  |  | 1 | Conventional | WaterHeat | Com - School | Com | ROB Only | 1 | 1000 sqft2 of floor space | 1000 sqft served | 13 | DEER:Indoor_CFL_Ltg | 1524.7477 | 0 | -147.1997 | SWWH027-05 | 604.784 | 2024 | 325.6441 | 2024 | 0 | -31.3502 | SWWH027-05 | Com Small Gas Water Heaters - Cold ¦ SCG ¦ Cold | Com Small Gas Water Heaters - Cold | 0.76922 | 0.546 | 0 | CBSA 2019 | 85.2696 | 2032 | 1 | SWWH027-05
COM-WATERHEAT-FS-14.72 | Com ¦ Com Heat Pump Water Heater (3.50 UEF - 50 Gal) - Fuel Sub - Cold ¦ SCG ¦ Cold | Com ¦ Com Heat Pump Water Heater (3.50 UEF - 50 Gal) - Fuel Sub - Cold | SCG ¦ Cold | SCG | All | Electric & Gas | HPWH (3.50 UEF - 50 Gal) | Efficient |  |  | 1 | Conventional | WaterHeat | Com - Warehouse | Com | ROB Only | 1 | 1000 sqft2 of floor space | 1000 sqft served | 13 | DEER:Indoor_CFL_Ltg | 47.239 | 0 | -4.2447 | SWWH027-05 | 10.962 | 2024 | 5.9024 | 2024 | 0 | -0.56824 | SWWH027-05 | Com Small Gas Water Heaters - Cold ¦ SCG ¦ Cold | Com Small Gas Water Heaters - Cold | 0.1976 | 0.546 | 0 | CBSA 2019 | 3.7346 | 2032 | 1 | SWWH027-05
COM-WATERHEAT-FS-14.73 | Com ¦ Com Heat Pump Water Heater (3.50 UEF - 50 Gal) - Fuel Sub - Marine ¦ SDG&E ¦ Marine | Com ¦ Com Heat Pump Water Heater (3.50 UEF - 50 Gal) - Fuel Sub - Marine | SDG&E ¦ Marine | SDG&E | All | Electric & Gas | HPWH (3.50 UEF - 50 Gal) | Efficient |  |  | 1 | Conventional | WaterHeat | Com - College | Com | ROB Only | 1 | 1000 sqft2 of floor space | 1000 sqft served | 13 | DEER:Indoor_CFL_Ltg | 1139.3263 | 0 | -123.9986 | SWWH027-05 | 380.921 | 2024 | 205.1057 | 2024 | 0 | -19.7458 | SWWH027-05 | Com Small Gas Water Heaters - Marine ¦ SDG&E ¦ Marine | Com Small Gas Water Heaters - Marine | 0.74815 | 0.546 | 0 | CBSA 2019 | 323.0114 | 2032 | 1 | SWWH027-05
COM-WATERHEAT-FS-14.74 | Com ¦ Com Heat Pump Water Heater (3.50 UEF - 50 Gal) - Fuel Sub - Marine ¦ SDG&E ¦ Marine | Com ¦ Com Heat Pump Water Heater (3.50 UEF - 50 Gal) - Fuel Sub - Marine | SDG&E ¦ Marine | SDG&E | All | Electric & Gas | HPWH (3.50 UEF - 50 Gal) | Efficient |  |  | 1 | Conventional | WaterHeat | Com - Grocery | Com | ROB Only | 1 | 1000 sqft2 of floor space | 1000 sqft served | 13 | DEER:Indoor_CFL_Ltg | 0 | 0 | 0 | SWWH027-05 | 202.482 | 2024 | 123.4818 | 2024 | 0 | -16.3851 | SWWH027-05 | Com Small Gas Water Heaters - Marine ¦ SDG&E ¦ Marine | Com Small Gas Water Heaters - Marine | 0.59609 | 0.546 | 0 | CBSA 2019 | 0 | 2032 | 1 | SWWH027-05
COM-WATERHEAT-FS-14.75 | Com ¦ Com Heat Pump Water Heater (3.50 UEF - 50 Gal) - Fuel Sub - Marine ¦ SDG&E ¦ Marine | Com ¦ Com Heat Pump Water Heater (3.50 UEF - 50 Gal) - Fuel Sub - Marine | SDG&E ¦ Marine | SDG&E | All | Electric & Gas | HPWH (3.50 UEF - 50 Gal) | Efficient |  |  | 1 | Conventional | WaterHeat | Com - Health | Com | ROB Only | 1 | 1000 sqft2 of floor space | 1000 sqft served | 13 | DEER:Indoor_CFL_Ltg | 3223.5905 | 0 | -350.4213 | SWWH027-05 | 576.9697 | 2024 | 310.6675 | 2024 | 0 | -29.9084 | SWWH027-05 | Com Small Gas Water Heaters - Marine ¦ SDG&E ¦ Marine | Com Small Gas Water Heaters - Marine | 0.52611 | 0.546 | 0 | CBSA 2019 | 778.8524 | 2032 | 1 | SWWH027-05
COM-WATERHEAT-FS-14.76 | Com ¦ Com Heat Pump Water Heater (3.50 UEF - 50 Gal) - Fuel Sub - Marine ¦ SDG&E ¦ Marine | Com ¦ Com Heat Pump Water Heater (3.50 UEF - 50 Gal) - Fuel Sub - Marine | SDG&E ¦ Marine | SDG&E | All | Electric & Gas | HPWH (3.50 UEF - 50 Gal) | Efficient |  |  | 1 | Conventional | WaterHeat | Com - Lodging | Com | ROB Only | 1 | 1000 sqft2 of floor space | 1000 sqft served | 13 | DEER:Indoor_CFL_Ltg | 2519.4701 | 0 | -267.9555 | SWWH027-05 | 363.0343 | 2024 | 195.4747 | 2024 | 0 | -18.8186 | SWWH027-05 | Com Small Gas Water Heaters - Marine ¦ SDG&E ¦ Marine | Com Small Gas Water Heaters - Marine | 0.73871 | 0.546 | 0 | CBSA 2019 | 2249.6824 | 2032 | 1 | SWWH027-05
COM-WATERHEAT-FS-14.77 | Com ¦ Com Heat Pump Water Heater (3.50 UEF - 50 Gal) - Fuel Sub - Marine ¦ SDG&E ¦ Marine | Com ¦ Com Heat Pump Water Heater (3.50 UEF - 50 Gal) - Fuel Sub - Marine | SDG&E ¦ Marine | SDG&E | All | Electric & Gas | HPWH (3.50 UEF - 50 Gal) | Efficient |  |  | 1 | Conventional | WaterHeat | Com - Office (Large) | Com | ROB Only | 1 | 1000 sqft2 of floor space | 1000 sqft served | 13 | DEER:Indoor_CFL_Ltg | 321.6573 | 0 | -35.0899 | SWWH027-05 | 118.5335 | 2024 | 63.824 | 2024 | 0 | -6.1444 | SWWH027-05 | Com Small Gas Water Heaters - Marine ¦ SDG&E ¦ Marine | Com Small Gas Water Heaters - Marine | 0.46177 | 0.546 | 0 | CBSA 2019 | 125.5887 | 2032 | 1 | SWWH027-05
COM-WATERHEAT-FS-14.78 | Com ¦ Com Heat Pump Water Heater (3.50 UEF - 50 Gal) - Fuel Sub - Marine ¦ SDG&E ¦ Marine | Com ¦ Com Heat Pump Water Heater (3.50 UEF - 50 Gal) - Fuel Sub - Marine | SDG&E ¦ Marine | SDG&E | All | Electric & Gas | HPWH (3.50 UEF - 50 Gal) | Efficient |  |  | 1 | Conventional | WaterHeat | Com - Office (Small) | Com | ROB Only | 1 | 1000 sqft2 of floor space | 1000 sqft served | 13 | DEER:Indoor_CFL_Ltg | 298.7082 | 0 | -32.3508 | SWWH027-05 | 118.5335 | 2024 | 63.824 | 2024 | 0 | -6.1444 | SWWH027-05 | Com Small Gas Water Heaters - Marine ¦ SDG&E ¦ Marine | Com Small Gas Water Heaters - Marine | 0.46177 | 0.546 | 0 | CBSA 2019 | 50.3489 | 2032 | 1 | SWWH027-05
COM-WATERHEAT-FS-14.79 | Com ¦ Com Heat Pump Water Heater (3.50 UEF - 50 Gal) - Fuel Sub - Marine ¦ SDG&E ¦ Marine | Com ¦ Com Heat Pump Water Heater (3.50 UEF - 50 Gal) - Fuel Sub - Marine | SDG&E ¦ Marine | SDG&E | All | Electric & Gas | HPWH (3.50 UEF - 50 Gal) | Efficient |  |  | 1 | Conventional | WaterHeat | Com - Other | Com | ROB Only | 1 | 1000 sqft2 of floor space | 1000 sqft served | 13 | DEER:Indoor_CFL_Ltg | 3857.2545 | 0 | -407.1546 | SWWH027-05 | 980.3365 | 2024 | 527.8592 | 2024 | 0 | -50.8178 | SWWH027-05 | Com Small Gas Water Heaters - Marine ¦ SDG&E ¦ Marine | Com Small Gas Water Heaters - Marine | 0.5433 | 0.546 | 0 | CBSA 2019 | 1418.478 | 2032 | 1 | SWWH027-05
COM-WATERHEAT-FS-14.80 | Com ¦ Com Heat Pump Water Heater (3.50 UEF - 50 Gal) - Fuel Sub - Marine ¦ SDG&E ¦ Marine | Com ¦ Com Heat Pump Water Heater (3.50 UEF - 50 Gal) - Fuel Sub - Marine | SDG&E ¦ Marine | SDG&E | All | Electric & Gas | HPWH (3.50 UEF - 50 Gal) | Efficient |  |  | 1 | Conventional | WaterHeat | Com - Refrig. Warehouse | Com | ROB Only | 1 | 1000 sqft2 of floor space | 1000 sqft served | 13 | DEER:Indoor_CFL_Ltg | 320.0612 | 0 | -35.0869 | SWWH027-05 | 54.8099 | 2024 | 29.5122 | 2024 | 0 | -2.8412 | SWWH027-05 | Com Small Gas Water Heaters - Marine ¦ SDG&E ¦ Marine | Com Small Gas Water Heaters - Marine | 0.22621 | 0.546 | 0 | CBSA 2019 | 20.624 | 2032 | 1 | SWWH027-05
COM-WATERHEAT-FS-14.81 | Com ¦ Com Heat Pump Water Heater (3.50 UEF - 50 Gal) - Fuel Sub - Marine ¦ SDG&E ¦ Marine | Com ¦ Com Heat Pump Water Heater (3.50 UEF - 50 Gal) - Fuel Sub - Marine | SDG&E ¦ Marine | SDG&E | All | Electric & Gas | HPWH (3.50 UEF - 50 Gal) | Efficient |  |  | 1 | Conventional | WaterHeat | Com - Restaurant | Com | ROB Only | 1 | 1000 sqft2 of floor space | 1000 sqft served | 13 | DEER:Indoor_CFL_Ltg | 13776.5087 | 0 | -1563.1821 | SWWH027-05 | 5134.8383 | 2024 | 2764.8377 | 2024 | 0 | -266.1751 | SWWH027-05 | Com Small Gas Water Heaters - Marine ¦ SDG&E ¦ Marine | Com Small Gas Water Heaters - Marine | 0.79319 | 0.546 | 0 | CBSA 2019 | 929.4974 | 2032 | 1 | SWWH027-05
COM-WATERHEAT-FS-14.82 | Com ¦ Com Heat Pump Water Heater (3.50 UEF - 50 Gal) - Fuel Sub - Marine ¦ SDG&E ¦ Marine | Com ¦ Com Heat Pump Water Heater (3.50 UEF - 50 Gal) - Fuel Sub - Marine | SDG&E ¦ Marine | SDG&E | All | Electric & Gas | HPWH (3.50 UEF - 50 Gal) | Efficient |  |  | 1 | Conventional | WaterHeat | Com - Retail | Com | ROB Only | 1 | 1000 sqft2 of floor space | 1000 sqft served | 13 | DEER:Indoor_CFL_Ltg | 214.0296 | 0 | -23.0667 | SWWH027-05 | 73.4195 | 2024 | 39.5325 | 2024 | 0 | -3.8059 | SWWH027-05 | Com Small Gas Water Heaters - Marine ¦ SDG&E ¦ Marine | Com Small Gas Water Heaters - Marine | 0.40063 | 0.546 | 0 | CBSA 2019 | 38.7828 | 2032 | 1 | SWWH027-05
COM-WATERHEAT-FS-14.83 | Com ¦ Com Heat Pump Water Heater (3.50 UEF - 50 Gal) - Fuel Sub - Marine ¦ SDG&E ¦ Marine | Com ¦ Com Heat Pump Water Heater (3.50 UEF - 50 Gal) - Fuel Sub - Marine | SDG&E ¦ Marine | SDG&E | All | Electric & Gas | HPWH (3.50 UEF - 50 Gal) | Efficient |  |  | 1 | Conventional | WaterHeat | Com - School | Com | ROB Only | 1 | 1000 sqft2 of floor space | 1000 sqft served | 13 | DEER:Indoor_CFL_Ltg | 1142.817 | 0 | -127.9363 | SWWH027-05 | 604.784 | 2024 | 325.6441 | 2024 | 0 | -31.3502 | SWWH027-05 | Com Small Gas Water Heaters - Marine ¦ SDG&E ¦ Marine | Com Small Gas Water Heaters - Marine | 0.76922 | 0.546 | 0 | CBSA 2019 | 104.1411 | 2032 | 1 | SWWH027-05
COM-WATERHEAT-FS-14.84 | Com ¦ Com Heat Pump Water Heater (3.50 UEF - 50 Gal) - Fuel Sub - Marine ¦ SDG&E ¦ Marine | Com ¦ Com Heat Pump Water Heater (3.50 UEF - 50 Gal) - Fuel Sub - Marine | SDG&E ¦ Marine | SDG&E | All | Electric & Gas | HPWH (3.50 UEF - 50 Gal) | Efficient |  |  | 1 | Conventional | WaterHeat | Com - Warehouse | Com | ROB Only | 1 | 1000 sqft2 of floor space | 1000 sqft served | 13 | DEER:Indoor_CFL_Ltg | 34.5735 | 0 | -3.697 | SWWH027-05 | 10.962 | 2024 | 5.9024 | 2024 | 0 | -0.56824 | SWWH027-05 | Com Small Gas Water Heaters - Marine ¦ SDG&E ¦ Marine | Com Small Gas Water Heaters - Marine | 0.1976 | 0.546 | 0 | CBSA 2019 | 5.222 | 2032 | 1 | SWWH027-05
COM-WATERHEAT-FS-14.85 | Com ¦ Com Heat Pump Water Heater (3.50 UEF - 50 Gal) - Fuel Sub - Hot-Dry ¦ SDG&E ¦ Hot-Dry | Com ¦ Com Heat Pump Water Heater (3.50 UEF - 50 Gal) - Fuel Sub - Hot-Dry | SDG&E ¦ Hot-Dry | SDG&E | All | Electric & Gas | HPWH (3.50 UEF - 50 Gal) | Efficient |  |  | 1 | Conventional | WaterHeat | Com - College | Com | ROB Only | 1 | 1000 sqft2 of floor space | 1000 sqft served | 13 | DEER:Indoor_CFL_Ltg | 569.6631 | 0 | -61.9617 | SWWH027-05 | 190.4605 | 2024 | 102.5529 | 2024 | 0 | -19.7458 | SWWH027-05 | Com Small Gas Water Heaters - Hot-Dry ¦ SDG&E ¦ Hot-Dry | Com Small Gas Water Heaters - Hot-Dry | 0.74815 | 0.546 | 0 | CBSA 2019 | 161.3816 | 2032 | 1 | SWWH027-05
COM-WATERHEAT-FS-14.86 | Com ¦ Com Heat Pump Water Heater (3.50 UEF - 50 Gal) - Fuel Sub - Hot-Dry ¦ SDG&E ¦ Hot-Dry | Com ¦ Com Heat Pump Water Heater (3.50 UEF - 50 Gal) - Fuel Sub - Hot-Dry | SDG&E ¦ Hot-Dry | SDG&E | All | Electric & Gas | HPWH (3.50 UEF - 50 Gal) | Efficient |  |  | 1 | Conventional | WaterHeat | Com - Grocery | Com | ROB Only | 1 | 1000 sqft2 of floor space | 1000 sqft served | 13 | DEER:Indoor_CFL_Ltg | 0 | 0 | 0 | SWWH027-05 | 101.241 | 2024 | 61.7409 | 2024 | 0 | -16.3851 | SWWH027-05 | Com Small Gas Water Heaters - Hot-Dry ¦ SDG&E ¦ Hot-Dry | Com Small Gas Water Heaters - Hot-Dry | 0.59609 | 0.546 | 0 | CBSA 2019 | 0 | 2032 | 1 | SWWH027-05
COM-WATERHEAT-FS-14.87 | Com ¦ Com Heat Pump Water Heater (3.50 UEF - 50 Gal) - Fuel Sub - Hot-Dry ¦ SDG&E ¦ Hot-Dry | Com ¦ Com Heat Pump Water Heater (3.50 UEF - 50 Gal) - Fuel Sub - Hot-Dry | SDG&E ¦ Hot-Dry | SDG&E | All | Electric & Gas | HPWH (3.50 UEF - 50 Gal) | Efficient |  |  | 1 | Conventional | WaterHeat | Com - Health | Com | ROB Only | 1 | 1000 sqft2 of floor space | 1000 sqft served | 13 | DEER:Indoor_CFL_Ltg | 1606.6124 | 0 | -174.6924 | SWWH027-05 | 288.4849 | 2024 | 155.3338 | 2024 | 0 | -29.9084 | SWWH027-05 | Com Small Gas Water Heaters - Hot-Dry ¦ SDG&E ¦ Hot-Dry | Com Small Gas Water Heaters - Hot-Dry | 0.52611 | 0.546 | 0 | CBSA 2019 | 388.3014 | 2032 | 1 | SWWH027-05
COM-WATERHEAT-FS-14.88 | Com ¦ Com Heat Pump Water Heater (3.50 UEF - 50 Gal) - Fuel Sub - Hot-Dry ¦ SDG&E ¦ Hot-Dry | Com ¦ Com Heat Pump Water Heater (3.50 UEF - 50 Gal) - Fuel Sub - Hot-Dry | SDG&E ¦ Hot-Dry | SDG&E | All | Electric & Gas | HPWH (3.50 UEF - 50 Gal) | Efficient |  |  | 1 | Conventional | WaterHeat | Com - Lodging | Com | ROB Only | 1 | 1000 sqft2 of floor space | 1000 sqft served | 13 | DEER:Indoor_CFL_Ltg | 1254.2385 | 0 | -133.4281 | SWWH027-05 | 181.5172 | 2024 | 97.7373 | 2024 | 0 | -18.8186 | SWWH027-05 | Com Small Gas Water Heaters - Hot-Dry ¦ SDG&E ¦ Hot-Dry | Com Small Gas Water Heaters - Hot-Dry | 0.73871 | 0.546 | 0 | CBSA 2019 | 1120.2782 | 2032 | 1 | SWWH027-05
COM-WATERHEAT-FS-14.89 | Com ¦ Com Heat Pump Water Heater (3.50 UEF - 50 Gal) - Fuel Sub - Hot-Dry ¦ SDG&E ¦ Hot-Dry | Com ¦ Com Heat Pump Water Heater (3.50 UEF - 50 Gal) - Fuel Sub - Hot-Dry | SDG&E ¦ Hot-Dry | SDG&E | All | Electric & Gas | HPWH (3.50 UEF - 50 Gal) | Efficient |  |  | 1 | Conventional | WaterHeat | Com - Office (Large) | Com | ROB Only | 1 | 1000 sqft2 of floor space | 1000 sqft served | 13 | DEER:Indoor_CFL_Ltg | 160.4585 | 0 | -17.4894 | SWWH027-05 | 59.2667 | 2024 | 31.912 | 2024 | 0 | -6.1444 | SWWH027-05 | Com Small Gas Water Heaters - Hot-Dry ¦ SDG&E ¦ Hot-Dry | Com Small Gas Water Heaters - Hot-Dry | 0.46177 | 0.546 | 0 | CBSA 2019 | 62.5818 | 2032 | 1 | SWWH027-05
COM-WATERHEAT-FS-14.90 | Com ¦ Com Heat Pump Water Heater (3.50 UEF - 50 Gal) - Fuel Sub - Hot-Dry ¦ SDG&E ¦ Hot-Dry | Com ¦ Com Heat Pump Water Heater (3.50 UEF - 50 Gal) - Fuel Sub - Hot-Dry | SDG&E ¦ Hot-Dry | SDG&E | All | Electric & Gas | HPWH (3.50 UEF - 50 Gal) | Efficient |  |  | 1 | Conventional | WaterHeat | Com - Office (Small) | Com | ROB Only | 1 | 1000 sqft2 of floor space | 1000 sqft served | 13 | DEER:Indoor_CFL_Ltg | 149.169 | 0 | -16.1384 | SWWH027-05 | 59.2667 | 2024 | 31.912 | 2024 | 0 | -6.1444 | SWWH027-05 | Com Small Gas Water Heaters - Hot-Dry ¦ SDG&E ¦ Hot-Dry | Com Small Gas Water Heaters - Hot-Dry | 0.46177 | 0.546 | 0 | CBSA 2019 | 25.1097 | 2032 | 1 | SWWH027-05
COM-WATERHEAT-FS-14.91 | Com ¦ Com Heat Pump Water Heater (3.50 UEF - 50 Gal) - Fuel Sub - Hot-Dry ¦ SDG&E ¦ Hot-Dry | Com ¦ Com Heat Pump Water Heater (3.50 UEF - 50 Gal) - Fuel Sub - Hot-Dry | SDG&E ¦ Hot-Dry | SDG&E | All | Electric & Gas | HPWH (3.50 UEF - 50 Gal) | Efficient |  |  | 1 | Conventional | WaterHeat | Com - Other | Com | ROB Only | 1 | 1000 sqft2 of floor space | 1000 sqft served | 13 | DEER:Indoor_CFL_Ltg | 1913.3207 | 0 | -203.5773 | SWWH027-05 | 490.1683 | 2024 | 263.9296 | 2024 | 0 | -50.8178 | SWWH027-05 | Com Small Gas Water Heaters - Hot-Dry ¦ SDG&E ¦ Hot-Dry | Com Small Gas Water Heaters - Hot-Dry | 0.5433 | 0.546 | 0 | CBSA 2019 | 710.9292 | 2032 | 1 | SWWH027-05
COM-WATERHEAT-FS-14.92 | Com ¦ Com Heat Pump Water Heater (3.50 UEF - 50 Gal) - Fuel Sub - Hot-Dry ¦ SDG&E ¦ Hot-Dry | Com ¦ Com Heat Pump Water Heater (3.50 UEF - 50 Gal) - Fuel Sub - Hot-Dry | SDG&E ¦ Hot-Dry | SDG&E | All | Electric & Gas | HPWH (3.50 UEF - 50 Gal) | Efficient |  |  | 1 | Conventional | WaterHeat | Com - Refrig. Warehouse | Com | ROB Only | 1 | 1000 sqft2 of floor space | 1000 sqft served | 13 | DEER:Indoor_CFL_Ltg | 159.1748 | 0 | -17.5435 | SWWH027-05 | 27.4049 | 2024 | 14.7561 | 2024 | 0 | -2.8412 | SWWH027-05 | Com Small Gas Water Heaters - Hot-Dry ¦ SDG&E ¦ Hot-Dry | Com Small Gas Water Heaters - Hot-Dry | 0.22621 | 0.546 | 0 | CBSA 2019 | 10.3273 | 2032 | 1 | SWWH027-05
COM-WATERHEAT-FS-14.93 | Com ¦ Com Heat Pump Water Heater (3.50 UEF - 50 Gal) - Fuel Sub - Hot-Dry ¦ SDG&E ¦ Hot-Dry | Com ¦ Com Heat Pump Water Heater (3.50 UEF - 50 Gal) - Fuel Sub - Hot-Dry | SDG&E ¦ Hot-Dry | SDG&E | All | Electric & Gas | HPWH (3.50 UEF - 50 Gal) | Efficient |  |  | 1 | Conventional | WaterHeat | Com - Restaurant | Com | ROB Only | 1 | 1000 sqft2 of floor space | 1000 sqft served | 13 | DEER:Indoor_CFL_Ltg | 6880.2371 | 0 | -779.9876 | SWWH027-05 | 2567.4192 | 2024 | 1382.4189 | 2024 | 0 | -266.1751 | SWWH027-05 | Com Small Gas Water Heaters - Hot-Dry ¦ SDG&E ¦ Hot-Dry | Com Small Gas Water Heaters - Hot-Dry | 0.79319 | 0.546 | 0 | CBSA 2019 | 463.6866 | 2032 | 1 | SWWH027-05
COM-WATERHEAT-FS-14.94 | Com ¦ Com Heat Pump Water Heater (3.50 UEF - 50 Gal) - Fuel Sub - Hot-Dry ¦ SDG&E ¦ Hot-Dry | Com ¦ Com Heat Pump Water Heater (3.50 UEF - 50 Gal) - Fuel Sub - Hot-Dry | SDG&E ¦ Hot-Dry | SDG&E | All | Electric & Gas | HPWH (3.50 UEF - 50 Gal) | Efficient |  |  | 1 | Conventional | WaterHeat | Com - Retail | Com | ROB Only | 1 | 1000 sqft2 of floor space | 1000 sqft served | 13 | DEER:Indoor_CFL_Ltg | 106.9237 | 0 | -11.5052 | SWWH027-05 | 36.7097 | 2024 | 19.7663 | 2024 | 0 | -3.8059 | SWWH027-05 | Com Small Gas Water Heaters - Hot-Dry ¦ SDG&E ¦ Hot-Dry | Com Small Gas Water Heaters - Hot-Dry | 0.40063 | 0.546 | 0 | CBSA 2019 | 19.2846 | 2032 | 1 | SWWH027-05
COM-WATERHEAT-FS-14.95 | Com ¦ Com Heat Pump Water Heater (3.50 UEF - 50 Gal) - Fuel Sub - Hot-Dry ¦ SDG&E ¦ Hot-Dry | Com ¦ Com Heat Pump Water Heater (3.50 UEF - 50 Gal) - Fuel Sub - Hot-Dry | SDG&E ¦ Hot-Dry | SDG&E | All | Electric & Gas | HPWH (3.50 UEF - 50 Gal) | Efficient |  |  | 1 | Conventional | WaterHeat | Com - School | Com | ROB Only | 1 | 1000 sqft2 of floor space | 1000 sqft served | 13 | DEER:Indoor_CFL_Ltg | 569.5199 | 0 | -63.6849 | SWWH027-05 | 302.392 | 2024 | 162.822 | 2024 | 0 | -31.3502 | SWWH027-05 | Com Small Gas Water Heaters - Hot-Dry ¦ SDG&E ¦ Hot-Dry | Com Small Gas Water Heaters - Hot-Dry | 0.76922 | 0.546 | 0 | CBSA 2019 | 51.7343 | 2032 | 1 | SWWH027-05
COM-WATERHEAT-FS-14.96 | Com ¦ Com Heat Pump Water Heater (3.50 UEF - 50 Gal) - Fuel Sub - Hot-Dry ¦ SDG&E ¦ Hot-Dry | Com ¦ Com Heat Pump Water Heater (3.50 UEF - 50 Gal) - Fuel Sub - Hot-Dry | SDG&E ¦ Hot-Dry | SDG&E | All | Electric & Gas | HPWH (3.50 UEF - 50 Gal) | Efficient |  |  | 1 | Conventional | WaterHeat | Com - Warehouse | Com | ROB Only | 1 | 1000 sqft2 of floor space | 1000 sqft served | 13 | DEER:Indoor_CFL_Ltg | 17.2867 | 0 | -1.8485 | SWWH027-05 | 5.481 | 2024 | 2.9512 | 2024 | 0 | -0.56824 | SWWH027-05 | Com Small Gas Water Heaters - Hot-Dry ¦ SDG&E ¦ Hot-Dry | Com Small Gas Water Heaters - Hot-Dry | 0.1976 | 0.546 | 0 | CBSA 2019 | 2.611 | 2032 | 1 | SWWH027-05
COM-WATERHEAT-FS-15.1 | Com ¦ Com Heat Pump Water Heater (3.75 UEF - 50 Gal) - Fuel Sub - Marine ¦ PG&E ¦ Marine | Com ¦ Com Heat Pump Water Heater (3.75 UEF - 50 Gal) - Fuel Sub - Marine | PG&E ¦ Marine | PG&E | All | Electric & Gas | HPWH (3.75 UEF - 50 Gal) | Efficient |  |  | 1 | Conventional | WaterHeat | Com - College | Com | ROB Only | 1 | 1000 sqft2 of floor space | 1000 sqft served | 13 | DEER:Indoor_CFL_Ltg | 591.5722 | 0 | -67.0699 | SWWH027-05 | 208.1645 | 2024 | 102.5529 | 2024 | 0 | -19.7458 | SWWH027-05 | Com Small Gas Water Heaters - Marine ¦ PG&E ¦ Marine | Com Small Gas Water Heaters - Marine | 0.74815 | 0.546 | 0 | CBSA 2019 | 176.5778 | 2032 | 1 | SWWH027-05
COM-WATERHEAT-FS-15.2 | Com ¦ Com Heat Pump Water Heater (3.75 UEF - 50 Gal) - Fuel Sub - Marine ¦ PG&E ¦ Marine | Com ¦ Com Heat Pump Water Heater (3.75 UEF - 50 Gal) - Fuel Sub - Marine | PG&E ¦ Marine | PG&E | All | Electric & Gas | HPWH (3.75 UEF - 50 Gal) | Efficient |  |  | 1 | Conventional | WaterHeat | Com - Grocery | Com | ROB Only | 1 | 1000 sqft2 of floor space | 1000 sqft served | 13 | DEER:Indoor_CFL_Ltg | 0 | 0 | 0 | SWWH027-05 | 101.241 | 2024 | 61.7409 | 2024 | 0 | -16.3851 | SWWH027-05 | Com Small Gas Water Heaters - Marine ¦ PG&E ¦ Marine | Com Small Gas Water Heaters - Marine | 0.59609 | 0.546 | 0 | CBSA 2019 | 0 | 2032 | 1 | SWWH027-05
COM-WATERHEAT-FS-15.3 | Com ¦ Com Heat Pump Water Heater (3.75 UEF - 50 Gal) - Fuel Sub - Marine ¦ PG&E ¦ Marine | Com ¦ Com Heat Pump Water Heater (3.75 UEF - 50 Gal) - Fuel Sub - Marine | PG&E ¦ Marine | PG&E | All | Electric & Gas | HPWH (3.75 UEF - 50 Gal) | Efficient |  |  | 1 | Conventional | WaterHeat | Com - Health | Com | ROB Only | 1 | 1000 sqft2 of floor space | 1000 sqft served | 13 | DEER:Indoor_CFL_Ltg | 1646.4723 | 0 | -189.4886 | SWWH027-05 | 315.3006 | 2024 | 155.3338 | 2024 | 0 | -29.9084 | SWWH027-05 | Com Small Gas Water Heaters - Marine ¦ PG&E ¦ Marine | Com Small Gas Water Heaters - Marine | 0.52611 | 0.546 | 0 | CBSA 2019 | 427.4864 | 2032 | 1 | SWWH027-05
COM-WATERHEAT-FS-15.4 | Com ¦ Com Heat Pump Water Heater (3.75 UEF - 50 Gal) - Fuel Sub - Marine ¦ PG&E ¦ Marine | Com ¦ Com Heat Pump Water Heater (3.75 UEF - 50 Gal) - Fuel Sub - Marine | PG&E ¦ Marine | PG&E | All | Electric & Gas | HPWH (3.75 UEF - 50 Gal) | Efficient |  |  | 1 | Conventional | WaterHeat | Com - Lodging | Com | ROB Only | 1 | 1000 sqft2 of floor space | 1000 sqft served | 13 | DEER:Indoor_CFL_Ltg | 1293.2295 | 0 | -145.1426 | SWWH027-05 | 198.3899 | 2024 | 97.7373 | 2024 | 0 | -18.8186 | SWWH027-05 | Com Small Gas Water Heaters - Marine ¦ PG&E ¦ Marine | Com Small Gas Water Heaters - Marine | 0.73871 | 0.546 | 0 | CBSA 2019 | 1229.8497 | 2032 | 1 | SWWH027-05
COM-WATERHEAT-FS-15.5 | Com ¦ Com Heat Pump Water Heater (3.75 UEF - 50 Gal) - Fuel Sub - Marine ¦ PG&E ¦ Marine | Com ¦ Com Heat Pump Water Heater (3.75 UEF - 50 Gal) - Fuel Sub - Marine | PG&E ¦ Marine | PG&E | All | Electric & Gas | HPWH (3.75 UEF - 50 Gal) | Efficient |  |  | 1 | Conventional | WaterHeat | Com - Office (Large) | Com | ROB Only | 1 | 1000 sqft2 of floor space | 1000 sqft served | 13 | DEER:Indoor_CFL_Ltg | 164.5301 | 0 | -18.8775 | SWWH027-05 | 64.7758 | 2024 | 31.912 | 2024 | 0 | -6.1444 | SWWH027-05 | Com Small Gas Water Heaters - Marine ¦ PG&E ¦ Marine | Com Small Gas Water Heaters - Marine | 0.46177 | 0.546 | 0 | CBSA 2019 | 68.4102 | 2032 | 1 | SWWH027-05
COM-WATERHEAT-FS-15.6 | Com ¦ Com Heat Pump Water Heater (3.75 UEF - 50 Gal) - Fuel Sub - Marine ¦ PG&E ¦ Marine | Com ¦ Com Heat Pump Water Heater (3.75 UEF - 50 Gal) - Fuel Sub - Marine | PG&E ¦ Marine | PG&E | All | Electric & Gas | HPWH (3.75 UEF - 50 Gal) | Efficient |  |  | 1 | Conventional | WaterHeat | Com - Office (Small) | Com | ROB Only | 1 | 1000 sqft2 of floor space | 1000 sqft served | 13 | DEER:Indoor_CFL_Ltg | 153.0556 | 0 | -17.4709 | SWWH027-05 | 64.7758 | 2024 | 31.912 | 2024 | 0 | -6.1444 | SWWH027-05 | Com Small Gas Water Heaters - Marine ¦ PG&E ¦ Marine | Com Small Gas Water Heaters - Marine | 0.46177 | 0.546 | 0 | CBSA 2019 | 27.5694 | 2032 | 1 | SWWH027-05
COM-WATERHEAT-FS-15.7 | Com ¦ Com Heat Pump Water Heater (3.75 UEF - 50 Gal) - Fuel Sub - Marine ¦ PG&E ¦ Marine | Com ¦ Com Heat Pump Water Heater (3.75 UEF - 50 Gal) - Fuel Sub - Marine | PG&E ¦ Marine | PG&E | All | Electric & Gas | HPWH (3.75 UEF - 50 Gal) | Efficient |  |  | 1 | Conventional | WaterHeat | Com - Other | Com | ROB Only | 1 | 1000 sqft2 of floor space | 1000 sqft served | 13 | DEER:Indoor_CFL_Ltg | 1974.5469 | 0 | -220.4145 | SWWH027-05 | 535.7313 | 2024 | 263.9296 | 2024 | 0 | -50.8178 | SWWH027-05 | Com Small Gas Water Heaters - Marine ¦ PG&E ¦ Marine | Com Small Gas Water Heaters - Marine | 0.5433 | 0.546 | 0 | CBSA 2019 | 780.4411 | 2032 | 1 | SWWH027-05
COM-WATERHEAT-FS-15.8 | Com ¦ Com Heat Pump Water Heater (3.75 UEF - 50 Gal) - Fuel Sub - Marine ¦ PG&E ¦ Marine | Com ¦ Com Heat Pump Water Heater (3.75 UEF - 50 Gal) - Fuel Sub - Marine | PG&E ¦ Marine | PG&E | All | Electric & Gas | HPWH (3.75 UEF - 50 Gal) | Efficient |  |  | 1 | Conventional | WaterHeat | Com - Refrig. Warehouse | Com | ROB Only | 1 | 1000 sqft2 of floor space | 1000 sqft served | 13 | DEER:Indoor_CFL_Ltg | 163.4537 | 0 | -18.9983 | SWWH027-05 | 29.9523 | 2024 | 14.7561 | 2024 | 0 | -2.8412 | SWWH027-05 | Com Small Gas Water Heaters - Marine ¦ PG&E ¦ Marine | Com Small Gas Water Heaters - Marine | 0.22621 | 0.546 | 0 | CBSA 2019 | 11.3431 | 2032 | 1 | SWWH027-05
COM-WATERHEAT-FS-15.9 | Com ¦ Com Heat Pump Water Heater (3.75 UEF - 50 Gal) - Fuel Sub - Marine ¦ PG&E ¦ Marine | Com ¦ Com Heat Pump Water Heater (3.75 UEF - 50 Gal) - Fuel Sub - Marine | PG&E ¦ Marine | PG&E | All | Electric & Gas | HPWH (3.75 UEF - 50 Gal) | Efficient |  |  | 1 | Conventional | WaterHeat | Com - Restaurant | Com | ROB Only | 1 | 1000 sqft2 of floor space | 1000 sqft served | 13 | DEER:Indoor_CFL_Ltg | 7109.1993 | 0 | -845.4464 | SWWH027-05 | 2806.0708 | 2024 | 1382.4189 | 2024 | 0 | -266.1751 | SWWH027-05 | Com Small Gas Water Heaters - Marine ¦ PG&E ¦ Marine | Com Small Gas Water Heaters - Marine | 0.79319 | 0.546 | 0 | CBSA 2019 | 508.7928 | 2032 | 1 | SWWH027-05
COM-WATERHEAT-FS-15.10 | Com ¦ Com Heat Pump Water Heater (3.75 UEF - 50 Gal) - Fuel Sub - Marine ¦ PG&E ¦ Marine | Com ¦ Com Heat Pump Water Heater (3.75 UEF - 50 Gal) - Fuel Sub - Marine | PG&E ¦ Marine | PG&E | All | Electric & Gas | HPWH (3.75 UEF - 50 Gal) | Efficient |  |  | 1 | Conventional | WaterHeat | Com - Retail | Com | ROB Only | 1 | 1000 sqft2 of floor space | 1000 sqft served | 13 | DEER:Indoor_CFL_Ltg | 110.9548 | 0 | -12.4564 | SWWH027-05 | 40.1221 | 2024 | 19.7663 | 2024 | 0 | -3.8059 | SWWH027-05 | Com Small Gas Water Heaters - Marine ¦ PG&E ¦ Marine | Com Small Gas Water Heaters - Marine | 0.40063 | 0.546 | 0 | CBSA 2019 | 22.5682 | 2032 | 1 | SWWH027-05
COM-WATERHEAT-FS-15.11 | Com ¦ Com Heat Pump Water Heater (3.75 UEF - 50 Gal) - Fuel Sub - Marine ¦ PG&E ¦ Marine | Com ¦ Com Heat Pump Water Heater (3.75 UEF - 50 Gal) - Fuel Sub - Marine | PG&E ¦ Marine | PG&E | All | Electric & Gas | HPWH (3.75 UEF - 50 Gal) | Efficient |  |  | 1 | Conventional | WaterHeat | Com - School | Com | ROB Only | 1 | 1000 sqft2 of floor space | 1000 sqft served | 13 | DEER:Indoor_CFL_Ltg | 586.5171 | 0 | -68.9729 | SWWH027-05 | 330.5005 | 2024 | 162.822 | 2024 | 0 | -31.3502 | SWWH027-05 | Com Small Gas Water Heaters - Marine ¦ PG&E ¦ Marine | Com Small Gas Water Heaters - Marine | 0.76922 | 0.546 | 0 | CBSA 2019 | 61.0174 | 2032 | 1 | SWWH027-05
COM-WATERHEAT-FS-15.12 | Com ¦ Com Heat Pump Water Heater (3.75 UEF - 50 Gal) - Fuel Sub - Marine ¦ PG&E ¦ Marine | Com ¦ Com Heat Pump Water Heater (3.75 UEF - 50 Gal) - Fuel Sub - Marine | PG&E ¦ Marine | PG&E | All | Electric & Gas | HPWH (3.75 UEF - 50 Gal) | Efficient |  |  | 1 | Conventional | WaterHeat | Com - Warehouse | Com | ROB Only | 1 | 1000 sqft2 of floor space | 1000 sqft served | 13 | DEER:Indoor_CFL_Ltg | 17.9714 | 0 | -2.0025 | SWWH027-05 | 5.9905 | 2024 | 2.9512 | 2024 | 0 | -0.56824 | SWWH027-05 | Com Small Gas Water Heaters - Marine ¦ PG&E ¦ Marine | Com Small Gas Water Heaters - Marine | 0.1976 | 0.546 | 0 | CBSA 2019 | 3.0551 | 2032 | 1 | SWWH027-05
COM-WATERHEAT-FS-15.13 | Com ¦ Com Heat Pump Water Heater (3.75 UEF - 50 Gal) - Fuel Sub - Hot-Dry ¦ PG&E ¦ Hot-Dry | Com ¦ Com Heat Pump Water Heater (3.75 UEF - 50 Gal) - Fuel Sub - Hot-Dry | PG&E ¦ Hot-Dry | PG&E | All | Electric & Gas | HPWH (3.75 UEF - 50 Gal) | Efficient |  |  | 1 | Conventional | WaterHeat | Com - College | Com | ROB Only | 1 | 1000 sqft2 of floor space | 1000 sqft served | 13 | DEER:Indoor_CFL_Ltg | 569.2869 | 0 | -64.1714 | SWWH027-05 | 208.1645 | 2024 | 102.5529 | 2024 | 0 | -19.7458 | SWWH027-05 | Com Small Gas Water Heaters - Hot-Dry ¦ PG&E ¦ Hot-Dry | Com Small Gas Water Heaters - Hot-Dry | 0.74815 | 0.546 | 0 | CBSA 2019 | 168.6991 | 2032 | 1 | SWWH027-05
COM-WATERHEAT-FS-15.14 | Com ¦ Com Heat Pump Water Heater (3.75 UEF - 50 Gal) - Fuel Sub - Hot-Dry ¦ PG&E ¦ Hot-Dry | Com ¦ Com Heat Pump Water Heater (3.75 UEF - 50 Gal) - Fuel Sub - Hot-Dry | PG&E ¦ Hot-Dry | PG&E | All | Electric & Gas | HPWH (3.75 UEF - 50 Gal) | Efficient |  |  | 1 | Conventional | WaterHeat | Com - Grocery | Com | ROB Only | 1 | 1000 sqft2 of floor space | 1000 sqft served | 13 | DEER:Indoor_CFL_Ltg | 0 | 0 | 0 | SWWH027-05 | 101.241 | 2024 | 61.7409 | 2024 | 0 | -16.3851 | SWWH027-05 | Com Small Gas Water Heaters - Hot-Dry ¦ PG&E ¦ Hot-Dry | Com Small Gas Water Heaters - Hot-Dry | 0.59609 | 0.546 | 0 | CBSA 2019 | 0 | 2032 | 1 | SWWH027-05
COM-WATERHEAT-FS-15.15 | Com ¦ Com Heat Pump Water Heater (3.75 UEF - 50 Gal) - Fuel Sub - Hot-Dry ¦ PG&E ¦ Hot-Dry | Com ¦ Com Heat Pump Water Heater (3.75 UEF - 50 Gal) - Fuel Sub - Hot-Dry | PG&E ¦ Hot-Dry | PG&E | All | Electric & Gas | HPWH (3.75 UEF - 50 Gal) | Efficient |  |  | 1 | Conventional | WaterHeat | Com - Health | Com | ROB Only | 1 | 1000 sqft2 of floor space | 1000 sqft served | 13 | DEER:Indoor_CFL_Ltg | 1588.5952 | 0 | -180.4801 | SWWH027-05 | 315.3006 | 2024 | 155.3338 | 2024 | 0 | -29.9084 | SWWH027-05 | Com Small Gas Water Heaters - Hot-Dry ¦ PG&E ¦ Hot-Dry | Com Small Gas Water Heaters - Hot-Dry | 0.52611 | 0.546 | 0 | CBSA 2019 | 405.8282 | 2032 | 1 | SWWH027-05
COM-WATERHEAT-FS-15.16 | Com ¦ Com Heat Pump Water Heater (3.75 UEF - 50 Gal) - Fuel Sub - Hot-Dry ¦ PG&E ¦ Hot-Dry | Com ¦ Com Heat Pump Water Heater (3.75 UEF - 50 Gal) - Fuel Sub - Hot-Dry | PG&E ¦ Hot-Dry | PG&E | All | Electric & Gas | HPWH (3.75 UEF - 50 Gal) | Efficient |  |  | 1 | Conventional | WaterHeat | Com - Lodging | Com | ROB Only | 1 | 1000 sqft2 of floor space | 1000 sqft served | 13 | DEER:Indoor_CFL_Ltg | 1243.0737 | 0 | -137.894 | SWWH027-05 | 198.3899 | 2024 | 97.7373 | 2024 | 0 | -18.8186 | SWWH027-05 | Com Small Gas Water Heaters - Hot-Dry ¦ PG&E ¦ Hot-Dry | Com Small Gas Water Heaters - Hot-Dry | 0.73871 | 0.546 | 0 | CBSA 2019 | 1166.1547 | 2032 | 1 | SWWH027-05
COM-WATERHEAT-FS-15.17 | Com ¦ Com Heat Pump Water Heater (3.75 UEF - 50 Gal) - Fuel Sub - Hot-Dry ¦ PG&E ¦ Hot-Dry | Com ¦ Com Heat Pump Water Heater (3.75 UEF - 50 Gal) - Fuel Sub - Hot-Dry | PG&E ¦ Hot-Dry | PG&E | All | Electric & Gas | HPWH (3.75 UEF - 50 Gal) | Efficient |  |  | 1 | Conventional | WaterHeat | Com - Office (Large) | Com | ROB Only | 1 | 1000 sqft2 of floor space | 1000 sqft served | 13 | DEER:Indoor_CFL_Ltg | 159.163 | 0 | -18.0261 | SWWH027-05 | 64.7758 | 2024 | 31.912 | 2024 | 0 | -6.1444 | SWWH027-05 | Com Small Gas Water Heaters - Hot-Dry ¦ PG&E ¦ Hot-Dry | Com Small Gas Water Heaters - Hot-Dry | 0.46177 | 0.546 | 0 | CBSA 2019 | 65.1209 | 2032 | 1 | SWWH027-05
COM-WATERHEAT-FS-15.18 | Com ¦ Com Heat Pump Water Heater (3.75 UEF - 50 Gal) - Fuel Sub - Hot-Dry ¦ PG&E ¦ Hot-Dry | Com ¦ Com Heat Pump Water Heater (3.75 UEF - 50 Gal) - Fuel Sub - Hot-Dry | PG&E ¦ Hot-Dry | PG&E | All | Electric & Gas | HPWH (3.75 UEF - 50 Gal) | Efficient |  |  | 1 | Conventional | WaterHeat | Com - Office (Small) | Com | ROB Only | 1 | 1000 sqft2 of floor space | 1000 sqft served | 13 | DEER:Indoor_CFL_Ltg | 148.0586 | 0 | -16.6196 | SWWH027-05 | 64.7758 | 2024 | 31.912 | 2024 | 0 | -6.1444 | SWWH027-05 | Com Small Gas Water Heaters - Hot-Dry ¦ PG&E ¦ Hot-Dry | Com Small Gas Water Heaters - Hot-Dry | 0.46177 | 0.546 | 0 | CBSA 2019 | 26.1132 | 2032 | 1 | SWWH027-05
COM-WATERHEAT-FS-15.19 | Com ¦ Com Heat Pump Water Heater (3.75 UEF - 50 Gal) - Fuel Sub - Hot-Dry ¦ PG&E ¦ Hot-Dry | Com ¦ Com Heat Pump Water Heater (3.75 UEF - 50 Gal) - Fuel Sub - Hot-Dry | PG&E ¦ Hot-Dry | PG&E | All | Electric & Gas | HPWH (3.75 UEF - 50 Gal) | Efficient |  |  | 1 | Conventional | WaterHeat | Com - Other | Com | ROB Only | 1 | 1000 sqft2 of floor space | 1000 sqft served | 13 | DEER:Indoor_CFL_Ltg | 1913.3207 | 0 | -209.6999 | SWWH027-05 | 535.7313 | 2024 | 263.9296 | 2024 | 0 | -50.8178 | SWWH027-05 | Com Small Gas Water Heaters - Hot-Dry ¦ PG&E ¦ Hot-Dry | Com Small Gas Water Heaters - Hot-Dry | 0.5433 | 0.546 | 0 | CBSA 2019 | 738.6647 | 2032 | 1 | SWWH027-05
COM-WATERHEAT-FS-15.20 | Com ¦ Com Heat Pump Water Heater (3.75 UEF - 50 Gal) - Fuel Sub - Hot-Dry ¦ PG&E ¦ Hot-Dry | Com ¦ Com Heat Pump Water Heater (3.75 UEF - 50 Gal) - Fuel Sub - Hot-Dry | PG&E ¦ Hot-Dry | PG&E | All | Electric & Gas | HPWH (3.75 UEF - 50 Gal) | Efficient |  |  | 1 | Conventional | WaterHeat | Com - Refrig. Warehouse | Com | ROB Only | 1 | 1000 sqft2 of floor space | 1000 sqft served | 13 | DEER:Indoor_CFL_Ltg | 157.4633 | 0 | -18.1425 | SWWH027-05 | 29.9523 | 2024 | 14.7561 | 2024 | 0 | -2.8412 | SWWH027-05 | Com Small Gas Water Heaters - Hot-Dry ¦ PG&E ¦ Hot-Dry | Com Small Gas Water Heaters - Hot-Dry | 0.22621 | 0.546 | 0 | CBSA 2019 | 10.8076 | 2032 | 1 | SWWH027-05
COM-WATERHEAT-FS-15.21 | Com ¦ Com Heat Pump Water Heater (3.75 UEF - 50 Gal) - Fuel Sub - Hot-Dry ¦ PG&E ¦ Hot-Dry | Com ¦ Com Heat Pump Water Heater (3.75 UEF - 50 Gal) - Fuel Sub - Hot-Dry | PG&E ¦ Hot-Dry | PG&E | All | Electric & Gas | HPWH (3.75 UEF - 50 Gal) | Efficient |  |  | 1 | Conventional | WaterHeat | Com - Restaurant | Com | ROB Only | 1 | 1000 sqft2 of floor space | 1000 sqft served | 13 | DEER:Indoor_CFL_Ltg | 6845.3357 | 0 | -805.3598 | SWWH027-05 | 2806.0708 | 2024 | 1382.4189 | 2024 | 0 | -266.1751 | SWWH027-05 | Com Small Gas Water Heaters - Hot-Dry ¦ PG&E ¦ Hot-Dry | Com Small Gas Water Heaters - Hot-Dry | 0.79319 | 0.546 | 0 | CBSA 2019 | 483.3674 | 2032 | 1 | SWWH027-05
COM-WATERHEAT-FS-15.22 | Com ¦ Com Heat Pump Water Heater (3.75 UEF - 50 Gal) - Fuel Sub - Hot-Dry ¦ PG&E ¦ Hot-Dry | Com ¦ Com Heat Pump Water Heater (3.75 UEF - 50 Gal) - Fuel Sub - Hot-Dry | PG&E ¦ Hot-Dry | PG&E | All | Electric & Gas | HPWH (3.75 UEF - 50 Gal) | Efficient |  |  | 1 | Conventional | WaterHeat | Com - Retail | Com | ROB Only | 1 | 1000 sqft2 of floor space | 1000 sqft served | 13 | DEER:Indoor_CFL_Ltg | 106.9163 | 0 | -11.8499 | SWWH027-05 | 40.1221 | 2024 | 19.7663 | 2024 | 0 | -3.8059 | SWWH027-05 | Com Small Gas Water Heaters - Hot-Dry ¦ PG&E ¦ Hot-Dry | Com Small Gas Water Heaters - Hot-Dry | 0.40063 | 0.546 | 0 | CBSA 2019 | 20.9902 | 2032 | 1 | SWWH027-05
COM-WATERHEAT-FS-15.23 | Com ¦ Com Heat Pump Water Heater (3.75 UEF - 50 Gal) - Fuel Sub - Hot-Dry ¦ PG&E ¦ Hot-Dry | Com ¦ Com Heat Pump Water Heater (3.75 UEF - 50 Gal) - Fuel Sub - Hot-Dry | PG&E ¦ Hot-Dry | PG&E | All | Electric & Gas | HPWH (3.75 UEF - 50 Gal) | Efficient |  |  | 1 | Conventional | WaterHeat | Com - School | Com | ROB Only | 1 | 1000 sqft2 of floor space | 1000 sqft served | 13 | DEER:Indoor_CFL_Ltg | 567.903 | 0 | -66.0592 | SWWH027-05 | 330.5005 | 2024 | 162.822 | 2024 | 0 | -31.3502 | SWWH027-05 | Com Small Gas Water Heaters - Hot-Dry ¦ PG&E ¦ Hot-Dry | Com Small Gas Water Heaters - Hot-Dry | 0.76922 | 0.546 | 0 | CBSA 2019 | 57.4251 | 2032 | 1 | SWWH027-05
COM-WATERHEAT-FS-15.24 | Com ¦ Com Heat Pump Water Heater (3.75 UEF - 50 Gal) - Fuel Sub - Hot-Dry ¦ PG&E ¦ Hot-Dry | Com ¦ Com Heat Pump Water Heater (3.75 UEF - 50 Gal) - Fuel Sub - Hot-Dry | PG&E ¦ Hot-Dry | PG&E | All | Electric & Gas | HPWH (3.75 UEF - 50 Gal) | Efficient |  |  | 1 | Conventional | WaterHeat | Com - Warehouse | Com | ROB Only | 1 | 1000 sqft2 of floor space | 1000 sqft served | 13 | DEER:Indoor_CFL_Ltg | 17.1156 | 0 | -1.8998 | SWWH027-05 | 5.9905 | 2024 | 2.9512 | 2024 | 0 | -0.56824 | SWWH027-05 | Com Small Gas Water Heaters - Hot-Dry ¦ PG&E ¦ Hot-Dry | Com Small Gas Water Heaters - Hot-Dry | 0.1976 | 0.546 | 0 | CBSA 2019 | 2.8787 | 2032 | 1 | SWWH027-05
COM-WATERHEAT-FS-15.25 | Com ¦ Com Heat Pump Water Heater (3.75 UEF - 50 Gal) - Fuel Sub - Cold ¦ PG&E ¦ Cold | Com ¦ Com Heat Pump Water Heater (3.75 UEF - 50 Gal) - Fuel Sub - Cold | PG&E ¦ Cold | PG&E | All | Electric & Gas | HPWH (3.75 UEF - 50 Gal) | Efficient |  |  | 1 | Conventional | WaterHeat | Com - College | Com | ROB Only | 1 | 1000 sqft2 of floor space | 1000 sqft served | 13 | DEER:Indoor_CFL_Ltg | 1412.2488 | 0 | -143.1668 | SWWH027-05 | 416.329 | 2024 | 205.1057 | 2024 | 0 | -19.7458 | SWWH027-05 | Com Small Gas Water Heaters - Cold ¦ PG&E ¦ Cold | Com Small Gas Water Heaters - Cold | 0.74815 | 0.546 | 0 | CBSA 2019 | 365.6355 | 2032 | 1 | SWWH027-05
COM-WATERHEAT-FS-15.26 | Com ¦ Com Heat Pump Water Heater (3.75 UEF - 50 Gal) - Fuel Sub - Cold ¦ PG&E ¦ Cold | Com ¦ Com Heat Pump Water Heater (3.75 UEF - 50 Gal) - Fuel Sub - Cold | PG&E ¦ Cold | PG&E | All | Electric & Gas | HPWH (3.75 UEF - 50 Gal) | Efficient |  |  | 1 | Conventional | WaterHeat | Com - Grocery | Com | ROB Only | 1 | 1000 sqft2 of floor space | 1000 sqft served | 13 | DEER:Indoor_CFL_Ltg | 0 | 0 | 0 | SWWH027-05 | 202.482 | 2024 | 123.4818 | 2024 | 0 | -16.3851 | SWWH027-05 | Com Small Gas Water Heaters - Cold ¦ PG&E ¦ Cold | Com Small Gas Water Heaters - Cold | 0.59609 | 0.546 | 0 | CBSA 2019 | 0 | 2032 | 1 | SWWH027-05
COM-WATERHEAT-FS-15.27 | Com ¦ Com Heat Pump Water Heater (3.75 UEF - 50 Gal) - Fuel Sub - Cold ¦ PG&E ¦ Cold | Com ¦ Com Heat Pump Water Heater (3.75 UEF - 50 Gal) - Fuel Sub - Cold | PG&E ¦ Cold | PG&E | All | Electric & Gas | HPWH (3.75 UEF - 50 Gal) | Efficient |  |  | 1 | Conventional | WaterHeat | Com - Health | Com | ROB Only | 1 | 1000 sqft2 of floor space | 1000 sqft served | 13 | DEER:Indoor_CFL_Ltg | 3794.7098 | 0 | -403.9298 | SWWH027-05 | 630.6013 | 2024 | 310.6675 | 2024 | 0 | -29.9084 | SWWH027-05 | Com Small Gas Water Heaters - Cold ¦ PG&E ¦ Cold | Com Small Gas Water Heaters - Cold | 0.52611 | 0.546 | 0 | CBSA 2019 | 892.6193 | 2032 | 1 | SWWH027-05
COM-WATERHEAT-FS-15.28 | Com ¦ Com Heat Pump Water Heater (3.75 UEF - 50 Gal) - Fuel Sub - Cold ¦ PG&E ¦ Cold | Com ¦ Com Heat Pump Water Heater (3.75 UEF - 50 Gal) - Fuel Sub - Cold | PG&E ¦ Cold | PG&E | All | Electric & Gas | HPWH (3.75 UEF - 50 Gal) | Efficient |  |  | 1 | Conventional | WaterHeat | Com - Lodging | Com | ROB Only | 1 | 1000 sqft2 of floor space | 1000 sqft served | 13 | DEER:Indoor_CFL_Ltg | 2965.7193 | 0 | -309.2482 | SWWH027-05 | 396.7798 | 2024 | 195.4747 | 2024 | 0 | -18.8186 | SWWH027-05 | Com Small Gas Water Heaters - Cold ¦ PG&E ¦ Cold | Com Small Gas Water Heaters - Cold | 0.73871 | 0.546 | 0 | CBSA 2019 | 2587.2199 | 2032 | 1 | SWWH027-05
COM-WATERHEAT-FS-15.29 | Com ¦ Com Heat Pump Water Heater (3.75 UEF - 50 Gal) - Fuel Sub - Cold ¦ PG&E ¦ Cold | Com ¦ Com Heat Pump Water Heater (3.75 UEF - 50 Gal) - Fuel Sub - Cold | PG&E ¦ Cold | PG&E | All | Electric & Gas | HPWH (3.75 UEF - 50 Gal) | Efficient |  |  | 1 | Conventional | WaterHeat | Com - Office (Large) | Com | ROB Only | 1 | 1000 sqft2 of floor space | 1000 sqft served | 13 | DEER:Indoor_CFL_Ltg | 399.7582 | 0 | -40.346 | SWWH027-05 | 129.5516 | 2024 | 63.824 | 2024 | 0 | -6.1444 | SWWH027-05 | Com Small Gas Water Heaters - Cold ¦ PG&E ¦ Cold | Com Small Gas Water Heaters - Cold | 0.46177 | 0.546 | 0 | CBSA 2019 | 141.4249 | 2032 | 1 | SWWH027-05
COM-WATERHEAT-FS-15.30 | Com ¦ Com Heat Pump Water Heater (3.75 UEF - 50 Gal) - Fuel Sub - Cold ¦ PG&E ¦ Cold | Com ¦ Com Heat Pump Water Heater (3.75 UEF - 50 Gal) - Fuel Sub - Cold | PG&E ¦ Cold | PG&E | All | Electric & Gas | HPWH (3.75 UEF - 50 Gal) | Efficient |  |  | 1 | Conventional | WaterHeat | Com - Office (Small) | Com | ROB Only | 1 | 1000 sqft2 of floor space | 1000 sqft served | 13 | DEER:Indoor_CFL_Ltg | 370.1465 | 0 | -37.0146 | SWWH027-05 | 129.5516 | 2024 | 63.824 | 2024 | 0 | -6.1444 | SWWH027-05 | Com Small Gas Water Heaters - Cold ¦ PG&E ¦ Cold | Com Small Gas Water Heaters - Cold | 0.46177 | 0.546 | 0 | CBSA 2019 | 56.3065 | 2032 | 1 | SWWH027-05
COM-WATERHEAT-FS-15.31 | Com ¦ Com Heat Pump Water Heater (3.75 UEF - 50 Gal) - Fuel Sub - Cold ¦ PG&E ¦ Cold | Com ¦ Com Heat Pump Water Heater (3.75 UEF - 50 Gal) - Fuel Sub - Cold | PG&E ¦ Cold | PG&E | All | Electric & Gas | HPWH (3.75 UEF - 50 Gal) | Efficient |  |  | 1 | Conventional | WaterHeat | Com - Other | Com | ROB Only | 1 | 1000 sqft2 of floor space | 1000 sqft served | 13 | DEER:Indoor_CFL_Ltg | 4561.3565 | 0 | -468.3809 | SWWH027-05 | 1071.4626 | 2024 | 527.8592 | 2024 | 0 | -50.8178 | SWWH027-05 | Com Small Gas Water Heaters - Cold ¦ PG&E ¦ Cold | Com Small Gas Water Heaters - Cold | 0.5433 | 0.546 | 0 | CBSA 2019 | 1618.0833 | 2032 | 1 | SWWH027-05
COM-WATERHEAT-FS-15.32 | Com ¦ Com Heat Pump Water Heater (3.75 UEF - 50 Gal) - Fuel Sub - Cold ¦ PG&E ¦ Cold | Com ¦ Com Heat Pump Water Heater (3.75 UEF - 50 Gal) - Fuel Sub - Cold | PG&E ¦ Cold | PG&E | All | Electric & Gas | HPWH (3.75 UEF - 50 Gal) | Efficient |  |  | 1 | Conventional | WaterHeat | Com - Refrig. Warehouse | Com | ROB Only | 1 | 1000 sqft2 of floor space | 1000 sqft served | 13 | DEER:Indoor_CFL_Ltg | 397.0813 | 0 | -40.5639 | SWWH027-05 | 59.9047 | 2024 | 29.5122 | 2024 | 0 | -2.8412 | SWWH027-05 | Com Small Gas Water Heaters - Cold ¦ PG&E ¦ Cold | Com Small Gas Water Heaters - Cold | 0.22621 | 0.546 | 0 | CBSA 2019 | 23.3598 | 2032 | 1 | SWWH027-05
COM-WATERHEAT-FS-15.33 | Com ¦ Com Heat Pump Water Heater (3.75 UEF - 50 Gal) - Fuel Sub - Cold ¦ PG&E ¦ Cold | Com ¦ Com Heat Pump Water Heater (3.75 UEF - 50 Gal) - Fuel Sub - Cold | PG&E ¦ Cold | PG&E | All | Electric & Gas | HPWH (3.75 UEF - 50 Gal) | Efficient |  |  | 1 | Conventional | WaterHeat | Com - Restaurant | Com | ROB Only | 1 | 1000 sqft2 of floor space | 1000 sqft served | 13 | DEER:Indoor_CFL_Ltg | 16107.1964 | 0 | -1787.3839 | SWWH027-05 | 5612.1416 | 2024 | 2764.8377 | 2024 | 0 | -266.1751 | SWWH027-05 | Com Small Gas Water Heaters - Cold ¦ PG&E ¦ Cold | Com Small Gas Water Heaters - Cold | 0.79319 | 0.546 | 0 | CBSA 2019 | 1056.5074 | 2032 | 1 | SWWH027-05
COM-WATERHEAT-FS-15.34 | Com ¦ Com Heat Pump Water Heater (3.75 UEF - 50 Gal) - Fuel Sub - Cold ¦ PG&E ¦ Cold | Com ¦ Com Heat Pump Water Heater (3.75 UEF - 50 Gal) - Fuel Sub - Cold | PG&E ¦ Cold | PG&E | All | Electric & Gas | HPWH (3.75 UEF - 50 Gal) | Efficient |  |  | 1 | Conventional | WaterHeat | Com - Retail | Com | ROB Only | 1 | 1000 sqft2 of floor space | 1000 sqft served | 13 | DEER:Indoor_CFL_Ltg | 252.1826 | 0 | -26.5374 | SWWH027-05 | 80.2441 | 2024 | 39.5325 | 2024 | 0 | -3.8059 | SWWH027-05 | Com Small Gas Water Heaters - Cold ¦ PG&E ¦ Cold | Com Small Gas Water Heaters - Cold | 0.40063 | 0.546 | 0 | CBSA 2019 | 42.5282 | 2032 | 1 | SWWH027-05
COM-WATERHEAT-FS-15.35 | Com ¦ Com Heat Pump Water Heater (3.75 UEF - 50 Gal) - Fuel Sub - Cold ¦ PG&E ¦ Cold | Com ¦ Com Heat Pump Water Heater (3.75 UEF - 50 Gal) - Fuel Sub - Cold | PG&E ¦ Cold | PG&E | All | Electric & Gas | HPWH (3.75 UEF - 50 Gal) | Efficient |  |  | 1 | Conventional | WaterHeat | Com - School | Com | ROB Only | 1 | 1000 sqft2 of floor space | 1000 sqft served | 13 | DEER:Indoor_CFL_Ltg | 1447.0447 | 0 | -147.1997 | SWWH027-05 | 661.001 | 2024 | 325.6441 | 2024 | 0 | -31.3502 | SWWH027-05 | Com Small Gas Water Heaters - Cold ¦ PG&E ¦ Cold | Com Small Gas Water Heaters - Cold | 0.76922 | 0.546 | 0 | CBSA 2019 | 98.0631 | 2032 | 1 | SWWH027-05
COM-WATERHEAT-FS-15.36 | Com ¦ Com Heat Pump Water Heater (3.75 UEF - 50 Gal) - Fuel Sub - Cold ¦ PG&E ¦ Cold | Com ¦ Com Heat Pump Water Heater (3.75 UEF - 50 Gal) - Fuel Sub - Cold | PG&E ¦ Cold | PG&E | All | Electric & Gas | HPWH (3.75 UEF - 50 Gal) | Efficient |  |  | 1 | Conventional | WaterHeat | Com - Warehouse | Com | ROB Only | 1 | 1000 sqft2 of floor space | 1000 sqft served | 13 | DEER:Indoor_CFL_Ltg | 45.1851 | 0 | -4.2447 | SWWH027-05 | 11.9809 | 2024 | 5.9024 | 2024 | 0 | -0.56824 | SWWH027-05 | Com Small Gas Water Heaters - Cold ¦ PG&E ¦ Cold | Com Small Gas Water Heaters - Cold | 0.1976 | 0.546 | 0 | CBSA 2019 | 4.3502 | 2032 | 1 | SWWH027-05
COM-WATERHEAT-FS-15.37 | Com ¦ Com Heat Pump Water Heater (3.75 UEF - 50 Gal) - Fuel Sub - Marine ¦ SCG ¦ Marine | Com ¦ Com Heat Pump Water Heater (3.75 UEF - 50 Gal) - Fuel Sub - Marine | SCG ¦ Marine | SCG | All | Electric & Gas | HPWH (3.75 UEF - 50 Gal) | Efficient |  |  | 1 | Conventional | WaterHeat | Com - College | Com | ROB Only | 1 | 1000 sqft2 of floor space | 1000 sqft served | 13 | DEER:Indoor_CFL_Ltg | 1079.353 | 0 | -123.9986 | SWWH027-05 | 416.329 | 2024 | 205.1057 | 2024 | 0 | -19.7458 | SWWH027-05 | Com Small Gas Water Heaters - Marine ¦ SCG ¦ Marine | Com Small Gas Water Heaters - Marine | 0.74815 | 0.546 | 0 | CBSA 2019 | 327.5393 | 2032 | 1 | SWWH027-05
COM-WATERHEAT-FS-15.38 | Com ¦ Com Heat Pump Water Heater (3.75 UEF - 50 Gal) - Fuel Sub - Marine ¦ SCG ¦ Marine | Com ¦ Com Heat Pump Water Heater (3.75 UEF - 50 Gal) - Fuel Sub - Marine | SCG ¦ Marine | SCG | All | Electric & Gas | HPWH (3.75 UEF - 50 Gal) | Efficient |  |  | 1 | Conventional | WaterHeat | Com - Grocery | Com | ROB Only | 1 | 1000 sqft2 of floor space | 1000 sqft served | 13 | DEER:Indoor_CFL_Ltg | 0 | 0 | 0 | SWWH027-05 | 202.482 | 2024 | 123.4818 | 2024 | 0 | -16.3851 | SWWH027-05 | Com Small Gas Water Heaters - Marine ¦ SCG ¦ Marine | Com Small Gas Water Heaters - Marine | 0.59609 | 0.546 | 0 | CBSA 2019 | 0 | 2032 | 1 | SWWH027-05
COM-WATERHEAT-FS-15.39 | Com ¦ Com Heat Pump Water Heater (3.75 UEF - 50 Gal) - Fuel Sub - Marine ¦ SCG ¦ Marine | Com ¦ Com Heat Pump Water Heater (3.75 UEF - 50 Gal) - Fuel Sub - Marine | SCG ¦ Marine | SCG | All | Electric & Gas | HPWH (3.75 UEF - 50 Gal) | Efficient |  |  | 1 | Conventional | WaterHeat | Com - Health | Com | ROB Only | 1 | 1000 sqft2 of floor space | 1000 sqft served | 13 | DEER:Indoor_CFL_Ltg | 3043.4192 | 0 | -350.4213 | SWWH027-05 | 630.6013 | 2024 | 310.6675 | 2024 | 0 | -29.9084 | SWWH027-05 | Com Small Gas Water Heaters - Marine ¦ SCG ¦ Marine | Com Small Gas Water Heaters - Marine | 0.52611 | 0.546 | 0 | CBSA 2019 | 790.6422 | 2032 | 1 | SWWH027-05
COM-WATERHEAT-FS-15.40 | Com ¦ Com Heat Pump Water Heater (3.75 UEF - 50 Gal) - Fuel Sub - Marine ¦ SCG ¦ Marine | Com ¦ Com Heat Pump Water Heater (3.75 UEF - 50 Gal) - Fuel Sub - Marine | SCG ¦ Marine | SCG | All | Electric & Gas | HPWH (3.75 UEF - 50 Gal) | Efficient |  |  | 1 | Conventional | WaterHeat | Com - Lodging | Com | ROB Only | 1 | 1000 sqft2 of floor space | 1000 sqft served | 13 | DEER:Indoor_CFL_Ltg | 2385.458 | 0 | -267.9555 | SWWH027-05 | 396.7798 | 2024 | 195.4747 | 2024 | 0 | -18.8186 | SWWH027-05 | Com Small Gas Water Heaters - Marine ¦ SCG ¦ Marine | Com Small Gas Water Heaters - Marine | 0.73871 | 0.546 | 0 | CBSA 2019 | 2270.8138 | 2032 | 1 | SWWH027-05
COM-WATERHEAT-FS-15.41 | Com ¦ Com Heat Pump Water Heater (3.75 UEF - 50 Gal) - Fuel Sub - Marine ¦ SCG ¦ Marine | Com ¦ Com Heat Pump Water Heater (3.75 UEF - 50 Gal) - Fuel Sub - Marine | SCG ¦ Marine | SCG | All | Electric & Gas | HPWH (3.75 UEF - 50 Gal) | Efficient |  |  | 1 | Conventional | WaterHeat | Com - Office (Large) | Com | ROB Only | 1 | 1000 sqft2 of floor space | 1000 sqft served | 13 | DEER:Indoor_CFL_Ltg | 303.15 | 0 | -35.0899 | SWWH027-05 | 129.5516 | 2024 | 63.824 | 2024 | 0 | -6.1444 | SWWH027-05 | Com Small Gas Water Heaters - Marine ¦ SCG ¦ Marine | Com Small Gas Water Heaters - Marine | 0.46177 | 0.546 | 0 | CBSA 2019 | 127.4292 | 2032 | 1 | SWWH027-05
COM-WATERHEAT-FS-15.42 | Com ¦ Com Heat Pump Water Heater (3.75 UEF - 50 Gal) - Fuel Sub - Marine ¦ SCG ¦ Marine | Com ¦ Com Heat Pump Water Heater (3.75 UEF - 50 Gal) - Fuel Sub - Marine | SCG ¦ Marine | SCG | All | Electric & Gas | HPWH (3.75 UEF - 50 Gal) | Efficient |  |  | 1 | Conventional | WaterHeat | Com - Office (Small) | Com | ROB Only | 1 | 1000 sqft2 of floor space | 1000 sqft served | 13 | DEER:Indoor_CFL_Ltg | 282.4218 | 0 | -32.3508 | SWWH027-05 | 129.5516 | 2024 | 63.824 | 2024 | 0 | -6.1444 | SWWH027-05 | Com Small Gas Water Heaters - Marine ¦ SCG ¦ Marine | Com Small Gas Water Heaters - Marine | 0.46177 | 0.546 | 0 | CBSA 2019 | 51.0956 | 2032 | 1 | SWWH027-05
COM-WATERHEAT-FS-15.43 | Com ¦ Com Heat Pump Water Heater (3.75 UEF - 50 Gal) - Fuel Sub - Marine ¦ SCG ¦ Marine | Com ¦ Com Heat Pump Water Heater (3.75 UEF - 50 Gal) - Fuel Sub - Marine | SCG ¦ Marine | SCG | All | Electric & Gas | HPWH (3.75 UEF - 50 Gal) | Efficient |  |  | 1 | Conventional | WaterHeat | Com - Other | Com | ROB Only | 1 | 1000 sqft2 of floor space | 1000 sqft served | 13 | DEER:Indoor_CFL_Ltg | 3642.9626 | 0 | -407.1546 | SWWH027-05 | 1071.4626 | 2024 | 527.8592 | 2024 | 0 | -50.8178 | SWWH027-05 | Com Small Gas Water Heaters - Marine ¦ SCG ¦ Marine | Com Small Gas Water Heaters - Marine | 0.5433 | 0.546 | 0 | CBSA 2019 | 1442.141 | 2032 | 1 | SWWH027-05
COM-WATERHEAT-FS-15.44 | Com ¦ Com Heat Pump Water Heater (3.75 UEF - 50 Gal) - Fuel Sub - Marine ¦ SCG ¦ Marine | Com ¦ Com Heat Pump Water Heater (3.75 UEF - 50 Gal) - Fuel Sub - Marine | SCG ¦ Marine | SCG | All | Electric & Gas | HPWH (3.75 UEF - 50 Gal) | Efficient |  |  | 1 | Conventional | WaterHeat | Com - Refrig. Warehouse | Com | ROB Only | 1 | 1000 sqft2 of floor space | 1000 sqft served | 13 | DEER:Indoor_CFL_Ltg | 301.2341 | 0 | -35.0869 | SWWH027-05 | 59.9047 | 2024 | 29.5122 | 2024 | 0 | -2.8412 | SWWH027-05 | Com Small Gas Water Heaters - Marine ¦ SCG ¦ Marine | Com Small Gas Water Heaters - Marine | 0.22621 | 0.546 | 0 | CBSA 2019 | 20.9604 | 2032 | 1 | SWWH027-05
COM-WATERHEAT-FS-15.45 | Com ¦ Com Heat Pump Water Heater (3.75 UEF - 50 Gal) - Fuel Sub - Marine ¦ SCG ¦ Marine | Com ¦ Com Heat Pump Water Heater (3.75 UEF - 50 Gal) - Fuel Sub - Marine | SCG ¦ Marine | SCG | All | Electric & Gas | HPWH (3.75 UEF - 50 Gal) | Efficient |  |  | 1 | Conventional | WaterHeat | Com - Restaurant | Com | ROB Only | 1 | 1000 sqft2 of floor space | 1000 sqft served | 13 | DEER:Indoor_CFL_Ltg | 12945.5393 | 0 | -1563.1821 | SWWH027-05 | 5612.1416 | 2024 | 2764.8377 | 2024 | 0 | -266.1751 | SWWH027-05 | Com Small Gas Water Heaters - Marine ¦ SCG ¦ Marine | Com Small Gas Water Heaters - Marine | 0.79319 | 0.546 | 0 | CBSA 2019 | 944.2646 | 2032 | 1 | SWWH027-05
COM-WATERHEAT-FS-15.46 | Com ¦ Com Heat Pump Water Heater (3.75 UEF - 50 Gal) - Fuel Sub - Marine ¦ SCG ¦ Marine | Com ¦ Com Heat Pump Water Heater (3.75 UEF - 50 Gal) - Fuel Sub - Marine | SCG ¦ Marine | SCG | All | Electric & Gas | HPWH (3.75 UEF - 50 Gal) | Efficient |  |  | 1 | Conventional | WaterHeat | Com - Retail | Com | ROB Only | 1 | 1000 sqft2 of floor space | 1000 sqft served | 13 | DEER:Indoor_CFL_Ltg | 202.4499 | 0 | -23.0667 | SWWH027-05 | 80.2441 | 2024 | 39.5325 | 2024 | 0 | -3.8059 | SWWH027-05 | Com Small Gas Water Heaters - Marine ¦ SCG ¦ Marine | Com Small Gas Water Heaters - Marine | 0.40063 | 0.546 | 0 | CBSA 2019 | 42.8509 | 2032 | 1 | SWWH027-05
COM-WATERHEAT-FS-15.47 | Com ¦ Com Heat Pump Water Heater (3.75 UEF - 50 Gal) - Fuel Sub - Marine ¦ SCG ¦ Marine | Com ¦ Com Heat Pump Water Heater (3.75 UEF - 50 Gal) - Fuel Sub - Marine | SCG ¦ Marine | SCG | All | Electric & Gas | HPWH (3.75 UEF - 50 Gal) | Efficient |  |  | 1 | Conventional | WaterHeat | Com - School | Com | ROB Only | 1 | 1000 sqft2 of floor space | 1000 sqft served | 13 | DEER:Indoor_CFL_Ltg | 1075.3718 | 0 | -127.9363 | SWWH027-05 | 661.001 | 2024 | 325.6441 | 2024 | 0 | -31.3502 | SWWH027-05 | Com Small Gas Water Heaters - Marine ¦ SCG ¦ Marine | Com Small Gas Water Heaters - Marine | 0.76922 | 0.546 | 0 | CBSA 2019 | 115.2457 | 2032 | 1 | SWWH027-05
COM-WATERHEAT-FS-15.48 | Com ¦ Com Heat Pump Water Heater (3.75 UEF - 50 Gal) - Fuel Sub - Marine ¦ SCG ¦ Marine | Com ¦ Com Heat Pump Water Heater (3.75 UEF - 50 Gal) - Fuel Sub - Marine | SCG ¦ Marine | SCG | All | Electric & Gas | HPWH (3.75 UEF - 50 Gal) | Efficient |  |  | 1 | Conventional | WaterHeat | Com - Warehouse | Com | ROB Only | 1 | 1000 sqft2 of floor space | 1000 sqft served | 13 | DEER:Indoor_CFL_Ltg | 32.7592 | 0 | -3.697 | SWWH027-05 | 11.9809 | 2024 | 5.9024 | 2024 | 0 | -0.56824 | SWWH027-05 | Com Small Gas Water Heaters - Marine ¦ SCG ¦ Marine | Com Small Gas Water Heaters - Marine | 0.1976 | 0.546 | 0 | CBSA 2019 | 5.7657 | 2032 | 1 | SWWH027-05
COM-WATERHEAT-FS-15.49 | Com ¦ Com Heat Pump Water Heater (3.75 UEF - 50 Gal) - Fuel Sub - Hot-Dry ¦ SCG ¦ Hot-Dry | Com ¦ Com Heat Pump Water Heater (3.75 UEF - 50 Gal) - Fuel Sub - Hot-Dry | SCG ¦ Hot-Dry | SCG | All | Electric & Gas | HPWH (3.75 UEF - 50 Gal) | Efficient |  |  | 1 | Conventional | WaterHeat | Com - College | Com | ROB Only | 1 | 1000 sqft2 of floor space | 1000 sqft served | 13 | DEER:Indoor_CFL_Ltg | 548.2216 | 0 | -60.8662 | SWWH027-05 | 208.1645 | 2024 | 102.5529 | 2024 | 0 | -19.7458 | SWWH027-05 | Com Small Gas Water Heaters - Hot-Dry ¦ SCG ¦ Hot-Dry | Com Small Gas Water Heaters - Hot-Dry | 0.74815 | 0.546 | 0 | CBSA 2019 | 159.3869 | 2032 | 1 | SWWH027-05
COM-WATERHEAT-FS-15.50 | Com ¦ Com Heat Pump Water Heater (3.75 UEF - 50 Gal) - Fuel Sub - Hot-Dry ¦ SCG ¦ Hot-Dry | Com ¦ Com Heat Pump Water Heater (3.75 UEF - 50 Gal) - Fuel Sub - Hot-Dry | SCG ¦ Hot-Dry | SCG | All | Electric & Gas | HPWH (3.75 UEF - 50 Gal) | Efficient |  |  | 1 | Conventional | WaterHeat | Com - Grocery | Com | ROB Only | 1 | 1000 sqft2 of floor space | 1000 sqft served | 13 | DEER:Indoor_CFL_Ltg | 0 | 0 | 0 | SWWH027-05 | 101.241 | 2024 | 61.7409 | 2024 | 0 | -16.3851 | SWWH027-05 | Com Small Gas Water Heaters - Hot-Dry ¦ SCG ¦ Hot-Dry | Com Small Gas Water Heaters - Hot-Dry | 0.59609 | 0.546 | 0 | CBSA 2019 | 0 | 2032 | 1 | SWWH027-05
COM-WATERHEAT-FS-15.51 | Com ¦ Com Heat Pump Water Heater (3.75 UEF - 50 Gal) - Fuel Sub - Hot-Dry ¦ SCG ¦ Hot-Dry | Com ¦ Com Heat Pump Water Heater (3.75 UEF - 50 Gal) - Fuel Sub - Hot-Dry | SCG ¦ Hot-Dry | SCG | All | Electric & Gas | HPWH (3.75 UEF - 50 Gal) | Efficient |  |  | 1 | Conventional | WaterHeat | Com - Health | Com | ROB Only | 1 | 1000 sqft2 of floor space | 1000 sqft served | 13 | DEER:Indoor_CFL_Ltg | 1530.7182 | 0 | -171.6072 | SWWH027-05 | 315.3006 | 2024 | 155.3338 | 2024 | 0 | -29.9084 | SWWH027-05 | Com Small Gas Water Heaters - Hot-Dry ¦ SCG ¦ Hot-Dry | Com Small Gas Water Heaters - Hot-Dry | 0.52611 | 0.546 | 0 | CBSA 2019 | 384.5534 | 2032 | 1 | SWWH027-05
COM-WATERHEAT-FS-15.52 | Com ¦ Com Heat Pump Water Heater (3.75 UEF - 50 Gal) - Fuel Sub - Hot-Dry ¦ SCG ¦ Hot-Dry | Com ¦ Com Heat Pump Water Heater (3.75 UEF - 50 Gal) - Fuel Sub - Hot-Dry | SCG ¦ Hot-Dry | SCG | All | Electric & Gas | HPWH (3.75 UEF - 50 Gal) | Efficient |  |  | 1 | Conventional | WaterHeat | Com - Lodging | Com | ROB Only | 1 | 1000 sqft2 of floor space | 1000 sqft served | 13 | DEER:Indoor_CFL_Ltg | 1198.3629 | 0 | -131.1951 | SWWH027-05 | 198.3899 | 2024 | 97.7373 | 2024 | 0 | -18.8186 | SWWH027-05 | Com Small Gas Water Heaters - Hot-Dry ¦ SCG ¦ Hot-Dry | Com Small Gas Water Heaters - Hot-Dry | 0.73871 | 0.546 | 0 | CBSA 2019 | 1107.0308 | 2032 | 1 | SWWH027-05
COM-WATERHEAT-FS-15.53 | Com ¦ Com Heat Pump Water Heater (3.75 UEF - 50 Gal) - Fuel Sub - Hot-Dry ¦ SCG ¦ Hot-Dry | Com ¦ Com Heat Pump Water Heater (3.75 UEF - 50 Gal) - Fuel Sub - Hot-Dry | SCG ¦ Hot-Dry | SCG | All | Electric & Gas | HPWH (3.75 UEF - 50 Gal) | Efficient |  |  | 1 | Conventional | WaterHeat | Com - Office (Large) | Com | ROB Only | 1 | 1000 sqft2 of floor space | 1000 sqft served | 13 | DEER:Indoor_CFL_Ltg | 153.7959 | 0 | -17.2118 | SWWH027-05 | 64.7758 | 2024 | 31.912 | 2024 | 0 | -6.1444 | SWWH027-05 | Com Small Gas Water Heaters - Hot-Dry ¦ SCG ¦ Hot-Dry | Com Small Gas Water Heaters - Hot-Dry | 0.46177 | 0.546 | 0 | CBSA 2019 | 61.9978 | 2032 | 1 | SWWH027-05
COM-WATERHEAT-FS-15.54 | Com ¦ Com Heat Pump Water Heater (3.75 UEF - 50 Gal) - Fuel Sub - Hot-Dry ¦ SCG ¦ Hot-Dry | Com ¦ Com Heat Pump Water Heater (3.75 UEF - 50 Gal) - Fuel Sub - Hot-Dry | SCG ¦ Hot-Dry | SCG | All | Electric & Gas | HPWH (3.75 UEF - 50 Gal) | Efficient |  |  | 1 | Conventional | WaterHeat | Com - Office (Small) | Com | ROB Only | 1 | 1000 sqft2 of floor space | 1000 sqft served | 13 | DEER:Indoor_CFL_Ltg | 143.0616 | 0 | -15.8608 | SWWH027-05 | 64.7758 | 2024 | 31.912 | 2024 | 0 | -6.1444 | SWWH027-05 | Com Small Gas Water Heaters - Hot-Dry ¦ SCG ¦ Hot-Dry | Com Small Gas Water Heaters - Hot-Dry | 0.46177 | 0.546 | 0 | CBSA 2019 | 24.8401 | 2032 | 1 | SWWH027-05
COM-WATERHEAT-FS-15.55 | Com ¦ Com Heat Pump Water Heater (3.75 UEF - 50 Gal) - Fuel Sub - Hot-Dry ¦ SCG ¦ Hot-Dry | Com ¦ Com Heat Pump Water Heater (3.75 UEF - 50 Gal) - Fuel Sub - Hot-Dry | SCG ¦ Hot-Dry | SCG | All | Electric & Gas | HPWH (3.75 UEF - 50 Gal) | Efficient |  |  | 1 | Conventional | WaterHeat | Com - Other | Com | ROB Only | 1 | 1000 sqft2 of floor space | 1000 sqft served | 13 | DEER:Indoor_CFL_Ltg | 1852.0944 | 0 | -200.516 | SWWH027-05 | 535.7313 | 2024 | 263.9296 | 2024 | 0 | -50.8178 | SWWH027-05 | Com Small Gas Water Heaters - Hot-Dry ¦ SCG ¦ Hot-Dry | Com Small Gas Water Heaters - Hot-Dry | 0.5433 | 0.546 | 0 | CBSA 2019 | 703.8223 | 2032 | 1 | SWWH027-05
COM-WATERHEAT-FS-15.56 | Com ¦ Com Heat Pump Water Heater (3.75 UEF - 50 Gal) - Fuel Sub - Hot-Dry ¦ SCG ¦ Hot-Dry | Com ¦ Com Heat Pump Water Heater (3.75 UEF - 50 Gal) - Fuel Sub - Hot-Dry | SCG ¦ Hot-Dry | SCG | All | Electric & Gas | HPWH (3.75 UEF - 50 Gal) | Efficient |  |  | 1 | Conventional | WaterHeat | Com - Refrig. Warehouse | Com | ROB Only | 1 | 1000 sqft2 of floor space | 1000 sqft served | 13 | DEER:Indoor_CFL_Ltg | 152.3286 | 0 | -17.2011 | SWWH027-05 | 29.9523 | 2024 | 14.7561 | 2024 | 0 | -2.8412 | SWWH027-05 | Com Small Gas Water Heaters - Hot-Dry ¦ SCG ¦ Hot-Dry | Com Small Gas Water Heaters - Hot-Dry | 0.22621 | 0.546 | 0 | CBSA 2019 | 10.1926 | 2032 | 1 | SWWH027-05
COM-WATERHEAT-FS-15.57 | Com ¦ Com Heat Pump Water Heater (3.75 UEF - 50 Gal) - Fuel Sub - Hot-Dry ¦ SCG ¦ Hot-Dry | Com ¦ Com Heat Pump Water Heater (3.75 UEF - 50 Gal) - Fuel Sub - Hot-Dry | SCG ¦ Hot-Dry | SCG | All | Electric & Gas | HPWH (3.75 UEF - 50 Gal) | Efficient |  |  | 1 | Conventional | WaterHeat | Com - Restaurant | Com | ROB Only | 1 | 1000 sqft2 of floor space | 1000 sqft served | 13 | DEER:Indoor_CFL_Ltg | 6584.3041 | 0 | -766.4289 | SWWH027-05 | 2806.0708 | 2024 | 1382.4189 | 2024 | 0 | -266.1751 | SWWH027-05 | Com Small Gas Water Heaters - Hot-Dry ¦ SCG ¦ Hot-Dry | Com Small Gas Water Heaters - Hot-Dry | 0.79319 | 0.546 | 0 | CBSA 2019 | 458.7599 | 2032 | 1 | SWWH027-05
COM-WATERHEAT-FS-15.58 | Com ¦ Com Heat Pump Water Heater (3.75 UEF - 50 Gal) - Fuel Sub - Hot-Dry ¦ SCG ¦ Hot-Dry | Com ¦ Com Heat Pump Water Heater (3.75 UEF - 50 Gal) - Fuel Sub - Hot-Dry | SCG ¦ Hot-Dry | SCG | All | Electric & Gas | HPWH (3.75 UEF - 50 Gal) | Efficient |  |  | 1 | Conventional | WaterHeat | Com - Retail | Com | ROB Only | 1 | 1000 sqft2 of floor space | 1000 sqft served | 13 | DEER:Indoor_CFL_Ltg | 102.8177 | 0 | -11.3033 | SWWH027-05 | 40.1221 | 2024 | 19.7663 | 2024 | 0 | -3.8059 | SWWH027-05 | Com Small Gas Water Heaters - Hot-Dry ¦ SCG ¦ Hot-Dry | Com Small Gas Water Heaters - Hot-Dry | 0.40063 | 0.546 | 0 | CBSA 2019 | 19.7294 | 2032 | 1 | SWWH027-05
COM-WATERHEAT-FS-15.59 | Com ¦ Com Heat Pump Water Heater (3.75 UEF - 50 Gal) - Fuel Sub - Hot-Dry ¦ SCG ¦ Hot-Dry | Com ¦ Com Heat Pump Water Heater (3.75 UEF - 50 Gal) - Fuel Sub - Hot-Dry | SCG ¦ Hot-Dry | SCG | All | Electric & Gas | HPWH (3.75 UEF - 50 Gal) | Efficient |  |  | 1 | Conventional | WaterHeat | Com - School | Com | ROB Only | 1 | 1000 sqft2 of floor space | 1000 sqft served | 13 | DEER:Indoor_CFL_Ltg | 548.7457 | 0 | -62.9294 | SWWH027-05 | 330.5005 | 2024 | 162.822 | 2024 | 0 | -31.3502 | SWWH027-05 | Com Small Gas Water Heaters - Hot-Dry ¦ SCG ¦ Hot-Dry | Com Small Gas Water Heaters - Hot-Dry | 0.76922 | 0.546 | 0 | CBSA 2019 | 53.4287 | 2032 | 1 | SWWH027-05
COM-WATERHEAT-FS-15.60 | Com ¦ Com Heat Pump Water Heater (3.75 UEF - 50 Gal) - Fuel Sub - Hot-Dry ¦ SCG ¦ Hot-Dry | Com ¦ Com Heat Pump Water Heater (3.75 UEF - 50 Gal) - Fuel Sub - Hot-Dry | SCG ¦ Hot-Dry | SCG | All | Electric & Gas | HPWH (3.75 UEF - 50 Gal) | Efficient |  |  | 1 | Conventional | WaterHeat | Com - Warehouse | Com | ROB Only | 1 | 1000 sqft2 of floor space | 1000 sqft served | 13 | DEER:Indoor_CFL_Ltg | 16.6021 | 0 | -1.8143 | SWWH027-05 | 5.9905 | 2024 | 2.9512 | 2024 | 0 | -0.56824 | SWWH027-05 | Com Small Gas Water Heaters - Hot-Dry ¦ SCG ¦ Hot-Dry | Com Small Gas Water Heaters - Hot-Dry | 0.1976 | 0.546 | 0 | CBSA 2019 | 2.6719 | 2032 | 1 | SWWH027-05
COM-WATERHEAT-FS-15.61 | Com ¦ Com Heat Pump Water Heater (3.75 UEF - 50 Gal) - Fuel Sub - Cold ¦ SCG ¦ Cold | Com ¦ Com Heat Pump Water Heater (3.75 UEF - 50 Gal) - Fuel Sub - Cold | SCG ¦ Cold | SCG | All | Electric & Gas | HPWH (3.75 UEF - 50 Gal) | Efficient |  |  | 1 | Conventional | WaterHeat | Com - College | Com | ROB Only | 1 | 1000 sqft2 of floor space | 1000 sqft served | 13 | DEER:Indoor_CFL_Ltg | 1412.2488 | 0 | -143.1668 | SWWH027-05 | 416.329 | 2024 | 205.1057 | 2024 | 0 | -19.7458 | SWWH027-05 | Com Small Gas Water Heaters - Cold ¦ SCG ¦ Cold | Com Small Gas Water Heaters - Cold | 0.74815 | 0.546 | 0 | CBSA 2019 | 365.6355 | 2032 | 1 | SWWH027-05
COM-WATERHEAT-FS-15.62 | Com ¦ Com Heat Pump Water Heater (3.75 UEF - 50 Gal) - Fuel Sub - Cold ¦ SCG ¦ Cold | Com ¦ Com Heat Pump Water Heater (3.75 UEF - 50 Gal) - Fuel Sub - Cold | SCG ¦ Cold | SCG | All | Electric & Gas | HPWH (3.75 UEF - 50 Gal) | Efficient |  |  | 1 | Conventional | WaterHeat | Com - Grocery | Com | ROB Only | 1 | 1000 sqft2 of floor space | 1000 sqft served | 13 | DEER:Indoor_CFL_Ltg | 0 | 0 | 0 | SWWH027-05 | 202.482 | 2024 | 123.4818 | 2024 | 0 | -16.3851 | SWWH027-05 | Com Small Gas Water Heaters - Cold ¦ SCG ¦ Cold | Com Small Gas Water Heaters - Cold | 0.59609 | 0.546 | 0 | CBSA 2019 | 0 | 2032 | 1 | SWWH027-05
COM-WATERHEAT-FS-15.63 | Com ¦ Com Heat Pump Water Heater (3.75 UEF - 50 Gal) - Fuel Sub - Cold ¦ SCG ¦ Cold | Com ¦ Com Heat Pump Water Heater (3.75 UEF - 50 Gal) - Fuel Sub - Cold | SCG ¦ Cold | SCG | All | Electric & Gas | HPWH (3.75 UEF - 50 Gal) | Efficient |  |  | 1 | Conventional | WaterHeat | Com - Health | Com | ROB Only | 1 | 1000 sqft2 of floor space | 1000 sqft served | 13 | DEER:Indoor_CFL_Ltg | 3794.7098 | 0 | -403.9298 | SWWH027-05 | 630.6013 | 2024 | 310.6675 | 2024 | 0 | -29.9084 | SWWH027-05 | Com Small Gas Water Heaters - Cold ¦ SCG ¦ Cold | Com Small Gas Water Heaters - Cold | 0.52611 | 0.546 | 0 | CBSA 2019 | 892.6193 | 2032 | 1 | SWWH027-05
COM-WATERHEAT-FS-15.64 | Com ¦ Com Heat Pump Water Heater (3.75 UEF - 50 Gal) - Fuel Sub - Cold ¦ SCG ¦ Cold | Com ¦ Com Heat Pump Water Heater (3.75 UEF - 50 Gal) - Fuel Sub - Cold | SCG ¦ Cold | SCG | All | Electric & Gas | HPWH (3.75 UEF - 50 Gal) | Efficient |  |  | 1 | Conventional | WaterHeat | Com - Lodging | Com | ROB Only | 1 | 1000 sqft2 of floor space | 1000 sqft served | 13 | DEER:Indoor_CFL_Ltg | 2965.7193 | 0 | -309.2482 | SWWH027-05 | 396.7798 | 2024 | 195.4747 | 2024 | 0 | -18.8186 | SWWH027-05 | Com Small Gas Water Heaters - Cold ¦ SCG ¦ Cold | Com Small Gas Water Heaters - Cold | 0.73871 | 0.546 | 0 | CBSA 2019 | 2587.2199 | 2032 | 1 | SWWH027-05
COM-WATERHEAT-FS-15.65 | Com ¦ Com Heat Pump Water Heater (3.75 UEF - 50 Gal) - Fuel Sub - Cold ¦ SCG ¦ Cold | Com ¦ Com Heat Pump Water Heater (3.75 UEF - 50 Gal) - Fuel Sub - Cold | SCG ¦ Cold | SCG | All | Electric & Gas | HPWH (3.75 UEF - 50 Gal) | Efficient |  |  | 1 | Conventional | WaterHeat | Com - Office (Large) | Com | ROB Only | 1 | 1000 sqft2 of floor space | 1000 sqft served | 13 | DEER:Indoor_CFL_Ltg | 399.7582 | 0 | -40.346 | SWWH027-05 | 129.5516 | 2024 | 63.824 | 2024 | 0 | -6.1444 | SWWH027-05 | Com Small Gas Water Heaters - Cold ¦ SCG ¦ Cold | Com Small Gas Water Heaters - Cold | 0.46177 | 0.546 | 0 | CBSA 2019 | 141.4249 | 2032 | 1 | SWWH027-05
COM-WATERHEAT-FS-15.66 | Com ¦ Com Heat Pump Water Heater (3.75 UEF - 50 Gal) - Fuel Sub - Cold ¦ SCG ¦ Cold | Com ¦ Com Heat Pump Water Heater (3.75 UEF - 50 Gal) - Fuel Sub - Cold | SCG ¦ Cold | SCG | All | Electric & Gas | HPWH (3.75 UEF - 50 Gal) | Efficient |  |  | 1 | Conventional | WaterHeat | Com - Office (Small) | Com | ROB Only | 1 | 1000 sqft2 of floor space | 1000 sqft served | 13 | DEER:Indoor_CFL_Ltg | 370.1465 | 0 | -37.0146 | SWWH027-05 | 129.5516 | 2024 | 63.824 | 2024 | 0 | -6.1444 | SWWH027-05 | Com Small Gas Water Heaters - Cold ¦ SCG ¦ Cold | Com Small Gas Water Heaters - Cold | 0.46177 | 0.546 | 0 | CBSA 2019 | 56.3065 | 2032 | 1 | SWWH027-05
COM-WATERHEAT-FS-15.67 | Com ¦ Com Heat Pump Water Heater (3.75 UEF - 50 Gal) - Fuel Sub - Cold ¦ SCG ¦ Cold | Com ¦ Com Heat Pump Water Heater (3.75 UEF - 50 Gal) - Fuel Sub - Cold | SCG ¦ Cold | SCG | All | Electric & Gas | HPWH (3.75 UEF - 50 Gal) | Efficient |  |  | 1 | Conventional | WaterHeat | Com - Other | Com | ROB Only | 1 | 1000 sqft2 of floor space | 1000 sqft served | 13 | DEER:Indoor_CFL_Ltg | 4561.3565 | 0 | -468.3809 | SWWH027-05 | 1071.4626 | 2024 | 527.8592 | 2024 | 0 | -50.8178 | SWWH027-05 | Com Small Gas Water Heaters - Cold ¦ SCG ¦ Cold | Com Small Gas Water Heaters - Cold | 0.5433 | 0.546 | 0 | CBSA 2019 | 1618.0833 | 2032 | 1 | SWWH027-05
COM-WATERHEAT-FS-15.68 | Com ¦ Com Heat Pump Water Heater (3.75 UEF - 50 Gal) - Fuel Sub - Cold ¦ SCG ¦ Cold | Com ¦ Com Heat Pump Water Heater (3.75 UEF - 50 Gal) - Fuel Sub - Cold | SCG ¦ Cold | SCG | All | Electric & Gas | HPWH (3.75 UEF - 50 Gal) | Efficient |  |  | 1 | Conventional | WaterHeat | Com - Refrig. Warehouse | Com | ROB Only | 1 | 1000 sqft2 of floor space | 1000 sqft served | 13 | DEER:Indoor_CFL_Ltg | 397.0813 | 0 | -40.5639 | SWWH027-05 | 59.9047 | 2024 | 29.5122 | 2024 | 0 | -2.8412 | SWWH027-05 | Com Small Gas Water Heaters - Cold ¦ SCG ¦ Cold | Com Small Gas Water Heaters - Cold | 0.22621 | 0.546 | 0 | CBSA 2019 | 23.3598 | 2032 | 1 | SWWH027-05
COM-WATERHEAT-FS-15.69 | Com ¦ Com Heat Pump Water Heater (3.75 UEF - 50 Gal) - Fuel Sub - Cold ¦ SCG ¦ Cold | Com ¦ Com Heat Pump Water Heater (3.75 UEF - 50 Gal) - Fuel Sub - Cold | SCG ¦ Cold | SCG | All | Electric & Gas | HPWH (3.75 UEF - 50 Gal) | Efficient |  |  | 1 | Conventional | WaterHeat | Com - Restaurant | Com | ROB Only | 1 | 1000 sqft2 of floor space | 1000 sqft served | 13 | DEER:Indoor_CFL_Ltg | 16107.1964 | 0 | -1787.3839 | SWWH027-05 | 5612.1416 | 2024 | 2764.8377 | 2024 | 0 | -266.1751 | SWWH027-05 | Com Small Gas Water Heaters - Cold ¦ SCG ¦ Cold | Com Small Gas Water Heaters - Cold | 0.79319 | 0.546 | 0 | CBSA 2019 | 1056.5074 | 2032 | 1 | SWWH027-05
COM-WATERHEAT-FS-15.70 | Com ¦ Com Heat Pump Water Heater (3.75 UEF - 50 Gal) - Fuel Sub - Cold ¦ SCG ¦ Cold | Com ¦ Com Heat Pump Water Heater (3.75 UEF - 50 Gal) - Fuel Sub - Cold | SCG ¦ Cold | SCG | All | Electric & Gas | HPWH (3.75 UEF - 50 Gal) | Efficient |  |  | 1 | Conventional | WaterHeat | Com - Retail | Com | ROB Only | 1 | 1000 sqft2 of floor space | 1000 sqft served | 13 | DEER:Indoor_CFL_Ltg | 252.1826 | 0 | -26.5374 | SWWH027-05 | 80.2441 | 2024 | 39.5325 | 2024 | 0 | -3.8059 | SWWH027-05 | Com Small Gas Water Heaters - Cold ¦ SCG ¦ Cold | Com Small Gas Water Heaters - Cold | 0.40063 | 0.546 | 0 | CBSA 2019 | 42.5282 | 2032 | 1 | SWWH027-05
COM-WATERHEAT-FS-15.71 | Com ¦ Com Heat Pump Water Heater (3.75 UEF - 50 Gal) - Fuel Sub - Cold ¦ SCG ¦ Cold | Com ¦ Com Heat Pump Water Heater (3.75 UEF - 50 Gal) - Fuel Sub - Cold | SCG ¦ Cold | SCG | All | Electric & Gas | HPWH (3.75 UEF - 50 Gal) | Efficient |  |  | 1 | Conventional | WaterHeat | Com - School | Com | ROB Only | 1 | 1000 sqft2 of floor space | 1000 sqft served | 13 | DEER:Indoor_CFL_Ltg | 1447.0447 | 0 | -147.1997 | SWWH027-05 | 661.001 | 2024 | 325.6441 | 2024 | 0 | -31.3502 | SWWH027-05 | Com Small Gas Water Heaters - Cold ¦ SCG ¦ Cold | Com Small Gas Water Heaters - Cold | 0.76922 | 0.546 | 0 | CBSA 2019 | 98.0631 | 2032 | 1 | SWWH027-05
COM-WATERHEAT-FS-15.72 | Com ¦ Com Heat Pump Water Heater (3.75 UEF - 50 Gal) - Fuel Sub - Cold ¦ SCG ¦ Cold | Com ¦ Com Heat Pump Water Heater (3.75 UEF - 50 Gal) - Fuel Sub - Cold | SCG ¦ Cold | SCG | All | Electric & Gas | HPWH (3.75 UEF - 50 Gal) | Efficient |  |  | 1 | Conventional | WaterHeat | Com - Warehouse | Com | ROB Only | 1 | 1000 sqft2 of floor space | 1000 sqft served | 13 | DEER:Indoor_CFL_Ltg | 45.1851 | 0 | -4.2447 | SWWH027-05 | 11.9809 | 2024 | 5.9024 | 2024 | 0 | -0.56824 | SWWH027-05 | Com Small Gas Water Heaters - Cold ¦ SCG ¦ Cold | Com Small Gas Water Heaters - Cold | 0.1976 | 0.546 | 0 | CBSA 2019 | 4.3502 | 2032 | 1 | SWWH027-05
COM-WATERHEAT-FS-15.73 | Com ¦ Com Heat Pump Water Heater (3.75 UEF - 50 Gal) - Fuel Sub - Marine ¦ SDG&E ¦ Marine | Com ¦ Com Heat Pump Water Heater (3.75 UEF - 50 Gal) - Fuel Sub - Marine | SDG&E ¦ Marine | SDG&E | All | Electric & Gas | HPWH (3.75 UEF - 50 Gal) | Efficient |  |  | 1 | Conventional | WaterHeat | Com - College | Com | ROB Only | 1 | 1000 sqft2 of floor space | 1000 sqft served | 13 | DEER:Indoor_CFL_Ltg | 1079.353 | 0 | -123.9986 | SWWH027-05 | 416.329 | 2024 | 205.1057 | 2024 | 0 | -19.7458 | SWWH027-05 | Com Small Gas Water Heaters - Marine ¦ SDG&E ¦ Marine | Com Small Gas Water Heaters - Marine | 0.74815 | 0.546 | 0 | CBSA 2019 | 327.5393 | 2032 | 1 | SWWH027-05
COM-WATERHEAT-FS-15.74 | Com ¦ Com Heat Pump Water Heater (3.75 UEF - 50 Gal) - Fuel Sub - Marine ¦ SDG&E ¦ Marine | Com ¦ Com Heat Pump Water Heater (3.75 UEF - 50 Gal) - Fuel Sub - Marine | SDG&E ¦ Marine | SDG&E | All | Electric & Gas | HPWH (3.75 UEF - 50 Gal) | Efficient |  |  | 1 | Conventional | WaterHeat | Com - Grocery | Com | ROB Only | 1 | 1000 sqft2 of floor space | 1000 sqft served | 13 | DEER:Indoor_CFL_Ltg | 0 | 0 | 0 | SWWH027-05 | 202.482 | 2024 | 123.4818 | 2024 | 0 | -16.3851 | SWWH027-05 | Com Small Gas Water Heaters - Marine ¦ SDG&E ¦ Marine | Com Small Gas Water Heaters - Marine | 0.59609 | 0.546 | 0 | CBSA 2019 | 0 | 2032 | 1 | SWWH027-05
COM-WATERHEAT-FS-15.75 | Com ¦ Com Heat Pump Water Heater (3.75 UEF - 50 Gal) - Fuel Sub - Marine ¦ SDG&E ¦ Marine | Com ¦ Com Heat Pump Water Heater (3.75 UEF - 50 Gal) - Fuel Sub - Marine | SDG&E ¦ Marine | SDG&E | All | Electric & Gas | HPWH (3.75 UEF - 50 Gal) | Efficient |  |  | 1 | Conventional | WaterHeat | Com - Health | Com | ROB Only | 1 | 1000 sqft2 of floor space | 1000 sqft served | 13 | DEER:Indoor_CFL_Ltg | 3043.4192 | 0 | -350.4213 | SWWH027-05 | 630.6013 | 2024 | 310.6675 | 2024 | 0 | -29.9084 | SWWH027-05 | Com Small Gas Water Heaters - Marine ¦ SDG&E ¦ Marine | Com Small Gas Water Heaters - Marine | 0.52611 | 0.546 | 0 | CBSA 2019 | 790.6422 | 2032 | 1 | SWWH027-05
COM-WATERHEAT-FS-15.76 | Com ¦ Com Heat Pump Water Heater (3.75 UEF - 50 Gal) - Fuel Sub - Marine ¦ SDG&E ¦ Marine | Com ¦ Com Heat Pump Water Heater (3.75 UEF - 50 Gal) - Fuel Sub - Marine | SDG&E ¦ Marine | SDG&E | All | Electric & Gas | HPWH (3.75 UEF - 50 Gal) | Efficient |  |  | 1 | Conventional | WaterHeat | Com - Lodging | Com | ROB Only | 1 | 1000 sqft2 of floor space | 1000 sqft served | 13 | DEER:Indoor_CFL_Ltg | 2385.458 | 0 | -267.9555 | SWWH027-05 | 396.7798 | 2024 | 195.4747 | 2024 | 0 | -18.8186 | SWWH027-05 | Com Small Gas Water Heaters - Marine ¦ SDG&E ¦ Marine | Com Small Gas Water Heaters - Marine | 0.73871 | 0.546 | 0 | CBSA 2019 | 2270.8138 | 2032 | 1 | SWWH027-05
COM-WATERHEAT-FS-15.77 | Com ¦ Com Heat Pump Water Heater (3.75 UEF - 50 Gal) - Fuel Sub - Marine ¦ SDG&E ¦ Marine | Com ¦ Com Heat Pump Water Heater (3.75 UEF - 50 Gal) - Fuel Sub - Marine | SDG&E ¦ Marine | SDG&E | All | Electric & Gas | HPWH (3.75 UEF - 50 Gal) | Efficient |  |  | 1 | Conventional | WaterHeat | Com - Office (Large) | Com | ROB Only | 1 | 1000 sqft2 of floor space | 1000 sqft served | 13 | DEER:Indoor_CFL_Ltg | 303.15 | 0 | -35.0899 | SWWH027-05 | 129.5516 | 2024 | 63.824 | 2024 | 0 | -6.1444 | SWWH027-05 | Com Small Gas Water Heaters - Marine ¦ SDG&E ¦ Marine | Com Small Gas Water Heaters - Marine | 0.46177 | 0.546 | 0 | CBSA 2019 | 127.4292 | 2032 | 1 | SWWH027-05
COM-WATERHEAT-FS-15.78 | Com ¦ Com Heat Pump Water Heater (3.75 UEF - 50 Gal) - Fuel Sub - Marine ¦ SDG&E ¦ Marine | Com ¦ Com Heat Pump Water Heater (3.75 UEF - 50 Gal) - Fuel Sub - Marine | SDG&E ¦ Marine | SDG&E | All | Electric & Gas | HPWH (3.75 UEF - 50 Gal) | Efficient |  |  | 1 | Conventional | WaterHeat | Com - Office (Small) | Com | ROB Only | 1 | 1000 sqft2 of floor space | 1000 sqft served | 13 | DEER:Indoor_CFL_Ltg | 282.4218 | 0 | -32.3508 | SWWH027-05 | 129.5516 | 2024 | 63.824 | 2024 | 0 | -6.1444 | SWWH027-05 | Com Small Gas Water Heaters - Marine ¦ SDG&E ¦ Marine | Com Small Gas Water Heaters - Marine | 0.46177 | 0.546 | 0 | CBSA 2019 | 51.0956 | 2032 | 1 | SWWH027-05
COM-WATERHEAT-FS-15.79 | Com ¦ Com Heat Pump Water Heater (3.75 UEF - 50 Gal) - Fuel Sub - Marine ¦ SDG&E ¦ Marine | Com ¦ Com Heat Pump Water Heater (3.75 UEF - 50 Gal) - Fuel Sub - Marine | SDG&E ¦ Marine | SDG&E | All | Electric & Gas | HPWH (3.75 UEF - 50 Gal) | Efficient |  |  | 1 | Conventional | WaterHeat | Com - Other | Com | ROB Only | 1 | 1000 sqft2 of floor space | 1000 sqft served | 13 | DEER:Indoor_CFL_Ltg | 3642.9626 | 0 | -407.1546 | SWWH027-05 | 1071.4626 | 2024 | 527.8592 | 2024 | 0 | -50.8178 | SWWH027-05 | Com Small Gas Water Heaters - Marine ¦ SDG&E ¦ Marine | Com Small Gas Water Heaters - Marine | 0.5433 | 0.546 | 0 | CBSA 2019 | 1442.141 | 2032 | 1 | SWWH027-05
COM-WATERHEAT-FS-15.80 | Com ¦ Com Heat Pump Water Heater (3.75 UEF - 50 Gal) - Fuel Sub - Marine ¦ SDG&E ¦ Marine | Com ¦ Com Heat Pump Water Heater (3.75 UEF - 50 Gal) - Fuel Sub - Marine | SDG&E ¦ Marine | SDG&E | All | Electric & Gas | HPWH (3.75 UEF - 50 Gal) | Efficient |  |  | 1 | Conventional | WaterHeat | Com - Refrig. Warehouse | Com | ROB Only | 1 | 1000 sqft2 of floor space | 1000 sqft served | 13 | DEER:Indoor_CFL_Ltg | 301.2341 | 0 | -35.0869 | SWWH027-05 | 59.9047 | 2024 | 29.5122 | 2024 | 0 | -2.8412 | SWWH027-05 | Com Small Gas Water Heaters - Marine ¦ SDG&E ¦ Marine | Com Small Gas Water Heaters - Marine | 0.22621 | 0.546 | 0 | CBSA 2019 | 20.9604 | 2032 | 1 | SWWH027-05
COM-WATERHEAT-FS-15.81 | Com ¦ Com Heat Pump Water Heater (3.75 UEF - 50 Gal) - Fuel Sub - Marine ¦ SDG&E ¦ Marine | Com ¦ Com Heat Pump Water Heater (3.75 UEF - 50 Gal) - Fuel Sub - Marine | SDG&E ¦ Marine | SDG&E | All | Electric & Gas | HPWH (3.75 UEF - 50 Gal) | Efficient |  |  | 1 | Conventional | WaterHeat | Com - Restaurant | Com | ROB Only | 1 | 1000 sqft2 of floor space | 1000 sqft served | 13 | DEER:Indoor_CFL_Ltg | 12945.5393 | 0 | -1563.1821 | SWWH027-05 | 5612.1416 | 2024 | 2764.8377 | 2024 | 0 | -266.1751 | SWWH027-05 | Com Small Gas Water Heaters - Marine ¦ SDG&E ¦ Marine | Com Small Gas Water Heaters - Marine | 0.79319 | 0.546 | 0 | CBSA 2019 | 944.2646 | 2032 | 1 | SWWH027-05
COM-WATERHEAT-FS-15.82 | Com ¦ Com Heat Pump Water Heater (3.75 UEF - 50 Gal) - Fuel Sub - Marine ¦ SDG&E ¦ Marine | Com ¦ Com Heat Pump Water Heater (3.75 UEF - 50 Gal) - Fuel Sub - Marine | SDG&E ¦ Marine | SDG&E | All | Electric & Gas | HPWH (3.75 UEF - 50 Gal) | Efficient |  |  | 1 | Conventional | WaterHeat | Com - Retail | Com | ROB Only | 1 | 1000 sqft2 of floor space | 1000 sqft served | 13 | DEER:Indoor_CFL_Ltg | 202.4499 | 0 | -23.0667 | SWWH027-05 | 80.2441 | 2024 | 39.5325 | 2024 | 0 | -3.8059 | SWWH027-05 | Com Small Gas Water Heaters - Marine ¦ SDG&E ¦ Marine | Com Small Gas Water Heaters - Marine | 0.40063 | 0.546 | 0 | CBSA 2019 | 42.8509 | 2032 | 1 | SWWH027-05
COM-WATERHEAT-FS-15.83 | Com ¦ Com Heat Pump Water Heater (3.75 UEF - 50 Gal) - Fuel Sub - Marine ¦ SDG&E ¦ Marine | Com ¦ Com Heat Pump Water Heater (3.75 UEF - 50 Gal) - Fuel Sub - Marine | SDG&E ¦ Marine | SDG&E | All | Electric & Gas | HPWH (3.75 UEF - 50 Gal) | Efficient |  |  | 1 | Conventional | WaterHeat | Com - School | Com | ROB Only | 1 | 1000 sqft2 of floor space | 1000 sqft served | 13 | DEER:Indoor_CFL_Ltg | 1075.3718 | 0 | -127.9363 | SWWH027-05 | 661.001 | 2024 | 325.6441 | 2024 | 0 | -31.3502 | SWWH027-05 | Com Small Gas Water Heaters - Marine ¦ SDG&E ¦ Marine | Com Small Gas Water Heaters - Marine | 0.76922 | 0.546 | 0 | CBSA 2019 | 115.2457 | 2032 | 1 | SWWH027-05
COM-WATERHEAT-FS-15.84 | Com ¦ Com Heat Pump Water Heater (3.75 UEF - 50 Gal) - Fuel Sub - Marine ¦ SDG&E ¦ Marine | Com ¦ Com Heat Pump Water Heater (3.75 UEF - 50 Gal) - Fuel Sub - Marine | SDG&E ¦ Marine | SDG&E | All | Electric & Gas | HPWH (3.75 UEF - 50 Gal) | Efficient |  |  | 1 | Conventional | WaterHeat | Com - Warehouse | Com | ROB Only | 1 | 1000 sqft2 of floor space | 1000 sqft served | 13 | DEER:Indoor_CFL_Ltg | 32.7592 | 0 | -3.697 | SWWH027-05 | 11.9809 | 2024 | 5.9024 | 2024 | 0 | -0.56824 | SWWH027-05 | Com Small Gas Water Heaters - Marine ¦ SDG&E ¦ Marine | Com Small Gas Water Heaters - Marine | 0.1976 | 0.546 | 0 | CBSA 2019 | 5.7657 | 2032 | 1 | SWWH027-05
COM-WATERHEAT-FS-15.85 | Com ¦ Com Heat Pump Water Heater (3.75 UEF - 50 Gal) - Fuel Sub - Hot-Dry ¦ SDG&E ¦ Hot-Dry | Com ¦ Com Heat Pump Water Heater (3.75 UEF - 50 Gal) - Fuel Sub - Hot-Dry | SDG&E ¦ Hot-Dry | SDG&E | All | Electric & Gas | HPWH (3.75 UEF - 50 Gal) | Efficient |  |  | 1 | Conventional | WaterHeat | Com - College | Com | ROB Only | 1 | 1000 sqft2 of floor space | 1000 sqft served | 13 | DEER:Indoor_CFL_Ltg | 539.0817 | 0 | -61.9617 | SWWH027-05 | 208.1645 | 2024 | 102.5529 | 2024 | 0 | -19.7458 | SWWH027-05 | Com Small Gas Water Heaters - Hot-Dry ¦ SDG&E ¦ Hot-Dry | Com Small Gas Water Heaters - Hot-Dry | 0.74815 | 0.546 | 0 | CBSA 2019 | 163.6904 | 2032 | 1 | SWWH027-05
COM-WATERHEAT-FS-15.86 | Com ¦ Com Heat Pump Water Heater (3.75 UEF - 50 Gal) - Fuel Sub - Hot-Dry ¦ SDG&E ¦ Hot-Dry | Com ¦ Com Heat Pump Water Heater (3.75 UEF - 50 Gal) - Fuel Sub - Hot-Dry | SDG&E ¦ Hot-Dry | SDG&E | All | Electric & Gas | HPWH (3.75 UEF - 50 Gal) | Efficient |  |  | 1 | Conventional | WaterHeat | Com - Grocery | Com | ROB Only | 1 | 1000 sqft2 of floor space | 1000 sqft served | 13 | DEER:Indoor_CFL_Ltg | 0 | 0 | 0 | SWWH027-05 | 101.241 | 2024 | 61.7409 | 2024 | 0 | -16.3851 | SWWH027-05 | Com Small Gas Water Heaters - Hot-Dry ¦ SDG&E ¦ Hot-Dry | Com Small Gas Water Heaters - Hot-Dry | 0.59609 | 0.546 | 0 | CBSA 2019 | 0 | 2032 | 1 | SWWH027-05
COM-WATERHEAT-FS-15.87 | Com ¦ Com Heat Pump Water Heater (3.75 UEF - 50 Gal) - Fuel Sub - Hot-Dry ¦ SDG&E ¦ Hot-Dry | Com ¦ Com Heat Pump Water Heater (3.75 UEF - 50 Gal) - Fuel Sub - Hot-Dry | SDG&E ¦ Hot-Dry | SDG&E | All | Electric & Gas | HPWH (3.75 UEF - 50 Gal) | Efficient |  |  | 1 | Conventional | WaterHeat | Com - Health | Com | ROB Only | 1 | 1000 sqft2 of floor space | 1000 sqft served | 13 | DEER:Indoor_CFL_Ltg | 1517.8839 | 0 | -174.6924 | SWWH027-05 | 315.3006 | 2024 | 155.3338 | 2024 | 0 | -29.9084 | SWWH027-05 | Com Small Gas Water Heaters - Hot-Dry ¦ SDG&E ¦ Hot-Dry | Com Small Gas Water Heaters - Hot-Dry | 0.52611 | 0.546 | 0 | CBSA 2019 | 394.1075 | 2032 | 1 | SWWH027-05
COM-WATERHEAT-FS-15.88 | Com ¦ Com Heat Pump Water Heater (3.75 UEF - 50 Gal) - Fuel Sub - Hot-Dry ¦ SDG&E ¦ Hot-Dry | Com ¦ Com Heat Pump Water Heater (3.75 UEF - 50 Gal) - Fuel Sub - Hot-Dry | SDG&E ¦ Hot-Dry | SDG&E | All | Electric & Gas | HPWH (3.75 UEF - 50 Gal) | Efficient |  |  | 1 | Conventional | WaterHeat | Com - Lodging | Com | ROB Only | 1 | 1000 sqft2 of floor space | 1000 sqft served | 13 | DEER:Indoor_CFL_Ltg | 1187.1981 | 0 | -133.4281 | SWWH027-05 | 198.3899 | 2024 | 97.7373 | 2024 | 0 | -18.8186 | SWWH027-05 | Com Small Gas Water Heaters - Hot-Dry ¦ SDG&E ¦ Hot-Dry | Com Small Gas Water Heaters - Hot-Dry | 0.73871 | 0.546 | 0 | CBSA 2019 | 1130.8493 | 2032 | 1 | SWWH027-05
COM-WATERHEAT-FS-15.89 | Com ¦ Com Heat Pump Water Heater (3.75 UEF - 50 Gal) - Fuel Sub - Hot-Dry ¦ SDG&E ¦ Hot-Dry | Com ¦ Com Heat Pump Water Heater (3.75 UEF - 50 Gal) - Fuel Sub - Hot-Dry | SDG&E ¦ Hot-Dry | SDG&E | All | Electric & Gas | HPWH (3.75 UEF - 50 Gal) | Efficient |  |  | 1 | Conventional | WaterHeat | Com - Office (Large) | Com | ROB Only | 1 | 1000 sqft2 of floor space | 1000 sqft served | 13 | DEER:Indoor_CFL_Ltg | 151.3899 | 0 | -17.4894 | SWWH027-05 | 64.7758 | 2024 | 31.912 | 2024 | 0 | -6.1444 | SWWH027-05 | Com Small Gas Water Heaters - Hot-Dry ¦ SDG&E ¦ Hot-Dry | Com Small Gas Water Heaters - Hot-Dry | 0.46177 | 0.546 | 0 | CBSA 2019 | 63.4837 | 2032 | 1 | SWWH027-05
COM-WATERHEAT-FS-15.90 | Com ¦ Com Heat Pump Water Heater (3.75 UEF - 50 Gal) - Fuel Sub - Hot-Dry ¦ SDG&E ¦ Hot-Dry | Com ¦ Com Heat Pump Water Heater (3.75 UEF - 50 Gal) - Fuel Sub - Hot-Dry | SDG&E ¦ Hot-Dry | SDG&E | All | Electric & Gas | HPWH (3.75 UEF - 50 Gal) | Efficient |  |  | 1 | Conventional | WaterHeat | Com - Office (Small) | Com | ROB Only | 1 | 1000 sqft2 of floor space | 1000 sqft served | 13 | DEER:Indoor_CFL_Ltg | 141.0258 | 0 | -16.1384 | SWWH027-05 | 64.7758 | 2024 | 31.912 | 2024 | 0 | -6.1444 | SWWH027-05 | Com Small Gas Water Heaters - Hot-Dry ¦ SDG&E ¦ Hot-Dry | Com Small Gas Water Heaters - Hot-Dry | 0.46177 | 0.546 | 0 | CBSA 2019 | 25.483 | 2032 | 1 | SWWH027-05
COM-WATERHEAT-FS-15.91 | Com ¦ Com Heat Pump Water Heater (3.75 UEF - 50 Gal) - Fuel Sub - Hot-Dry ¦ SDG&E ¦ Hot-Dry | Com ¦ Com Heat Pump Water Heater (3.75 UEF - 50 Gal) - Fuel Sub - Hot-Dry | SDG&E ¦ Hot-Dry | SDG&E | All | Electric & Gas | HPWH (3.75 UEF - 50 Gal) | Efficient |  |  | 1 | Conventional | WaterHeat | Com - Other | Com | ROB Only | 1 | 1000 sqft2 of floor space | 1000 sqft served | 13 | DEER:Indoor_CFL_Ltg | 1821.4813 | 0 | -203.5773 | SWWH027-05 | 535.7313 | 2024 | 263.9296 | 2024 | 0 | -50.8178 | SWWH027-05 | Com Small Gas Water Heaters - Hot-Dry ¦ SDG&E ¦ Hot-Dry | Com Small Gas Water Heaters - Hot-Dry | 0.5433 | 0.546 | 0 | CBSA 2019 | 721.0705 | 2032 | 1 | SWWH027-05
COM-WATERHEAT-FS-15.92 | Com ¦ Com Heat Pump Water Heater (3.75 UEF - 50 Gal) - Fuel Sub - Hot-Dry ¦ SDG&E ¦ Hot-Dry | Com ¦ Com Heat Pump Water Heater (3.75 UEF - 50 Gal) - Fuel Sub - Hot-Dry | SDG&E ¦ Hot-Dry | SDG&E | All | Electric & Gas | HPWH (3.75 UEF - 50 Gal) | Efficient |  |  | 1 | Conventional | WaterHeat | Com - Refrig. Warehouse | Com | ROB Only | 1 | 1000 sqft2 of floor space | 1000 sqft served | 13 | DEER:Indoor_CFL_Ltg | 150.617 | 0 | -17.5435 | SWWH027-05 | 29.9523 | 2024 | 14.7561 | 2024 | 0 | -2.8412 | SWWH027-05 | Com Small Gas Water Heaters - Hot-Dry ¦ SDG&E ¦ Hot-Dry | Com Small Gas Water Heaters - Hot-Dry | 0.22621 | 0.546 | 0 | CBSA 2019 | 10.4802 | 2032 | 1 | SWWH027-05
COM-WATERHEAT-FS-15.93 | Com ¦ Com Heat Pump Water Heater (3.75 UEF - 50 Gal) - Fuel Sub - Hot-Dry ¦ SDG&E ¦ Hot-Dry | Com ¦ Com Heat Pump Water Heater (3.75 UEF - 50 Gal) - Fuel Sub - Hot-Dry | SDG&E ¦ Hot-Dry | SDG&E | All | Electric & Gas | HPWH (3.75 UEF - 50 Gal) | Efficient |  |  | 1 | Conventional | WaterHeat | Com - Restaurant | Com | ROB Only | 1 | 1000 sqft2 of floor space | 1000 sqft served | 13 | DEER:Indoor_CFL_Ltg | 6464.7523 | 0 | -779.9876 | SWWH027-05 | 2806.0708 | 2024 | 1382.4189 | 2024 | 0 | -266.1751 | SWWH027-05 | Com Small Gas Water Heaters - Hot-Dry ¦ SDG&E ¦ Hot-Dry | Com Small Gas Water Heaters - Hot-Dry | 0.79319 | 0.546 | 0 | CBSA 2019 | 471.0702 | 2032 | 1 | SWWH027-05
COM-WATERHEAT-FS-15.94 | Com ¦ Com Heat Pump Water Heater (3.75 UEF - 50 Gal) - Fuel Sub - Hot-Dry ¦ SDG&E ¦ Hot-Dry | Com ¦ Com Heat Pump Water Heater (3.75 UEF - 50 Gal) - Fuel Sub - Hot-Dry | SDG&E ¦ Hot-Dry | SDG&E | All | Electric & Gas | HPWH (3.75 UEF - 50 Gal) | Efficient |  |  | 1 | Conventional | WaterHeat | Com - Retail | Com | ROB Only | 1 | 1000 sqft2 of floor space | 1000 sqft served | 13 | DEER:Indoor_CFL_Ltg | 101.1202 | 0 | -11.5052 | SWWH027-05 | 40.1221 | 2024 | 19.7663 | 2024 | 0 | -3.8059 | SWWH027-05 | Com Small Gas Water Heaters - Hot-Dry ¦ SDG&E ¦ Hot-Dry | Com Small Gas Water Heaters - Hot-Dry | 0.40063 | 0.546 | 0 | CBSA 2019 | 21.3235 | 2032 | 1 | SWWH027-05
COM-WATERHEAT-FS-15.95 | Com ¦ Com Heat Pump Water Heater (3.75 UEF - 50 Gal) - Fuel Sub - Hot-Dry ¦ SDG&E ¦ Hot-Dry | Com ¦ Com Heat Pump Water Heater (3.75 UEF - 50 Gal) - Fuel Sub - Hot-Dry | SDG&E ¦ Hot-Dry | SDG&E | All | Electric & Gas | HPWH (3.75 UEF - 50 Gal) | Efficient |  |  | 1 | Conventional | WaterHeat | Com - School | Com | ROB Only | 1 | 1000 sqft2 of floor space | 1000 sqft served | 13 | DEER:Indoor_CFL_Ltg | 536.6058 | 0 | -63.6849 | SWWH027-05 | 330.5005 | 2024 | 162.822 | 2024 | 0 | -31.3502 | SWWH027-05 | Com Small Gas Water Heaters - Hot-Dry ¦ SDG&E ¦ Hot-Dry | Com Small Gas Water Heaters - Hot-Dry | 0.76922 | 0.546 | 0 | CBSA 2019 | 57.1534 | 2032 | 1 | SWWH027-05
COM-WATERHEAT-FS-15.96 | Com ¦ Com Heat Pump Water Heater (3.75 UEF - 50 Gal) - Fuel Sub - Hot-Dry ¦ SDG&E ¦ Hot-Dry | Com ¦ Com Heat Pump Water Heater (3.75 UEF - 50 Gal) - Fuel Sub - Hot-Dry | SDG&E ¦ Hot-Dry | SDG&E | All | Electric & Gas | HPWH (3.75 UEF - 50 Gal) | Efficient |  |  | 1 | Conventional | WaterHeat | Com - Warehouse | Com | ROB Only | 1 | 1000 sqft2 of floor space | 1000 sqft served | 13 | DEER:Indoor_CFL_Ltg | 16.3967 | 0 | -1.8485 | SWWH027-05 | 5.9905 | 2024 | 2.9512 | 2024 | 0 | -0.56824 | SWWH027-05 | Com Small Gas Water Heaters - Hot-Dry ¦ SDG&E ¦ Hot-Dry | Com Small Gas Water Heaters - Hot-Dry | 0.1976 | 0.546 | 0 | CBSA 2019 | 2.8777 | 2032 | 1 | SWWH027-05
COM-WATERHEAT-FS-PU-10.1 | Com ¦ Com Gas Storage Water Heater (0.63 UEF - 50 Gal) - Panel Upgrade - Marine ¦ PG&E ¦ Marine | Com ¦ Com Gas Storage Water Heater (0.63 UEF - 50 Gal) - Panel Upgrade - Marine | PG&E ¦ Marine | PG&E | All | Electric & Gas | Gas Storage WH (0.63 UEF - 50 Gal) | Average Existing and Code |  | 2027 | 1 | Conventional | WaterHeat | Com - College | Com | ROB and NEW | 0 | 1000 sqft2 of floor space | 1000 sqft served | 13 | DEER:Indoor_CFL_Ltg | 0 | 0 | 0 | SWWH027-05 | 122.0061 | 2024 | 74.4043 | 2024 | 0 | 0 | SWWH027-05 | Com Small Gas Water Heaters - Panel Upgrade - Marine ¦ PG&E ¦ Marine | Com Small Gas Water Heaters - Panel Upgrade - Marine | 0.74815 | 0.453 | 0.95 | CBSA 2019 | 0 | 2012 | 1 | SWWH027-05
COM-WATERHEAT-FS-PU-10.2 | Com ¦ Com Gas Storage Water Heater (0.63 UEF - 50 Gal) - Panel Upgrade - Marine ¦ PG&E ¦ Marine | Com ¦ Com Gas Storage Water Heater (0.63 UEF - 50 Gal) - Panel Upgrade - Marine | PG&E ¦ Marine | PG&E | All | Electric & Gas | Gas Storage WH (0.63 UEF - 50 Gal) | Average Existing and Code |  | 2027 | 1 | Conventional | WaterHeat | Com - Grocery | Com | ROB and NEW | 0 | 1000 sqft2 of floor space | 1000 sqft served | 13 | DEER:Indoor_CFL_Ltg | 0 | 0 | 0 | SWWH027-05 | 101.241 | 2024 | 61.7409 | 2024 | 0 | 0 | SWWH027-05 | Com Small Gas Water Heaters - Panel Upgrade - Marine ¦ PG&E ¦ Marine | Com Small Gas Water Heaters - Panel Upgrade - Marine | 0.59609 | 0.453 | 0.95 | CBSA 2019 | 0 | 2012 | 1 | SWWH027-05
COM-WATERHEAT-FS-PU-10.3 | Com ¦ Com Gas Storage Water Heater (0.63 UEF - 50 Gal) - Panel Upgrade - Marine ¦ PG&E ¦ Marine | Com ¦ Com Gas Storage Water Heater (0.63 UEF - 50 Gal) - Panel Upgrade - Marine | PG&E ¦ Marine | PG&E | All | Electric & Gas | Gas Storage WH (0.63 UEF - 50 Gal) | Average Existing and Code |  | 2027 | 1 | Conventional | WaterHeat | Com - Health | Com | ROB and NEW | 0 | 1000 sqft2 of floor space | 1000 sqft served | 13 | DEER:Indoor_CFL_Ltg | 0 | 0 | 0 | SWWH027-05 | 184.799 | 2024 | 112.698 | 2024 | 0 | 0 | SWWH027-05 | Com Small Gas Water Heaters - Panel Upgrade - Marine ¦ PG&E ¦ Marine | Com Small Gas Water Heaters - Panel Upgrade - Marine | 0.52611 | 0.453 | 0.95 | CBSA 2019 | 0 | 2012 | 1 | SWWH027-05
COM-WATERHEAT-FS-PU-10.4 | Com ¦ Com Gas Storage Water Heater (0.63 UEF - 50 Gal) - Panel Upgrade - Marine ¦ PG&E ¦ Marine | Com ¦ Com Gas Storage Water Heater (0.63 UEF - 50 Gal) - Panel Upgrade - Marine | PG&E ¦ Marine | PG&E | All | Electric & Gas | Gas Storage WH (0.63 UEF - 50 Gal) | Average Existing and Code |  | 2027 | 1 | Conventional | WaterHeat | Com - Lodging | Com | ROB and NEW | 0 | 1000 sqft2 of floor space | 1000 sqft served | 13 | DEER:Indoor_CFL_Ltg | 0 | 0 | 0 | SWWH027-05 | 116.2771 | 2024 | 70.9106 | 2024 | 0 | 0 | SWWH027-05 | Com Small Gas Water Heaters - Panel Upgrade - Marine ¦ PG&E ¦ Marine | Com Small Gas Water Heaters - Panel Upgrade - Marine | 0.73871 | 0.453 | 0.95 | CBSA 2019 | 0 | 2012 | 1 | SWWH027-05
COM-WATERHEAT-FS-PU-10.5 | Com ¦ Com Gas Storage Water Heater (0.63 UEF - 50 Gal) - Panel Upgrade - Marine ¦ PG&E ¦ Marine | Com ¦ Com Gas Storage Water Heater (0.63 UEF - 50 Gal) - Panel Upgrade - Marine | PG&E ¦ Marine | PG&E | All | Electric & Gas | Gas Storage WH (0.63 UEF - 50 Gal) | Average Existing and Code |  | 2027 | 1 | Conventional | WaterHeat | Com - Office (Large) | Com | ROB and NEW | 0 | 1000 sqft2 of floor space | 1000 sqft served | 13 | DEER:Indoor_CFL_Ltg | 0 | 0 | 0 | SWWH027-05 | 37.9654 | 2024 | 23.1528 | 2024 | 0 | 0 | SWWH027-05 | Com Small Gas Water Heaters - Panel Upgrade - Marine ¦ PG&E ¦ Marine | Com Small Gas Water Heaters - Panel Upgrade - Marine | 0.46177 | 0.453 | 0.95 | CBSA 2019 | 0 | 2012 | 1 | SWWH027-05
COM-WATERHEAT-FS-PU-10.6 | Com ¦ Com Gas Storage Water Heater (0.63 UEF - 50 Gal) - Panel Upgrade - Marine ¦ PG&E ¦ Marine | Com ¦ Com Gas Storage Water Heater (0.63 UEF - 50 Gal) - Panel Upgrade - Marine | PG&E ¦ Marine | PG&E | All | Electric & Gas | Gas Storage WH (0.63 UEF - 50 Gal) | Average Existing and Code |  | 2027 | 1 | Conventional | WaterHeat | Com - Office (Small) | Com | ROB and NEW | 0 | 1000 sqft2 of floor space | 1000 sqft served | 13 | DEER:Indoor_CFL_Ltg | 0 | 0 | 0 | SWWH027-05 | 37.9654 | 2024 | 23.1528 | 2024 | 0 | 0 | SWWH027-05 | Com Small Gas Water Heaters - Panel Upgrade - Marine ¦ PG&E ¦ Marine | Com Small Gas Water Heaters - Panel Upgrade - Marine | 0.46177 | 0.453 | 0.95 | CBSA 2019 | 0 | 2012 | 1 | SWWH027-05
COM-WATERHEAT-FS-PU-10.7 | Com ¦ Com Gas Storage Water Heater (0.63 UEF - 50 Gal) - Panel Upgrade - Marine ¦ PG&E ¦ Marine | Com ¦ Com Gas Storage Water Heater (0.63 UEF - 50 Gal) - Panel Upgrade - Marine | PG&E ¦ Marine | PG&E | All | Electric & Gas | Gas Storage WH (0.63 UEF - 50 Gal) | Average Existing and Code |  | 2027 | 1 | Conventional | WaterHeat | Com - Other | Com | ROB and NEW | 0 | 1000 sqft2 of floor space | 1000 sqft served | 13 | DEER:Indoor_CFL_Ltg | 0 | 0 | 0 | SWWH027-05 | 313.9943 | 2024 | 191.4867 | 2024 | 0 | 0 | SWWH027-05 | Com Small Gas Water Heaters - Panel Upgrade - Marine ¦ PG&E ¦ Marine | Com Small Gas Water Heaters - Panel Upgrade - Marine | 0.5433 | 0.453 | 0.95 | CBSA 2019 | 0 | 2012 | 1 | SWWH027-05
COM-WATERHEAT-FS-PU-10.8 | Com ¦ Com Gas Storage Water Heater (0.63 UEF - 50 Gal) - Panel Upgrade - Marine ¦ PG&E ¦ Marine | Com ¦ Com Gas Storage Water Heater (0.63 UEF - 50 Gal) - Panel Upgrade - Marine | PG&E ¦ Marine | PG&E | All | Electric & Gas | Gas Storage WH (0.63 UEF - 50 Gal) | Average Existing and Code |  | 2027 | 1 | Conventional | WaterHeat | Com - Refrig. Warehouse | Com | ROB and NEW | 0 | 1000 sqft2 of floor space | 1000 sqft served | 13 | DEER:Indoor_CFL_Ltg | 0 | 0 | 0 | SWWH027-05 | 17.5552 | 2024 | 10.7059 | 2024 | 0 | 0 | SWWH027-05 | Com Small Gas Water Heaters - Panel Upgrade - Marine ¦ PG&E ¦ Marine | Com Small Gas Water Heaters - Panel Upgrade - Marine | 0.22621 | 0.453 | 0.95 | CBSA 2019 | 0 | 2012 | 1 | SWWH027-05
COM-WATERHEAT-FS-PU-10.9 | Com ¦ Com Gas Storage Water Heater (0.63 UEF - 50 Gal) - Panel Upgrade - Marine ¦ PG&E ¦ Marine | Com ¦ Com Gas Storage Water Heater (0.63 UEF - 50 Gal) - Panel Upgrade - Marine | PG&E ¦ Marine | PG&E | All | Electric & Gas | Gas Storage WH (0.63 UEF - 50 Gal) | Average Existing and Code |  | 2027 | 1 | Conventional | WaterHeat | Com - Restaurant | Com | ROB and NEW | 0 | 1000 sqft2 of floor space | 1000 sqft served | 13 | DEER:Indoor_CFL_Ltg | 0 | 0 | 0 | SWWH027-05 | 1644.6494 | 2024 | 1002.975 | 2024 | 0 | 0 | SWWH027-05 | Com Small Gas Water Heaters - Panel Upgrade - Marine ¦ PG&E ¦ Marine | Com Small Gas Water Heaters - Panel Upgrade - Marine | 0.79319 | 0.453 | 0.95 | CBSA 2019 | 0 | 2012 | 1 | SWWH027-05
COM-WATERHEAT-FS-PU-10.10 | Com ¦ Com Gas Storage Water Heater (0.63 UEF - 50 Gal) - Panel Upgrade - Marine ¦ PG&E ¦ Marine | Com ¦ Com Gas Storage Water Heater (0.63 UEF - 50 Gal) - Panel Upgrade - Marine | PG&E ¦ Marine | PG&E | All | Electric & Gas | Gas Storage WH (0.63 UEF - 50 Gal) | Average Existing and Code |  | 2027 | 1 | Conventional | WaterHeat | Com - Retail | Com | ROB and NEW | 0 | 1000 sqft2 of floor space | 1000 sqft served | 13 | DEER:Indoor_CFL_Ltg | 0 | 0 | 0 | SWWH027-05 | 23.5157 | 2024 | 14.3408 | 2024 | 0 | 0 | SWWH027-05 | Com Small Gas Water Heaters - Panel Upgrade - Marine ¦ PG&E ¦ Marine | Com Small Gas Water Heaters - Panel Upgrade - Marine | 0.40063 | 0.453 | 0.95 | CBSA 2019 | 0 | 2012 | 1 | SWWH027-05
COM-WATERHEAT-FS-PU-10.11 | Com ¦ Com Gas Storage Water Heater (0.63 UEF - 50 Gal) - Panel Upgrade - Marine ¦ PG&E ¦ Marine | Com ¦ Com Gas Storage Water Heater (0.63 UEF - 50 Gal) - Panel Upgrade - Marine | PG&E ¦ Marine | PG&E | All | Electric & Gas | Gas Storage WH (0.63 UEF - 50 Gal) | Average Existing and Code |  | 2027 | 1 | Conventional | WaterHeat | Com - School | Com | ROB and NEW | 0 | 1000 sqft2 of floor space | 1000 sqft served | 13 | DEER:Indoor_CFL_Ltg | 0 | 0 | 0 | SWWH027-05 | 193.7077 | 2024 | 118.1309 | 2024 | 0 | 0 | SWWH027-05 | Com Small Gas Water Heaters - Panel Upgrade - Marine ¦ PG&E ¦ Marine | Com Small Gas Water Heaters - Panel Upgrade - Marine | 0.76922 | 0.453 | 0.95 | CBSA 2019 | 0 | 2012 | 1 | SWWH027-05
COM-WATERHEAT-FS-PU-10.12 | Com ¦ Com Gas Storage Water Heater (0.63 UEF - 50 Gal) - Panel Upgrade - Marine ¦ PG&E ¦ Marine | Com ¦ Com Gas Storage Water Heater (0.63 UEF - 50 Gal) - Panel Upgrade - Marine | PG&E ¦ Marine | PG&E | All | Electric & Gas | Gas Storage WH (0.63 UEF - 50 Gal) | Average Existing and Code |  | 2027 | 1 | Conventional | WaterHeat | Com - Warehouse | Com | ROB and NEW | 0 | 1000 sqft2 of floor space | 1000 sqft served | 13 | DEER:Indoor_CFL_Ltg | 0 | 0 | 0 | SWWH027-05 | 3.511 | 2024 | 2.1412 | 2024 | 0 | 0 | SWWH027-05 | Com Small Gas Water Heaters - Panel Upgrade - Marine ¦ PG&E ¦ Marine | Com Small Gas Water Heaters - Panel Upgrade - Marine | 0.1976 | 0.453 | 0.95 | CBSA 2019 | 0 | 2012 | 1 | SWWH027-05
COM-WATERHEAT-FS-PU-10.13 | Com ¦ Com Gas Storage Water Heater (0.63 UEF - 50 Gal) - Panel Upgrade - Hot-Dry ¦ PG&E ¦ Hot-Dry | Com ¦ Com Gas Storage Water Heater (0.63 UEF - 50 Gal) - Panel Upgrade - Hot-Dry | PG&E ¦ Hot-Dry | PG&E | All | Electric & Gas | Gas Storage WH (0.63 UEF - 50 Gal) | Average Existing and Code |  | 2027 | 1 | Conventional | WaterHeat | Com - College | Com | ROB and NEW | 0 | 1000 sqft2 of floor space | 1000 sqft served | 13 | DEER:Indoor_CFL_Ltg | 0 | 0 | 0 | SWWH027-05 | 122.0061 | 2024 | 74.4043 | 2024 | 0 | 0 | SWWH027-05 | Com Small Gas Water Heaters - Panel Upgrade - Hot-Dry ¦ PG&E ¦ Hot-Dry | Com Small Gas Water Heaters - Panel Upgrade - Hot-Dry | 0.74815 | 0.453 | 0.95 | CBSA 2019 | 0 | 2012 | 1 | SWWH027-05
COM-WATERHEAT-FS-PU-10.14 | Com ¦ Com Gas Storage Water Heater (0.63 UEF - 50 Gal) - Panel Upgrade - Hot-Dry ¦ PG&E ¦ Hot-Dry | Com ¦ Com Gas Storage Water Heater (0.63 UEF - 50 Gal) - Panel Upgrade - Hot-Dry | PG&E ¦ Hot-Dry | PG&E | All | Electric & Gas | Gas Storage WH (0.63 UEF - 50 Gal) | Average Existing and Code |  | 2027 | 1 | Conventional | WaterHeat | Com - Grocery | Com | ROB and NEW | 0 | 1000 sqft2 of floor space | 1000 sqft served | 13 | DEER:Indoor_CFL_Ltg | 0 | 0 | 0 | SWWH027-05 | 101.241 | 2024 | 61.7409 | 2024 | 0 | 0 | SWWH027-05 | Com Small Gas Water Heaters - Panel Upgrade - Hot-Dry ¦ PG&E ¦ Hot-Dry | Com Small Gas Water Heaters - Panel Upgrade - Hot-Dry | 0.59609 | 0.453 | 0.95 | CBSA 2019 | 0 | 2012 | 1 | SWWH027-05
COM-WATERHEAT-FS-PU-10.15 | Com ¦ Com Gas Storage Water Heater (0.63 UEF - 50 Gal) - Panel Upgrade - Hot-Dry ¦ PG&E ¦ Hot-Dry | Com ¦ Com Gas Storage Water Heater (0.63 UEF - 50 Gal) - Panel Upgrade - Hot-Dry | PG&E ¦ Hot-Dry | PG&E | All | Electric & Gas | Gas Storage WH (0.63 UEF - 50 Gal) | Average Existing and Code |  | 2027 | 1 | Conventional | WaterHeat | Com - Health | Com | ROB and NEW | 0 | 1000 sqft2 of floor space | 1000 sqft served | 13 | DEER:Indoor_CFL_Ltg | 0 | 0 | 0 | SWWH027-05 | 184.799 | 2024 | 112.698 | 2024 | 0 | 0 | SWWH027-05 | Com Small Gas Water Heaters - Panel Upgrade - Hot-Dry ¦ PG&E ¦ Hot-Dry | Com Small Gas Water Heaters - Panel Upgrade - Hot-Dry | 0.52611 | 0.453 | 0.95 | CBSA 2019 | 0 | 2012 | 1 | SWWH027-05
COM-WATERHEAT-FS-PU-10.16 | Com ¦ Com Gas Storage Water Heater (0.63 UEF - 50 Gal) - Panel Upgrade - Hot-Dry ¦ PG&E ¦ Hot-Dry | Com ¦ Com Gas Storage Water Heater (0.63 UEF - 50 Gal) - Panel Upgrade - Hot-Dry | PG&E ¦ Hot-Dry | PG&E | All | Electric & Gas | Gas Storage WH (0.63 UEF - 50 Gal) | Average Existing and Code |  | 2027 | 1 | Conventional | WaterHeat | Com - Lodging | Com | ROB and NEW | 0 | 1000 sqft2 of floor space | 1000 sqft served | 13 | DEER:Indoor_CFL_Ltg | 0 | 0 | 0 | SWWH027-05 | 116.2771 | 2024 | 70.9106 | 2024 | 0 | 0 | SWWH027-05 | Com Small Gas Water Heaters - Panel Upgrade - Hot-Dry ¦ PG&E ¦ Hot-Dry | Com Small Gas Water Heaters - Panel Upgrade - Hot-Dry | 0.73871 | 0.453 | 0.95 | CBSA 2019 | 0 | 2012 | 1 | SWWH027-05
COM-WATERHEAT-FS-PU-10.17 | Com ¦ Com Gas Storage Water Heater (0.63 UEF - 50 Gal) - Panel Upgrade - Hot-Dry ¦ PG&E ¦ Hot-Dry | Com ¦ Com Gas Storage Water Heater (0.63 UEF - 50 Gal) - Panel Upgrade - Hot-Dry | PG&E ¦ Hot-Dry | PG&E | All | Electric & Gas | Gas Storage WH (0.63 UEF - 50 Gal) | Average Existing and Code |  | 2027 | 1 | Conventional | WaterHeat | Com - Office (Large) | Com | ROB and NEW | 0 | 1000 sqft2 of floor space | 1000 sqft served | 13 | DEER:Indoor_CFL_Ltg | 0 | 0 | 0 | SWWH027-05 | 37.9654 | 2024 | 23.1528 | 2024 | 0 | 0 | SWWH027-05 | Com Small Gas Water Heaters - Panel Upgrade - Hot-Dry ¦ PG&E ¦ Hot-Dry | Com Small Gas Water Heaters - Panel Upgrade - Hot-Dry | 0.46177 | 0.453 | 0.95 | CBSA 2019 | 0 | 2012 | 1 | SWWH027-05
COM-WATERHEAT-FS-PU-10.18 | Com ¦ Com Gas Storage Water Heater (0.63 UEF - 50 Gal) - Panel Upgrade - Hot-Dry ¦ PG&E ¦ Hot-Dry | Com ¦ Com Gas Storage Water Heater (0.63 UEF - 50 Gal) - Panel Upgrade - Hot-Dry | PG&E ¦ Hot-Dry | PG&E | All | Electric & Gas | Gas Storage WH (0.63 UEF - 50 Gal) | Average Existing and Code |  | 2027 | 1 | Conventional | WaterHeat | Com - Office (Small) | Com | ROB and NEW | 0 | 1000 sqft2 of floor space | 1000 sqft served | 13 | DEER:Indoor_CFL_Ltg | 0 | 0 | 0 | SWWH027-05 | 37.9654 | 2024 | 23.1528 | 2024 | 0 | 0 | SWWH027-05 | Com Small Gas Water Heaters - Panel Upgrade - Hot-Dry ¦ PG&E ¦ Hot-Dry | Com Small Gas Water Heaters - Panel Upgrade - Hot-Dry | 0.46177 | 0.453 | 0.95 | CBSA 2019 | 0 | 2012 | 1 | SWWH027-05
COM-WATERHEAT-FS-PU-10.19 | Com ¦ Com Gas Storage Water Heater (0.63 UEF - 50 Gal) - Panel Upgrade - Hot-Dry ¦ PG&E ¦ Hot-Dry | Com ¦ Com Gas Storage Water Heater (0.63 UEF - 50 Gal) - Panel Upgrade - Hot-Dry | PG&E ¦ Hot-Dry | PG&E | All | Electric & Gas | Gas Storage WH (0.63 UEF - 50 Gal) | Average Existing and Code |  | 2027 | 1 | Conventional | WaterHeat | Com - Other | Com | ROB and NEW | 0 | 1000 sqft2 of floor space | 1000 sqft served | 13 | DEER:Indoor_CFL_Ltg | 0 | 0 | 0 | SWWH027-05 | 313.9943 | 2024 | 191.4867 | 2024 | 0 | 0 | SWWH027-05 | Com Small Gas Water Heaters - Panel Upgrade - Hot-Dry ¦ PG&E ¦ Hot-Dry | Com Small Gas Water Heaters - Panel Upgrade - Hot-Dry | 0.5433 | 0.453 | 0.95 | CBSA 2019 | 0 | 2012 | 1 | SWWH027-05
COM-WATERHEAT-FS-PU-10.20 | Com ¦ Com Gas Storage Water Heater (0.63 UEF - 50 Gal) - Panel Upgrade - Hot-Dry ¦ PG&E ¦ Hot-Dry | Com ¦ Com Gas Storage Water Heater (0.63 UEF - 50 Gal) - Panel Upgrade - Hot-Dry | PG&E ¦ Hot-Dry | PG&E | All | Electric & Gas | Gas Storage WH (0.63 UEF - 50 Gal) | Average Existing and Code |  | 2027 | 1 | Conventional | WaterHeat | Com - Refrig. Warehouse | Com | ROB and NEW | 0 | 1000 sqft2 of floor space | 1000 sqft served | 13 | DEER:Indoor_CFL_Ltg | 0 | 0 | 0 | SWWH027-05 | 17.5552 | 2024 | 10.7059 | 2024 | 0 | 0 | SWWH027-05 | Com Small Gas Water Heaters - Panel Upgrade - Hot-Dry ¦ PG&E ¦ Hot-Dry | Com Small Gas Water Heaters - Panel Upgrade - Hot-Dry | 0.22621 | 0.453 | 0.95 | CBSA 2019 | 0 | 2012 | 1 | SWWH027-05
COM-WATERHEAT-FS-PU-10.21 | Com ¦ Com Gas Storage Water Heater (0.63 UEF - 50 Gal) - Panel Upgrade - Hot-Dry ¦ PG&E ¦ Hot-Dry | Com ¦ Com Gas Storage Water Heater (0.63 UEF - 50 Gal) - Panel Upgrade - Hot-Dry | PG&E ¦ Hot-Dry | PG&E | All | Electric & Gas | Gas Storage WH (0.63 UEF - 50 Gal) | Average Existing and Code |  | 2027 | 1 | Conventional | WaterHeat | Com - Restaurant | Com | ROB and NEW | 0 | 1000 sqft2 of floor space | 1000 sqft served | 13 | DEER:Indoor_CFL_Ltg | 0 | 0 | 0 | SWWH027-05 | 1644.6494 | 2024 | 1002.975 | 2024 | 0 | 0 | SWWH027-05 | Com Small Gas Water Heaters - Panel Upgrade - Hot-Dry ¦ PG&E ¦ Hot-Dry | Com Small Gas Water Heaters - Panel Upgrade - Hot-Dry | 0.79319 | 0.453 | 0.95 | CBSA 2019 | 0 | 2012 | 1 | SWWH027-05
COM-WATERHEAT-FS-PU-10.22 | Com ¦ Com Gas Storage Water Heater (0.63 UEF - 50 Gal) - Panel Upgrade - Hot-Dry ¦ PG&E ¦ Hot-Dry | Com ¦ Com Gas Storage Water Heater (0.63 UEF - 50 Gal) - Panel Upgrade - Hot-Dry | PG&E ¦ Hot-Dry | PG&E | All | Electric & Gas | Gas Storage WH (0.63 UEF - 50 Gal) | Average Existing and Code |  | 2027 | 1 | Conventional | WaterHeat | Com - Retail | Com | ROB and NEW | 0 | 1000 sqft2 of floor space | 1000 sqft served | 13 | DEER:Indoor_CFL_Ltg | 0 | 0 | 0 | SWWH027-05 | 23.5157 | 2024 | 14.3408 | 2024 | 0 | 0 | SWWH027-05 | Com Small Gas Water Heaters - Panel Upgrade - Hot-Dry ¦ PG&E ¦ Hot-Dry | Com Small Gas Water Heaters - Panel Upgrade - Hot-Dry | 0.40063 | 0.453 | 0.95 | CBSA 2019 | 0 | 2012 | 1 | SWWH027-05
COM-WATERHEAT-FS-PU-10.23 | Com ¦ Com Gas Storage Water Heater (0.63 UEF - 50 Gal) - Panel Upgrade - Hot-Dry ¦ PG&E ¦ Hot-Dry | Com ¦ Com Gas Storage Water Heater (0.63 UEF - 50 Gal) - Panel Upgrade - Hot-Dry | PG&E ¦ Hot-Dry | PG&E | All | Electric & Gas | Gas Storage WH (0.63 UEF - 50 Gal) | Average Existing and Code |  | 2027 | 1 | Conventional | WaterHeat | Com - School | Com | ROB and NEW | 0 | 1000 sqft2 of floor space | 1000 sqft served | 13 | DEER:Indoor_CFL_Ltg | 0 | 0 | 0 | SWWH027-05 | 193.7077 | 2024 | 118.1309 | 2024 | 0 | 0 | SWWH027-05 | Com Small Gas Water Heaters - Panel Upgrade - Hot-Dry ¦ PG&E ¦ Hot-Dry | Com Small Gas Water Heaters - Panel Upgrade - Hot-Dry | 0.76922 | 0.453 | 0.95 | CBSA 2019 | 0 | 2012 | 1 | SWWH027-05
COM-WATERHEAT-FS-PU-10.24 | Com ¦ Com Gas Storage Water Heater (0.63 UEF - 50 Gal) - Panel Upgrade - Hot-Dry ¦ PG&E ¦ Hot-Dry | Com ¦ Com Gas Storage Water Heater (0.63 UEF - 50 Gal) - Panel Upgrade - Hot-Dry | PG&E ¦ Hot-Dry | PG&E | All | Electric & Gas | Gas Storage WH (0.63 UEF - 50 Gal) | Average Existing and Code |  | 2027 | 1 | Conventional | WaterHeat | Com - Warehouse | Com | ROB and NEW | 0 | 1000 sqft2 of floor space | 1000 sqft served | 13 | DEER:Indoor_CFL_Ltg | 0 | 0 | 0 | SWWH027-05 | 3.511 | 2024 | 2.1412 | 2024 | 0 | 0 | SWWH027-05 | Com Small Gas Water Heaters - Panel Upgrade - Hot-Dry ¦ PG&E ¦ Hot-Dry | Com Small Gas Water Heaters - Panel Upgrade - Hot-Dry | 0.1976 | 0.453 | 0.95 | CBSA 2019 | 0 | 2012 | 1 | SWWH027-05
COM-WATERHEAT-FS-PU-10.25 | Com ¦ Com Gas Storage Water Heater (0.63 UEF - 50 Gal) - Panel Upgrade - Cold ¦ PG&E ¦ Cold | Com ¦ Com Gas Storage Water Heater (0.63 UEF - 50 Gal) - Panel Upgrade - Cold | PG&E ¦ Cold | PG&E | All | Electric & Gas | Gas Storage WH (0.63 UEF - 50 Gal) | Average Existing and Code |  | 2027 | 1 | Conventional | WaterHeat | Com - College | Com | ROB and NEW | 0 | 1000 sqft2 of floor space | 1000 sqft served | 13 | DEER:Indoor_CFL_Ltg | 0 | 0 | 0 | SWWH027-05 | 244.0121 | 2024 | 148.8087 | 2024 | 0 | 0 | SWWH027-05 | Com Small Gas Water Heaters - Panel Upgrade - Cold ¦ PG&E ¦ Cold | Com Small Gas Water Heaters - Panel Upgrade - Cold | 0.74815 | 0.453 | 0.95 | CBSA 2019 | 0 | 2012 | 1 | SWWH027-05
COM-WATERHEAT-FS-PU-10.26 | Com ¦ Com Gas Storage Water Heater (0.63 UEF - 50 Gal) - Panel Upgrade - Cold ¦ PG&E ¦ Cold | Com ¦ Com Gas Storage Water Heater (0.63 UEF - 50 Gal) - Panel Upgrade - Cold | PG&E ¦ Cold | PG&E | All | Electric & Gas | Gas Storage WH (0.63 UEF - 50 Gal) | Average Existing and Code |  | 2027 | 1 | Conventional | WaterHeat | Com - Grocery | Com | ROB and NEW | 0 | 1000 sqft2 of floor space | 1000 sqft served | 13 | DEER:Indoor_CFL_Ltg | 0 | 0 | 0 | SWWH027-05 | 202.482 | 2024 | 123.4818 | 2024 | 0 | 0 | SWWH027-05 | Com Small Gas Water Heaters - Panel Upgrade - Cold ¦ PG&E ¦ Cold | Com Small Gas Water Heaters - Panel Upgrade - Cold | 0.59609 | 0.453 | 0.95 | CBSA 2019 | 0 | 2012 | 1 | SWWH027-05
COM-WATERHEAT-FS-PU-10.27 | Com ¦ Com Gas Storage Water Heater (0.63 UEF - 50 Gal) - Panel Upgrade - Cold ¦ PG&E ¦ Cold | Com ¦ Com Gas Storage Water Heater (0.63 UEF - 50 Gal) - Panel Upgrade - Cold | PG&E ¦ Cold | PG&E | All | Electric & Gas | Gas Storage WH (0.63 UEF - 50 Gal) | Average Existing and Code |  | 2027 | 1 | Conventional | WaterHeat | Com - Health | Com | ROB and NEW | 0 | 1000 sqft2 of floor space | 1000 sqft served | 13 | DEER:Indoor_CFL_Ltg | 0 | 0 | 0 | SWWH027-05 | 369.598 | 2024 | 225.3961 | 2024 | 0 | 0 | SWWH027-05 | Com Small Gas Water Heaters - Panel Upgrade - Cold ¦ PG&E ¦ Cold | Com Small Gas Water Heaters - Panel Upgrade - Cold | 0.52611 | 0.453 | 0.95 | CBSA 2019 | 0 | 2012 | 1 | SWWH027-05
COM-WATERHEAT-FS-PU-10.28 | Com ¦ Com Gas Storage Water Heater (0.63 UEF - 50 Gal) - Panel Upgrade - Cold ¦ PG&E ¦ Cold | Com ¦ Com Gas Storage Water Heater (0.63 UEF - 50 Gal) - Panel Upgrade - Cold | PG&E ¦ Cold | PG&E | All | Electric & Gas | Gas Storage WH (0.63 UEF - 50 Gal) | Average Existing and Code |  | 2027 | 1 | Conventional | WaterHeat | Com - Lodging | Com | ROB and NEW | 0 | 1000 sqft2 of floor space | 1000 sqft served | 13 | DEER:Indoor_CFL_Ltg | 0 | 0 | 0 | SWWH027-05 | 232.5542 | 2024 | 141.8212 | 2024 | 0 | 0 | SWWH027-05 | Com Small Gas Water Heaters - Panel Upgrade - Cold ¦ PG&E ¦ Cold | Com Small Gas Water Heaters - Panel Upgrade - Cold | 0.73871 | 0.453 | 0.95 | CBSA 2019 | 0 | 2012 | 1 | SWWH027-05
COM-WATERHEAT-FS-PU-10.29 | Com ¦ Com Gas Storage Water Heater (0.63 UEF - 50 Gal) - Panel Upgrade - Cold ¦ PG&E ¦ Cold | Com ¦ Com Gas Storage Water Heater (0.63 UEF - 50 Gal) - Panel Upgrade - Cold | PG&E ¦ Cold | PG&E | All | Electric & Gas | Gas Storage WH (0.63 UEF - 50 Gal) | Average Existing and Code |  | 2027 | 1 | Conventional | WaterHeat | Com - Office (Large) | Com | ROB and NEW | 0 | 1000 sqft2 of floor space | 1000 sqft served | 13 | DEER:Indoor_CFL_Ltg | 0 | 0 | 0 | SWWH027-05 | 75.9307 | 2024 | 46.3057 | 2024 | 0 | 0 | SWWH027-05 | Com Small Gas Water Heaters - Panel Upgrade - Cold ¦ PG&E ¦ Cold | Com Small Gas Water Heaters - Panel Upgrade - Cold | 0.46177 | 0.453 | 0.95 | CBSA 2019 | 0 | 2012 | 1 | SWWH027-05
COM-WATERHEAT-FS-PU-10.30 | Com ¦ Com Gas Storage Water Heater (0.63 UEF - 50 Gal) - Panel Upgrade - Cold ¦ PG&E ¦ Cold | Com ¦ Com Gas Storage Water Heater (0.63 UEF - 50 Gal) - Panel Upgrade - Cold | PG&E ¦ Cold | PG&E | All | Electric & Gas | Gas Storage WH (0.63 UEF - 50 Gal) | Average Existing and Code |  | 2027 | 1 | Conventional | WaterHeat | Com - Office (Small) | Com | ROB and NEW | 0 | 1000 sqft2 of floor space | 1000 sqft served | 13 | DEER:Indoor_CFL_Ltg | 0 | 0 | 0 | SWWH027-05 | 75.9307 | 2024 | 46.3057 | 2024 | 0 | 0 | SWWH027-05 | Com Small Gas Water Heaters - Panel Upgrade - Cold ¦ PG&E ¦ Cold | Com Small Gas Water Heaters - Panel Upgrade - Cold | 0.46177 | 0.453 | 0.95 | CBSA 2019 | 0 | 2012 | 1 | SWWH027-05
COM-WATERHEAT-FS-PU-10.31 | Com ¦ Com Gas Storage Water Heater (0.63 UEF - 50 Gal) - Panel Upgrade - Cold ¦ PG&E ¦ Cold | Com ¦ Com Gas Storage Water Heater (0.63 UEF - 50 Gal) - Panel Upgrade - Cold | PG&E ¦ Cold | PG&E | All | Electric & Gas | Gas Storage WH (0.63 UEF - 50 Gal) | Average Existing and Code |  | 2027 | 1 | Conventional | WaterHeat | Com - Other | Com | ROB and NEW | 0 | 1000 sqft2 of floor space | 1000 sqft served | 13 | DEER:Indoor_CFL_Ltg | 0 | 0 | 0 | SWWH027-05 | 627.9886 | 2024 | 382.9733 | 2024 | 0 | 0 | SWWH027-05 | Com Small Gas Water Heaters - Panel Upgrade - Cold ¦ PG&E ¦ Cold | Com Small Gas Water Heaters - Panel Upgrade - Cold | 0.5433 | 0.453 | 0.95 | CBSA 2019 | 0 | 2012 | 1 | SWWH027-05
COM-WATERHEAT-FS-PU-10.32 | Com ¦ Com Gas Storage Water Heater (0.63 UEF - 50 Gal) - Panel Upgrade - Cold ¦ PG&E ¦ Cold | Com ¦ Com Gas Storage Water Heater (0.63 UEF - 50 Gal) - Panel Upgrade - Cold | PG&E ¦ Cold | PG&E | All | Electric & Gas | Gas Storage WH (0.63 UEF - 50 Gal) | Average Existing and Code |  | 2027 | 1 | Conventional | WaterHeat | Com - Refrig. Warehouse | Com | ROB and NEW | 0 | 1000 sqft2 of floor space | 1000 sqft served | 13 | DEER:Indoor_CFL_Ltg | 0 | 0 | 0 | SWWH027-05 | 35.1104 | 2024 | 21.4118 | 2024 | 0 | 0 | SWWH027-05 | Com Small Gas Water Heaters - Panel Upgrade - Cold ¦ PG&E ¦ Cold | Com Small Gas Water Heaters - Panel Upgrade - Cold | 0.22621 | 0.453 | 0.95 | CBSA 2019 | 0 | 2012 | 1 | SWWH027-05
COM-WATERHEAT-FS-PU-10.33 | Com ¦ Com Gas Storage Water Heater (0.63 UEF - 50 Gal) - Panel Upgrade - Cold ¦ PG&E ¦ Cold | Com ¦ Com Gas Storage Water Heater (0.63 UEF - 50 Gal) - Panel Upgrade - Cold | PG&E ¦ Cold | PG&E | All | Electric & Gas | Gas Storage WH (0.63 UEF - 50 Gal) | Average Existing and Code |  | 2027 | 1 | Conventional | WaterHeat | Com - Restaurant | Com | ROB and NEW | 0 | 1000 sqft2 of floor space | 1000 sqft served | 13 | DEER:Indoor_CFL_Ltg | 0 | 0 | 0 | SWWH027-05 | 3289.2989 | 2024 | 2005.9501 | 2024 | 0 | 0 | SWWH027-05 | Com Small Gas Water Heaters - Panel Upgrade - Cold ¦ PG&E ¦ Cold | Com Small Gas Water Heaters - Panel Upgrade - Cold | 0.79319 | 0.453 | 0.95 | CBSA 2019 | 0 | 2012 | 1 | SWWH027-05
COM-WATERHEAT-FS-PU-10.34 | Com ¦ Com Gas Storage Water Heater (0.63 UEF - 50 Gal) - Panel Upgrade - Cold ¦ PG&E ¦ Cold | Com ¦ Com Gas Storage Water Heater (0.63 UEF - 50 Gal) - Panel Upgrade - Cold | PG&E ¦ Cold | PG&E | All | Electric & Gas | Gas Storage WH (0.63 UEF - 50 Gal) | Average Existing and Code |  | 2027 | 1 | Conventional | WaterHeat | Com - Retail | Com | ROB and NEW | 0 | 1000 sqft2 of floor space | 1000 sqft served | 13 | DEER:Indoor_CFL_Ltg | 0 | 0 | 0 | SWWH027-05 | 47.0314 | 2024 | 28.6817 | 2024 | 0 | 0 | SWWH027-05 | Com Small Gas Water Heaters - Panel Upgrade - Cold ¦ PG&E ¦ Cold | Com Small Gas Water Heaters - Panel Upgrade - Cold | 0.40063 | 0.453 | 0.95 | CBSA 2019 | 0 | 2012 | 1 | SWWH027-05
COM-WATERHEAT-FS-PU-10.35 | Com ¦ Com Gas Storage Water Heater (0.63 UEF - 50 Gal) - Panel Upgrade - Cold ¦ PG&E ¦ Cold | Com ¦ Com Gas Storage Water Heater (0.63 UEF - 50 Gal) - Panel Upgrade - Cold | PG&E ¦ Cold | PG&E | All | Electric & Gas | Gas Storage WH (0.63 UEF - 50 Gal) | Average Existing and Code |  | 2027 | 1 | Conventional | WaterHeat | Com - School | Com | ROB and NEW | 0 | 1000 sqft2 of floor space | 1000 sqft served | 13 | DEER:Indoor_CFL_Ltg | 0 | 0 | 0 | SWWH027-05 | 387.4154 | 2024 | 236.2619 | 2024 | 0 | 0 | SWWH027-05 | Com Small Gas Water Heaters - Panel Upgrade - Cold ¦ PG&E ¦ Cold | Com Small Gas Water Heaters - Panel Upgrade - Cold | 0.76922 | 0.453 | 0.95 | CBSA 2019 | 0 | 2012 | 1 | SWWH027-05
COM-WATERHEAT-FS-PU-10.36 | Com ¦ Com Gas Storage Water Heater (0.63 UEF - 50 Gal) - Panel Upgrade - Cold ¦ PG&E ¦ Cold | Com ¦ Com Gas Storage Water Heater (0.63 UEF - 50 Gal) - Panel Upgrade - Cold | PG&E ¦ Cold | PG&E | All | Electric & Gas | Gas Storage WH (0.63 UEF - 50 Gal) | Average Existing and Code |  | 2027 | 1 | Conventional | WaterHeat | Com - Warehouse | Com | ROB and NEW | 0 | 1000 sqft2 of floor space | 1000 sqft served | 13 | DEER:Indoor_CFL_Ltg | 0 | 0 | 0 | SWWH027-05 | 7.0221 | 2024 | 4.2824 | 2024 | 0 | 0 | SWWH027-05 | Com Small Gas Water Heaters - Panel Upgrade - Cold ¦ PG&E ¦ Cold | Com Small Gas Water Heaters - Panel Upgrade - Cold | 0.1976 | 0.453 | 0.95 | CBSA 2019 | 0 | 2012 | 1 | SWWH027-05
COM-WATERHEAT-FS-PU-10.37 | Com ¦ Com Gas Storage Water Heater (0.63 UEF - 50 Gal) - Panel Upgrade - Marine ¦ SCG ¦ Marine | Com ¦ Com Gas Storage Water Heater (0.63 UEF - 50 Gal) - Panel Upgrade - Marine | SCG ¦ Marine | SCG | All | Electric & Gas | Gas Storage WH (0.63 UEF - 50 Gal) | Average Existing and Code |  | 2027 | 1 | Conventional | WaterHeat | Com - College | Com | ROB and NEW | 0 | 1000 sqft2 of floor space | 1000 sqft served | 13 | DEER:Indoor_CFL_Ltg | 0 | 0 | 0 | SWWH027-05 | 244.0121 | 2024 | 148.8087 | 2024 | 0 | 0 | SWWH027-05 | Com Small Gas Water Heaters - Panel Upgrade - Marine ¦ SCG ¦ Marine | Com Small Gas Water Heaters - Panel Upgrade - Marine | 0.74815 | 0.453 | 0.95 | CBSA 2019 | 0 | 2012 | 1 | SWWH027-05
COM-WATERHEAT-FS-PU-10.38 | Com ¦ Com Gas Storage Water Heater (0.63 UEF - 50 Gal) - Panel Upgrade - Marine ¦ SCG ¦ Marine | Com ¦ Com Gas Storage Water Heater (0.63 UEF - 50 Gal) - Panel Upgrade - Marine | SCG ¦ Marine | SCG | All | Electric & Gas | Gas Storage WH (0.63 UEF - 50 Gal) | Average Existing and Code |  | 2027 | 1 | Conventional | WaterHeat | Com - Grocery | Com | ROB and NEW | 0 | 1000 sqft2 of floor space | 1000 sqft served | 13 | DEER:Indoor_CFL_Ltg | 0 | 0 | 0 | SWWH027-05 | 202.482 | 2024 | 123.4818 | 2024 | 0 | 0 | SWWH027-05 | Com Small Gas Water Heaters - Panel Upgrade - Marine ¦ SCG ¦ Marine | Com Small Gas Water Heaters - Panel Upgrade - Marine | 0.59609 | 0.453 | 0.95 | CBSA 2019 | 0 | 2012 | 1 | SWWH027-05
COM-WATERHEAT-FS-PU-10.39 | Com ¦ Com Gas Storage Water Heater (0.63 UEF - 50 Gal) - Panel Upgrade - Marine ¦ SCG ¦ Marine | Com ¦ Com Gas Storage Water Heater (0.63 UEF - 50 Gal) - Panel Upgrade - Marine | SCG ¦ Marine | SCG | All | Electric & Gas | Gas Storage WH (0.63 UEF - 50 Gal) | Average Existing and Code |  | 2027 | 1 | Conventional | WaterHeat | Com - Health | Com | ROB and NEW | 0 | 1000 sqft2 of floor space | 1000 sqft served | 13 | DEER:Indoor_CFL_Ltg | 0 | 0 | 0 | SWWH027-05 | 369.598 | 2024 | 225.3961 | 2024 | 0 | 0 | SWWH027-05 | Com Small Gas Water Heaters - Panel Upgrade - Marine ¦ SCG ¦ Marine | Com Small Gas Water Heaters - Panel Upgrade - Marine | 0.52611 | 0.453 | 0.95 | CBSA 2019 | 0 | 2012 | 1 | SWWH027-05
COM-WATERHEAT-FS-PU-10.40 | Com ¦ Com Gas Storage Water Heater (0.63 UEF - 50 Gal) - Panel Upgrade - Marine ¦ SCG ¦ Marine | Com ¦ Com Gas Storage Water Heater (0.63 UEF - 50 Gal) - Panel Upgrade - Marine | SCG ¦ Marine | SCG | All | Electric & Gas | Gas Storage WH (0.63 UEF - 50 Gal) | Average Existing and Code |  | 2027 | 1 | Conventional | WaterHeat | Com - Lodging | Com | ROB and NEW | 0 | 1000 sqft2 of floor space | 1000 sqft served | 13 | DEER:Indoor_CFL_Ltg | 0 | 0 | 0 | SWWH027-05 | 232.5542 | 2024 | 141.8212 | 2024 | 0 | 0 | SWWH027-05 | Com Small Gas Water Heaters - Panel Upgrade - Marine ¦ SCG ¦ Marine | Com Small Gas Water Heaters - Panel Upgrade - Marine | 0.73871 | 0.453 | 0.95 | CBSA 2019 | 0 | 2012 | 1 | SWWH027-05
COM-WATERHEAT-FS-PU-10.41 | Com ¦ Com Gas Storage Water Heater (0.63 UEF - 50 Gal) - Panel Upgrade - Marine ¦ SCG ¦ Marine | Com ¦ Com Gas Storage Water Heater (0.63 UEF - 50 Gal) - Panel Upgrade - Marine | SCG ¦ Marine | SCG | All | Electric & Gas | Gas Storage WH (0.63 UEF - 50 Gal) | Average Existing and Code |  | 2027 | 1 | Conventional | WaterHeat | Com - Office (Large) | Com | ROB and NEW | 0 | 1000 sqft2 of floor space | 1000 sqft served | 13 | DEER:Indoor_CFL_Ltg | 0 | 0 | 0 | SWWH027-05 | 75.9307 | 2024 | 46.3057 | 2024 | 0 | 0 | SWWH027-05 | Com Small Gas Water Heaters - Panel Upgrade - Marine ¦ SCG ¦ Marine | Com Small Gas Water Heaters - Panel Upgrade - Marine | 0.46177 | 0.453 | 0.95 | CBSA 2019 | 0 | 2012 | 1 | SWWH027-05
COM-WATERHEAT-FS-PU-10.42 | Com ¦ Com Gas Storage Water Heater (0.63 UEF - 50 Gal) - Panel Upgrade - Marine ¦ SCG ¦ Marine | Com ¦ Com Gas Storage Water Heater (0.63 UEF - 50 Gal) - Panel Upgrade - Marine | SCG ¦ Marine | SCG | All | Electric & Gas | Gas Storage WH (0.63 UEF - 50 Gal) | Average Existing and Code |  | 2027 | 1 | Conventional | WaterHeat | Com - Office (Small) | Com | ROB and NEW | 0 | 1000 sqft2 of floor space | 1000 sqft served | 13 | DEER:Indoor_CFL_Ltg | 0 | 0 | 0 | SWWH027-05 | 75.9307 | 2024 | 46.3057 | 2024 | 0 | 0 | SWWH027-05 | Com Small Gas Water Heaters - Panel Upgrade - Marine ¦ SCG ¦ Marine | Com Small Gas Water Heaters - Panel Upgrade - Marine | 0.46177 | 0.453 | 0.95 | CBSA 2019 | 0 | 2012 | 1 | SWWH027-05
COM-WATERHEAT-FS-PU-10.43 | Com ¦ Com Gas Storage Water Heater (0.63 UEF - 50 Gal) - Panel Upgrade - Marine ¦ SCG ¦ Marine | Com ¦ Com Gas Storage Water Heater (0.63 UEF - 50 Gal) - Panel Upgrade - Marine | SCG ¦ Marine | SCG | All | Electric & Gas | Gas Storage WH (0.63 UEF - 50 Gal) | Average Existing and Code |  | 2027 | 1 | Conventional | WaterHeat | Com - Other | Com | ROB and NEW | 0 | 1000 sqft2 of floor space | 1000 sqft served | 13 | DEER:Indoor_CFL_Ltg | 0 | 0 | 0 | SWWH027-05 | 627.9886 | 2024 | 382.9733 | 2024 | 0 | 0 | SWWH027-05 | Com Small Gas Water Heaters - Panel Upgrade - Marine ¦ SCG ¦ Marine | Com Small Gas Water Heaters - Panel Upgrade - Marine | 0.5433 | 0.453 | 0.95 | CBSA 2019 | 0 | 2012 | 1 | SWWH027-05
COM-WATERHEAT-FS-PU-10.44 | Com ¦ Com Gas Storage Water Heater (0.63 UEF - 50 Gal) - Panel Upgrade - Marine ¦ SCG ¦ Marine | Com ¦ Com Gas Storage Water Heater (0.63 UEF - 50 Gal) - Panel Upgrade - Marine | SCG ¦ Marine | SCG | All | Electric & Gas | Gas Storage WH (0.63 UEF - 50 Gal) | Average Existing and Code |  | 2027 | 1 | Conventional | WaterHeat | Com - Refrig. Warehouse | Com | ROB and NEW | 0 | 1000 sqft2 of floor space | 1000 sqft served | 13 | DEER:Indoor_CFL_Ltg | 0 | 0 | 0 | SWWH027-05 | 35.1104 | 2024 | 21.4118 | 2024 | 0 | 0 | SWWH027-05 | Com Small Gas Water Heaters - Panel Upgrade - Marine ¦ SCG ¦ Marine | Com Small Gas Water Heaters - Panel Upgrade - Marine | 0.22621 | 0.453 | 0.95 | CBSA 2019 | 0 | 2012 | 1 | SWWH027-05
COM-WATERHEAT-FS-PU-10.45 | Com ¦ Com Gas Storage Water Heater (0.63 UEF - 50 Gal) - Panel Upgrade - Marine ¦ SCG ¦ Marine | Com ¦ Com Gas Storage Water Heater (0.63 UEF - 50 Gal) - Panel Upgrade - Marine | SCG ¦ Marine | SCG | All | Electric & Gas | Gas Storage WH (0.63 UEF - 50 Gal) | Average Existing and Code |  | 2027 | 1 | Conventional | WaterHeat | Com - Restaurant | Com | ROB and NEW | 0 | 1000 sqft2 of floor space | 1000 sqft served | 13 | DEER:Indoor_CFL_Ltg | 0 | 0 | 0 | SWWH027-05 | 3289.2989 | 2024 | 2005.9501 | 2024 | 0 | 0 | SWWH027-05 | Com Small Gas Water Heaters - Panel Upgrade - Marine ¦ SCG ¦ Marine | Com Small Gas Water Heaters - Panel Upgrade - Marine | 0.79319 | 0.453 | 0.95 | CBSA 2019 | 0 | 2012 | 1 | SWWH027-05
COM-WATERHEAT-FS-PU-10.46 | Com ¦ Com Gas Storage Water Heater (0.63 UEF - 50 Gal) - Panel Upgrade - Marine ¦ SCG ¦ Marine | Com ¦ Com Gas Storage Water Heater (0.63 UEF - 50 Gal) - Panel Upgrade - Marine | SCG ¦ Marine | SCG | All | Electric & Gas | Gas Storage WH (0.63 UEF - 50 Gal) | Average Existing and Code |  | 2027 | 1 | Conventional | WaterHeat | Com - Retail | Com | ROB and NEW | 0 | 1000 sqft2 of floor space | 1000 sqft served | 13 | DEER:Indoor_CFL_Ltg | 0 | 0 | 0 | SWWH027-05 | 47.0314 | 2024 | 28.6817 | 2024 | 0 | 0 | SWWH027-05 | Com Small Gas Water Heaters - Panel Upgrade - Marine ¦ SCG ¦ Marine | Com Small Gas Water Heaters - Panel Upgrade - Marine | 0.40063 | 0.453 | 0.95 | CBSA 2019 | 0 | 2012 | 1 | SWWH027-05
COM-WATERHEAT-FS-PU-10.47 | Com ¦ Com Gas Storage Water Heater (0.63 UEF - 50 Gal) - Panel Upgrade - Marine ¦ SCG ¦ Marine | Com ¦ Com Gas Storage Water Heater (0.63 UEF - 50 Gal) - Panel Upgrade - Marine | SCG ¦ Marine | SCG | All | Electric & Gas | Gas Storage WH (0.63 UEF - 50 Gal) | Average Existing and Code |  | 2027 | 1 | Conventional | WaterHeat | Com - School | Com | ROB and NEW | 0 | 1000 sqft2 of floor space | 1000 sqft served | 13 | DEER:Indoor_CFL_Ltg | 0 | 0 | 0 | SWWH027-05 | 387.4154 | 2024 | 236.2619 | 2024 | 0 | 0 | SWWH027-05 | Com Small Gas Water Heaters - Panel Upgrade - Marine ¦ SCG ¦ Marine | Com Small Gas Water Heaters - Panel Upgrade - Marine | 0.76922 | 0.453 | 0.95 | CBSA 2019 | 0 | 2012 | 1 | SWWH027-05
COM-WATERHEAT-FS-PU-10.48 | Com ¦ Com Gas Storage Water Heater (0.63 UEF - 50 Gal) - Panel Upgrade - Marine ¦ SCG ¦ Marine | Com ¦ Com Gas Storage Water Heater (0.63 UEF - 50 Gal) - Panel Upgrade - Marine | SCG ¦ Marine | SCG | All | Electric & Gas | Gas Storage WH (0.63 UEF - 50 Gal) | Average Existing and Code |  | 2027 | 1 | Conventional | WaterHeat | Com - Warehouse | Com | ROB and NEW | 0 | 1000 sqft2 of floor space | 1000 sqft served | 13 | DEER:Indoor_CFL_Ltg | 0 | 0 | 0 | SWWH027-05 | 7.0221 | 2024 | 4.2824 | 2024 | 0 | 0 | SWWH027-05 | Com Small Gas Water Heaters - Panel Upgrade - Marine ¦ SCG ¦ Marine | Com Small Gas Water Heaters - Panel Upgrade - Marine | 0.1976 | 0.453 | 0.95 | CBSA 2019 | 0 | 2012 | 1 | SWWH027-05
COM-WATERHEAT-FS-PU-10.49 | Com ¦ Com Gas Storage Water Heater (0.63 UEF - 50 Gal) - Panel Upgrade - Hot-Dry ¦ SCG ¦ Hot-Dry | Com ¦ Com Gas Storage Water Heater (0.63 UEF - 50 Gal) - Panel Upgrade - Hot-Dry | SCG ¦ Hot-Dry | SCG | All | Electric & Gas | Gas Storage WH (0.63 UEF - 50 Gal) | Average Existing and Code |  | 2027 | 1 | Conventional | WaterHeat | Com - College | Com | ROB and NEW | 0 | 1000 sqft2 of floor space | 1000 sqft served | 13 | DEER:Indoor_CFL_Ltg | 0 | 0 | 0 | SWWH027-05 | 122.0061 | 2024 | 74.4043 | 2024 | 0 | 0 | SWWH027-05 | Com Small Gas Water Heaters - Panel Upgrade - Hot-Dry ¦ SCG ¦ Hot-Dry | Com Small Gas Water Heaters - Panel Upgrade - Hot-Dry | 0.74815 | 0.453 | 0.95 | CBSA 2019 | 0 | 2012 | 1 | SWWH027-05
COM-WATERHEAT-FS-PU-10.50 | Com ¦ Com Gas Storage Water Heater (0.63 UEF - 50 Gal) - Panel Upgrade - Hot-Dry ¦ SCG ¦ Hot-Dry | Com ¦ Com Gas Storage Water Heater (0.63 UEF - 50 Gal) - Panel Upgrade - Hot-Dry | SCG ¦ Hot-Dry | SCG | All | Electric & Gas | Gas Storage WH (0.63 UEF - 50 Gal) | Average Existing and Code |  | 2027 | 1 | Conventional | WaterHeat | Com - Grocery | Com | ROB and NEW | 0 | 1000 sqft2 of floor space | 1000 sqft served | 13 | DEER:Indoor_CFL_Ltg | 0 | 0 | 0 | SWWH027-05 | 101.241 | 2024 | 61.7409 | 2024 | 0 | 0 | SWWH027-05 | Com Small Gas Water Heaters - Panel Upgrade - Hot-Dry ¦ SCG ¦ Hot-Dry | Com Small Gas Water Heaters - Panel Upgrade - Hot-Dry | 0.59609 | 0.453 | 0.95 | CBSA 2019 | 0 | 2012 | 1 | SWWH027-05
COM-WATERHEAT-FS-PU-10.51 | Com ¦ Com Gas Storage Water Heater (0.63 UEF - 50 Gal) - Panel Upgrade - Hot-Dry ¦ SCG ¦ Hot-Dry | Com ¦ Com Gas Storage Water Heater (0.63 UEF - 50 Gal) - Panel Upgrade - Hot-Dry | SCG ¦ Hot-Dry | SCG | All | Electric & Gas | Gas Storage WH (0.63 UEF - 50 Gal) | Average Existing and Code |  | 2027 | 1 | Conventional | WaterHeat | Com - Health | Com | ROB and NEW | 0 | 1000 sqft2 of floor space | 1000 sqft served | 13 | DEER:Indoor_CFL_Ltg | 0 | 0 | 0 | SWWH027-05 | 184.799 | 2024 | 112.698 | 2024 | 0 | 0 | SWWH027-05 | Com Small Gas Water Heaters - Panel Upgrade - Hot-Dry ¦ SCG ¦ Hot-Dry | Com Small Gas Water Heaters - Panel Upgrade - Hot-Dry | 0.52611 | 0.453 | 0.95 | CBSA 2019 | 0 | 2012 | 1 | SWWH027-05
COM-WATERHEAT-FS-PU-10.52 | Com ¦ Com Gas Storage Water Heater (0.63 UEF - 50 Gal) - Panel Upgrade - Hot-Dry ¦ SCG ¦ Hot-Dry | Com ¦ Com Gas Storage Water Heater (0.63 UEF - 50 Gal) - Panel Upgrade - Hot-Dry | SCG ¦ Hot-Dry | SCG | All | Electric & Gas | Gas Storage WH (0.63 UEF - 50 Gal) | Average Existing and Code |  | 2027 | 1 | Conventional | WaterHeat | Com - Lodging | Com | ROB and NEW | 0 | 1000 sqft2 of floor space | 1000 sqft served | 13 | DEER:Indoor_CFL_Ltg | 0 | 0 | 0 | SWWH027-05 | 116.2771 | 2024 | 70.9106 | 2024 | 0 | 0 | SWWH027-05 | Com Small Gas Water Heaters - Panel Upgrade - Hot-Dry ¦ SCG ¦ Hot-Dry | Com Small Gas Water Heaters - Panel Upgrade - Hot-Dry | 0.73871 | 0.453 | 0.95 | CBSA 2019 | 0 | 2012 | 1 | SWWH027-05
COM-WATERHEAT-FS-PU-10.53 | Com ¦ Com Gas Storage Water Heater (0.63 UEF - 50 Gal) - Panel Upgrade - Hot-Dry ¦ SCG ¦ Hot-Dry | Com ¦ Com Gas Storage Water Heater (0.63 UEF - 50 Gal) - Panel Upgrade - Hot-Dry | SCG ¦ Hot-Dry | SCG | All | Electric & Gas | Gas Storage WH (0.63 UEF - 50 Gal) | Average Existing and Code |  | 2027 | 1 | Conventional | WaterHeat | Com - Office (Large) | Com | ROB and NEW | 0 | 1000 sqft2 of floor space | 1000 sqft served | 13 | DEER:Indoor_CFL_Ltg | 0 | 0 | 0 | SWWH027-05 | 37.9654 | 2024 | 23.1528 | 2024 | 0 | 0 | SWWH027-05 | Com Small Gas Water Heaters - Panel Upgrade - Hot-Dry ¦ SCG ¦ Hot-Dry | Com Small Gas Water Heaters - Panel Upgrade - Hot-Dry | 0.46177 | 0.453 | 0.95 | CBSA 2019 | 0 | 2012 | 1 | SWWH027-05
COM-WATERHEAT-FS-PU-10.54 | Com ¦ Com Gas Storage Water Heater (0.63 UEF - 50 Gal) - Panel Upgrade - Hot-Dry ¦ SCG ¦ Hot-Dry | Com ¦ Com Gas Storage Water Heater (0.63 UEF - 50 Gal) - Panel Upgrade - Hot-Dry | SCG ¦ Hot-Dry | SCG | All | Electric & Gas | Gas Storage WH (0.63 UEF - 50 Gal) | Average Existing and Code |  | 2027 | 1 | Conventional | WaterHeat | Com - Office (Small) | Com | ROB and NEW | 0 | 1000 sqft2 of floor space | 1000 sqft served | 13 | DEER:Indoor_CFL_Ltg | 0 | 0 | 0 | SWWH027-05 | 37.9654 | 2024 | 23.1528 | 2024 | 0 | 0 | SWWH027-05 | Com Small Gas Water Heaters - Panel Upgrade - Hot-Dry ¦ SCG ¦ Hot-Dry | Com Small Gas Water Heaters - Panel Upgrade - Hot-Dry | 0.46177 | 0.453 | 0.95 | CBSA 2019 | 0 | 2012 | 1 | SWWH027-05
COM-WATERHEAT-FS-PU-10.55 | Com ¦ Com Gas Storage Water Heater (0.63 UEF - 50 Gal) - Panel Upgrade - Hot-Dry ¦ SCG ¦ Hot-Dry | Com ¦ Com Gas Storage Water Heater (0.63 UEF - 50 Gal) - Panel Upgrade - Hot-Dry | SCG ¦ Hot-Dry | SCG | All | Electric & Gas | Gas Storage WH (0.63 UEF - 50 Gal) | Average Existing and Code |  | 2027 | 1 | Conventional | WaterHeat | Com - Other | Com | ROB and NEW | 0 | 1000 sqft2 of floor space | 1000 sqft served | 13 | DEER:Indoor_CFL_Ltg | 0 | 0 | 0 | SWWH027-05 | 313.9943 | 2024 | 191.4867 | 2024 | 0 | 0 | SWWH027-05 | Com Small Gas Water Heaters - Panel Upgrade - Hot-Dry ¦ SCG ¦ Hot-Dry | Com Small Gas Water Heaters - Panel Upgrade - Hot-Dry | 0.5433 | 0.453 | 0.95 | CBSA 2019 | 0 | 2012 | 1 | SWWH027-05
COM-WATERHEAT-FS-PU-10.56 | Com ¦ Com Gas Storage Water Heater (0.63 UEF - 50 Gal) - Panel Upgrade - Hot-Dry ¦ SCG ¦ Hot-Dry | Com ¦ Com Gas Storage Water Heater (0.63 UEF - 50 Gal) - Panel Upgrade - Hot-Dry | SCG ¦ Hot-Dry | SCG | All | Electric & Gas | Gas Storage WH (0.63 UEF - 50 Gal) | Average Existing and Code |  | 2027 | 1 | Conventional | WaterHeat | Com - Refrig. Warehouse | Com | ROB and NEW | 0 | 1000 sqft2 of floor space | 1000 sqft served | 13 | DEER:Indoor_CFL_Ltg | 0 | 0 | 0 | SWWH027-05 | 17.5552 | 2024 | 10.7059 | 2024 | 0 | 0 | SWWH027-05 | Com Small Gas Water Heaters - Panel Upgrade - Hot-Dry ¦ SCG ¦ Hot-Dry | Com Small Gas Water Heaters - Panel Upgrade - Hot-Dry | 0.22621 | 0.453 | 0.95 | CBSA 2019 | 0 | 2012 | 1 | SWWH027-05
COM-WATERHEAT-FS-PU-10.57 | Com ¦ Com Gas Storage Water Heater (0.63 UEF - 50 Gal) - Panel Upgrade - Hot-Dry ¦ SCG ¦ Hot-Dry | Com ¦ Com Gas Storage Water Heater (0.63 UEF - 50 Gal) - Panel Upgrade - Hot-Dry | SCG ¦ Hot-Dry | SCG | All | Electric & Gas | Gas Storage WH (0.63 UEF - 50 Gal) | Average Existing and Code |  | 2027 | 1 | Conventional | WaterHeat | Com - Restaurant | Com | ROB and NEW | 0 | 1000 sqft2 of floor space | 1000 sqft served | 13 | DEER:Indoor_CFL_Ltg | 0 | 0 | 0 | SWWH027-05 | 1644.6494 | 2024 | 1002.975 | 2024 | 0 | 0 | SWWH027-05 | Com Small Gas Water Heaters - Panel Upgrade - Hot-Dry ¦ SCG ¦ Hot-Dry | Com Small Gas Water Heaters - Panel Upgrade - Hot-Dry | 0.79319 | 0.453 | 0.95 | CBSA 2019 | 0 | 2012 | 1 | SWWH027-05
COM-WATERHEAT-FS-PU-10.58 | Com ¦ Com Gas Storage Water Heater (0.63 UEF - 50 Gal) - Panel Upgrade - Hot-Dry ¦ SCG ¦ Hot-Dry | Com ¦ Com Gas Storage Water Heater (0.63 UEF - 50 Gal) - Panel Upgrade - Hot-Dry | SCG ¦ Hot-Dry | SCG | All | Electric & Gas | Gas Storage WH (0.63 UEF - 50 Gal) | Average Existing and Code |  | 2027 | 1 | Conventional | WaterHeat | Com - Retail | Com | ROB and NEW | 0 | 1000 sqft2 of floor space | 1000 sqft served | 13 | DEER:Indoor_CFL_Ltg | 0 | 0 | 0 | SWWH027-05 | 23.5157 | 2024 | 14.3408 | 2024 | 0 | 0 | SWWH027-05 | Com Small Gas Water Heaters - Panel Upgrade - Hot-Dry ¦ SCG ¦ Hot-Dry | Com Small Gas Water Heaters - Panel Upgrade - Hot-Dry | 0.40063 | 0.453 | 0.95 | CBSA 2019 | 0 | 2012 | 1 | SWWH027-05
COM-WATERHEAT-FS-PU-10.59 | Com ¦ Com Gas Storage Water Heater (0.63 UEF - 50 Gal) - Panel Upgrade - Hot-Dry ¦ SCG ¦ Hot-Dry | Com ¦ Com Gas Storage Water Heater (0.63 UEF - 50 Gal) - Panel Upgrade - Hot-Dry | SCG ¦ Hot-Dry | SCG | All | Electric & Gas | Gas Storage WH (0.63 UEF - 50 Gal) | Average Existing and Code |  | 2027 | 1 | Conventional | WaterHeat | Com - School | Com | ROB and NEW | 0 | 1000 sqft2 of floor space | 1000 sqft served | 13 | DEER:Indoor_CFL_Ltg | 0 | 0 | 0 | SWWH027-05 | 193.7077 | 2024 | 118.1309 | 2024 | 0 | 0 | SWWH027-05 | Com Small Gas Water Heaters - Panel Upgrade - Hot-Dry ¦ SCG ¦ Hot-Dry | Com Small Gas Water Heaters - Panel Upgrade - Hot-Dry | 0.76922 | 0.453 | 0.95 | CBSA 2019 | 0 | 2012 | 1 | SWWH027-05
COM-WATERHEAT-FS-PU-10.60 | Com ¦ Com Gas Storage Water Heater (0.63 UEF - 50 Gal) - Panel Upgrade - Hot-Dry ¦ SCG ¦ Hot-Dry | Com ¦ Com Gas Storage Water Heater (0.63 UEF - 50 Gal) - Panel Upgrade - Hot-Dry | SCG ¦ Hot-Dry | SCG | All | Electric & Gas | Gas Storage WH (0.63 UEF - 50 Gal) | Average Existing and Code |  | 2027 | 1 | Conventional | WaterHeat | Com - Warehouse | Com | ROB and NEW | 0 | 1000 sqft2 of floor space | 1000 sqft served | 13 | DEER:Indoor_CFL_Ltg | 0 | 0 | 0 | SWWH027-05 | 3.511 | 2024 | 2.1412 | 2024 | 0 | 0 | SWWH027-05 | Com Small Gas Water Heaters - Panel Upgrade - Hot-Dry ¦ SCG ¦ Hot-Dry | Com Small Gas Water Heaters - Panel Upgrade - Hot-Dry | 0.1976 | 0.453 | 0.95 | CBSA 2019 | 0 | 2012 | 1 | SWWH027-05
COM-WATERHEAT-FS-PU-10.61 | Com ¦ Com Gas Storage Water Heater (0.63 UEF - 50 Gal) - Panel Upgrade - Cold ¦ SCG ¦ Cold | Com ¦ Com Gas Storage Water Heater (0.63 UEF - 50 Gal) - Panel Upgrade - Cold | SCG ¦ Cold | SCG | All | Electric & Gas | Gas Storage WH (0.63 UEF - 50 Gal) | Average Existing and Code |  | 2027 | 1 | Conventional | WaterHeat | Com - College | Com | ROB and NEW | 0 | 1000 sqft2 of floor space | 1000 sqft served | 13 | DEER:Indoor_CFL_Ltg | 0 | 0 | 0 | SWWH027-05 | 244.0121 | 2024 | 148.8087 | 2024 | 0 | 0 | SWWH027-05 | Com Small Gas Water Heaters - Panel Upgrade - Cold ¦ SCG ¦ Cold | Com Small Gas Water Heaters - Panel Upgrade - Cold | 0.74815 | 0.453 | 0.95 | CBSA 2019 | 0 | 2012 | 1 | SWWH027-05
COM-WATERHEAT-FS-PU-10.62 | Com ¦ Com Gas Storage Water Heater (0.63 UEF - 50 Gal) - Panel Upgrade - Cold ¦ SCG ¦ Cold | Com ¦ Com Gas Storage Water Heater (0.63 UEF - 50 Gal) - Panel Upgrade - Cold | SCG ¦ Cold | SCG | All | Electric & Gas | Gas Storage WH (0.63 UEF - 50 Gal) | Average Existing and Code |  | 2027 | 1 | Conventional | WaterHeat | Com - Grocery | Com | ROB and NEW | 0 | 1000 sqft2 of floor space | 1000 sqft served | 13 | DEER:Indoor_CFL_Ltg | 0 | 0 | 0 | SWWH027-05 | 202.482 | 2024 | 123.4818 | 2024 | 0 | 0 | SWWH027-05 | Com Small Gas Water Heaters - Panel Upgrade - Cold ¦ SCG ¦ Cold | Com Small Gas Water Heaters - Panel Upgrade - Cold | 0.59609 | 0.453 | 0.95 | CBSA 2019 | 0 | 2012 | 1 | SWWH027-05
COM-WATERHEAT-FS-PU-10.63 | Com ¦ Com Gas Storage Water Heater (0.63 UEF - 50 Gal) - Panel Upgrade - Cold ¦ SCG ¦ Cold | Com ¦ Com Gas Storage Water Heater (0.63 UEF - 50 Gal) - Panel Upgrade - Cold | SCG ¦ Cold | SCG | All | Electric & Gas | Gas Storage WH (0.63 UEF - 50 Gal) | Average Existing and Code |  | 2027 | 1 | Conventional | WaterHeat | Com - Health | Com | ROB and NEW | 0 | 1000 sqft2 of floor space | 1000 sqft served | 13 | DEER:Indoor_CFL_Ltg | 0 | 0 | 0 | SWWH027-05 | 369.598 | 2024 | 225.3961 | 2024 | 0 | 0 | SWWH027-05 | Com Small Gas Water Heaters - Panel Upgrade - Cold ¦ SCG ¦ Cold | Com Small Gas Water Heaters - Panel Upgrade - Cold | 0.52611 | 0.453 | 0.95 | CBSA 2019 | 0 | 2012 | 1 | SWWH027-05
COM-WATERHEAT-FS-PU-10.64 | Com ¦ Com Gas Storage Water Heater (0.63 UEF - 50 Gal) - Panel Upgrade - Cold ¦ SCG ¦ Cold | Com ¦ Com Gas Storage Water Heater (0.63 UEF - 50 Gal) - Panel Upgrade - Cold | SCG ¦ Cold | SCG | All | Electric & Gas | Gas Storage WH (0.63 UEF - 50 Gal) | Average Existing and Code |  | 2027 | 1 | Conventional | WaterHeat | Com - Lodging | Com | ROB and NEW | 0 | 1000 sqft2 of floor space | 1000 sqft served | 13 | DEER:Indoor_CFL_Ltg | 0 | 0 | 0 | SWWH027-05 | 232.5542 | 2024 | 141.8212 | 2024 | 0 | 0 | SWWH027-05 | Com Small Gas Water Heaters - Panel Upgrade - Cold ¦ SCG ¦ Cold | Com Small Gas Water Heaters - Panel Upgrade - Cold | 0.73871 | 0.453 | 0.95 | CBSA 2019 | 0 | 2012 | 1 | SWWH027-05
COM-WATERHEAT-FS-PU-10.65 | Com ¦ Com Gas Storage Water Heater (0.63 UEF - 50 Gal) - Panel Upgrade - Cold ¦ SCG ¦ Cold | Com ¦ Com Gas Storage Water Heater (0.63 UEF - 50 Gal) - Panel Upgrade - Cold | SCG ¦ Cold | SCG | All | Electric & Gas | Gas Storage WH (0.63 UEF - 50 Gal) | Average Existing and Code |  | 2027 | 1 | Conventional | WaterHeat | Com - Office (Large) | Com | ROB and NEW | 0 | 1000 sqft2 of floor space | 1000 sqft served | 13 | DEER:Indoor_CFL_Ltg | 0 | 0 | 0 | SWWH027-05 | 75.9307 | 2024 | 46.3057 | 2024 | 0 | 0 | SWWH027-05 | Com Small Gas Water Heaters - Panel Upgrade - Cold ¦ SCG ¦ Cold | Com Small Gas Water Heaters - Panel Upgrade - Cold | 0.46177 | 0.453 | 0.95 | CBSA 2019 | 0 | 2012 | 1 | SWWH027-05
COM-WATERHEAT-FS-PU-10.66 | Com ¦ Com Gas Storage Water Heater (0.63 UEF - 50 Gal) - Panel Upgrade - Cold ¦ SCG ¦ Cold | Com ¦ Com Gas Storage Water Heater (0.63 UEF - 50 Gal) - Panel Upgrade - Cold | SCG ¦ Cold | SCG | All | Electric & Gas | Gas Storage WH (0.63 UEF - 50 Gal) | Average Existing and Code |  | 2027 | 1 | Conventional | WaterHeat | Com - Office (Small) | Com | ROB and NEW | 0 | 1000 sqft2 of floor space | 1000 sqft served | 13 | DEER:Indoor_CFL_Ltg | 0 | 0 | 0 | SWWH027-05 | 75.9307 | 2024 | 46.3057 | 2024 | 0 | 0 | SWWH027-05 | Com Small Gas Water Heaters - Panel Upgrade - Cold ¦ SCG ¦ Cold | Com Small Gas Water Heaters - Panel Upgrade - Cold | 0.46177 | 0.453 | 0.95 | CBSA 2019 | 0 | 2012 | 1 | SWWH027-05
COM-WATERHEAT-FS-PU-10.67 | Com ¦ Com Gas Storage Water Heater (0.63 UEF - 50 Gal) - Panel Upgrade - Cold ¦ SCG ¦ Cold | Com ¦ Com Gas Storage Water Heater (0.63 UEF - 50 Gal) - Panel Upgrade - Cold | SCG ¦ Cold | SCG | All | Electric & Gas | Gas Storage WH (0.63 UEF - 50 Gal) | Average Existing and Code |  | 2027 | 1 | Conventional | WaterHeat | Com - Other | Com | ROB and NEW | 0 | 1000 sqft2 of floor space | 1000 sqft served | 13 | DEER:Indoor_CFL_Ltg | 0 | 0 | 0 | SWWH027-05 | 627.9886 | 2024 | 382.9733 | 2024 | 0 | 0 | SWWH027-05 | Com Small Gas Water Heaters - Panel Upgrade - Cold ¦ SCG ¦ Cold | Com Small Gas Water Heaters - Panel Upgrade - Cold | 0.5433 | 0.453 | 0.95 | CBSA 2019 | 0 | 2012 | 1 | SWWH027-05
COM-WATERHEAT-FS-PU-10.68 | Com ¦ Com Gas Storage Water Heater (0.63 UEF - 50 Gal) - Panel Upgrade - Cold ¦ SCG ¦ Cold | Com ¦ Com Gas Storage Water Heater (0.63 UEF - 50 Gal) - Panel Upgrade - Cold | SCG ¦ Cold | SCG | All | Electric & Gas | Gas Storage WH (0.63 UEF - 50 Gal) | Average Existing and Code |  | 2027 | 1 | Conventional | WaterHeat | Com - Refrig. Warehouse | Com | ROB and NEW | 0 | 1000 sqft2 of floor space | 1000 sqft served | 13 | DEER:Indoor_CFL_Ltg | 0 | 0 | 0 | SWWH027-05 | 35.1104 | 2024 | 21.4118 | 2024 | 0 | 0 | SWWH027-05 | Com Small Gas Water Heaters - Panel Upgrade - Cold ¦ SCG ¦ Cold | Com Small Gas Water Heaters - Panel Upgrade - Cold | 0.22621 | 0.453 | 0.95 | CBSA 2019 | 0 | 2012 | 1 | SWWH027-05
COM-WATERHEAT-FS-PU-10.69 | Com ¦ Com Gas Storage Water Heater (0.63 UEF - 50 Gal) - Panel Upgrade - Cold ¦ SCG ¦ Cold | Com ¦ Com Gas Storage Water Heater (0.63 UEF - 50 Gal) - Panel Upgrade - Cold | SCG ¦ Cold | SCG | All | Electric & Gas | Gas Storage WH (0.63 UEF - 50 Gal) | Average Existing and Code |  | 2027 | 1 | Conventional | WaterHeat | Com - Restaurant | Com | ROB and NEW | 0 | 1000 sqft2 of floor space | 1000 sqft served | 13 | DEER:Indoor_CFL_Ltg | 0 | 0 | 0 | SWWH027-05 | 3289.2989 | 2024 | 2005.9501 | 2024 | 0 | 0 | SWWH027-05 | Com Small Gas Water Heaters - Panel Upgrade - Cold ¦ SCG ¦ Cold | Com Small Gas Water Heaters - Panel Upgrade - Cold | 0.79319 | 0.453 | 0.95 | CBSA 2019 | 0 | 2012 | 1 | SWWH027-05
COM-WATERHEAT-FS-PU-10.70 | Com ¦ Com Gas Storage Water Heater (0.63 UEF - 50 Gal) - Panel Upgrade - Cold ¦ SCG ¦ Cold | Com ¦ Com Gas Storage Water Heater (0.63 UEF - 50 Gal) - Panel Upgrade - Cold | SCG ¦ Cold | SCG | All | Electric & Gas | Gas Storage WH (0.63 UEF - 50 Gal) | Average Existing and Code |  | 2027 | 1 | Conventional | WaterHeat | Com - Retail | Com | ROB and NEW | 0 | 1000 sqft2 of floor space | 1000 sqft served | 13 | DEER:Indoor_CFL_Ltg | 0 | 0 | 0 | SWWH027-05 | 47.0314 | 2024 | 28.6817 | 2024 | 0 | 0 | SWWH027-05 | Com Small Gas Water Heaters - Panel Upgrade - Cold ¦ SCG ¦ Cold | Com Small Gas Water Heaters - Panel Upgrade - Cold | 0.40063 | 0.453 | 0.95 | CBSA 2019 | 0 | 2012 | 1 | SWWH027-05
COM-WATERHEAT-FS-PU-10.71 | Com ¦ Com Gas Storage Water Heater (0.63 UEF - 50 Gal) - Panel Upgrade - Cold ¦ SCG ¦ Cold | Com ¦ Com Gas Storage Water Heater (0.63 UEF - 50 Gal) - Panel Upgrade - Cold | SCG ¦ Cold | SCG | All | Electric & Gas | Gas Storage WH (0.63 UEF - 50 Gal) | Average Existing and Code |  | 2027 | 1 | Conventional | WaterHeat | Com - School | Com | ROB and NEW | 0 | 1000 sqft2 of floor space | 1000 sqft served | 13 | DEER:Indoor_CFL_Ltg | 0 | 0 | 0 | SWWH027-05 | 387.4154 | 2024 | 236.2619 | 2024 | 0 | 0 | SWWH027-05 | Com Small Gas Water Heaters - Panel Upgrade - Cold ¦ SCG ¦ Cold | Com Small Gas Water Heaters - Panel Upgrade - Cold | 0.76922 | 0.453 | 0.95 | CBSA 2019 | 0 | 2012 | 1 | SWWH027-05
COM-WATERHEAT-FS-PU-10.72 | Com ¦ Com Gas Storage Water Heater (0.63 UEF - 50 Gal) - Panel Upgrade - Cold ¦ SCG ¦ Cold | Com ¦ Com Gas Storage Water Heater (0.63 UEF - 50 Gal) - Panel Upgrade - Cold | SCG ¦ Cold | SCG | All | Electric & Gas | Gas Storage WH (0.63 UEF - 50 Gal) | Average Existing and Code |  | 2027 | 1 | Conventional | WaterHeat | Com - Warehouse | Com | ROB and NEW | 0 | 1000 sqft2 of floor space | 1000 sqft served | 13 | DEER:Indoor_CFL_Ltg | 0 | 0 | 0 | SWWH027-05 | 7.0221 | 2024 | 4.2824 | 2024 | 0 | 0 | SWWH027-05 | Com Small Gas Water Heaters - Panel Upgrade - Cold ¦ SCG ¦ Cold | Com Small Gas Water Heaters - Panel Upgrade - Cold | 0.1976 | 0.453 | 0.95 | CBSA 2019 | 0 | 2012 | 1 | SWWH027-05
COM-WATERHEAT-FS-PU-10.73 | Com ¦ Com Gas Storage Water Heater (0.63 UEF - 50 Gal) - Panel Upgrade - Marine ¦ SDG&E ¦ Marine | Com ¦ Com Gas Storage Water Heater (0.63 UEF - 50 Gal) - Panel Upgrade - Marine | SDG&E ¦ Marine | SDG&E | All | Electric & Gas | Gas Storage WH (0.63 UEF - 50 Gal) | Average Existing and Code |  | 2027 | 1 | Conventional | WaterHeat | Com - College | Com | ROB and NEW | 0 | 1000 sqft2 of floor space | 1000 sqft served | 13 | DEER:Indoor_CFL_Ltg | 0 | 0 | 0 | SWWH027-05 | 244.0121 | 2024 | 148.8087 | 2024 | 0 | 0 | SWWH027-05 | Com Small Gas Water Heaters - Panel Upgrade - Marine ¦ SDG&E ¦ Marine | Com Small Gas Water Heaters - Panel Upgrade - Marine | 0.74815 | 0.453 | 0.95 | CBSA 2019 | 0 | 2012 | 1 | SWWH027-05
COM-WATERHEAT-FS-PU-10.74 | Com ¦ Com Gas Storage Water Heater (0.63 UEF - 50 Gal) - Panel Upgrade - Marine ¦ SDG&E ¦ Marine | Com ¦ Com Gas Storage Water Heater (0.63 UEF - 50 Gal) - Panel Upgrade - Marine | SDG&E ¦ Marine | SDG&E | All | Electric & Gas | Gas Storage WH (0.63 UEF - 50 Gal) | Average Existing and Code |  | 2027 | 1 | Conventional | WaterHeat | Com - Grocery | Com | ROB and NEW | 0 | 1000 sqft2 of floor space | 1000 sqft served | 13 | DEER:Indoor_CFL_Ltg | 0 | 0 | 0 | SWWH027-05 | 202.482 | 2024 | 123.4818 | 2024 | 0 | 0 | SWWH027-05 | Com Small Gas Water Heaters - Panel Upgrade - Marine ¦ SDG&E ¦ Marine | Com Small Gas Water Heaters - Panel Upgrade - Marine | 0.59609 | 0.453 | 0.95 | CBSA 2019 | 0 | 2012 | 1 | SWWH027-05
COM-WATERHEAT-FS-PU-10.75 | Com ¦ Com Gas Storage Water Heater (0.63 UEF - 50 Gal) - Panel Upgrade - Marine ¦ SDG&E ¦ Marine | Com ¦ Com Gas Storage Water Heater (0.63 UEF - 50 Gal) - Panel Upgrade - Marine | SDG&E ¦ Marine | SDG&E | All | Electric & Gas | Gas Storage WH (0.63 UEF - 50 Gal) | Average Existing and Code |  | 2027 | 1 | Conventional | WaterHeat | Com - Health | Com | ROB and NEW | 0 | 1000 sqft2 of floor space | 1000 sqft served | 13 | DEER:Indoor_CFL_Ltg | 0 | 0 | 0 | SWWH027-05 | 369.598 | 2024 | 225.3961 | 2024 | 0 | 0 | SWWH027-05 | Com Small Gas Water Heaters - Panel Upgrade - Marine ¦ SDG&E ¦ Marine | Com Small Gas Water Heaters - Panel Upgrade - Marine | 0.52611 | 0.453 | 0.95 | CBSA 2019 | 0 | 2012 | 1 | SWWH027-05
COM-WATERHEAT-FS-PU-10.76 | Com ¦ Com Gas Storage Water Heater (0.63 UEF - 50 Gal) - Panel Upgrade - Marine ¦ SDG&E ¦ Marine | Com ¦ Com Gas Storage Water Heater (0.63 UEF - 50 Gal) - Panel Upgrade - Marine | SDG&E ¦ Marine | SDG&E | All | Electric & Gas | Gas Storage WH (0.63 UEF - 50 Gal) | Average Existing and Code |  | 2027 | 1 | Conventional | WaterHeat | Com - Lodging | Com | ROB and NEW | 0 | 1000 sqft2 of floor space | 1000 sqft served | 13 | DEER:Indoor_CFL_Ltg | 0 | 0 | 0 | SWWH027-05 | 232.5542 | 2024 | 141.8212 | 2024 | 0 | 0 | SWWH027-05 | Com Small Gas Water Heaters - Panel Upgrade - Marine ¦ SDG&E ¦ Marine | Com Small Gas Water Heaters - Panel Upgrade - Marine | 0.73871 | 0.453 | 0.95 | CBSA 2019 | 0 | 2012 | 1 | SWWH027-05
COM-WATERHEAT-FS-PU-10.77 | Com ¦ Com Gas Storage Water Heater (0.63 UEF - 50 Gal) - Panel Upgrade - Marine ¦ SDG&E ¦ Marine | Com ¦ Com Gas Storage Water Heater (0.63 UEF - 50 Gal) - Panel Upgrade - Marine | SDG&E ¦ Marine | SDG&E | All | Electric & Gas | Gas Storage WH (0.63 UEF - 50 Gal) | Average Existing and Code |  | 2027 | 1 | Conventional | WaterHeat | Com - Office (Large) | Com | ROB and NEW | 0 | 1000 sqft2 of floor space | 1000 sqft served | 13 | DEER:Indoor_CFL_Ltg | 0 | 0 | 0 | SWWH027-05 | 75.9307 | 2024 | 46.3057 | 2024 | 0 | 0 | SWWH027-05 | Com Small Gas Water Heaters - Panel Upgrade - Marine ¦ SDG&E ¦ Marine | Com Small Gas Water Heaters - Panel Upgrade - Marine | 0.46177 | 0.453 | 0.95 | CBSA 2019 | 0 | 2012 | 1 | SWWH027-05
COM-WATERHEAT-FS-PU-10.78 | Com ¦ Com Gas Storage Water Heater (0.63 UEF - 50 Gal) - Panel Upgrade - Marine ¦ SDG&E ¦ Marine | Com ¦ Com Gas Storage Water Heater (0.63 UEF - 50 Gal) - Panel Upgrade - Marine | SDG&E ¦ Marine | SDG&E | All | Electric & Gas | Gas Storage WH (0.63 UEF - 50 Gal) | Average Existing and Code |  | 2027 | 1 | Conventional | WaterHeat | Com - Office (Small) | Com | ROB and NEW | 0 | 1000 sqft2 of floor space | 1000 sqft served | 13 | DEER:Indoor_CFL_Ltg | 0 | 0 | 0 | SWWH027-05 | 75.9307 | 2024 | 46.3057 | 2024 | 0 | 0 | SWWH027-05 | Com Small Gas Water Heaters - Panel Upgrade - Marine ¦ SDG&E ¦ Marine | Com Small Gas Water Heaters - Panel Upgrade - Marine | 0.46177 | 0.453 | 0.95 | CBSA 2019 | 0 | 2012 | 1 | SWWH027-05
COM-WATERHEAT-FS-PU-10.79 | Com ¦ Com Gas Storage Water Heater (0.63 UEF - 50 Gal) - Panel Upgrade - Marine ¦ SDG&E ¦ Marine | Com ¦ Com Gas Storage Water Heater (0.63 UEF - 50 Gal) - Panel Upgrade - Marine | SDG&E ¦ Marine | SDG&E | All | Electric & Gas | Gas Storage WH (0.63 UEF - 50 Gal) | Average Existing and Code |  | 2027 | 1 | Conventional | WaterHeat | Com - Other | Com | ROB and NEW | 0 | 1000 sqft2 of floor space | 1000 sqft served | 13 | DEER:Indoor_CFL_Ltg | 0 | 0 | 0 | SWWH027-05 | 627.9886 | 2024 | 382.9733 | 2024 | 0 | 0 | SWWH027-05 | Com Small Gas Water Heaters - Panel Upgrade - Marine ¦ SDG&E ¦ Marine | Com Small Gas Water Heaters - Panel Upgrade - Marine | 0.5433 | 0.453 | 0.95 | CBSA 2019 | 0 | 2012 | 1 | SWWH027-05
COM-WATERHEAT-FS-PU-10.80 | Com ¦ Com Gas Storage Water Heater (0.63 UEF - 50 Gal) - Panel Upgrade - Marine ¦ SDG&E ¦ Marine | Com ¦ Com Gas Storage Water Heater (0.63 UEF - 50 Gal) - Panel Upgrade - Marine | SDG&E ¦ Marine | SDG&E | All | Electric & Gas | Gas Storage WH (0.63 UEF - 50 Gal) | Average Existing and Code |  | 2027 | 1 | Conventional | WaterHeat | Com - Refrig. Warehouse | Com | ROB and NEW | 0 | 1000 sqft2 of floor space | 1000 sqft served | 13 | DEER:Indoor_CFL_Ltg | 0 | 0 | 0 | SWWH027-05 | 35.1104 | 2024 | 21.4118 | 2024 | 0 | 0 | SWWH027-05 | Com Small Gas Water Heaters - Panel Upgrade - Marine ¦ SDG&E ¦ Marine | Com Small Gas Water Heaters - Panel Upgrade - Marine | 0.22621 | 0.453 | 0.95 | CBSA 2019 | 0 | 2012 | 1 | SWWH027-05
COM-WATERHEAT-FS-PU-10.81 | Com ¦ Com Gas Storage Water Heater (0.63 UEF - 50 Gal) - Panel Upgrade - Marine ¦ SDG&E ¦ Marine | Com ¦ Com Gas Storage Water Heater (0.63 UEF - 50 Gal) - Panel Upgrade - Marine | SDG&E ¦ Marine | SDG&E | All | Electric & Gas | Gas Storage WH (0.63 UEF - 50 Gal) | Average Existing and Code |  | 2027 | 1 | Conventional | WaterHeat | Com - Restaurant | Com | ROB and NEW | 0 | 1000 sqft2 of floor space | 1000 sqft served | 13 | DEER:Indoor_CFL_Ltg | 0 | 0 | 0 | SWWH027-05 | 3289.2989 | 2024 | 2005.9501 | 2024 | 0 | 0 | SWWH027-05 | Com Small Gas Water Heaters - Panel Upgrade - Marine ¦ SDG&E ¦ Marine | Com Small Gas Water Heaters - Panel Upgrade - Marine | 0.79319 | 0.453 | 0.95 | CBSA 2019 | 0 | 2012 | 1 | SWWH027-05
COM-WATERHEAT-FS-PU-10.82 | Com ¦ Com Gas Storage Water Heater (0.63 UEF - 50 Gal) - Panel Upgrade - Marine ¦ SDG&E ¦ Marine | Com ¦ Com Gas Storage Water Heater (0.63 UEF - 50 Gal) - Panel Upgrade - Marine | SDG&E ¦ Marine | SDG&E | All | Electric & Gas | Gas Storage WH (0.63 UEF - 50 Gal) | Average Existing and Code |  | 2027 | 1 | Conventional | WaterHeat | Com - Retail | Com | ROB and NEW | 0 | 1000 sqft2 of floor space | 1000 sqft served | 13 | DEER:Indoor_CFL_Ltg | 0 | 0 | 0 | SWWH027-05 | 47.0314 | 2024 | 28.6817 | 2024 | 0 | 0 | SWWH027-05 | Com Small Gas Water Heaters - Panel Upgrade - Marine ¦ SDG&E ¦ Marine | Com Small Gas Water Heaters - Panel Upgrade - Marine | 0.40063 | 0.453 | 0.95 | CBSA 2019 | 0 | 2012 | 1 | SWWH027-05
COM-WATERHEAT-FS-PU-10.83 | Com ¦ Com Gas Storage Water Heater (0.63 UEF - 50 Gal) - Panel Upgrade - Marine ¦ SDG&E ¦ Marine | Com ¦ Com Gas Storage Water Heater (0.63 UEF - 50 Gal) - Panel Upgrade - Marine | SDG&E ¦ Marine | SDG&E | All | Electric & Gas | Gas Storage WH (0.63 UEF - 50 Gal) | Average Existing and Code |  | 2027 | 1 | Conventional | WaterHeat | Com - School | Com | ROB and NEW | 0 | 1000 sqft2 of floor space | 1000 sqft served | 13 | DEER:Indoor_CFL_Ltg | 0 | 0 | 0 | SWWH027-05 | 387.4154 | 2024 | 236.2619 | 2024 | 0 | 0 | SWWH027-05 | Com Small Gas Water Heaters - Panel Upgrade - Marine ¦ SDG&E ¦ Marine | Com Small Gas Water Heaters - Panel Upgrade - Marine | 0.76922 | 0.453 | 0.95 | CBSA 2019 | 0 | 2012 | 1 | SWWH027-05
COM-WATERHEAT-FS-PU-10.84 | Com ¦ Com Gas Storage Water Heater (0.63 UEF - 50 Gal) - Panel Upgrade - Marine ¦ SDG&E ¦ Marine | Com ¦ Com Gas Storage Water Heater (0.63 UEF - 50 Gal) - Panel Upgrade - Marine | SDG&E ¦ Marine | SDG&E | All | Electric & Gas | Gas Storage WH (0.63 UEF - 50 Gal) | Average Existing and Code |  | 2027 | 1 | Conventional | WaterHeat | Com - Warehouse | Com | ROB and NEW | 0 | 1000 sqft2 of floor space | 1000 sqft served | 13 | DEER:Indoor_CFL_Ltg | 0 | 0 | 0 | SWWH027-05 | 7.0221 | 2024 | 4.2824 | 2024 | 0 | 0 | SWWH027-05 | Com Small Gas Water Heaters - Panel Upgrade - Marine ¦ SDG&E ¦ Marine | Com Small Gas Water Heaters - Panel Upgrade - Marine | 0.1976 | 0.453 | 0.95 | CBSA 2019 | 0 | 2012 | 1 | SWWH027-05
COM-WATERHEAT-FS-PU-10.85 | Com ¦ Com Gas Storage Water Heater (0.63 UEF - 50 Gal) - Panel Upgrade - Hot-Dry ¦ SDG&E ¦ Hot-Dry | Com ¦ Com Gas Storage Water Heater (0.63 UEF - 50 Gal) - Panel Upgrade - Hot-Dry | SDG&E ¦ Hot-Dry | SDG&E | All | Electric & Gas | Gas Storage WH (0.63 UEF - 50 Gal) | Average Existing and Code |  | 2027 | 1 | Conventional | WaterHeat | Com - College | Com | ROB and NEW | 0 | 1000 sqft2 of floor space | 1000 sqft served | 13 | DEER:Indoor_CFL_Ltg | 0 | 0 | 0 | SWWH027-05 | 122.0061 | 2024 | 74.4043 | 2024 | 0 | 0 | SWWH027-05 | Com Small Gas Water Heaters - Panel Upgrade - Hot-Dry ¦ SDG&E ¦ Hot-Dry | Com Small Gas Water Heaters - Panel Upgrade - Hot-Dry | 0.74815 | 0.453 | 0.95 | CBSA 2019 | 0 | 2012 | 1 | SWWH027-05
COM-WATERHEAT-FS-PU-10.86 | Com ¦ Com Gas Storage Water Heater (0.63 UEF - 50 Gal) - Panel Upgrade - Hot-Dry ¦ SDG&E ¦ Hot-Dry | Com ¦ Com Gas Storage Water Heater (0.63 UEF - 50 Gal) - Panel Upgrade - Hot-Dry | SDG&E ¦ Hot-Dry | SDG&E | All | Electric & Gas | Gas Storage WH (0.63 UEF - 50 Gal) | Average Existing and Code |  | 2027 | 1 | Conventional | WaterHeat | Com - Grocery | Com | ROB and NEW | 0 | 1000 sqft2 of floor space | 1000 sqft served | 13 | DEER:Indoor_CFL_Ltg | 0 | 0 | 0 | SWWH027-05 | 101.241 | 2024 | 61.7409 | 2024 | 0 | 0 | SWWH027-05 | Com Small Gas Water Heaters - Panel Upgrade - Hot-Dry ¦ SDG&E ¦ Hot-Dry | Com Small Gas Water Heaters - Panel Upgrade - Hot-Dry | 0.59609 | 0.453 | 0.95 | CBSA 2019 | 0 | 2012 | 1 | SWWH027-05
COM-WATERHEAT-FS-PU-10.87 | Com ¦ Com Gas Storage Water Heater (0.63 UEF - 50 Gal) - Panel Upgrade - Hot-Dry ¦ SDG&E ¦ Hot-Dry | Com ¦ Com Gas Storage Water Heater (0.63 UEF - 50 Gal) - Panel Upgrade - Hot-Dry | SDG&E ¦ Hot-Dry | SDG&E | All | Electric & Gas | Gas Storage WH (0.63 UEF - 50 Gal) | Average Existing and Code |  | 2027 | 1 | Conventional | WaterHeat | Com - Health | Com | ROB and NEW | 0 | 1000 sqft2 of floor space | 1000 sqft served | 13 | DEER:Indoor_CFL_Ltg | 0 | 0 | 0 | SWWH027-05 | 184.799 | 2024 | 112.698 | 2024 | 0 | 0 | SWWH027-05 | Com Small Gas Water Heaters - Panel Upgrade - Hot-Dry ¦ SDG&E ¦ Hot-Dry | Com Small Gas Water Heaters - Panel Upgrade - Hot-Dry | 0.52611 | 0.453 | 0.95 | CBSA 2019 | 0 | 2012 | 1 | SWWH027-05
COM-WATERHEAT-FS-PU-10.88 | Com ¦ Com Gas Storage Water Heater (0.63 UEF - 50 Gal) - Panel Upgrade - Hot-Dry ¦ SDG&E ¦ Hot-Dry | Com ¦ Com Gas Storage Water Heater (0.63 UEF - 50 Gal) - Panel Upgrade - Hot-Dry | SDG&E ¦ Hot-Dry | SDG&E | All | Electric & Gas | Gas Storage WH (0.63 UEF - 50 Gal) | Average Existing and Code |  | 2027 | 1 | Conventional | WaterHeat | Com - Lodging | Com | ROB and NEW | 0 | 1000 sqft2 of floor space | 1000 sqft served | 13 | DEER:Indoor_CFL_Ltg | 0 | 0 | 0 | SWWH027-05 | 116.2771 | 2024 | 70.9106 | 2024 | 0 | 0 | SWWH027-05 | Com Small Gas Water Heaters - Panel Upgrade - Hot-Dry ¦ SDG&E ¦ Hot-Dry | Com Small Gas Water Heaters - Panel Upgrade - Hot-Dry | 0.73871 | 0.453 | 0.95 | CBSA 2019 | 0 | 2012 | 1 | SWWH027-05
COM-WATERHEAT-FS-PU-10.89 | Com ¦ Com Gas Storage Water Heater (0.63 UEF - 50 Gal) - Panel Upgrade - Hot-Dry ¦ SDG&E ¦ Hot-Dry | Com ¦ Com Gas Storage Water Heater (0.63 UEF - 50 Gal) - Panel Upgrade - Hot-Dry | SDG&E ¦ Hot-Dry | SDG&E | All | Electric & Gas | Gas Storage WH (0.63 UEF - 50 Gal) | Average Existing and Code |  | 2027 | 1 | Conventional | WaterHeat | Com - Office (Large) | Com | ROB and NEW | 0 | 1000 sqft2 of floor space | 1000 sqft served | 13 | DEER:Indoor_CFL_Ltg | 0 | 0 | 0 | SWWH027-05 | 37.9654 | 2024 | 23.1528 | 2024 | 0 | 0 | SWWH027-05 | Com Small Gas Water Heaters - Panel Upgrade - Hot-Dry ¦ SDG&E ¦ Hot-Dry | Com Small Gas Water Heaters - Panel Upgrade - Hot-Dry | 0.46177 | 0.453 | 0.95 | CBSA 2019 | 0 | 2012 | 1 | SWWH027-05
COM-WATERHEAT-FS-PU-10.90 | Com ¦ Com Gas Storage Water Heater (0.63 UEF - 50 Gal) - Panel Upgrade - Hot-Dry ¦ SDG&E ¦ Hot-Dry | Com ¦ Com Gas Storage Water Heater (0.63 UEF - 50 Gal) - Panel Upgrade - Hot-Dry | SDG&E ¦ Hot-Dry | SDG&E | All | Electric & Gas | Gas Storage WH (0.63 UEF - 50 Gal) | Average Existing and Code |  | 2027 | 1 | Conventional | WaterHeat | Com - Office (Small) | Com | ROB and NEW | 0 | 1000 sqft2 of floor space | 1000 sqft served | 13 | DEER:Indoor_CFL_Ltg | 0 | 0 | 0 | SWWH027-05 | 37.9654 | 2024 | 23.1528 | 2024 | 0 | 0 | SWWH027-05 | Com Small Gas Water Heaters - Panel Upgrade - Hot-Dry ¦ SDG&E ¦ Hot-Dry | Com Small Gas Water Heaters - Panel Upgrade - Hot-Dry | 0.46177 | 0.453 | 0.95 | CBSA 2019 | 0 | 2012 | 1 | SWWH027-05
COM-WATERHEAT-FS-PU-10.91 | Com ¦ Com Gas Storage Water Heater (0.63 UEF - 50 Gal) - Panel Upgrade - Hot-Dry ¦ SDG&E ¦ Hot-Dry | Com ¦ Com Gas Storage Water Heater (0.63 UEF - 50 Gal) - Panel Upgrade - Hot-Dry | SDG&E ¦ Hot-Dry | SDG&E | All | Electric & Gas | Gas Storage WH (0.63 UEF - 50 Gal) | Average Existing and Code |  | 2027 | 1 | Conventional | WaterHeat | Com - Other | Com | ROB and NEW | 0 | 1000 sqft2 of floor space | 1000 sqft served | 13 | DEER:Indoor_CFL_Ltg | 0 | 0 | 0 | SWWH027-05 | 313.9943 | 2024 | 191.4867 | 2024 | 0 | 0 | SWWH027-05 | Com Small Gas Water Heaters - Panel Upgrade - Hot-Dry ¦ SDG&E ¦ Hot-Dry | Com Small Gas Water Heaters - Panel Upgrade - Hot-Dry | 0.5433 | 0.453 | 0.95 | CBSA 2019 | 0 | 2012 | 1 | SWWH027-05
COM-WATERHEAT-FS-PU-10.92 | Com ¦ Com Gas Storage Water Heater (0.63 UEF - 50 Gal) - Panel Upgrade - Hot-Dry ¦ SDG&E ¦ Hot-Dry | Com ¦ Com Gas Storage Water Heater (0.63 UEF - 50 Gal) - Panel Upgrade - Hot-Dry | SDG&E ¦ Hot-Dry | SDG&E | All | Electric & Gas | Gas Storage WH (0.63 UEF - 50 Gal) | Average Existing and Code |  | 2027 | 1 | Conventional | WaterHeat | Com - Refrig. Warehouse | Com | ROB and NEW | 0 | 1000 sqft2 of floor space | 1000 sqft served | 13 | DEER:Indoor_CFL_Ltg | 0 | 0 | 0 | SWWH027-05 | 17.5552 | 2024 | 10.7059 | 2024 | 0 | 0 | SWWH027-05 | Com Small Gas Water Heaters - Panel Upgrade - Hot-Dry ¦ SDG&E ¦ Hot-Dry | Com Small Gas Water Heaters - Panel Upgrade - Hot-Dry | 0.22621 | 0.453 | 0.95 | CBSA 2019 | 0 | 2012 | 1 | SWWH027-05
COM-WATERHEAT-FS-PU-10.93 | Com ¦ Com Gas Storage Water Heater (0.63 UEF - 50 Gal) - Panel Upgrade - Hot-Dry ¦ SDG&E ¦ Hot-Dry | Com ¦ Com Gas Storage Water Heater (0.63 UEF - 50 Gal) - Panel Upgrade - Hot-Dry | SDG&E ¦ Hot-Dry | SDG&E | All | Electric & Gas | Gas Storage WH (0.63 UEF - 50 Gal) | Average Existing and Code |  | 2027 | 1 | Conventional | WaterHeat | Com - Restaurant | Com | ROB and NEW | 0 | 1000 sqft2 of floor space | 1000 sqft served | 13 | DEER:Indoor_CFL_Ltg | 0 | 0 | 0 | SWWH027-05 | 1644.6494 | 2024 | 1002.975 | 2024 | 0 | 0 | SWWH027-05 | Com Small Gas Water Heaters - Panel Upgrade - Hot-Dry ¦ SDG&E ¦ Hot-Dry | Com Small Gas Water Heaters - Panel Upgrade - Hot-Dry | 0.79319 | 0.453 | 0.95 | CBSA 2019 | 0 | 2012 | 1 | SWWH027-05
COM-WATERHEAT-FS-PU-10.94 | Com ¦ Com Gas Storage Water Heater (0.63 UEF - 50 Gal) - Panel Upgrade - Hot-Dry ¦ SDG&E ¦ Hot-Dry | Com ¦ Com Gas Storage Water Heater (0.63 UEF - 50 Gal) - Panel Upgrade - Hot-Dry | SDG&E ¦ Hot-Dry | SDG&E | All | Electric & Gas | Gas Storage WH (0.63 UEF - 50 Gal) | Average Existing and Code |  | 2027 | 1 | Conventional | WaterHeat | Com - Retail | Com | ROB and NEW | 0 | 1000 sqft2 of floor space | 1000 sqft served | 13 | DEER:Indoor_CFL_Ltg | 0 | 0 | 0 | SWWH027-05 | 23.5157 | 2024 | 14.3408 | 2024 | 0 | 0 | SWWH027-05 | Com Small Gas Water Heaters - Panel Upgrade - Hot-Dry ¦ SDG&E ¦ Hot-Dry | Com Small Gas Water Heaters - Panel Upgrade - Hot-Dry | 0.40063 | 0.453 | 0.95 | CBSA 2019 | 0 | 2012 | 1 | SWWH027-05
COM-WATERHEAT-FS-PU-10.95 | Com ¦ Com Gas Storage Water Heater (0.63 UEF - 50 Gal) - Panel Upgrade - Hot-Dry ¦ SDG&E ¦ Hot-Dry | Com ¦ Com Gas Storage Water Heater (0.63 UEF - 50 Gal) - Panel Upgrade - Hot-Dry | SDG&E ¦ Hot-Dry | SDG&E | All | Electric & Gas | Gas Storage WH (0.63 UEF - 50 Gal) | Average Existing and Code |  | 2027 | 1 | Conventional | WaterHeat | Com - School | Com | ROB and NEW | 0 | 1000 sqft2 of floor space | 1000 sqft served | 13 | DEER:Indoor_CFL_Ltg | 0 | 0 | 0 | SWWH027-05 | 193.7077 | 2024 | 118.1309 | 2024 | 0 | 0 | SWWH027-05 | Com Small Gas Water Heaters - Panel Upgrade - Hot-Dry ¦ SDG&E ¦ Hot-Dry | Com Small Gas Water Heaters - Panel Upgrade - Hot-Dry | 0.76922 | 0.453 | 0.95 | CBSA 2019 | 0 | 2012 | 1 | SWWH027-05
COM-WATERHEAT-FS-PU-10.96 | Com ¦ Com Gas Storage Water Heater (0.63 UEF - 50 Gal) - Panel Upgrade - Hot-Dry ¦ SDG&E ¦ Hot-Dry | Com ¦ Com Gas Storage Water Heater (0.63 UEF - 50 Gal) - Panel Upgrade - Hot-Dry | SDG&E ¦ Hot-Dry | SDG&E | All | Electric & Gas | Gas Storage WH (0.63 UEF - 50 Gal) | Average Existing and Code |  | 2027 | 1 | Conventional | WaterHeat | Com - Warehouse | Com | ROB and NEW | 0 | 1000 sqft2 of floor space | 1000 sqft served | 13 | DEER:Indoor_CFL_Ltg | 0 | 0 | 0 | SWWH027-05 | 3.511 | 2024 | 2.1412 | 2024 | 0 | 0 | SWWH027-05 | Com Small Gas Water Heaters - Panel Upgrade - Hot-Dry ¦ SDG&E ¦ Hot-Dry | Com Small Gas Water Heaters - Panel Upgrade - Hot-Dry | 0.1976 | 0.453 | 0.95 | CBSA 2019 | 0 | 2012 | 1 | SWWH027-05
COM-WATERHEAT-FS-PU-10A.1 | Com ¦ Com Electric Storage Water Heater (0.92 UEF - 50 Gal) - FS Future Baseline 2027 - Panel Upgrade - Marine ¦ PG&E ¦ Marine | Com ¦ Com Electric Storage Water Heater (0.92 UEF - 50 Gal) - FS Future Baseline 2027 - Panel Upgrade - Marine | PG&E ¦ Marine | PG&E | All | Electric & Gas | Com Electric Storage Water Heater (0.92 UEF - 50 Gal) - FS Future Baseline 2027 | Efficient | 2027 | 2028 | 1 | Conventional | WaterHeat | Com - College | Com | ROB and NEW | 0 | 1000 sqft2 of floor space | 1000 sqft served | 13 | DEER:Indoor_CFL_Ltg | 379.2941 | 0.020729 | -22.3566 | SWWH027-05 & SWWH031-04 | 139.0384 | 2024 | 83.7872 | 2024 | 0 | 0 | SWWH027-05 & SWWH031-04 | Com Small Gas Water Heaters - Panel Upgrade - Marine ¦ PG&E ¦ Marine | Com Small Gas Water Heaters - Panel Upgrade - Marine | 0.74815 | 0.453 | 0 | CBSA 2019 | 45.1108 | 2012 | 1 | SWWH027-05 & SWWH031-04
COM-WATERHEAT-FS-PU-10A.2 | Com ¦ Com Electric Storage Water Heater (0.92 UEF - 50 Gal) - FS Future Baseline 2027 - Panel Upgrade - Marine ¦ PG&E ¦ Marine | Com ¦ Com Electric Storage Water Heater (0.92 UEF - 50 Gal) - FS Future Baseline 2027 - Panel Upgrade - Marine | PG&E ¦ Marine | PG&E | All | Electric & Gas | Com Electric Storage Water Heater (0.92 UEF - 50 Gal) - FS Future Baseline 2027 | Efficient | 2027 | 2028 | 1 | Conventional | WaterHeat | Com - Grocery | Com | ROB and NEW | 0 | 1000 sqft2 of floor space | 1000 sqft served | 13 | DEER:Indoor_CFL_Ltg | 0 | 0 | 0 | SWWH027-05 & SWWH031-04 | 101.241 | 2024 | 61.7409 | 2024 | 0 | 0 | SWWH027-05 & SWWH031-04 | Com Small Gas Water Heaters - Panel Upgrade - Marine ¦ PG&E ¦ Marine | Com Small Gas Water Heaters - Panel Upgrade - Marine | 0.59609 | 0.453 | 0 | CBSA 2019 | 0 | 2012 | 1 | SWWH027-05 & SWWH031-04
COM-WATERHEAT-FS-PU-10A.3 | Com ¦ Com Electric Storage Water Heater (0.92 UEF - 50 Gal) - FS Future Baseline 2027 - Panel Upgrade - Marine ¦ PG&E ¦ Marine | Com ¦ Com Electric Storage Water Heater (0.92 UEF - 50 Gal) - FS Future Baseline 2027 - Panel Upgrade - Marine | PG&E ¦ Marine | PG&E | All | Electric & Gas | Com Electric Storage Water Heater (0.92 UEF - 50 Gal) - FS Future Baseline 2027 | Efficient | 2027 | 2028 | 1 | Conventional | WaterHeat | Com - Health | Com | ROB and NEW | 0 | 1000 sqft2 of floor space | 1000 sqft served | 13 | DEER:Indoor_CFL_Ltg | 1087.249 | 0.060123 | -63.1629 | SWWH027-05 & SWWH031-04 | 210.5974 | 2024 | 126.9099 | 2024 | 0 | 0 | SWWH027-05 & SWWH031-04 | Com Small Gas Water Heaters - Panel Upgrade - Marine ¦ PG&E ¦ Marine | Com Small Gas Water Heaters - Panel Upgrade - Marine | 0.52611 | 0.453 | 0 | CBSA 2019 | 107.2627 | 2012 | 1 | SWWH027-05 & SWWH031-04
COM-WATERHEAT-FS-PU-10A.4 | Com ¦ Com Electric Storage Water Heater (0.92 UEF - 50 Gal) - FS Future Baseline 2027 - Panel Upgrade - Marine ¦ PG&E ¦ Marine | Com ¦ Com Electric Storage Water Heater (0.92 UEF - 50 Gal) - FS Future Baseline 2027 - Panel Upgrade - Marine | PG&E ¦ Marine | PG&E | All | Electric & Gas | Com Electric Storage Water Heater (0.92 UEF - 50 Gal) - FS Future Baseline 2027 | Efficient | 2027 | 2028 | 1 | Conventional | WaterHeat | Com - Lodging | Com | ROB and NEW | 0 | 1000 sqft2 of floor space | 1000 sqft served | 13 | DEER:Indoor_CFL_Ltg | 839.1704 | 0.046751 | -48.3809 | SWWH027-05 & SWWH031-04 | 132.5097 | 2024 | 79.8528 | 2024 | 0 | 0 | SWWH027-05 & SWWH031-04 | Com Small Gas Water Heaters - Panel Upgrade - Marine ¦ PG&E ¦ Marine | Com Small Gas Water Heaters - Panel Upgrade - Marine | 0.73871 | 0.453 | 0 | CBSA 2019 | 345.6006 | 2012 | 1 | SWWH027-05 & SWWH031-04
COM-WATERHEAT-FS-PU-10A.5 | Com ¦ Com Electric Storage Water Heater (0.92 UEF - 50 Gal) - FS Future Baseline 2027 - Panel Upgrade - Marine ¦ PG&E ¦ Marine | Com ¦ Com Electric Storage Water Heater (0.92 UEF - 50 Gal) - FS Future Baseline 2027 - Panel Upgrade - Marine | PG&E ¦ Marine | PG&E | All | Electric & Gas | Com Electric Storage Water Heater (0.92 UEF - 50 Gal) - FS Future Baseline 2027 | Efficient | 2027 | 2028 | 1 | Conventional | WaterHeat | Com - Office (Large) | Com | ROB and NEW | 0 | 1000 sqft2 of floor space | 1000 sqft served | 13 | DEER:Indoor_CFL_Ltg | 106.7256 | 0.0026428 | -6.2925 | SWWH027-05 & SWWH031-04 | 43.2654 | 2024 | 26.0726 | 2024 | 0 | 0 | SWWH027-05 & SWWH031-04 | Com Small Gas Water Heaters - Panel Upgrade - Marine ¦ PG&E ¦ Marine | Com Small Gas Water Heaters - Panel Upgrade - Marine | 0.46177 | 0.453 | 0 | CBSA 2019 | 17.6436 | 2012 | 1 | SWWH027-05 & SWWH031-04
COM-WATERHEAT-FS-PU-10A.6 | Com ¦ Com Electric Storage Water Heater (0.92 UEF - 50 Gal) - FS Future Baseline 2027 - Panel Upgrade - Marine ¦ PG&E ¦ Marine | Com ¦ Com Electric Storage Water Heater (0.92 UEF - 50 Gal) - FS Future Baseline 2027 - Panel Upgrade - Marine | PG&E ¦ Marine | PG&E | All | Electric & Gas | Com Electric Storage Water Heater (0.92 UEF - 50 Gal) - FS Future Baseline 2027 | Efficient | 2027 | 2028 | 1 | Conventional | WaterHeat | Com - Office (Small) | Com | ROB and NEW | 0 | 1000 sqft2 of floor space | 1000 sqft served | 13 | DEER:Indoor_CFL_Ltg | 98.0271 | 0.00040346 | -5.8236 | SWWH027-05 & SWWH031-04 | 43.2654 | 2024 | 26.0726 | 2024 | 0 | 0 | SWWH027-05 & SWWH031-04 | Com Small Gas Water Heaters - Panel Upgrade - Marine ¦ PG&E ¦ Marine | Com Small Gas Water Heaters - Panel Upgrade - Marine | 0.46177 | 0.453 | 0 | CBSA 2019 | 7.0346 | 2012 | 1 | SWWH027-05 & SWWH031-04
COM-WATERHEAT-FS-PU-10A.7 | Com ¦ Com Electric Storage Water Heater (0.92 UEF - 50 Gal) - FS Future Baseline 2027 - Panel Upgrade - Marine ¦ PG&E ¦ Marine | Com ¦ Com Electric Storage Water Heater (0.92 UEF - 50 Gal) - FS Future Baseline 2027 - Panel Upgrade - Marine | PG&E ¦ Marine | PG&E | All | Electric & Gas | Com Electric Storage Water Heater (0.92 UEF - 50 Gal) - FS Future Baseline 2027 | Efficient | 2027 | 2028 | 1 | Conventional | WaterHeat | Com - Other | Com | ROB and NEW | 0 | 1000 sqft2 of floor space | 1000 sqft served | 13 | DEER:Indoor_CFL_Ltg | 1262.2814 | 0.086635 | -73.4715 | SWWH027-05 & SWWH031-04 | 357.8287 | 2024 | 215.6343 | 2024 | 0 | 0 | SWWH027-05 & SWWH031-04 | Com Small Gas Water Heaters - Panel Upgrade - Marine ¦ PG&E ¦ Marine | Com Small Gas Water Heaters - Panel Upgrade - Marine | 0.5433 | 0.453 | 0 | CBSA 2019 | 193.4397 | 2012 | 1 | SWWH027-05 & SWWH031-04
COM-WATERHEAT-FS-PU-10A.8 | Com ¦ Com Electric Storage Water Heater (0.92 UEF - 50 Gal) - FS Future Baseline 2027 - Panel Upgrade - Marine ¦ PG&E ¦ Marine | Com ¦ Com Electric Storage Water Heater (0.92 UEF - 50 Gal) - FS Future Baseline 2027 - Panel Upgrade - Marine | PG&E ¦ Marine | PG&E | All | Electric & Gas | Com Electric Storage Water Heater (0.92 UEF - 50 Gal) - FS Future Baseline 2027 | Efficient | 2027 | 2028 | 1 | Conventional | WaterHeat | Com - Refrig. Warehouse | Com | ROB and NEW | 0 | 1000 sqft2 of floor space | 1000 sqft served | 13 | DEER:Indoor_CFL_Ltg | 108.798 | 0.0043987 | -6.3328 | SWWH027-05 & SWWH031-04 | 20.0059 | 2024 | 12.056 | 2024 | 0 | 0 | SWWH027-05 & SWWH031-04 | Com Small Gas Water Heaters - Panel Upgrade - Marine ¦ PG&E ¦ Marine | Com Small Gas Water Heaters - Panel Upgrade - Marine | 0.22621 | 0.453 | 0 | CBSA 2019 | 2.8105 | 2012 | 1 | SWWH027-05 & SWWH031-04
COM-WATERHEAT-FS-PU-10A.9 | Com ¦ Com Electric Storage Water Heater (0.92 UEF - 50 Gal) - FS Future Baseline 2027 - Panel Upgrade - Marine ¦ PG&E ¦ Marine | Com ¦ Com Electric Storage Water Heater (0.92 UEF - 50 Gal) - FS Future Baseline 2027 - Panel Upgrade - Marine | PG&E ¦ Marine | PG&E | All | Electric & Gas | Com Electric Storage Water Heater (0.92 UEF - 50 Gal) - FS Future Baseline 2027 | Efficient | 2027 | 2028 | 1 | Conventional | WaterHeat | Com - Restaurant | Com | ROB and NEW | 0 | 1000 sqft2 of floor space | 1000 sqft served | 13 | DEER:Indoor_CFL_Ltg | 4719.822 | 0.42581 | -281.8155 | SWWH027-05 & SWWH031-04 | 1874.2468 | 2024 | 1129.4563 | 2024 | 0 | 0 | SWWH027-05 & SWWH031-04 | Com Small Gas Water Heaters - Panel Upgrade - Marine ¦ PG&E ¦ Marine | Com Small Gas Water Heaters - Panel Upgrade - Marine | 0.79319 | 0.453 | 0 | CBSA 2019 | 127.8341 | 2012 | 1 | SWWH027-05 & SWWH031-04
COM-WATERHEAT-FS-PU-10A.10 | Com ¦ Com Electric Storage Water Heater (0.92 UEF - 50 Gal) - FS Future Baseline 2027 - Panel Upgrade - Marine ¦ PG&E ¦ Marine | Com ¦ Com Electric Storage Water Heater (0.92 UEF - 50 Gal) - FS Future Baseline 2027 - Panel Upgrade - Marine | PG&E ¦ Marine | PG&E | All | Electric & Gas | Com Electric Storage Water Heater (0.92 UEF - 50 Gal) - FS Future Baseline 2027 | Efficient | 2027 | 2028 | 1 | Conventional | WaterHeat | Com - Retail | Com | ROB and NEW | 0 | 1000 sqft2 of floor space | 1000 sqft served | 13 | DEER:Indoor_CFL_Ltg | 70.7461 | 0.0049672 | -4.1521 | SWWH027-05 & SWWH031-04 | 26.7986 | 2024 | 16.1493 | 2024 | 0 | 0 | SWWH027-05 & SWWH031-04 | Com Small Gas Water Heaters - Panel Upgrade - Marine ¦ PG&E ¦ Marine | Com Small Gas Water Heaters - Panel Upgrade - Marine | 0.40063 | 0.453 | 0 | CBSA 2019 | -4.3382 | 2012 | 1 | SWWH027-05 & SWWH031-04
COM-WATERHEAT-FS-PU-10A.11 | Com ¦ Com Electric Storage Water Heater (0.92 UEF - 50 Gal) - FS Future Baseline 2027 - Panel Upgrade - Marine ¦ PG&E ¦ Marine | Com ¦ Com Electric Storage Water Heater (0.92 UEF - 50 Gal) - FS Future Baseline 2027 - Panel Upgrade - Marine | PG&E ¦ Marine | PG&E | All | Electric & Gas | Com Electric Storage Water Heater (0.92 UEF - 50 Gal) - FS Future Baseline 2027 | Efficient | 2027 | 2028 | 1 | Conventional | WaterHeat | Com - School | Com | ROB and NEW | 0 | 1000 sqft2 of floor space | 1000 sqft served | 13 | DEER:Indoor_CFL_Ltg | 379.7434 | -1.6666e-05 | -22.991 | SWWH027-05 & SWWH031-04 | 220.7498 | 2024 | 133.028 | 2024 | 0 | 0 | SWWH027-05 & SWWH031-04 | Com Small Gas Water Heaters - Panel Upgrade - Marine ¦ PG&E ¦ Marine | Com Small Gas Water Heaters - Panel Upgrade - Marine | 0.76922 | 0.453 | 0 | CBSA 2019 | -9.9949 | 2012 | 1 | SWWH027-05 & SWWH031-04
COM-WATERHEAT-FS-PU-10A.12 | Com ¦ Com Electric Storage Water Heater (0.92 UEF - 50 Gal) - FS Future Baseline 2027 - Panel Upgrade - Marine ¦ PG&E ¦ Marine | Com ¦ Com Electric Storage Water Heater (0.92 UEF - 50 Gal) - FS Future Baseline 2027 - Panel Upgrade - Marine | PG&E ¦ Marine | PG&E | All | Electric & Gas | Com Electric Storage Water Heater (0.92 UEF - 50 Gal) - FS Future Baseline 2027 | Efficient | 2027 | 2028 | 1 | Conventional | WaterHeat | Com - Warehouse | Com | ROB and NEW | 0 | 1000 sqft2 of floor space | 1000 sqft served | 13 | DEER:Indoor_CFL_Ltg | 11.399 | 0.00018827 | -0.66751 | SWWH027-05 & SWWH031-04 | 4.0012 | 2024 | 2.4112 | 2024 | 0 | 0 | SWWH027-05 & SWWH031-04 | Com Small Gas Water Heaters - Panel Upgrade - Marine ¦ PG&E ¦ Marine | Com Small Gas Water Heaters - Panel Upgrade - Marine | 0.1976 | 0.453 | 0 | CBSA 2019 | -0.60268 | 2012 | 1 | SWWH027-05 & SWWH031-04
COM-WATERHEAT-FS-PU-10A.13 | Com ¦ Com Electric Storage Water Heater (0.92 UEF - 50 Gal) - FS Future Baseline 2027 - Panel Upgrade - Hot-Dry ¦ PG&E ¦ Hot-Dry | Com ¦ Com Electric Storage Water Heater (0.92 UEF - 50 Gal) - FS Future Baseline 2027 - Panel Upgrade - Hot-Dry | PG&E ¦ Hot-Dry | PG&E | All | Electric & Gas | Com Electric Storage Water Heater (0.92 UEF - 50 Gal) - FS Future Baseline 2027 | Efficient | 2027 | 2028 | 1 | Conventional | WaterHeat | Com - College | Com | ROB and NEW | 0 | 1000 sqft2 of floor space | 1000 sqft served | 13 | DEER:Indoor_CFL_Ltg | 362.6004 | 0.018231 | -21.3905 | SWWH027-05 & SWWH031-04 | 139.0384 | 2024 | 83.7872 | 2024 | 0 | 0 | SWWH027-05 & SWWH031-04 | Com Small Gas Water Heaters - Panel Upgrade - Hot-Dry ¦ PG&E ¦ Hot-Dry | Com Small Gas Water Heaters - Panel Upgrade - Hot-Dry | 0.74815 | 0.453 | 0 | CBSA 2019 | 43.1841 | 2012 | 1 | SWWH027-05 & SWWH031-04
COM-WATERHEAT-FS-PU-10A.14 | Com ¦ Com Electric Storage Water Heater (0.92 UEF - 50 Gal) - FS Future Baseline 2027 - Panel Upgrade - Hot-Dry ¦ PG&E ¦ Hot-Dry | Com ¦ Com Electric Storage Water Heater (0.92 UEF - 50 Gal) - FS Future Baseline 2027 - Panel Upgrade - Hot-Dry | PG&E ¦ Hot-Dry | PG&E | All | Electric & Gas | Com Electric Storage Water Heater (0.92 UEF - 50 Gal) - FS Future Baseline 2027 | Efficient | 2027 | 2028 | 1 | Conventional | WaterHeat | Com - Grocery | Com | ROB and NEW | 0 | 1000 sqft2 of floor space | 1000 sqft served | 13 | DEER:Indoor_CFL_Ltg | 0 | 0 | 0 | SWWH027-05 & SWWH031-04 | 101.241 | 2024 | 61.7409 | 2024 | 0 | 0 | SWWH027-05 & SWWH031-04 | Com Small Gas Water Heaters - Panel Upgrade - Hot-Dry ¦ PG&E ¦ Hot-Dry | Com Small Gas Water Heaters - Panel Upgrade - Hot-Dry | 0.59609 | 0.453 | 0 | CBSA 2019 | 0 | 2012 | 1 | SWWH027-05 & SWWH031-04
COM-WATERHEAT-FS-PU-10A.15 | Com ¦ Com Electric Storage Water Heater (0.92 UEF - 50 Gal) - FS Future Baseline 2027 - Panel Upgrade - Hot-Dry ¦ PG&E ¦ Hot-Dry | Com ¦ Com Electric Storage Water Heater (0.92 UEF - 50 Gal) - FS Future Baseline 2027 - Panel Upgrade - Hot-Dry | PG&E ¦ Hot-Dry | PG&E | All | Electric & Gas | Com Electric Storage Water Heater (0.92 UEF - 50 Gal) - FS Future Baseline 2027 | Efficient | 2027 | 2028 | 1 | Conventional | WaterHeat | Com - Health | Com | ROB and NEW | 0 | 1000 sqft2 of floor space | 1000 sqft served | 13 | DEER:Indoor_CFL_Ltg | 1036.3979 | 0.052981 | -60.16 | SWWH027-05 & SWWH031-04 | 210.5974 | 2024 | 126.9099 | 2024 | 0 | 0 | SWWH027-05 & SWWH031-04 | Com Small Gas Water Heaters - Panel Upgrade - Hot-Dry ¦ PG&E ¦ Hot-Dry | Com Small Gas Water Heaters - Panel Upgrade - Hot-Dry | 0.52611 | 0.453 | 0 | CBSA 2019 | 102.1084 | 2012 | 1 | SWWH027-05 & SWWH031-04
COM-WATERHEAT-FS-PU-10A.16 | Com ¦ Com Electric Storage Water Heater (0.92 UEF - 50 Gal) - FS Future Baseline 2027 - Panel Upgrade - Hot-Dry ¦ PG&E ¦ Hot-Dry | Com ¦ Com Electric Storage Water Heater (0.92 UEF - 50 Gal) - FS Future Baseline 2027 - Panel Upgrade - Hot-Dry | PG&E ¦ Hot-Dry | PG&E | All | Electric & Gas | Com Electric Storage Water Heater (0.92 UEF - 50 Gal) - FS Future Baseline 2027 | Efficient | 2027 | 2028 | 1 | Conventional | WaterHeat | Com - Lodging | Com | ROB and NEW | 0 | 1000 sqft2 of floor space | 1000 sqft served | 13 | DEER:Indoor_CFL_Ltg | 798.29 | 0.041251 | -45.9647 | SWWH027-05 & SWWH031-04 | 132.5097 | 2024 | 79.8528 | 2024 | 0 | 0 | SWWH027-05 & SWWH031-04 | Com Small Gas Water Heaters - Panel Upgrade - Hot-Dry ¦ PG&E ¦ Hot-Dry | Com Small Gas Water Heaters - Panel Upgrade - Hot-Dry | 0.73871 | 0.453 | 0 | CBSA 2019 | 328.1788 | 2012 | 1 | SWWH027-05 & SWWH031-04
COM-WATERHEAT-FS-PU-10A.17 | Com ¦ Com Electric Storage Water Heater (0.92 UEF - 50 Gal) - FS Future Baseline 2027 - Panel Upgrade - Hot-Dry ¦ PG&E ¦ Hot-Dry | Com ¦ Com Electric Storage Water Heater (0.92 UEF - 50 Gal) - FS Future Baseline 2027 - Panel Upgrade - Hot-Dry | PG&E ¦ Hot-Dry | PG&E | All | Electric & Gas | Com Electric Storage Water Heater (0.92 UEF - 50 Gal) - FS Future Baseline 2027 | Efficient | 2027 | 2028 | 1 | Conventional | WaterHeat | Com - Office (Large) | Com | ROB and NEW | 0 | 1000 sqft2 of floor space | 1000 sqft served | 13 | DEER:Indoor_CFL_Ltg | 101.852 | 0.0023208 | -6.0087 | SWWH027-05 & SWWH031-04 | 43.2654 | 2024 | 26.0726 | 2024 | 0 | 0 | SWWH027-05 & SWWH031-04 | Com Small Gas Water Heaters - Panel Upgrade - Hot-Dry ¦ PG&E ¦ Hot-Dry | Com Small Gas Water Heaters - Panel Upgrade - Hot-Dry | 0.46177 | 0.453 | 0 | CBSA 2019 | 16.854 | 2012 | 1 | SWWH027-05 & SWWH031-04
COM-WATERHEAT-FS-PU-10A.18 | Com ¦ Com Electric Storage Water Heater (0.92 UEF - 50 Gal) - FS Future Baseline 2027 - Panel Upgrade - Hot-Dry ¦ PG&E ¦ Hot-Dry | Com ¦ Com Electric Storage Water Heater (0.92 UEF - 50 Gal) - FS Future Baseline 2027 - Panel Upgrade - Hot-Dry | PG&E ¦ Hot-Dry | PG&E | All | Electric & Gas | Com Electric Storage Water Heater (0.92 UEF - 50 Gal) - FS Future Baseline 2027 | Efficient | 2027 | 2028 | 1 | Conventional | WaterHeat | Com - Office (Small) | Com | ROB and NEW | 0 | 1000 sqft2 of floor space | 1000 sqft served | 13 | DEER:Indoor_CFL_Ltg | 93.6471 | 0.00034868 | -5.5399 | SWWH027-05 & SWWH031-04 | 43.2654 | 2024 | 26.0726 | 2024 | 0 | 0 | SWWH027-05 & SWWH031-04 | Com Small Gas Water Heaters - Panel Upgrade - Hot-Dry ¦ PG&E ¦ Hot-Dry | Com Small Gas Water Heaters - Panel Upgrade - Hot-Dry | 0.46177 | 0.453 | 0 | CBSA 2019 | 6.6736 | 2012 | 1 | SWWH027-05 & SWWH031-04
COM-WATERHEAT-FS-PU-10A.19 | Com ¦ Com Electric Storage Water Heater (0.92 UEF - 50 Gal) - FS Future Baseline 2027 - Panel Upgrade - Hot-Dry ¦ PG&E ¦ Hot-Dry | Com ¦ Com Electric Storage Water Heater (0.92 UEF - 50 Gal) - FS Future Baseline 2027 - Panel Upgrade - Hot-Dry | PG&E ¦ Hot-Dry | PG&E | All | Electric & Gas | Com Electric Storage Water Heater (0.92 UEF - 50 Gal) - FS Future Baseline 2027 | Efficient | 2027 | 2028 | 1 | Conventional | WaterHeat | Com - Other | Com | ROB and NEW | 0 | 1000 sqft2 of floor space | 1000 sqft served | 13 | DEER:Indoor_CFL_Ltg | 1205.1369 | 0.075921 | -69.9 | SWWH027-05 & SWWH031-04 | 357.8287 | 2024 | 215.6343 | 2024 | 0 | 0 | SWWH027-05 & SWWH031-04 | Com Small Gas Water Heaters - Panel Upgrade - Hot-Dry ¦ PG&E ¦ Hot-Dry | Com Small Gas Water Heaters - Panel Upgrade - Hot-Dry | 0.5433 | 0.453 | 0 | CBSA 2019 | 183.5708 | 2012 | 1 | SWWH027-05 & SWWH031-04
COM-WATERHEAT-FS-PU-10A.20 | Com ¦ Com Electric Storage Water Heater (0.92 UEF - 50 Gal) - FS Future Baseline 2027 - Panel Upgrade - Hot-Dry ¦ PG&E ¦ Hot-Dry | Com ¦ Com Electric Storage Water Heater (0.92 UEF - 50 Gal) - FS Future Baseline 2027 - Panel Upgrade - Hot-Dry | PG&E ¦ Hot-Dry | PG&E | All | Electric & Gas | Com Electric Storage Water Heater (0.92 UEF - 50 Gal) - FS Future Baseline 2027 | Efficient | 2027 | 2028 | 1 | Conventional | WaterHeat | Com - Refrig. Warehouse | Com | ROB and NEW | 0 | 1000 sqft2 of floor space | 1000 sqft served | 13 | DEER:Indoor_CFL_Ltg | 103.8915 | 0.0038681 | -6.0475 | SWWH027-05 & SWWH031-04 | 20.0059 | 2024 | 12.056 | 2024 | 0 | 0 | SWWH027-05 & SWWH031-04 | Com Small Gas Water Heaters - Panel Upgrade - Hot-Dry ¦ PG&E ¦ Hot-Dry | Com Small Gas Water Heaters - Panel Upgrade - Hot-Dry | 0.22621 | 0.453 | 0 | CBSA 2019 | 2.684 | 2012 | 1 | SWWH027-05 & SWWH031-04
COM-WATERHEAT-FS-PU-10A.21 | Com ¦ Com Electric Storage Water Heater (0.92 UEF - 50 Gal) - FS Future Baseline 2027 - Panel Upgrade - Hot-Dry ¦ PG&E ¦ Hot-Dry | Com ¦ Com Electric Storage Water Heater (0.92 UEF - 50 Gal) - FS Future Baseline 2027 - Panel Upgrade - Hot-Dry | PG&E ¦ Hot-Dry | PG&E | All | Electric & Gas | Com Electric Storage Water Heater (0.92 UEF - 50 Gal) - FS Future Baseline 2027 | Efficient | 2027 | 2028 | 1 | Conventional | WaterHeat | Com - Restaurant | Com | ROB and NEW | 0 | 1000 sqft2 of floor space | 1000 sqft served | 13 | DEER:Indoor_CFL_Ltg | 4495.809 | 0.37506 | -268.4533 | SWWH027-05 & SWWH031-04 | 1874.2468 | 2024 | 1129.4563 | 2024 | 0 | 0 | SWWH027-05 & SWWH031-04 | Com Small Gas Water Heaters - Panel Upgrade - Hot-Dry ¦ PG&E ¦ Hot-Dry | Com Small Gas Water Heaters - Panel Upgrade - Hot-Dry | 0.79319 | 0.453 | 0 | CBSA 2019 | 121.7768 | 2012 | 1 | SWWH027-05 & SWWH031-04
COM-WATERHEAT-FS-PU-10A.22 | Com ¦ Com Electric Storage Water Heater (0.92 UEF - 50 Gal) - FS Future Baseline 2027 - Panel Upgrade - Hot-Dry ¦ PG&E ¦ Hot-Dry | Com ¦ Com Electric Storage Water Heater (0.92 UEF - 50 Gal) - FS Future Baseline 2027 - Panel Upgrade - Hot-Dry | PG&E ¦ Hot-Dry | PG&E | All | Electric & Gas | Com Electric Storage Water Heater (0.92 UEF - 50 Gal) - FS Future Baseline 2027 | Efficient | 2027 | 2028 | 1 | Conventional | WaterHeat | Com - Retail | Com | ROB and NEW | 0 | 1000 sqft2 of floor space | 1000 sqft served | 13 | DEER:Indoor_CFL_Ltg | 67.3037 | 0.0043571 | -3.95 | SWWH027-05 & SWWH031-04 | 26.7986 | 2024 | 16.1493 | 2024 | 0 | 0 | SWWH027-05 & SWWH031-04 | Com Small Gas Water Heaters - Panel Upgrade - Hot-Dry ¦ PG&E ¦ Hot-Dry | Com Small Gas Water Heaters - Panel Upgrade - Hot-Dry | 0.40063 | 0.453 | 0 | CBSA 2019 | -4.1277 | 2012 | 1 | SWWH027-05 & SWWH031-04
COM-WATERHEAT-FS-PU-10A.23 | Com ¦ Com Electric Storage Water Heater (0.92 UEF - 50 Gal) - FS Future Baseline 2027 - Panel Upgrade - Hot-Dry ¦ PG&E ¦ Hot-Dry | Com ¦ Com Electric Storage Water Heater (0.92 UEF - 50 Gal) - FS Future Baseline 2027 - Panel Upgrade - Hot-Dry | PG&E ¦ Hot-Dry | PG&E | All | Electric & Gas | Com Electric Storage Water Heater (0.92 UEF - 50 Gal) - FS Future Baseline 2027 | Efficient | 2027 | 2028 | 1 | Conventional | WaterHeat | Com - School | Com | ROB and NEW | 0 | 1000 sqft2 of floor space | 1000 sqft served | 13 | DEER:Indoor_CFL_Ltg | 364.9409 | -2.3901e-05 | -22.0197 | SWWH027-05 & SWWH031-04 | 220.7498 | 2024 | 133.028 | 2024 | 0 | 0 | SWWH027-05 & SWWH031-04 | Com Small Gas Water Heaters - Panel Upgrade - Hot-Dry ¦ PG&E ¦ Hot-Dry | Com Small Gas Water Heaters - Panel Upgrade - Hot-Dry | 0.76922 | 0.453 | 0 | CBSA 2019 | -9.7767 | 2012 | 1 | SWWH027-05 & SWWH031-04
COM-WATERHEAT-FS-PU-10A.24 | Com ¦ Com Electric Storage Water Heater (0.92 UEF - 50 Gal) - FS Future Baseline 2027 - Panel Upgrade - Hot-Dry ¦ PG&E ¦ Hot-Dry | Com ¦ Com Electric Storage Water Heater (0.92 UEF - 50 Gal) - FS Future Baseline 2027 - Panel Upgrade - Hot-Dry | PG&E ¦ Hot-Dry | PG&E | All | Electric & Gas | Com Electric Storage Water Heater (0.92 UEF - 50 Gal) - FS Future Baseline 2027 | Efficient | 2027 | 2028 | 1 | Conventional | WaterHeat | Com - Warehouse | Com | ROB and NEW | 0 | 1000 sqft2 of floor space | 1000 sqft served | 13 | DEER:Indoor_CFL_Ltg | 10.8399 | 0.00016328 | -0.63328 | SWWH027-05 & SWWH031-04 | 4.0012 | 2024 | 2.4112 | 2024 | 0 | 0 | SWWH027-05 & SWWH031-04 | Com Small Gas Water Heaters - Panel Upgrade - Hot-Dry ¦ PG&E ¦ Hot-Dry | Com Small Gas Water Heaters - Panel Upgrade - Hot-Dry | 0.1976 | 0.453 | 0 | CBSA 2019 | -0.57941 | 2012 | 1 | SWWH027-05 & SWWH031-04
COM-WATERHEAT-FS-PU-10A.25 | Com ¦ Com Electric Storage Water Heater (0.92 UEF - 50 Gal) - FS Future Baseline 2027 - Panel Upgrade - Cold ¦ PG&E ¦ Cold | Com ¦ Com Electric Storage Water Heater (0.92 UEF - 50 Gal) - FS Future Baseline 2027 - Panel Upgrade - Cold | PG&E ¦ Cold | PG&E | All | Electric & Gas | Com Electric Storage Water Heater (0.92 UEF - 50 Gal) - FS Future Baseline 2027 | Efficient | 2027 | 2028 | 1 | Conventional | WaterHeat | Com - College | Com | ROB and NEW | 0 | 1000 sqft2 of floor space | 1000 sqft served | 13 | DEER:Indoor_CFL_Ltg | 832.9129 | 0.040031 | -47.7223 | SWWH027-05 & SWWH031-04 | 278.0769 | 2024 | 167.5743 | 2024 | 0 | 0 | SWWH027-05 & SWWH031-04 | Com Small Gas Water Heaters - Panel Upgrade - Cold ¦ PG&E ¦ Cold | Com Small Gas Water Heaters - Panel Upgrade - Cold | 0.74815 | 0.453 | 0 | CBSA 2019 | 94.5359 | 2012 | 1 | SWWH027-05 & SWWH031-04
COM-WATERHEAT-FS-PU-10A.26 | Com ¦ Com Electric Storage Water Heater (0.92 UEF - 50 Gal) - FS Future Baseline 2027 - Panel Upgrade - Cold ¦ PG&E ¦ Cold | Com ¦ Com Electric Storage Water Heater (0.92 UEF - 50 Gal) - FS Future Baseline 2027 - Panel Upgrade - Cold | PG&E ¦ Cold | PG&E | All | Electric & Gas | Com Electric Storage Water Heater (0.92 UEF - 50 Gal) - FS Future Baseline 2027 | Efficient | 2027 | 2028 | 1 | Conventional | WaterHeat | Com - Grocery | Com | ROB and NEW | 0 | 1000 sqft2 of floor space | 1000 sqft served | 13 | DEER:Indoor_CFL_Ltg | 0 | 0 | 0 | SWWH027-05 & SWWH031-04 | 202.482 | 2024 | 123.4818 | 2024 | 0 | 0 | SWWH027-05 & SWWH031-04 | Com Small Gas Water Heaters - Panel Upgrade - Cold ¦ PG&E ¦ Cold | Com Small Gas Water Heaters - Panel Upgrade - Cold | 0.59609 | 0.453 | 0 | CBSA 2019 | 0 | 2012 | 1 | SWWH027-05 & SWWH031-04
COM-WATERHEAT-FS-PU-10A.27 | Com ¦ Com Electric Storage Water Heater (0.92 UEF - 50 Gal) - FS Future Baseline 2027 - Panel Upgrade - Cold ¦ PG&E ¦ Cold | Com ¦ Com Electric Storage Water Heater (0.92 UEF - 50 Gal) - FS Future Baseline 2027 - Panel Upgrade - Cold | PG&E ¦ Cold | PG&E | All | Electric & Gas | Com Electric Storage Water Heater (0.92 UEF - 50 Gal) - FS Future Baseline 2027 | Efficient | 2027 | 2028 | 1 | Conventional | WaterHeat | Com - Health | Com | ROB and NEW | 0 | 1000 sqft2 of floor space | 1000 sqft served | 13 | DEER:Indoor_CFL_Ltg | 2359.9184 | 0.11557 | -134.6433 | SWWH027-05 & SWWH031-04 | 421.1948 | 2024 | 253.8199 | 2024 | 0 | 0 | SWWH027-05 & SWWH031-04 | Com Small Gas Water Heaters - Panel Upgrade - Cold ¦ PG&E ¦ Cold | Com Small Gas Water Heaters - Panel Upgrade - Cold | 0.52611 | 0.453 | 0 | CBSA 2019 | 225.8856 | 2012 | 1 | SWWH027-05 & SWWH031-04
COM-WATERHEAT-FS-PU-10A.28 | Com ¦ Com Electric Storage Water Heater (0.92 UEF - 50 Gal) - FS Future Baseline 2027 - Panel Upgrade - Cold ¦ PG&E ¦ Cold | Com ¦ Com Electric Storage Water Heater (0.92 UEF - 50 Gal) - FS Future Baseline 2027 - Panel Upgrade - Cold | PG&E ¦ Cold | PG&E | All | Electric & Gas | Com Electric Storage Water Heater (0.92 UEF - 50 Gal) - FS Future Baseline 2027 | Efficient | 2027 | 2028 | 1 | Conventional | WaterHeat | Com - Lodging | Com | ROB and NEW | 0 | 1000 sqft2 of floor space | 1000 sqft served | 13 | DEER:Indoor_CFL_Ltg | 1818.319 | 0.089944 | -103.0827 | SWWH027-05 & SWWH031-04 | 265.0194 | 2024 | 159.7057 | 2024 | 0 | 0 | SWWH027-05 & SWWH031-04 | Com Small Gas Water Heaters - Panel Upgrade - Cold ¦ PG&E ¦ Cold | Com Small Gas Water Heaters - Panel Upgrade - Cold | 0.73871 | 0.453 | 0 | CBSA 2019 | 731.5702 | 2012 | 1 | SWWH027-05 & SWWH031-04
COM-WATERHEAT-FS-PU-10A.29 | Com ¦ Com Electric Storage Water Heater (0.92 UEF - 50 Gal) - FS Future Baseline 2027 - Panel Upgrade - Cold ¦ PG&E ¦ Cold | Com ¦ Com Electric Storage Water Heater (0.92 UEF - 50 Gal) - FS Future Baseline 2027 - Panel Upgrade - Cold | PG&E ¦ Cold | PG&E | All | Electric & Gas | Com Electric Storage Water Heater (0.92 UEF - 50 Gal) - FS Future Baseline 2027 | Efficient | 2027 | 2028 | 1 | Conventional | WaterHeat | Com - Office (Large) | Com | ROB and NEW | 0 | 1000 sqft2 of floor space | 1000 sqft served | 13 | DEER:Indoor_CFL_Ltg | 233.439 | 0.0050414 | -13.4487 | SWWH027-05 & SWWH031-04 | 86.5309 | 2024 | 52.1451 | 2024 | 0 | 0 | SWWH027-05 & SWWH031-04 | Com Small Gas Water Heaters - Panel Upgrade - Cold ¦ PG&E ¦ Cold | Com Small Gas Water Heaters - Panel Upgrade - Cold | 0.46177 | 0.453 | 0 | CBSA 2019 | 37.178 | 2012 | 1 | SWWH027-05 & SWWH031-04
COM-WATERHEAT-FS-PU-10A.30 | Com ¦ Com Electric Storage Water Heater (0.92 UEF - 50 Gal) - FS Future Baseline 2027 - Panel Upgrade - Cold ¦ PG&E ¦ Cold | Com ¦ Com Electric Storage Water Heater (0.92 UEF - 50 Gal) - FS Future Baseline 2027 - Panel Upgrade - Cold | PG&E ¦ Cold | PG&E | All | Electric & Gas | Com Electric Storage Water Heater (0.92 UEF - 50 Gal) - FS Future Baseline 2027 | Efficient | 2027 | 2028 | 1 | Conventional | WaterHeat | Com - Office (Small) | Com | ROB and NEW | 0 | 1000 sqft2 of floor space | 1000 sqft served | 13 | DEER:Indoor_CFL_Ltg | 214.685 | 0.00073733 | -12.3382 | SWWH027-05 & SWWH031-04 | 86.5309 | 2024 | 52.1451 | 2024 | 0 | 0 | SWWH027-05 & SWWH031-04 | Com Small Gas Water Heaters - Panel Upgrade - Cold ¦ PG&E ¦ Cold | Com Small Gas Water Heaters - Panel Upgrade - Cold | 0.46177 | 0.453 | 0 | CBSA 2019 | 14.5828 | 2012 | 1 | SWWH027-05 & SWWH031-04
COM-WATERHEAT-FS-PU-10A.31 | Com ¦ Com Electric Storage Water Heater (0.92 UEF - 50 Gal) - FS Future Baseline 2027 - Panel Upgrade - Cold ¦ PG&E ¦ Cold | Com ¦ Com Electric Storage Water Heater (0.92 UEF - 50 Gal) - FS Future Baseline 2027 - Panel Upgrade - Cold | PG&E ¦ Cold | PG&E | All | Electric & Gas | Com Electric Storage Water Heater (0.92 UEF - 50 Gal) - FS Future Baseline 2027 | Efficient | 2027 | 2028 | 1 | Conventional | WaterHeat | Com - Other | Com | ROB and NEW | 0 | 1000 sqft2 of floor space | 1000 sqft served | 13 | DEER:Indoor_CFL_Ltg | 2738.8548 | 0.16531 | -156.127 | SWWH027-05 & SWWH031-04 | 715.6574 | 2024 | 431.2686 | 2024 | 0 | 0 | SWWH027-05 & SWWH031-04 | Com Small Gas Water Heaters - Panel Upgrade - Cold ¦ PG&E ¦ Cold | Com Small Gas Water Heaters - Panel Upgrade - Cold | 0.5433 | 0.453 | 0 | CBSA 2019 | 404.8196 | 2012 | 1 | SWWH027-05 & SWWH031-04
COM-WATERHEAT-FS-PU-10A.32 | Com ¦ Com Electric Storage Water Heater (0.92 UEF - 50 Gal) - FS Future Baseline 2027 - Panel Upgrade - Cold ¦ PG&E ¦ Cold | Com ¦ Com Electric Storage Water Heater (0.92 UEF - 50 Gal) - FS Future Baseline 2027 - Panel Upgrade - Cold | PG&E ¦ Cold | PG&E | All | Electric & Gas | Com Electric Storage Water Heater (0.92 UEF - 50 Gal) - FS Future Baseline 2027 | Efficient | 2027 | 2028 | 1 | Conventional | WaterHeat | Com - Refrig. Warehouse | Com | ROB and NEW | 0 | 1000 sqft2 of floor space | 1000 sqft served | 13 | DEER:Indoor_CFL_Ltg | 239.0475 | 0.0084209 | -13.5213 | SWWH027-05 & SWWH031-04 | 40.0119 | 2024 | 24.1119 | 2024 | 0 | 0 | SWWH027-05 & SWWH031-04 | Com Small Gas Water Heaters - Panel Upgrade - Cold ¦ PG&E ¦ Cold | Com Small Gas Water Heaters - Panel Upgrade - Cold | 0.22621 | 0.453 | 0 | CBSA 2019 | 5.8803 | 2012 | 1 | SWWH027-05 & SWWH031-04
COM-WATERHEAT-FS-PU-10A.33 | Com ¦ Com Electric Storage Water Heater (0.92 UEF - 50 Gal) - FS Future Baseline 2027 - Panel Upgrade - Cold ¦ PG&E ¦ Cold | Com ¦ Com Electric Storage Water Heater (0.92 UEF - 50 Gal) - FS Future Baseline 2027 - Panel Upgrade - Cold | PG&E ¦ Cold | PG&E | All | Electric & Gas | Com Electric Storage Water Heater (0.92 UEF - 50 Gal) - FS Future Baseline 2027 | Efficient | 2027 | 2028 | 1 | Conventional | WaterHeat | Com - Restaurant | Com | ROB and NEW | 0 | 1000 sqft2 of floor space | 1000 sqft served | 13 | DEER:Indoor_CFL_Ltg | 10235.712 | 0.82304 | -595.7946 | SWWH027-05 & SWWH031-04 | 3748.4937 | 2024 | 2258.9126 | 2024 | 0 | 0 | SWWH027-05 & SWWH031-04 | Com Small Gas Water Heaters - Panel Upgrade - Cold ¦ PG&E ¦ Cold | Com Small Gas Water Heaters - Panel Upgrade - Cold | 0.79319 | 0.453 | 0 | CBSA 2019 | 265.6837 | 2012 | 1 | SWWH027-05 & SWWH031-04
COM-WATERHEAT-FS-PU-10A.34 | Com ¦ Com Electric Storage Water Heater (0.92 UEF - 50 Gal) - FS Future Baseline 2027 - Panel Upgrade - Cold ¦ PG&E ¦ Cold | Com ¦ Com Electric Storage Water Heater (0.92 UEF - 50 Gal) - FS Future Baseline 2027 - Panel Upgrade - Cold | PG&E ¦ Cold | PG&E | All | Electric & Gas | Com Electric Storage Water Heater (0.92 UEF - 50 Gal) - FS Future Baseline 2027 | Efficient | 2027 | 2028 | 1 | Conventional | WaterHeat | Com - Retail | Com | ROB and NEW | 0 | 1000 sqft2 of floor space | 1000 sqft served | 13 | DEER:Indoor_CFL_Ltg | 152.5294 | 0.0095931 | -8.8458 | SWWH027-05 & SWWH031-04 | 53.5971 | 2024 | 32.2986 | 2024 | 0 | 0 | SWWH027-05 & SWWH031-04 | Com Small Gas Water Heaters - Panel Upgrade - Cold ¦ PG&E ¦ Cold | Com Small Gas Water Heaters - Panel Upgrade - Cold | 0.40063 | 0.453 | 0 | CBSA 2019 | -9.8781 | 2012 | 1 | SWWH027-05 & SWWH031-04
COM-WATERHEAT-FS-PU-10A.35 | Com ¦ Com Electric Storage Water Heater (0.92 UEF - 50 Gal) - FS Future Baseline 2027 - Panel Upgrade - Cold ¦ PG&E ¦ Cold | Com ¦ Com Electric Storage Water Heater (0.92 UEF - 50 Gal) - FS Future Baseline 2027 - Panel Upgrade - Cold | PG&E ¦ Cold | PG&E | All | Electric & Gas | Com Electric Storage Water Heater (0.92 UEF - 50 Gal) - FS Future Baseline 2027 | Efficient | 2027 | 2028 | 1 | Conventional | WaterHeat | Com - School | Com | ROB and NEW | 0 | 1000 sqft2 of floor space | 1000 sqft served | 13 | DEER:Indoor_CFL_Ltg | 842.0672 | -0.00017287 | -49.0666 | SWWH027-05 & SWWH031-04 | 441.4996 | 2024 | 266.0559 | 2024 | 0 | 0 | SWWH027-05 & SWWH031-04 | Com Small Gas Water Heaters - Panel Upgrade - Cold ¦ PG&E ¦ Cold | Com Small Gas Water Heaters - Panel Upgrade - Cold | 0.76922 | 0.453 | 0 | CBSA 2019 | -26.5386 | 2012 | 1 | SWWH027-05 & SWWH031-04
COM-WATERHEAT-FS-PU-10A.36 | Com ¦ Com Electric Storage Water Heater (0.92 UEF - 50 Gal) - FS Future Baseline 2027 - Panel Upgrade - Cold ¦ PG&E ¦ Cold | Com ¦ Com Electric Storage Water Heater (0.92 UEF - 50 Gal) - FS Future Baseline 2027 - Panel Upgrade - Cold | PG&E ¦ Cold | PG&E | All | Electric & Gas | Com Electric Storage Water Heater (0.92 UEF - 50 Gal) - FS Future Baseline 2027 | Efficient | 2027 | 2028 | 1 | Conventional | WaterHeat | Com - Warehouse | Com | ROB and NEW | 0 | 1000 sqft2 of floor space | 1000 sqft served | 13 | DEER:Indoor_CFL_Ltg | 25.1257 | 0.0003608 | -1.4149 | SWWH027-05 & SWWH031-04 | 8.0024 | 2024 | 4.8224 | 2024 | 0 | 0 | SWWH027-05 & SWWH031-04 | Com Small Gas Water Heaters - Panel Upgrade - Cold ¦ PG&E ¦ Cold | Com Small Gas Water Heaters - Panel Upgrade - Cold | 0.1976 | 0.453 | 0 | CBSA 2019 | -1.5663 | 2012 | 1 | SWWH027-05 & SWWH031-04
COM-WATERHEAT-FS-PU-10A.37 | Com ¦ Com Electric Storage Water Heater (0.92 UEF - 50 Gal) - FS Future Baseline 2027 - Panel Upgrade - Marine ¦ SCG ¦ Marine | Com ¦ Com Electric Storage Water Heater (0.92 UEF - 50 Gal) - FS Future Baseline 2027 - Panel Upgrade - Marine | SCG ¦ Marine | SCG | All | Electric & Gas | Com Electric Storage Water Heater (0.92 UEF - 50 Gal) - FS Future Baseline 2027 | Efficient | 2027 | 2028 | 1 | Conventional | WaterHeat | Com - College | Com | ROB and NEW | 0 | 1000 sqft2 of floor space | 1000 sqft served | 13 | DEER:Indoor_CFL_Ltg | 697.9067 | 0.079413 | -41.3329 | SWWH027-05 & SWWH031-04 | 278.0769 | 2024 | 167.5743 | 2024 | 0 | 0 | SWWH027-05 & SWWH031-04 | Com Small Gas Water Heaters - Panel Upgrade - Marine ¦ SCG ¦ Marine | Com Small Gas Water Heaters - Panel Upgrade - Marine | 0.74815 | 0.453 | 0 | CBSA 2019 | 83.6522 | 2012 | 1 | SWWH027-05 & SWWH031-04
COM-WATERHEAT-FS-PU-10A.38 | Com ¦ Com Electric Storage Water Heater (0.92 UEF - 50 Gal) - FS Future Baseline 2027 - Panel Upgrade - Marine ¦ SCG ¦ Marine | Com ¦ Com Electric Storage Water Heater (0.92 UEF - 50 Gal) - FS Future Baseline 2027 - Panel Upgrade - Marine | SCG ¦ Marine | SCG | All | Electric & Gas | Com Electric Storage Water Heater (0.92 UEF - 50 Gal) - FS Future Baseline 2027 | Efficient | 2027 | 2028 | 1 | Conventional | WaterHeat | Com - Grocery | Com | ROB and NEW | 0 | 1000 sqft2 of floor space | 1000 sqft served | 13 | DEER:Indoor_CFL_Ltg | 0 | 0 | 0 | SWWH027-05 & SWWH031-04 | 202.482 | 2024 | 123.4818 | 2024 | 0 | 0 | SWWH027-05 & SWWH031-04 | Com Small Gas Water Heaters - Panel Upgrade - Marine ¦ SCG ¦ Marine | Com Small Gas Water Heaters - Panel Upgrade - Marine | 0.59609 | 0.453 | 0 | CBSA 2019 | 0 | 2012 | 1 | SWWH027-05 & SWWH031-04
COM-WATERHEAT-FS-PU-10A.39 | Com ¦ Com Electric Storage Water Heater (0.92 UEF - 50 Gal) - FS Future Baseline 2027 - Panel Upgrade - Marine ¦ SCG ¦ Marine | Com ¦ Com Electric Storage Water Heater (0.92 UEF - 50 Gal) - FS Future Baseline 2027 - Panel Upgrade - Marine | SCG ¦ Marine | SCG | All | Electric & Gas | Com Electric Storage Water Heater (0.92 UEF - 50 Gal) - FS Future Baseline 2027 | Efficient | 2027 | 2028 | 1 | Conventional | WaterHeat | Com - Health | Com | ROB and NEW | 0 | 1000 sqft2 of floor space | 1000 sqft served | 13 | DEER:Indoor_CFL_Ltg | 2005.2026 | 0.10668 | -116.8071 | SWWH027-05 & SWWH031-04 | 421.1948 | 2024 | 253.8199 | 2024 | 0 | 0 | SWWH027-05 & SWWH031-04 | Com Small Gas Water Heaters - Panel Upgrade - Marine ¦ SCG ¦ Marine | Com Small Gas Water Heaters - Panel Upgrade - Marine | 0.52611 | 0.453 | 0 | CBSA 2019 | 198.7174 | 2012 | 1 | SWWH027-05 & SWWH031-04
COM-WATERHEAT-FS-PU-10A.40 | Com ¦ Com Electric Storage Water Heater (0.92 UEF - 50 Gal) - FS Future Baseline 2027 - Panel Upgrade - Marine ¦ SCG ¦ Marine | Com ¦ Com Electric Storage Water Heater (0.92 UEF - 50 Gal) - FS Future Baseline 2027 - Panel Upgrade - Marine | SCG ¦ Marine | SCG | All | Electric & Gas | Com Electric Storage Water Heater (0.92 UEF - 50 Gal) - FS Future Baseline 2027 | Efficient | 2027 | 2028 | 1 | Conventional | WaterHeat | Com - Lodging | Com | ROB and NEW | 0 | 1000 sqft2 of floor space | 1000 sqft served | 13 | DEER:Indoor_CFL_Ltg | 1545.9204 | 0.082977 | -89.3185 | SWWH027-05 & SWWH031-04 | 265.0194 | 2024 | 159.7057 | 2024 | 0 | 0 | SWWH027-05 & SWWH031-04 | Com Small Gas Water Heaters - Panel Upgrade - Marine ¦ SCG ¦ Marine | Com Small Gas Water Heaters - Panel Upgrade - Marine | 0.73871 | 0.453 | 0 | CBSA 2019 | 638.5549 | 2012 | 1 | SWWH027-05 & SWWH031-04
COM-WATERHEAT-FS-PU-10A.41 | Com ¦ Com Electric Storage Water Heater (0.92 UEF - 50 Gal) - FS Future Baseline 2027 - Panel Upgrade - Marine ¦ SCG ¦ Marine | Com ¦ Com Electric Storage Water Heater (0.92 UEF - 50 Gal) - FS Future Baseline 2027 - Panel Upgrade - Marine | SCG ¦ Marine | SCG | All | Electric & Gas | Com Electric Storage Water Heater (0.92 UEF - 50 Gal) - FS Future Baseline 2027 | Efficient | 2027 | 2028 | 1 | Conventional | WaterHeat | Com - Office (Large) | Com | ROB and NEW | 0 | 1000 sqft2 of floor space | 1000 sqft served | 13 | DEER:Indoor_CFL_Ltg | 196.6712 | 0.0047083 | -11.6966 | SWWH027-05 & SWWH031-04 | 86.5309 | 2024 | 52.1451 | 2024 | 0 | 0 | SWWH027-05 & SWWH031-04 | Com Small Gas Water Heaters - Panel Upgrade - Marine ¦ SCG ¦ Marine | Com Small Gas Water Heaters - Panel Upgrade - Marine | 0.46177 | 0.453 | 0 | CBSA 2019 | 32.9668 | 2012 | 1 | SWWH027-05 & SWWH031-04
COM-WATERHEAT-FS-PU-10A.42 | Com ¦ Com Electric Storage Water Heater (0.92 UEF - 50 Gal) - FS Future Baseline 2027 - Panel Upgrade - Marine ¦ SCG ¦ Marine | Com ¦ Com Electric Storage Water Heater (0.92 UEF - 50 Gal) - FS Future Baseline 2027 - Panel Upgrade - Marine | SCG ¦ Marine | SCG | All | Electric & Gas | Com Electric Storage Water Heater (0.92 UEF - 50 Gal) - FS Future Baseline 2027 | Efficient | 2027 | 2028 | 1 | Conventional | WaterHeat | Com - Office (Small) | Com | ROB and NEW | 0 | 1000 sqft2 of floor space | 1000 sqft served | 13 | DEER:Indoor_CFL_Ltg | 180.7549 | 0.00072623 | -10.7836 | SWWH027-05 & SWWH031-04 | 86.5309 | 2024 | 52.1451 | 2024 | 0 | 0 | SWWH027-05 & SWWH031-04 | Com Small Gas Water Heaters - Panel Upgrade - Marine ¦ SCG ¦ Marine | Com Small Gas Water Heaters - Panel Upgrade - Marine | 0.46177 | 0.453 | 0 | CBSA 2019 | 13.0608 | 2012 | 1 | SWWH027-05 & SWWH031-04
COM-WATERHEAT-FS-PU-10A.43 | Com ¦ Com Electric Storage Water Heater (0.92 UEF - 50 Gal) - FS Future Baseline 2027 - Panel Upgrade - Marine ¦ SCG ¦ Marine | Com ¦ Com Electric Storage Water Heater (0.92 UEF - 50 Gal) - FS Future Baseline 2027 - Panel Upgrade - Marine | SCG ¦ Marine | SCG | All | Electric & Gas | Com Electric Storage Water Heater (0.92 UEF - 50 Gal) - FS Future Baseline 2027 | Efficient | 2027 | 2028 | 1 | Conventional | WaterHeat | Com - Other | Com | ROB and NEW | 0 | 1000 sqft2 of floor space | 1000 sqft served | 13 | DEER:Indoor_CFL_Ltg | 2326.5979 | 0.15368 | -135.7182 | SWWH027-05 & SWWH031-04 | 715.6574 | 2024 | 431.2686 | 2024 | 0 | 0 | SWWH027-05 & SWWH031-04 | Com Small Gas Water Heaters - Panel Upgrade - Marine ¦ SCG ¦ Marine | Com Small Gas Water Heaters - Panel Upgrade - Marine | 0.5433 | 0.453 | 0 | CBSA 2019 | 357.8911 | 2012 | 1 | SWWH027-05 & SWWH031-04
COM-WATERHEAT-FS-PU-10A.44 | Com ¦ Com Electric Storage Water Heater (0.92 UEF - 50 Gal) - FS Future Baseline 2027 - Panel Upgrade - Marine ¦ SCG ¦ Marine | Com ¦ Com Electric Storage Water Heater (0.92 UEF - 50 Gal) - FS Future Baseline 2027 - Panel Upgrade - Marine | SCG ¦ Marine | SCG | All | Electric & Gas | Com Electric Storage Water Heater (0.92 UEF - 50 Gal) - FS Future Baseline 2027 | Efficient | 2027 | 2028 | 1 | Conventional | WaterHeat | Com - Refrig. Warehouse | Com | ROB and NEW | 0 | 1000 sqft2 of floor space | 1000 sqft served | 13 | DEER:Indoor_CFL_Ltg | 200.5945 | 0.0078047 | -11.6956 | SWWH027-05 & SWWH031-04 | 40.0119 | 2024 | 24.1119 | 2024 | 0 | 0 | SWWH027-05 & SWWH031-04 | Com Small Gas Water Heaters - Panel Upgrade - Marine ¦ SCG ¦ Marine | Com Small Gas Water Heaters - Panel Upgrade - Marine | 0.22621 | 0.453 | 0 | CBSA 2019 | 5.1967 | 2012 | 1 | SWWH027-05 & SWWH031-04
COM-WATERHEAT-FS-PU-10A.45 | Com ¦ Com Electric Storage Water Heater (0.92 UEF - 50 Gal) - FS Future Baseline 2027 - Panel Upgrade - Marine ¦ SCG ¦ Marine | Com ¦ Com Electric Storage Water Heater (0.92 UEF - 50 Gal) - FS Future Baseline 2027 - Panel Upgrade - Marine | SCG ¦ Marine | SCG | All | Electric & Gas | Com Electric Storage Water Heater (0.92 UEF - 50 Gal) - FS Future Baseline 2027 | Efficient | 2027 | 2028 | 1 | Conventional | WaterHeat | Com - Restaurant | Com | ROB and NEW | 0 | 1000 sqft2 of floor space | 1000 sqft served | 13 | DEER:Indoor_CFL_Ltg | 8689.7918 | 0.76296 | -521.0607 | SWWH027-05 & SWWH031-04 | 3748.4937 | 2024 | 2258.9126 | 2024 | 0 | 0 | SWWH027-05 & SWWH031-04 | Com Small Gas Water Heaters - Panel Upgrade - Marine ¦ SCG ¦ Marine | Com Small Gas Water Heaters - Panel Upgrade - Marine | 0.79319 | 0.453 | 0 | CBSA 2019 | 237.0134 | 2012 | 1 | SWWH027-05 & SWWH031-04
COM-WATERHEAT-FS-PU-10A.46 | Com ¦ Com Electric Storage Water Heater (0.92 UEF - 50 Gal) - FS Future Baseline 2027 - Panel Upgrade - Marine ¦ SCG ¦ Marine | Com ¦ Com Electric Storage Water Heater (0.92 UEF - 50 Gal) - FS Future Baseline 2027 - Panel Upgrade - Marine | SCG ¦ Marine | SCG | All | Electric & Gas | Com Electric Storage Water Heater (0.92 UEF - 50 Gal) - FS Future Baseline 2027 | Efficient | 2027 | 2028 | 1 | Conventional | WaterHeat | Com - Retail | Com | ROB and NEW | 0 | 1000 sqft2 of floor space | 1000 sqft served | 13 | DEER:Indoor_CFL_Ltg | 129.8147 | 0.0089031 | -7.6889 | SWWH027-05 & SWWH031-04 | 53.5971 | 2024 | 32.2986 | 2024 | 0 | 0 | SWWH027-05 & SWWH031-04 | Com Small Gas Water Heaters - Panel Upgrade - Marine ¦ SCG ¦ Marine | Com Small Gas Water Heaters - Panel Upgrade - Marine | 0.40063 | 0.453 | 0 | CBSA 2019 | -7.6145 | 2012 | 1 | SWWH027-05 & SWWH031-04
COM-WATERHEAT-FS-PU-10A.47 | Com ¦ Com Electric Storage Water Heater (0.92 UEF - 50 Gal) - FS Future Baseline 2027 - Panel Upgrade - Marine ¦ SCG ¦ Marine | Com ¦ Com Electric Storage Water Heater (0.92 UEF - 50 Gal) - FS Future Baseline 2027 - Panel Upgrade - Marine | SCG ¦ Marine | SCG | All | Electric & Gas | Com Electric Storage Water Heater (0.92 UEF - 50 Gal) - FS Future Baseline 2027 | Efficient | 2027 | 2028 | 1 | Conventional | WaterHeat | Com - School | Com | ROB and NEW | 0 | 1000 sqft2 of floor space | 1000 sqft served | 13 | DEER:Indoor_CFL_Ltg | 701.211 | 0.022512 | -42.6454 | SWWH027-05 & SWWH031-04 | 441.4996 | 2024 | 266.0559 | 2024 | 0 | 0 | SWWH027-05 & SWWH031-04 | Com Small Gas Water Heaters - Panel Upgrade - Marine ¦ SCG ¦ Marine | Com Small Gas Water Heaters - Panel Upgrade - Marine | 0.76922 | 0.453 | 0 | CBSA 2019 | -18.0178 | 2012 | 1 | SWWH027-05 & SWWH031-04
COM-WATERHEAT-FS-PU-10A.48 | Com ¦ Com Electric Storage Water Heater (0.92 UEF - 50 Gal) - FS Future Baseline 2027 - Panel Upgrade - Marine ¦ SCG ¦ Marine | Com ¦ Com Electric Storage Water Heater (0.92 UEF - 50 Gal) - FS Future Baseline 2027 - Panel Upgrade - Marine | SCG ¦ Marine | SCG | All | Electric & Gas | Com Electric Storage Water Heater (0.92 UEF - 50 Gal) - FS Future Baseline 2027 | Efficient | 2027 | 2028 | 1 | Conventional | WaterHeat | Com - Warehouse | Com | ROB and NEW | 0 | 1000 sqft2 of floor space | 1000 sqft served | 13 | DEER:Indoor_CFL_Ltg | 20.9723 | 0.00033957 | -1.2323 | SWWH027-05 & SWWH031-04 | 8.0024 | 2024 | 4.8224 | 2024 | 0 | 0 | SWWH027-05 & SWWH031-04 | Com Small Gas Water Heaters - Panel Upgrade - Marine ¦ SCG ¦ Marine | Com Small Gas Water Heaters - Panel Upgrade - Marine | 0.1976 | 0.453 | 0 | CBSA 2019 | -1.0911 | 2012 | 1 | SWWH027-05 & SWWH031-04
COM-WATERHEAT-FS-PU-10A.49 | Com ¦ Com Electric Storage Water Heater (0.92 UEF - 50 Gal) - FS Future Baseline 2027 - Panel Upgrade - Hot-Dry ¦ SCG ¦ Hot-Dry | Com ¦ Com Electric Storage Water Heater (0.92 UEF - 50 Gal) - FS Future Baseline 2027 - Panel Upgrade - Hot-Dry | SCG ¦ Hot-Dry | SCG | All | Electric & Gas | Com Electric Storage Water Heater (0.92 UEF - 50 Gal) - FS Future Baseline 2027 | Efficient | 2027 | 2028 | 1 | Conventional | WaterHeat | Com - College | Com | ROB and NEW | 0 | 1000 sqft2 of floor space | 1000 sqft served | 13 | DEER:Indoor_CFL_Ltg | 345.844 | 0.03563 | -20.2887 | SWWH027-05 & SWWH031-04 | 139.0384 | 2024 | 83.7872 | 2024 | 0 | 0 | SWWH027-05 & SWWH031-04 | Com Small Gas Water Heaters - Panel Upgrade - Hot-Dry ¦ SCG ¦ Hot-Dry | Com Small Gas Water Heaters - Panel Upgrade - Hot-Dry | 0.74815 | 0.453 | 0 | CBSA 2019 | 40.815 | 2012 | 1 | SWWH027-05 & SWWH031-04
COM-WATERHEAT-FS-PU-10A.50 | Com ¦ Com Electric Storage Water Heater (0.92 UEF - 50 Gal) - FS Future Baseline 2027 - Panel Upgrade - Hot-Dry ¦ SCG ¦ Hot-Dry | Com ¦ Com Electric Storage Water Heater (0.92 UEF - 50 Gal) - FS Future Baseline 2027 - Panel Upgrade - Hot-Dry | SCG ¦ Hot-Dry | SCG | All | Electric & Gas | Com Electric Storage Water Heater (0.92 UEF - 50 Gal) - FS Future Baseline 2027 | Efficient | 2027 | 2028 | 1 | Conventional | WaterHeat | Com - Grocery | Com | ROB and NEW | 0 | 1000 sqft2 of floor space | 1000 sqft served | 13 | DEER:Indoor_CFL_Ltg | 0 | 0 | 0 | SWWH027-05 & SWWH031-04 | 101.241 | 2024 | 61.7409 | 2024 | 0 | 0 | SWWH027-05 & SWWH031-04 | Com Small Gas Water Heaters - Panel Upgrade - Hot-Dry ¦ SCG ¦ Hot-Dry | Com Small Gas Water Heaters - Panel Upgrade - Hot-Dry | 0.59609 | 0.453 | 0 | CBSA 2019 | 0 | 2012 | 1 | SWWH027-05 & SWWH031-04
COM-WATERHEAT-FS-PU-10A.51 | Com ¦ Com Electric Storage Water Heater (0.92 UEF - 50 Gal) - FS Future Baseline 2027 - Panel Upgrade - Hot-Dry ¦ SCG ¦ Hot-Dry | Com ¦ Com Electric Storage Water Heater (0.92 UEF - 50 Gal) - FS Future Baseline 2027 - Panel Upgrade - Hot-Dry | SCG ¦ Hot-Dry | SCG | All | Electric & Gas | Com Electric Storage Water Heater (0.92 UEF - 50 Gal) - FS Future Baseline 2027 | Efficient | 2027 | 2028 | 1 | Conventional | WaterHeat | Com - Health | Com | ROB and NEW | 0 | 1000 sqft2 of floor space | 1000 sqft served | 13 | DEER:Indoor_CFL_Ltg | 988.5495 | 0.048279 | -57.2024 | SWWH027-05 & SWWH031-04 | 210.5974 | 2024 | 126.9099 | 2024 | 0 | 0 | SWWH027-05 & SWWH031-04 | Com Small Gas Water Heaters - Panel Upgrade - Hot-Dry ¦ SCG ¦ Hot-Dry | Com Small Gas Water Heaters - Panel Upgrade - Hot-Dry | 0.52611 | 0.453 | 0 | CBSA 2019 | 96.8855 | 2012 | 1 | SWWH027-05 & SWWH031-04
COM-WATERHEAT-FS-PU-10A.52 | Com ¦ Com Electric Storage Water Heater (0.92 UEF - 50 Gal) - FS Future Baseline 2027 - Panel Upgrade - Hot-Dry ¦ SCG ¦ Hot-Dry | Com ¦ Com Electric Storage Water Heater (0.92 UEF - 50 Gal) - FS Future Baseline 2027 - Panel Upgrade - Hot-Dry | SCG ¦ Hot-Dry | SCG | All | Electric & Gas | Com Electric Storage Water Heater (0.92 UEF - 50 Gal) - FS Future Baseline 2027 | Efficient | 2027 | 2028 | 1 | Conventional | WaterHeat | Com - Lodging | Com | ROB and NEW | 0 | 1000 sqft2 of floor space | 1000 sqft served | 13 | DEER:Indoor_CFL_Ltg | 762.1504 | 0.037545 | -43.7317 | SWWH027-05 & SWWH031-04 | 132.5097 | 2024 | 79.8528 | 2024 | 0 | 0 | SWWH027-05 & SWWH031-04 | Com Small Gas Water Heaters - Panel Upgrade - Hot-Dry ¦ SCG ¦ Hot-Dry | Com Small Gas Water Heaters - Panel Upgrade - Hot-Dry | 0.73871 | 0.453 | 0 | CBSA 2019 | 311.8194 | 2012 | 1 | SWWH027-05 & SWWH031-04
COM-WATERHEAT-FS-PU-10A.53 | Com ¦ Com Electric Storage Water Heater (0.92 UEF - 50 Gal) - FS Future Baseline 2027 - Panel Upgrade - Hot-Dry ¦ SCG ¦ Hot-Dry | Com ¦ Com Electric Storage Water Heater (0.92 UEF - 50 Gal) - FS Future Baseline 2027 - Panel Upgrade - Hot-Dry | SCG ¦ Hot-Dry | SCG | All | Electric & Gas | Com Electric Storage Water Heater (0.92 UEF - 50 Gal) - FS Future Baseline 2027 | Efficient | 2027 | 2028 | 1 | Conventional | WaterHeat | Com - Office (Large) | Com | ROB and NEW | 0 | 1000 sqft2 of floor space | 1000 sqft served | 13 | DEER:Indoor_CFL_Ltg | 96.9784 | 0.0021209 | -5.7373 | SWWH027-05 & SWWH031-04 | 43.2654 | 2024 | 26.0726 | 2024 | 0 | 0 | SWWH027-05 & SWWH031-04 | Com Small Gas Water Heaters - Panel Upgrade - Hot-Dry ¦ SCG ¦ Hot-Dry | Com Small Gas Water Heaters - Panel Upgrade - Hot-Dry | 0.46177 | 0.453 | 0 | CBSA 2019 | 16.1197 | 2012 | 1 | SWWH027-05 & SWWH031-04
COM-WATERHEAT-FS-PU-10A.54 | Com ¦ Com Electric Storage Water Heater (0.92 UEF - 50 Gal) - FS Future Baseline 2027 - Panel Upgrade - Hot-Dry ¦ SCG ¦ Hot-Dry | Com ¦ Com Electric Storage Water Heater (0.92 UEF - 50 Gal) - FS Future Baseline 2027 - Panel Upgrade - Hot-Dry | SCG ¦ Hot-Dry | SCG | All | Electric & Gas | Com Electric Storage Water Heater (0.92 UEF - 50 Gal) - FS Future Baseline 2027 | Efficient | 2027 | 2028 | 1 | Conventional | WaterHeat | Com - Office (Small) | Com | ROB and NEW | 0 | 1000 sqft2 of floor space | 1000 sqft served | 13 | DEER:Indoor_CFL_Ltg | 89.3287 | 0.00031944 | -5.2869 | SWWH027-05 & SWWH031-04 | 43.2654 | 2024 | 26.0726 | 2024 | 0 | 0 | SWWH027-05 & SWWH031-04 | Com Small Gas Water Heaters - Panel Upgrade - Hot-Dry ¦ SCG ¦ Hot-Dry | Com Small Gas Water Heaters - Panel Upgrade - Hot-Dry | 0.46177 | 0.453 | 0 | CBSA 2019 | 6.3709 | 2012 | 1 | SWWH027-05 & SWWH031-04
COM-WATERHEAT-FS-PU-10A.55 | Com ¦ Com Electric Storage Water Heater (0.92 UEF - 50 Gal) - FS Future Baseline 2027 - Panel Upgrade - Hot-Dry ¦ SCG ¦ Hot-Dry | Com ¦ Com Electric Storage Water Heater (0.92 UEF - 50 Gal) - FS Future Baseline 2027 - Panel Upgrade - Hot-Dry | SCG ¦ Hot-Dry | SCG | All | Electric & Gas | Com Electric Storage Water Heater (0.92 UEF - 50 Gal) - FS Future Baseline 2027 | Efficient | 2027 | 2028 | 1 | Conventional | WaterHeat | Com - Other | Com | ROB and NEW | 0 | 1000 sqft2 of floor space | 1000 sqft served | 13 | DEER:Indoor_CFL_Ltg | 1149.0128 | 0.069492 | -66.8387 | SWWH027-05 & SWWH031-04 | 357.8287 | 2024 | 215.6343 | 2024 | 0 | 0 | SWWH027-05 & SWWH031-04 | Com Small Gas Water Heaters - Panel Upgrade - Hot-Dry ¦ SCG ¦ Hot-Dry | Com Small Gas Water Heaters - Panel Upgrade - Hot-Dry | 0.5433 | 0.453 | 0 | CBSA 2019 | 175.9005 | 2012 | 1 | SWWH027-05 & SWWH031-04
COM-WATERHEAT-FS-PU-10A.56 | Com ¦ Com Electric Storage Water Heater (0.92 UEF - 50 Gal) - FS Future Baseline 2027 - Panel Upgrade - Hot-Dry ¦ SCG ¦ Hot-Dry | Com ¦ Com Electric Storage Water Heater (0.92 UEF - 50 Gal) - FS Future Baseline 2027 - Panel Upgrade - Hot-Dry | SCG ¦ Hot-Dry | SCG | All | Electric & Gas | Com Electric Storage Water Heater (0.92 UEF - 50 Gal) - FS Future Baseline 2027 | Efficient | 2027 | 2028 | 1 | Conventional | WaterHeat | Com - Refrig. Warehouse | Com | ROB and NEW | 0 | 1000 sqft2 of floor space | 1000 sqft served | 13 | DEER:Indoor_CFL_Ltg | 98.9851 | 0.0035258 | -5.7337 | SWWH027-05 & SWWH031-04 | 20.0059 | 2024 | 12.056 | 2024 | 0 | 0 | SWWH027-05 & SWWH031-04 | Com Small Gas Water Heaters - Panel Upgrade - Hot-Dry ¦ SCG ¦ Hot-Dry | Com Small Gas Water Heaters - Panel Upgrade - Hot-Dry | 0.22621 | 0.453 | 0 | CBSA 2019 | 2.5361 | 2012 | 1 | SWWH027-05 & SWWH031-04
COM-WATERHEAT-FS-PU-10A.57 | Com ¦ Com Electric Storage Water Heater (0.92 UEF - 50 Gal) - FS Future Baseline 2027 - Panel Upgrade - Hot-Dry ¦ SCG ¦ Hot-Dry | Com ¦ Com Electric Storage Water Heater (0.92 UEF - 50 Gal) - FS Future Baseline 2027 - Panel Upgrade - Hot-Dry | SCG ¦ Hot-Dry | SCG | All | Electric & Gas | Com Electric Storage Water Heater (0.92 UEF - 50 Gal) - FS Future Baseline 2027 | Efficient | 2027 | 2028 | 1 | Conventional | WaterHeat | Com - Restaurant | Com | ROB and NEW | 0 | 1000 sqft2 of floor space | 1000 sqft served | 13 | DEER:Indoor_CFL_Ltg | 4288.5386 | 0.34036 | -255.4763 | SWWH027-05 & SWWH031-04 | 1874.2468 | 2024 | 1129.4563 | 2024 | 0 | 0 | SWWH027-05 & SWWH031-04 | Com Small Gas Water Heaters - Panel Upgrade - Hot-Dry ¦ SCG ¦ Hot-Dry | Com Small Gas Water Heaters - Panel Upgrade - Hot-Dry | 0.79319 | 0.453 | 0 | CBSA 2019 | 115.7115 | 2012 | 1 | SWWH027-05 & SWWH031-04
COM-WATERHEAT-FS-PU-10A.58 | Com ¦ Com Electric Storage Water Heater (0.92 UEF - 50 Gal) - FS Future Baseline 2027 - Panel Upgrade - Hot-Dry ¦ SCG ¦ Hot-Dry | Com ¦ Com Electric Storage Water Heater (0.92 UEF - 50 Gal) - FS Future Baseline 2027 - Panel Upgrade - Hot-Dry | SCG ¦ Hot-Dry | SCG | All | Electric & Gas | Com Electric Storage Water Heater (0.92 UEF - 50 Gal) - FS Future Baseline 2027 | Efficient | 2027 | 2028 | 1 | Conventional | WaterHeat | Com - Retail | Com | ROB and NEW | 0 | 1000 sqft2 of floor space | 1000 sqft served | 13 | DEER:Indoor_CFL_Ltg | 64.1447 | 0.0039682 | -3.7678 | SWWH027-05 & SWWH031-04 | 26.7986 | 2024 | 16.1493 | 2024 | 0 | 0 | SWWH027-05 & SWWH031-04 | Com Small Gas Water Heaters - Panel Upgrade - Hot-Dry ¦ SCG ¦ Hot-Dry | Com Small Gas Water Heaters - Panel Upgrade - Hot-Dry | 0.40063 | 0.453 | 0 | CBSA 2019 | -3.9181 | 2012 | 1 | SWWH027-05 & SWWH031-04
COM-WATERHEAT-FS-PU-10A.59 | Com ¦ Com Electric Storage Water Heater (0.92 UEF - 50 Gal) - FS Future Baseline 2027 - Panel Upgrade - Hot-Dry ¦ SCG ¦ Hot-Dry | Com ¦ Com Electric Storage Water Heater (0.92 UEF - 50 Gal) - FS Future Baseline 2027 - Panel Upgrade - Hot-Dry | SCG ¦ Hot-Dry | SCG | All | Electric & Gas | Com Electric Storage Water Heater (0.92 UEF - 50 Gal) - FS Future Baseline 2027 | Efficient | 2027 | 2028 | 1 | Conventional | WaterHeat | Com - School | Com | ROB and NEW | 0 | 1000 sqft2 of floor space | 1000 sqft served | 13 | DEER:Indoor_CFL_Ltg | 347.4846 | 0.009934 | -20.9765 | SWWH027-05 & SWWH031-04 | 220.7498 | 2024 | 133.028 | 2024 | 0 | 0 | SWWH027-05 & SWWH031-04 | Com Small Gas Water Heaters - Panel Upgrade - Hot-Dry ¦ SCG ¦ Hot-Dry | Com Small Gas Water Heaters - Panel Upgrade - Hot-Dry | 0.76922 | 0.453 | 0 | CBSA 2019 | -9.2861 | 2012 | 1 | SWWH027-05 & SWWH031-04
COM-WATERHEAT-FS-PU-10A.60 | Com ¦ Com Electric Storage Water Heater (0.92 UEF - 50 Gal) - FS Future Baseline 2027 - Panel Upgrade - Hot-Dry ¦ SCG ¦ Hot-Dry | Com ¦ Com Electric Storage Water Heater (0.92 UEF - 50 Gal) - FS Future Baseline 2027 - Panel Upgrade - Hot-Dry | SCG ¦ Hot-Dry | SCG | All | Electric & Gas | Com Electric Storage Water Heater (0.92 UEF - 50 Gal) - FS Future Baseline 2027 | Efficient | 2027 | 2028 | 1 | Conventional | WaterHeat | Com - Warehouse | Com | ROB and NEW | 0 | 1000 sqft2 of floor space | 1000 sqft served | 13 | DEER:Indoor_CFL_Ltg | 10.3036 | 0.00014993 | -0.60475 | SWWH027-05 & SWWH031-04 | 4.0012 | 2024 | 2.4112 | 2024 | 0 | 0 | SWWH027-05 & SWWH031-04 | Com Small Gas Water Heaters - Panel Upgrade - Hot-Dry ¦ SCG ¦ Hot-Dry | Com Small Gas Water Heaters - Panel Upgrade - Hot-Dry | 0.1976 | 0.453 | 0 | CBSA 2019 | -0.53892 | 2012 | 1 | SWWH027-05 & SWWH031-04
COM-WATERHEAT-FS-PU-10A.61 | Com ¦ Com Electric Storage Water Heater (0.92 UEF - 50 Gal) - FS Future Baseline 2027 - Panel Upgrade - Cold ¦ SCG ¦ Cold | Com ¦ Com Electric Storage Water Heater (0.92 UEF - 50 Gal) - FS Future Baseline 2027 - Panel Upgrade - Cold | SCG ¦ Cold | SCG | All | Electric & Gas | Com Electric Storage Water Heater (0.92 UEF - 50 Gal) - FS Future Baseline 2027 | Efficient | 2027 | 2028 | 1 | Conventional | WaterHeat | Com - College | Com | ROB and NEW | 0 | 1000 sqft2 of floor space | 1000 sqft served | 13 | DEER:Indoor_CFL_Ltg | 832.9129 | 0.040031 | -47.7223 | SWWH027-05 & SWWH031-04 | 278.0769 | 2024 | 167.5743 | 2024 | 0 | 0 | SWWH027-05 & SWWH031-04 | Com Small Gas Water Heaters - Panel Upgrade - Cold ¦ SCG ¦ Cold | Com Small Gas Water Heaters - Panel Upgrade - Cold | 0.74815 | 0.453 | 0 | CBSA 2019 | 94.5359 | 2012 | 1 | SWWH027-05 & SWWH031-04
COM-WATERHEAT-FS-PU-10A.62 | Com ¦ Com Electric Storage Water Heater (0.92 UEF - 50 Gal) - FS Future Baseline 2027 - Panel Upgrade - Cold ¦ SCG ¦ Cold | Com ¦ Com Electric Storage Water Heater (0.92 UEF - 50 Gal) - FS Future Baseline 2027 - Panel Upgrade - Cold | SCG ¦ Cold | SCG | All | Electric & Gas | Com Electric Storage Water Heater (0.92 UEF - 50 Gal) - FS Future Baseline 2027 | Efficient | 2027 | 2028 | 1 | Conventional | WaterHeat | Com - Grocery | Com | ROB and NEW | 0 | 1000 sqft2 of floor space | 1000 sqft served | 13 | DEER:Indoor_CFL_Ltg | 0 | 0 | 0 | SWWH027-05 & SWWH031-04 | 202.482 | 2024 | 123.4818 | 2024 | 0 | 0 | SWWH027-05 & SWWH031-04 | Com Small Gas Water Heaters - Panel Upgrade - Cold ¦ SCG ¦ Cold | Com Small Gas Water Heaters - Panel Upgrade - Cold | 0.59609 | 0.453 | 0 | CBSA 2019 | 0 | 2012 | 1 | SWWH027-05 & SWWH031-04
COM-WATERHEAT-FS-PU-10A.63 | Com ¦ Com Electric Storage Water Heater (0.92 UEF - 50 Gal) - FS Future Baseline 2027 - Panel Upgrade - Cold ¦ SCG ¦ Cold | Com ¦ Com Electric Storage Water Heater (0.92 UEF - 50 Gal) - FS Future Baseline 2027 - Panel Upgrade - Cold | SCG ¦ Cold | SCG | All | Electric & Gas | Com Electric Storage Water Heater (0.92 UEF - 50 Gal) - FS Future Baseline 2027 | Efficient | 2027 | 2028 | 1 | Conventional | WaterHeat | Com - Health | Com | ROB and NEW | 0 | 1000 sqft2 of floor space | 1000 sqft served | 13 | DEER:Indoor_CFL_Ltg | 2359.9184 | 0.11557 | -134.6433 | SWWH027-05 & SWWH031-04 | 421.1948 | 2024 | 253.8199 | 2024 | 0 | 0 | SWWH027-05 & SWWH031-04 | Com Small Gas Water Heaters - Panel Upgrade - Cold ¦ SCG ¦ Cold | Com Small Gas Water Heaters - Panel Upgrade - Cold | 0.52611 | 0.453 | 0 | CBSA 2019 | 225.8856 | 2012 | 1 | SWWH027-05 & SWWH031-04
COM-WATERHEAT-FS-PU-10A.64 | Com ¦ Com Electric Storage Water Heater (0.92 UEF - 50 Gal) - FS Future Baseline 2027 - Panel Upgrade - Cold ¦ SCG ¦ Cold | Com ¦ Com Electric Storage Water Heater (0.92 UEF - 50 Gal) - FS Future Baseline 2027 - Panel Upgrade - Cold | SCG ¦ Cold | SCG | All | Electric & Gas | Com Electric Storage Water Heater (0.92 UEF - 50 Gal) - FS Future Baseline 2027 | Efficient | 2027 | 2028 | 1 | Conventional | WaterHeat | Com - Lodging | Com | ROB and NEW | 0 | 1000 sqft2 of floor space | 1000 sqft served | 13 | DEER:Indoor_CFL_Ltg | 1818.319 | 0.089944 | -103.0827 | SWWH027-05 & SWWH031-04 | 265.0194 | 2024 | 159.7057 | 2024 | 0 | 0 | SWWH027-05 & SWWH031-04 | Com Small Gas Water Heaters - Panel Upgrade - Cold ¦ SCG ¦ Cold | Com Small Gas Water Heaters - Panel Upgrade - Cold | 0.73871 | 0.453 | 0 | CBSA 2019 | 731.5702 | 2012 | 1 | SWWH027-05 & SWWH031-04
COM-WATERHEAT-FS-PU-10A.65 | Com ¦ Com Electric Storage Water Heater (0.92 UEF - 50 Gal) - FS Future Baseline 2027 - Panel Upgrade - Cold ¦ SCG ¦ Cold | Com ¦ Com Electric Storage Water Heater (0.92 UEF - 50 Gal) - FS Future Baseline 2027 - Panel Upgrade - Cold | SCG ¦ Cold | SCG | All | Electric & Gas | Com Electric Storage Water Heater (0.92 UEF - 50 Gal) - FS Future Baseline 2027 | Efficient | 2027 | 2028 | 1 | Conventional | WaterHeat | Com - Office (Large) | Com | ROB and NEW | 0 | 1000 sqft2 of floor space | 1000 sqft served | 13 | DEER:Indoor_CFL_Ltg | 233.439 | 0.0050414 | -13.4487 | SWWH027-05 & SWWH031-04 | 86.5309 | 2024 | 52.1451 | 2024 | 0 | 0 | SWWH027-05 & SWWH031-04 | Com Small Gas Water Heaters - Panel Upgrade - Cold ¦ SCG ¦ Cold | Com Small Gas Water Heaters - Panel Upgrade - Cold | 0.46177 | 0.453 | 0 | CBSA 2019 | 37.178 | 2012 | 1 | SWWH027-05 & SWWH031-04
COM-WATERHEAT-FS-PU-10A.66 | Com ¦ Com Electric Storage Water Heater (0.92 UEF - 50 Gal) - FS Future Baseline 2027 - Panel Upgrade - Cold ¦ SCG ¦ Cold | Com ¦ Com Electric Storage Water Heater (0.92 UEF - 50 Gal) - FS Future Baseline 2027 - Panel Upgrade - Cold | SCG ¦ Cold | SCG | All | Electric & Gas | Com Electric Storage Water Heater (0.92 UEF - 50 Gal) - FS Future Baseline 2027 | Efficient | 2027 | 2028 | 1 | Conventional | WaterHeat | Com - Office (Small) | Com | ROB and NEW | 0 | 1000 sqft2 of floor space | 1000 sqft served | 13 | DEER:Indoor_CFL_Ltg | 214.685 | 0.00073733 | -12.3382 | SWWH027-05 & SWWH031-04 | 86.5309 | 2024 | 52.1451 | 2024 | 0 | 0 | SWWH027-05 & SWWH031-04 | Com Small Gas Water Heaters - Panel Upgrade - Cold ¦ SCG ¦ Cold | Com Small Gas Water Heaters - Panel Upgrade - Cold | 0.46177 | 0.453 | 0 | CBSA 2019 | 14.5828 | 2012 | 1 | SWWH027-05 & SWWH031-04
COM-WATERHEAT-FS-PU-10A.67 | Com ¦ Com Electric Storage Water Heater (0.92 UEF - 50 Gal) - FS Future Baseline 2027 - Panel Upgrade - Cold ¦ SCG ¦ Cold | Com ¦ Com Electric Storage Water Heater (0.92 UEF - 50 Gal) - FS Future Baseline 2027 - Panel Upgrade - Cold | SCG ¦ Cold | SCG | All | Electric & Gas | Com Electric Storage Water Heater (0.92 UEF - 50 Gal) - FS Future Baseline 2027 | Efficient | 2027 | 2028 | 1 | Conventional | WaterHeat | Com - Other | Com | ROB and NEW | 0 | 1000 sqft2 of floor space | 1000 sqft served | 13 | DEER:Indoor_CFL_Ltg | 2738.8548 | 0.16531 | -156.127 | SWWH027-05 & SWWH031-04 | 715.6574 | 2024 | 431.2686 | 2024 | 0 | 0 | SWWH027-05 & SWWH031-04 | Com Small Gas Water Heaters - Panel Upgrade - Cold ¦ SCG ¦ Cold | Com Small Gas Water Heaters - Panel Upgrade - Cold | 0.5433 | 0.453 | 0 | CBSA 2019 | 404.8196 | 2012 | 1 | SWWH027-05 & SWWH031-04
COM-WATERHEAT-FS-PU-10A.68 | Com ¦ Com Electric Storage Water Heater (0.92 UEF - 50 Gal) - FS Future Baseline 2027 - Panel Upgrade - Cold ¦ SCG ¦ Cold | Com ¦ Com Electric Storage Water Heater (0.92 UEF - 50 Gal) - FS Future Baseline 2027 - Panel Upgrade - Cold | SCG ¦ Cold | SCG | All | Electric & Gas | Com Electric Storage Water Heater (0.92 UEF - 50 Gal) - FS Future Baseline 2027 | Efficient | 2027 | 2028 | 1 | Conventional | WaterHeat | Com - Refrig. Warehouse | Com | ROB and NEW | 0 | 1000 sqft2 of floor space | 1000 sqft served | 13 | DEER:Indoor_CFL_Ltg | 239.0475 | 0.0084209 | -13.5213 | SWWH027-05 & SWWH031-04 | 40.0119 | 2024 | 24.1119 | 2024 | 0 | 0 | SWWH027-05 & SWWH031-04 | Com Small Gas Water Heaters - Panel Upgrade - Cold ¦ SCG ¦ Cold | Com Small Gas Water Heaters - Panel Upgrade - Cold | 0.22621 | 0.453 | 0 | CBSA 2019 | 5.8803 | 2012 | 1 | SWWH027-05 & SWWH031-04
COM-WATERHEAT-FS-PU-10A.69 | Com ¦ Com Electric Storage Water Heater (0.92 UEF - 50 Gal) - FS Future Baseline 2027 - Panel Upgrade - Cold ¦ SCG ¦ Cold | Com ¦ Com Electric Storage Water Heater (0.92 UEF - 50 Gal) - FS Future Baseline 2027 - Panel Upgrade - Cold | SCG ¦ Cold | SCG | All | Electric & Gas | Com Electric Storage Water Heater (0.92 UEF - 50 Gal) - FS Future Baseline 2027 | Efficient | 2027 | 2028 | 1 | Conventional | WaterHeat | Com - Restaurant | Com | ROB and NEW | 0 | 1000 sqft2 of floor space | 1000 sqft served | 13 | DEER:Indoor_CFL_Ltg | 10235.712 | 0.82304 | -595.7946 | SWWH027-05 & SWWH031-04 | 3748.4937 | 2024 | 2258.9126 | 2024 | 0 | 0 | SWWH027-05 & SWWH031-04 | Com Small Gas Water Heaters - Panel Upgrade - Cold ¦ SCG ¦ Cold | Com Small Gas Water Heaters - Panel Upgrade - Cold | 0.79319 | 0.453 | 0 | CBSA 2019 | 265.6837 | 2012 | 1 | SWWH027-05 & SWWH031-04
COM-WATERHEAT-FS-PU-10A.70 | Com ¦ Com Electric Storage Water Heater (0.92 UEF - 50 Gal) - FS Future Baseline 2027 - Panel Upgrade - Cold ¦ SCG ¦ Cold | Com ¦ Com Electric Storage Water Heater (0.92 UEF - 50 Gal) - FS Future Baseline 2027 - Panel Upgrade - Cold | SCG ¦ Cold | SCG | All | Electric & Gas | Com Electric Storage Water Heater (0.92 UEF - 50 Gal) - FS Future Baseline 2027 | Efficient | 2027 | 2028 | 1 | Conventional | WaterHeat | Com - Retail | Com | ROB and NEW | 0 | 1000 sqft2 of floor space | 1000 sqft served | 13 | DEER:Indoor_CFL_Ltg | 152.5294 | 0.0095931 | -8.8458 | SWWH027-05 & SWWH031-04 | 53.5971 | 2024 | 32.2986 | 2024 | 0 | 0 | SWWH027-05 & SWWH031-04 | Com Small Gas Water Heaters - Panel Upgrade - Cold ¦ SCG ¦ Cold | Com Small Gas Water Heaters - Panel Upgrade - Cold | 0.40063 | 0.453 | 0 | CBSA 2019 | -9.8781 | 2012 | 1 | SWWH027-05 & SWWH031-04
COM-WATERHEAT-FS-PU-10A.71 | Com ¦ Com Electric Storage Water Heater (0.92 UEF - 50 Gal) - FS Future Baseline 2027 - Panel Upgrade - Cold ¦ SCG ¦ Cold | Com ¦ Com Electric Storage Water Heater (0.92 UEF - 50 Gal) - FS Future Baseline 2027 - Panel Upgrade - Cold | SCG ¦ Cold | SCG | All | Electric & Gas | Com Electric Storage Water Heater (0.92 UEF - 50 Gal) - FS Future Baseline 2027 | Efficient | 2027 | 2028 | 1 | Conventional | WaterHeat | Com - School | Com | ROB and NEW | 0 | 1000 sqft2 of floor space | 1000 sqft served | 13 | DEER:Indoor_CFL_Ltg | 842.0672 | -0.00017287 | -49.0666 | SWWH027-05 & SWWH031-04 | 441.4996 | 2024 | 266.0559 | 2024 | 0 | 0 | SWWH027-05 & SWWH031-04 | Com Small Gas Water Heaters - Panel Upgrade - Cold ¦ SCG ¦ Cold | Com Small Gas Water Heaters - Panel Upgrade - Cold | 0.76922 | 0.453 | 0 | CBSA 2019 | -26.5386 | 2012 | 1 | SWWH027-05 & SWWH031-04
COM-WATERHEAT-FS-PU-10A.72 | Com ¦ Com Electric Storage Water Heater (0.92 UEF - 50 Gal) - FS Future Baseline 2027 - Panel Upgrade - Cold ¦ SCG ¦ Cold | Com ¦ Com Electric Storage Water Heater (0.92 UEF - 50 Gal) - FS Future Baseline 2027 - Panel Upgrade - Cold | SCG ¦ Cold | SCG | All | Electric & Gas | Com Electric Storage Water Heater (0.92 UEF - 50 Gal) - FS Future Baseline 2027 | Efficient | 2027 | 2028 | 1 | Conventional | WaterHeat | Com - Warehouse | Com | ROB and NEW | 0 | 1000 sqft2 of floor space | 1000 sqft served | 13 | DEER:Indoor_CFL_Ltg | 25.1257 | 0.0003608 | -1.4149 | SWWH027-05 & SWWH031-04 | 8.0024 | 2024 | 4.8224 | 2024 | 0 | 0 | SWWH027-05 & SWWH031-04 | Com Small Gas Water Heaters - Panel Upgrade - Cold ¦ SCG ¦ Cold | Com Small Gas Water Heaters - Panel Upgrade - Cold | 0.1976 | 0.453 | 0 | CBSA 2019 | -1.5663 | 2012 | 1 | SWWH027-05 & SWWH031-04
COM-WATERHEAT-FS-PU-10A.73 | Com ¦ Com Electric Storage Water Heater (0.92 UEF - 50 Gal) - FS Future Baseline 2027 - Panel Upgrade - Marine ¦ SDG&E ¦ Marine | Com ¦ Com Electric Storage Water Heater (0.92 UEF - 50 Gal) - FS Future Baseline 2027 - Panel Upgrade - Marine | SDG&E ¦ Marine | SDG&E | All | Electric & Gas | Com Electric Storage Water Heater (0.92 UEF - 50 Gal) - FS Future Baseline 2027 | Efficient | 2027 | 2028 | 1 | Conventional | WaterHeat | Com - College | Com | ROB and NEW | 0 | 1000 sqft2 of floor space | 1000 sqft served | 13 | DEER:Indoor_CFL_Ltg | 697.9067 | 0.079413 | -41.3329 | SWWH027-05 & SWWH031-04 | 278.0769 | 2024 | 167.5743 | 2024 | 0 | 0 | SWWH027-05 & SWWH031-04 | Com Small Gas Water Heaters - Panel Upgrade - Marine ¦ SDG&E ¦ Marine | Com Small Gas Water Heaters - Panel Upgrade - Marine | 0.74815 | 0.453 | 0 | CBSA 2019 | 83.6522 | 2012 | 1 | SWWH027-05 & SWWH031-04
COM-WATERHEAT-FS-PU-10A.74 | Com ¦ Com Electric Storage Water Heater (0.92 UEF - 50 Gal) - FS Future Baseline 2027 - Panel Upgrade - Marine ¦ SDG&E ¦ Marine | Com ¦ Com Electric Storage Water Heater (0.92 UEF - 50 Gal) - FS Future Baseline 2027 - Panel Upgrade - Marine | SDG&E ¦ Marine | SDG&E | All | Electric & Gas | Com Electric Storage Water Heater (0.92 UEF - 50 Gal) - FS Future Baseline 2027 | Efficient | 2027 | 2028 | 1 | Conventional | WaterHeat | Com - Grocery | Com | ROB and NEW | 0 | 1000 sqft2 of floor space | 1000 sqft served | 13 | DEER:Indoor_CFL_Ltg | 0 | 0 | 0 | SWWH027-05 & SWWH031-04 | 202.482 | 2024 | 123.4818 | 2024 | 0 | 0 | SWWH027-05 & SWWH031-04 | Com Small Gas Water Heaters - Panel Upgrade - Marine ¦ SDG&E ¦ Marine | Com Small Gas Water Heaters - Panel Upgrade - Marine | 0.59609 | 0.453 | 0 | CBSA 2019 | 0 | 2012 | 1 | SWWH027-05 & SWWH031-04
COM-WATERHEAT-FS-PU-10A.75 | Com ¦ Com Electric Storage Water Heater (0.92 UEF - 50 Gal) - FS Future Baseline 2027 - Panel Upgrade - Marine ¦ SDG&E ¦ Marine | Com ¦ Com Electric Storage Water Heater (0.92 UEF - 50 Gal) - FS Future Baseline 2027 - Panel Upgrade - Marine | SDG&E ¦ Marine | SDG&E | All | Electric & Gas | Com Electric Storage Water Heater (0.92 UEF - 50 Gal) - FS Future Baseline 2027 | Efficient | 2027 | 2028 | 1 | Conventional | WaterHeat | Com - Health | Com | ROB and NEW | 0 | 1000 sqft2 of floor space | 1000 sqft served | 13 | DEER:Indoor_CFL_Ltg | 2005.2026 | 0.10668 | -116.8071 | SWWH027-05 & SWWH031-04 | 421.1948 | 2024 | 253.8199 | 2024 | 0 | 0 | SWWH027-05 & SWWH031-04 | Com Small Gas Water Heaters - Panel Upgrade - Marine ¦ SDG&E ¦ Marine | Com Small Gas Water Heaters - Panel Upgrade - Marine | 0.52611 | 0.453 | 0 | CBSA 2019 | 198.7174 | 2012 | 1 | SWWH027-05 & SWWH031-04
COM-WATERHEAT-FS-PU-10A.76 | Com ¦ Com Electric Storage Water Heater (0.92 UEF - 50 Gal) - FS Future Baseline 2027 - Panel Upgrade - Marine ¦ SDG&E ¦ Marine | Com ¦ Com Electric Storage Water Heater (0.92 UEF - 50 Gal) - FS Future Baseline 2027 - Panel Upgrade - Marine | SDG&E ¦ Marine | SDG&E | All | Electric & Gas | Com Electric Storage Water Heater (0.92 UEF - 50 Gal) - FS Future Baseline 2027 | Efficient | 2027 | 2028 | 1 | Conventional | WaterHeat | Com - Lodging | Com | ROB and NEW | 0 | 1000 sqft2 of floor space | 1000 sqft served | 13 | DEER:Indoor_CFL_Ltg | 1545.9204 | 0.082977 | -89.3185 | SWWH027-05 & SWWH031-04 | 265.0194 | 2024 | 159.7057 | 2024 | 0 | 0 | SWWH027-05 & SWWH031-04 | Com Small Gas Water Heaters - Panel Upgrade - Marine ¦ SDG&E ¦ Marine | Com Small Gas Water Heaters - Panel Upgrade - Marine | 0.73871 | 0.453 | 0 | CBSA 2019 | 638.5549 | 2012 | 1 | SWWH027-05 & SWWH031-04
COM-WATERHEAT-FS-PU-10A.77 | Com ¦ Com Electric Storage Water Heater (0.92 UEF - 50 Gal) - FS Future Baseline 2027 - Panel Upgrade - Marine ¦ SDG&E ¦ Marine | Com ¦ Com Electric Storage Water Heater (0.92 UEF - 50 Gal) - FS Future Baseline 2027 - Panel Upgrade - Marine | SDG&E ¦ Marine | SDG&E | All | Electric & Gas | Com Electric Storage Water Heater (0.92 UEF - 50 Gal) - FS Future Baseline 2027 | Efficient | 2027 | 2028 | 1 | Conventional | WaterHeat | Com - Office (Large) | Com | ROB and NEW | 0 | 1000 sqft2 of floor space | 1000 sqft served | 13 | DEER:Indoor_CFL_Ltg | 196.6712 | 0.0047083 | -11.6966 | SWWH027-05 & SWWH031-04 | 86.5309 | 2024 | 52.1451 | 2024 | 0 | 0 | SWWH027-05 & SWWH031-04 | Com Small Gas Water Heaters - Panel Upgrade - Marine ¦ SDG&E ¦ Marine | Com Small Gas Water Heaters - Panel Upgrade - Marine | 0.46177 | 0.453 | 0 | CBSA 2019 | 32.9668 | 2012 | 1 | SWWH027-05 & SWWH031-04
COM-WATERHEAT-FS-PU-10A.78 | Com ¦ Com Electric Storage Water Heater (0.92 UEF - 50 Gal) - FS Future Baseline 2027 - Panel Upgrade - Marine ¦ SDG&E ¦ Marine | Com ¦ Com Electric Storage Water Heater (0.92 UEF - 50 Gal) - FS Future Baseline 2027 - Panel Upgrade - Marine | SDG&E ¦ Marine | SDG&E | All | Electric & Gas | Com Electric Storage Water Heater (0.92 UEF - 50 Gal) - FS Future Baseline 2027 | Efficient | 2027 | 2028 | 1 | Conventional | WaterHeat | Com - Office (Small) | Com | ROB and NEW | 0 | 1000 sqft2 of floor space | 1000 sqft served | 13 | DEER:Indoor_CFL_Ltg | 180.7549 | 0.00072623 | -10.7836 | SWWH027-05 & SWWH031-04 | 86.5309 | 2024 | 52.1451 | 2024 | 0 | 0 | SWWH027-05 & SWWH031-04 | Com Small Gas Water Heaters - Panel Upgrade - Marine ¦ SDG&E ¦ Marine | Com Small Gas Water Heaters - Panel Upgrade - Marine | 0.46177 | 0.453 | 0 | CBSA 2019 | 13.0608 | 2012 | 1 | SWWH027-05 & SWWH031-04
COM-WATERHEAT-FS-PU-10A.79 | Com ¦ Com Electric Storage Water Heater (0.92 UEF - 50 Gal) - FS Future Baseline 2027 - Panel Upgrade - Marine ¦ SDG&E ¦ Marine | Com ¦ Com Electric Storage Water Heater (0.92 UEF - 50 Gal) - FS Future Baseline 2027 - Panel Upgrade - Marine | SDG&E ¦ Marine | SDG&E | All | Electric & Gas | Com Electric Storage Water Heater (0.92 UEF - 50 Gal) - FS Future Baseline 2027 | Efficient | 2027 | 2028 | 1 | Conventional | WaterHeat | Com - Other | Com | ROB and NEW | 0 | 1000 sqft2 of floor space | 1000 sqft served | 13 | DEER:Indoor_CFL_Ltg | 2326.5979 | 0.15368 | -135.7182 | SWWH027-05 & SWWH031-04 | 715.6574 | 2024 | 431.2686 | 2024 | 0 | 0 | SWWH027-05 & SWWH031-04 | Com Small Gas Water Heaters - Panel Upgrade - Marine ¦ SDG&E ¦ Marine | Com Small Gas Water Heaters - Panel Upgrade - Marine | 0.5433 | 0.453 | 0 | CBSA 2019 | 357.8911 | 2012 | 1 | SWWH027-05 & SWWH031-04
COM-WATERHEAT-FS-PU-10A.80 | Com ¦ Com Electric Storage Water Heater (0.92 UEF - 50 Gal) - FS Future Baseline 2027 - Panel Upgrade - Marine ¦ SDG&E ¦ Marine | Com ¦ Com Electric Storage Water Heater (0.92 UEF - 50 Gal) - FS Future Baseline 2027 - Panel Upgrade - Marine | SDG&E ¦ Marine | SDG&E | All | Electric & Gas | Com Electric Storage Water Heater (0.92 UEF - 50 Gal) - FS Future Baseline 2027 | Efficient | 2027 | 2028 | 1 | Conventional | WaterHeat | Com - Refrig. Warehouse | Com | ROB and NEW | 0 | 1000 sqft2 of floor space | 1000 sqft served | 13 | DEER:Indoor_CFL_Ltg | 200.5945 | 0.0078047 | -11.6956 | SWWH027-05 & SWWH031-04 | 40.0119 | 2024 | 24.1119 | 2024 | 0 | 0 | SWWH027-05 & SWWH031-04 | Com Small Gas Water Heaters - Panel Upgrade - Marine ¦ SDG&E ¦ Marine | Com Small Gas Water Heaters - Panel Upgrade - Marine | 0.22621 | 0.453 | 0 | CBSA 2019 | 5.1967 | 2012 | 1 | SWWH027-05 & SWWH031-04
COM-WATERHEAT-FS-PU-10A.81 | Com ¦ Com Electric Storage Water Heater (0.92 UEF - 50 Gal) - FS Future Baseline 2027 - Panel Upgrade - Marine ¦ SDG&E ¦ Marine | Com ¦ Com Electric Storage Water Heater (0.92 UEF - 50 Gal) - FS Future Baseline 2027 - Panel Upgrade - Marine | SDG&E ¦ Marine | SDG&E | All | Electric & Gas | Com Electric Storage Water Heater (0.92 UEF - 50 Gal) - FS Future Baseline 2027 | Efficient | 2027 | 2028 | 1 | Conventional | WaterHeat | Com - Restaurant | Com | ROB and NEW | 0 | 1000 sqft2 of floor space | 1000 sqft served | 13 | DEER:Indoor_CFL_Ltg | 8689.7918 | 0.76296 | -521.0607 | SWWH027-05 & SWWH031-04 | 3748.4937 | 2024 | 2258.9126 | 2024 | 0 | 0 | SWWH027-05 & SWWH031-04 | Com Small Gas Water Heaters - Panel Upgrade - Marine ¦ SDG&E ¦ Marine | Com Small Gas Water Heaters - Panel Upgrade - Marine | 0.79319 | 0.453 | 0 | CBSA 2019 | 237.0134 | 2012 | 1 | SWWH027-05 & SWWH031-04
COM-WATERHEAT-FS-PU-10A.82 | Com ¦ Com Electric Storage Water Heater (0.92 UEF - 50 Gal) - FS Future Baseline 2027 - Panel Upgrade - Marine ¦ SDG&E ¦ Marine | Com ¦ Com Electric Storage Water Heater (0.92 UEF - 50 Gal) - FS Future Baseline 2027 - Panel Upgrade - Marine | SDG&E ¦ Marine | SDG&E | All | Electric & Gas | Com Electric Storage Water Heater (0.92 UEF - 50 Gal) - FS Future Baseline 2027 | Efficient | 2027 | 2028 | 1 | Conventional | WaterHeat | Com - Retail | Com | ROB and NEW | 0 | 1000 sqft2 of floor space | 1000 sqft served | 13 | DEER:Indoor_CFL_Ltg | 129.8147 | 0.0089031 | -7.6889 | SWWH027-05 & SWWH031-04 | 53.5971 | 2024 | 32.2986 | 2024 | 0 | 0 | SWWH027-05 & SWWH031-04 | Com Small Gas Water Heaters - Panel Upgrade - Marine ¦ SDG&E ¦ Marine | Com Small Gas Water Heaters - Panel Upgrade - Marine | 0.40063 | 0.453 | 0 | CBSA 2019 | -7.6145 | 2012 | 1 | SWWH027-05 & SWWH031-04
COM-WATERHEAT-FS-PU-10A.83 | Com ¦ Com Electric Storage Water Heater (0.92 UEF - 50 Gal) - FS Future Baseline 2027 - Panel Upgrade - Marine ¦ SDG&E ¦ Marine | Com ¦ Com Electric Storage Water Heater (0.92 UEF - 50 Gal) - FS Future Baseline 2027 - Panel Upgrade - Marine | SDG&E ¦ Marine | SDG&E | All | Electric & Gas | Com Electric Storage Water Heater (0.92 UEF - 50 Gal) - FS Future Baseline 2027 | Efficient | 2027 | 2028 | 1 | Conventional | WaterHeat | Com - School | Com | ROB and NEW | 0 | 1000 sqft2 of floor space | 1000 sqft served | 13 | DEER:Indoor_CFL_Ltg | 701.211 | 0.022512 | -42.6454 | SWWH027-05 & SWWH031-04 | 441.4996 | 2024 | 266.0559 | 2024 | 0 | 0 | SWWH027-05 & SWWH031-04 | Com Small Gas Water Heaters - Panel Upgrade - Marine ¦ SDG&E ¦ Marine | Com Small Gas Water Heaters - Panel Upgrade - Marine | 0.76922 | 0.453 | 0 | CBSA 2019 | -18.0178 | 2012 | 1 | SWWH027-05 & SWWH031-04
COM-WATERHEAT-FS-PU-10A.84 | Com ¦ Com Electric Storage Water Heater (0.92 UEF - 50 Gal) - FS Future Baseline 2027 - Panel Upgrade - Marine ¦ SDG&E ¦ Marine | Com ¦ Com Electric Storage Water Heater (0.92 UEF - 50 Gal) - FS Future Baseline 2027 - Panel Upgrade - Marine | SDG&E ¦ Marine | SDG&E | All | Electric & Gas | Com Electric Storage Water Heater (0.92 UEF - 50 Gal) - FS Future Baseline 2027 | Efficient | 2027 | 2028 | 1 | Conventional | WaterHeat | Com - Warehouse | Com | ROB and NEW | 0 | 1000 sqft2 of floor space | 1000 sqft served | 13 | DEER:Indoor_CFL_Ltg | 20.9723 | 0.00033957 | -1.2323 | SWWH027-05 & SWWH031-04 | 8.0024 | 2024 | 4.8224 | 2024 | 0 | 0 | SWWH027-05 & SWWH031-04 | Com Small Gas Water Heaters - Panel Upgrade - Marine ¦ SDG&E ¦ Marine | Com Small Gas Water Heaters - Panel Upgrade - Marine | 0.1976 | 0.453 | 0 | CBSA 2019 | -1.0911 | 2012 | 1 | SWWH027-05 & SWWH031-04
COM-WATERHEAT-FS-PU-10A.85 | Com ¦ Com Electric Storage Water Heater (0.92 UEF - 50 Gal) - FS Future Baseline 2027 - Panel Upgrade - Hot-Dry ¦ SDG&E ¦ Hot-Dry | Com ¦ Com Electric Storage Water Heater (0.92 UEF - 50 Gal) - FS Future Baseline 2027 - Panel Upgrade - Hot-Dry | SDG&E ¦ Hot-Dry | SDG&E | All | Electric & Gas | Com Electric Storage Water Heater (0.92 UEF - 50 Gal) - FS Future Baseline 2027 | Efficient | 2027 | 2028 | 1 | Conventional | WaterHeat | Com - College | Com | ROB and NEW | 0 | 1000 sqft2 of floor space | 1000 sqft served | 13 | DEER:Indoor_CFL_Ltg | 348.0774 | 0.04042 | -20.6539 | SWWH027-05 & SWWH031-04 | 139.0384 | 2024 | 83.7872 | 2024 | 0 | 0 | SWWH027-05 & SWWH031-04 | Com Small Gas Water Heaters - Panel Upgrade - Hot-Dry ¦ SDG&E ¦ Hot-Dry | Com Small Gas Water Heaters - Panel Upgrade - Hot-Dry | 0.74815 | 0.453 | 0 | CBSA 2019 | 41.8509 | 2012 | 1 | SWWH027-05 & SWWH031-04
COM-WATERHEAT-FS-PU-10A.86 | Com ¦ Com Electric Storage Water Heater (0.92 UEF - 50 Gal) - FS Future Baseline 2027 - Panel Upgrade - Hot-Dry ¦ SDG&E ¦ Hot-Dry | Com ¦ Com Electric Storage Water Heater (0.92 UEF - 50 Gal) - FS Future Baseline 2027 - Panel Upgrade - Hot-Dry | SDG&E ¦ Hot-Dry | SDG&E | All | Electric & Gas | Com Electric Storage Water Heater (0.92 UEF - 50 Gal) - FS Future Baseline 2027 | Efficient | 2027 | 2028 | 1 | Conventional | WaterHeat | Com - Grocery | Com | ROB and NEW | 0 | 1000 sqft2 of floor space | 1000 sqft served | 13 | DEER:Indoor_CFL_Ltg | 0 | 0 | 0 | SWWH027-05 & SWWH031-04 | 101.241 | 2024 | 61.7409 | 2024 | 0 | 0 | SWWH027-05 & SWWH031-04 | Com Small Gas Water Heaters - Panel Upgrade - Hot-Dry ¦ SDG&E ¦ Hot-Dry | Com Small Gas Water Heaters - Panel Upgrade - Hot-Dry | 0.59609 | 0.453 | 0 | CBSA 2019 | 0 | 2012 | 1 | SWWH027-05 & SWWH031-04
COM-WATERHEAT-FS-PU-10A.87 | Com ¦ Com Electric Storage Water Heater (0.92 UEF - 50 Gal) - FS Future Baseline 2027 - Panel Upgrade - Hot-Dry ¦ SDG&E ¦ Hot-Dry | Com ¦ Com Electric Storage Water Heater (0.92 UEF - 50 Gal) - FS Future Baseline 2027 - Panel Upgrade - Hot-Dry | SDG&E ¦ Hot-Dry | SDG&E | All | Electric & Gas | Com Electric Storage Water Heater (0.92 UEF - 50 Gal) - FS Future Baseline 2027 | Efficient | 2027 | 2028 | 1 | Conventional | WaterHeat | Com - Health | Com | ROB and NEW | 0 | 1000 sqft2 of floor space | 1000 sqft served | 13 | DEER:Indoor_CFL_Ltg | 999.5244 | 0.054215 | -58.2308 | SWWH027-05 & SWWH031-04 | 210.5974 | 2024 | 126.9099 | 2024 | 0 | 0 | SWWH027-05 & SWWH031-04 | Com Small Gas Water Heaters - Panel Upgrade - Hot-Dry ¦ SDG&E ¦ Hot-Dry | Com Small Gas Water Heaters - Panel Upgrade - Hot-Dry | 0.52611 | 0.453 | 0 | CBSA 2019 | 99.072 | 2012 | 1 | SWWH027-05 & SWWH031-04
COM-WATERHEAT-FS-PU-10A.88 | Com ¦ Com Electric Storage Water Heater (0.92 UEF - 50 Gal) - FS Future Baseline 2027 - Panel Upgrade - Hot-Dry ¦ SDG&E ¦ Hot-Dry | Com ¦ Com Electric Storage Water Heater (0.92 UEF - 50 Gal) - FS Future Baseline 2027 - Panel Upgrade - Hot-Dry | SDG&E ¦ Hot-Dry | SDG&E | All | Electric & Gas | Com Electric Storage Water Heater (0.92 UEF - 50 Gal) - FS Future Baseline 2027 | Efficient | 2027 | 2028 | 1 | Conventional | WaterHeat | Com - Lodging | Com | ROB and NEW | 0 | 1000 sqft2 of floor space | 1000 sqft served | 13 | DEER:Indoor_CFL_Ltg | 769.9944 | 0.042162 | -44.476 | SWWH027-05 & SWWH031-04 | 132.5097 | 2024 | 79.8528 | 2024 | 0 | 0 | SWWH027-05 & SWWH031-04 | Com Small Gas Water Heaters - Panel Upgrade - Hot-Dry ¦ SDG&E ¦ Hot-Dry | Com Small Gas Water Heaters - Panel Upgrade - Hot-Dry | 0.73871 | 0.453 | 0 | CBSA 2019 | 317.9352 | 2012 | 1 | SWWH027-05 & SWWH031-04
COM-WATERHEAT-FS-PU-10A.89 | Com ¦ Com Electric Storage Water Heater (0.92 UEF - 50 Gal) - FS Future Baseline 2027 - Panel Upgrade - Hot-Dry ¦ SDG&E ¦ Hot-Dry | Com ¦ Com Electric Storage Water Heater (0.92 UEF - 50 Gal) - FS Future Baseline 2027 - Panel Upgrade - Hot-Dry | SDG&E ¦ Hot-Dry | SDG&E | All | Electric & Gas | Com Electric Storage Water Heater (0.92 UEF - 50 Gal) - FS Future Baseline 2027 | Efficient | 2027 | 2028 | 1 | Conventional | WaterHeat | Com - Office (Large) | Com | ROB and NEW | 0 | 1000 sqft2 of floor space | 1000 sqft served | 13 | DEER:Indoor_CFL_Ltg | 97.9037 | 0.0023874 | -5.8298 | SWWH027-05 & SWWH031-04 | 43.2654 | 2024 | 26.0726 | 2024 | 0 | 0 | SWWH027-05 & SWWH031-04 | Com Small Gas Water Heaters - Panel Upgrade - Hot-Dry ¦ SDG&E ¦ Hot-Dry | Com Small Gas Water Heaters - Panel Upgrade - Hot-Dry | 0.46177 | 0.453 | 0 | CBSA 2019 | 16.4432 | 2012 | 1 | SWWH027-05 & SWWH031-04
COM-WATERHEAT-FS-PU-10A.90 | Com ¦ Com Electric Storage Water Heater (0.92 UEF - 50 Gal) - FS Future Baseline 2027 - Panel Upgrade - Hot-Dry ¦ SDG&E ¦ Hot-Dry | Com ¦ Com Electric Storage Water Heater (0.92 UEF - 50 Gal) - FS Future Baseline 2027 - Panel Upgrade - Hot-Dry | SDG&E ¦ Hot-Dry | SDG&E | All | Electric & Gas | Com Electric Storage Water Heater (0.92 UEF - 50 Gal) - FS Future Baseline 2027 | Efficient | 2027 | 2028 | 1 | Conventional | WaterHeat | Com - Office (Small) | Com | ROB and NEW | 0 | 1000 sqft2 of floor space | 1000 sqft served | 13 | DEER:Indoor_CFL_Ltg | 90.3157 | 0.0003683 | -5.3795 | SWWH027-05 & SWWH031-04 | 43.2654 | 2024 | 26.0726 | 2024 | 0 | 0 | SWWH027-05 & SWWH031-04 | Com Small Gas Water Heaters - Panel Upgrade - Hot-Dry ¦ SDG&E ¦ Hot-Dry | Com Small Gas Water Heaters - Panel Upgrade - Hot-Dry | 0.46177 | 0.453 | 0 | CBSA 2019 | 6.5088 | 2012 | 1 | SWWH027-05 & SWWH031-04
COM-WATERHEAT-FS-PU-10A.91 | Com ¦ Com Electric Storage Water Heater (0.92 UEF - 50 Gal) - FS Future Baseline 2027 - Panel Upgrade - Hot-Dry ¦ SDG&E ¦ Hot-Dry | Com ¦ Com Electric Storage Water Heater (0.92 UEF - 50 Gal) - FS Future Baseline 2027 - Panel Upgrade - Hot-Dry | SDG&E ¦ Hot-Dry | SDG&E | All | Electric & Gas | Com Electric Storage Water Heater (0.92 UEF - 50 Gal) - FS Future Baseline 2027 | Efficient | 2027 | 2028 | 1 | Conventional | WaterHeat | Com - Other | Com | ROB and NEW | 0 | 1000 sqft2 of floor space | 1000 sqft served | 13 | DEER:Indoor_CFL_Ltg | 1160.2377 | 0.078063 | -67.8591 | SWWH027-05 & SWWH031-04 | 357.8287 | 2024 | 215.6343 | 2024 | 0 | 0 | SWWH027-05 & SWWH031-04 | Com Small Gas Water Heaters - Panel Upgrade - Hot-Dry ¦ SDG&E ¦ Hot-Dry | Com Small Gas Water Heaters - Panel Upgrade - Hot-Dry | 0.5433 | 0.453 | 0 | CBSA 2019 | 179.2836 | 2012 | 1 | SWWH027-05 & SWWH031-04
COM-WATERHEAT-FS-PU-10A.92 | Com ¦ Com Electric Storage Water Heater (0.92 UEF - 50 Gal) - FS Future Baseline 2027 - Panel Upgrade - Hot-Dry ¦ SDG&E ¦ Hot-Dry | Com ¦ Com Electric Storage Water Heater (0.92 UEF - 50 Gal) - FS Future Baseline 2027 - Panel Upgrade - Hot-Dry | SDG&E ¦ Hot-Dry | SDG&E | All | Electric & Gas | Com Electric Storage Water Heater (0.92 UEF - 50 Gal) - FS Future Baseline 2027 | Efficient | 2027 | 2028 | 1 | Conventional | WaterHeat | Com - Refrig. Warehouse | Com | ROB and NEW | 0 | 1000 sqft2 of floor space | 1000 sqft served | 13 | DEER:Indoor_CFL_Ltg | 100.2973 | 0.0039708 | -5.8478 | SWWH027-05 & SWWH031-04 | 20.0059 | 2024 | 12.056 | 2024 | 0 | 0 | SWWH027-05 & SWWH031-04 | Com Small Gas Water Heaters - Panel Upgrade - Hot-Dry ¦ SDG&E ¦ Hot-Dry | Com Small Gas Water Heaters - Panel Upgrade - Hot-Dry | 0.22621 | 0.453 | 0 | CBSA 2019 | 2.5983 | 2012 | 1 | SWWH027-05 & SWWH031-04
COM-WATERHEAT-FS-PU-10A.93 | Com ¦ Com Electric Storage Water Heater (0.92 UEF - 50 Gal) - FS Future Baseline 2027 - Panel Upgrade - Hot-Dry ¦ SDG&E ¦ Hot-Dry | Com ¦ Com Electric Storage Water Heater (0.92 UEF - 50 Gal) - FS Future Baseline 2027 - Panel Upgrade - Hot-Dry | SDG&E ¦ Hot-Dry | SDG&E | All | Electric & Gas | Com Electric Storage Water Heater (0.92 UEF - 50 Gal) - FS Future Baseline 2027 | Efficient | 2027 | 2028 | 1 | Conventional | WaterHeat | Com - Restaurant | Com | ROB and NEW | 0 | 1000 sqft2 of floor space | 1000 sqft served | 13 | DEER:Indoor_CFL_Ltg | 4338.371 | 0.38629 | -259.9959 | SWWH027-05 & SWWH031-04 | 1874.2468 | 2024 | 1129.4563 | 2024 | 0 | 0 | SWWH027-05 & SWWH031-04 | Com Small Gas Water Heaters - Panel Upgrade - Hot-Dry ¦ SDG&E ¦ Hot-Dry | Com Small Gas Water Heaters - Panel Upgrade - Hot-Dry | 0.79319 | 0.453 | 0 | CBSA 2019 | 118.2211 | 2012 | 1 | SWWH027-05 & SWWH031-04
COM-WATERHEAT-FS-PU-10A.94 | Com ¦ Com Electric Storage Water Heater (0.92 UEF - 50 Gal) - FS Future Baseline 2027 - Panel Upgrade - Hot-Dry ¦ SDG&E ¦ Hot-Dry | Com ¦ Com Electric Storage Water Heater (0.92 UEF - 50 Gal) - FS Future Baseline 2027 - Panel Upgrade - Hot-Dry | SDG&E ¦ Hot-Dry | SDG&E | All | Electric & Gas | Com Electric Storage Water Heater (0.92 UEF - 50 Gal) - FS Future Baseline 2027 | Efficient | 2027 | 2028 | 1 | Conventional | WaterHeat | Com - Retail | Com | ROB and NEW | 0 | 1000 sqft2 of floor space | 1000 sqft served | 13 | DEER:Indoor_CFL_Ltg | 64.8169 | 0.004525 | -3.8351 | SWWH027-05 & SWWH031-04 | 26.7986 | 2024 | 16.1493 | 2024 | 0 | 0 | SWWH027-05 & SWWH031-04 | Com Small Gas Water Heaters - Panel Upgrade - Hot-Dry ¦ SDG&E ¦ Hot-Dry | Com Small Gas Water Heaters - Panel Upgrade - Hot-Dry | 0.40063 | 0.453 | 0 | CBSA 2019 | -3.8217 | 2012 | 1 | SWWH027-05 & SWWH031-04
COM-WATERHEAT-FS-PU-10A.95 | Com ¦ Com Electric Storage Water Heater (0.92 UEF - 50 Gal) - FS Future Baseline 2027 - Panel Upgrade - Hot-Dry ¦ SDG&E ¦ Hot-Dry | Com ¦ Com Electric Storage Water Heater (0.92 UEF - 50 Gal) - FS Future Baseline 2027 - Panel Upgrade - Hot-Dry | SDG&E ¦ Hot-Dry | SDG&E | All | Electric & Gas | Com Electric Storage Water Heater (0.92 UEF - 50 Gal) - FS Future Baseline 2027 | Efficient | 2027 | 2028 | 1 | Conventional | WaterHeat | Com - School | Com | ROB and NEW | 0 | 1000 sqft2 of floor space | 1000 sqft served | 13 | DEER:Indoor_CFL_Ltg | 348.8247 | 0.011345 | -21.2283 | SWWH027-05 & SWWH031-04 | 220.7498 | 2024 | 133.028 | 2024 | 0 | 0 | SWWH027-05 & SWWH031-04 | Com Small Gas Water Heaters - Panel Upgrade - Hot-Dry ¦ SDG&E ¦ Hot-Dry | Com Small Gas Water Heaters - Panel Upgrade - Hot-Dry | 0.76922 | 0.453 | 0 | CBSA 2019 | -8.9315 | 2012 | 1 | SWWH027-05 & SWWH031-04
COM-WATERHEAT-FS-PU-10A.96 | Com ¦ Com Electric Storage Water Heater (0.92 UEF - 50 Gal) - FS Future Baseline 2027 - Panel Upgrade - Hot-Dry ¦ SDG&E ¦ Hot-Dry | Com ¦ Com Electric Storage Water Heater (0.92 UEF - 50 Gal) - FS Future Baseline 2027 - Panel Upgrade - Hot-Dry | SDG&E ¦ Hot-Dry | SDG&E | All | Electric & Gas | Com Electric Storage Water Heater (0.92 UEF - 50 Gal) - FS Future Baseline 2027 | Efficient | 2027 | 2028 | 1 | Conventional | WaterHeat | Com - Warehouse | Com | ROB and NEW | 0 | 1000 sqft2 of floor space | 1000 sqft served | 13 | DEER:Indoor_CFL_Ltg | 10.4519 | 0.00017116 | -0.61616 | SWWH027-05 & SWWH031-04 | 4.0012 | 2024 | 2.4112 | 2024 | 0 | 0 | SWWH027-05 & SWWH031-04 | Com Small Gas Water Heaters - Panel Upgrade - Hot-Dry ¦ SDG&E ¦ Hot-Dry | Com Small Gas Water Heaters - Panel Upgrade - Hot-Dry | 0.1976 | 0.453 | 0 | CBSA 2019 | -0.53528 | 2012 | 1 | SWWH027-05 & SWWH031-04
COM-WATERHEAT-FS-PU-10B.1 | Com ¦ Com Electric Storage Water Heater (0.92 UEF - 50 Gal) - FS Future Baseline 2028 - Panel Upgrade - Marine ¦ PG&E ¦ Marine | Com ¦ Com Electric Storage Water Heater (0.92 UEF - 50 Gal) - FS Future Baseline 2028 - Panel Upgrade - Marine | PG&E ¦ Marine | PG&E | All | Electric & Gas | Com Electric Storage Water Heater (0.92 UEF - 50 Gal) - FS Future Baseline 2028 | Efficient | 2028 | 2029 | 1 | Conventional | WaterHeat | Com - College | Com | ROB and NEW | 0 | 1000 sqft2 of floor space | 1000 sqft served | 13 | DEER:Indoor_CFL_Ltg | 758.5881 | 0.041458 | -44.7133 | SWWH027-05 & SWWH031-04 | 156.0708 | 2024 | 93.17 | 2024 | 0 | 0 | SWWH027-05 & SWWH031-04 | Com Small Gas Water Heaters - Panel Upgrade - Marine ¦ PG&E ¦ Marine | Com Small Gas Water Heaters - Panel Upgrade - Marine | 0.74815 | 0.453 | 0 | CBSA 2019 | 90.2217 | 2012 | 1 | SWWH027-05 & SWWH031-04
COM-WATERHEAT-FS-PU-10B.2 | Com ¦ Com Electric Storage Water Heater (0.92 UEF - 50 Gal) - FS Future Baseline 2028 - Panel Upgrade - Marine ¦ PG&E ¦ Marine | Com ¦ Com Electric Storage Water Heater (0.92 UEF - 50 Gal) - FS Future Baseline 2028 - Panel Upgrade - Marine | PG&E ¦ Marine | PG&E | All | Electric & Gas | Com Electric Storage Water Heater (0.92 UEF - 50 Gal) - FS Future Baseline 2028 | Efficient | 2028 | 2029 | 1 | Conventional | WaterHeat | Com - Grocery | Com | ROB and NEW | 0 | 1000 sqft2 of floor space | 1000 sqft served | 13 | DEER:Indoor_CFL_Ltg | 0 | 0 | 0 | SWWH027-05 & SWWH031-04 | 101.241 | 2024 | 61.7409 | 2024 | 0 | 0 | SWWH027-05 & SWWH031-04 | Com Small Gas Water Heaters - Panel Upgrade - Marine ¦ PG&E ¦ Marine | Com Small Gas Water Heaters - Panel Upgrade - Marine | 0.59609 | 0.453 | 0 | CBSA 2019 | 0 | 2012 | 1 | SWWH027-05 & SWWH031-04
COM-WATERHEAT-FS-PU-10B.3 | Com ¦ Com Electric Storage Water Heater (0.92 UEF - 50 Gal) - FS Future Baseline 2028 - Panel Upgrade - Marine ¦ PG&E ¦ Marine | Com ¦ Com Electric Storage Water Heater (0.92 UEF - 50 Gal) - FS Future Baseline 2028 - Panel Upgrade - Marine | PG&E ¦ Marine | PG&E | All | Electric & Gas | Com Electric Storage Water Heater (0.92 UEF - 50 Gal) - FS Future Baseline 2028 | Efficient | 2028 | 2029 | 1 | Conventional | WaterHeat | Com - Health | Com | ROB and NEW | 0 | 1000 sqft2 of floor space | 1000 sqft served | 13 | DEER:Indoor_CFL_Ltg | 2174.4981 | 0.12025 | -126.3258 | SWWH027-05 & SWWH031-04 | 236.3958 | 2024 | 141.1219 | 2024 | 0 | 0 | SWWH027-05 & SWWH031-04 | Com Small Gas Water Heaters - Panel Upgrade - Marine ¦ PG&E ¦ Marine | Com Small Gas Water Heaters - Panel Upgrade - Marine | 0.52611 | 0.453 | 0 | CBSA 2019 | 214.5254 | 2012 | 1 | SWWH027-05 & SWWH031-04
COM-WATERHEAT-FS-PU-10B.4 | Com ¦ Com Electric Storage Water Heater (0.92 UEF - 50 Gal) - FS Future Baseline 2028 - Panel Upgrade - Marine ¦ PG&E ¦ Marine | Com ¦ Com Electric Storage Water Heater (0.92 UEF - 50 Gal) - FS Future Baseline 2028 - Panel Upgrade - Marine | PG&E ¦ Marine | PG&E | All | Electric & Gas | Com Electric Storage Water Heater (0.92 UEF - 50 Gal) - FS Future Baseline 2028 | Efficient | 2028 | 2029 | 1 | Conventional | WaterHeat | Com - Lodging | Com | ROB and NEW | 0 | 1000 sqft2 of floor space | 1000 sqft served | 13 | DEER:Indoor_CFL_Ltg | 1678.3409 | 0.093503 | -96.7617 | SWWH027-05 & SWWH031-04 | 148.7423 | 2024 | 88.7951 | 2024 | 0 | 0 | SWWH027-05 & SWWH031-04 | Com Small Gas Water Heaters - Panel Upgrade - Marine ¦ PG&E ¦ Marine | Com Small Gas Water Heaters - Panel Upgrade - Marine | 0.73871 | 0.453 | 0 | CBSA 2019 | 691.2012 | 2012 | 1 | SWWH027-05 & SWWH031-04
COM-WATERHEAT-FS-PU-10B.5 | Com ¦ Com Electric Storage Water Heater (0.92 UEF - 50 Gal) - FS Future Baseline 2028 - Panel Upgrade - Marine ¦ PG&E ¦ Marine | Com ¦ Com Electric Storage Water Heater (0.92 UEF - 50 Gal) - FS Future Baseline 2028 - Panel Upgrade - Marine | PG&E ¦ Marine | PG&E | All | Electric & Gas | Com Electric Storage Water Heater (0.92 UEF - 50 Gal) - FS Future Baseline 2028 | Efficient | 2028 | 2029 | 1 | Conventional | WaterHeat | Com - Office (Large) | Com | ROB and NEW | 0 | 1000 sqft2 of floor space | 1000 sqft served | 13 | DEER:Indoor_CFL_Ltg | 213.4511 | 0.0052857 | -12.585 | SWWH027-05 & SWWH031-04 | 48.5655 | 2024 | 28.9923 | 2024 | 0 | 0 | SWWH027-05 & SWWH031-04 | Com Small Gas Water Heaters - Panel Upgrade - Marine ¦ PG&E ¦ Marine | Com Small Gas Water Heaters - Panel Upgrade - Marine | 0.46177 | 0.453 | 0 | CBSA 2019 | 35.2873 | 2012 | 1 | SWWH027-05 & SWWH031-04
COM-WATERHEAT-FS-PU-10B.6 | Com ¦ Com Electric Storage Water Heater (0.92 UEF - 50 Gal) - FS Future Baseline 2028 - Panel Upgrade - Marine ¦ PG&E ¦ Marine | Com ¦ Com Electric Storage Water Heater (0.92 UEF - 50 Gal) - FS Future Baseline 2028 - Panel Upgrade - Marine | PG&E ¦ Marine | PG&E | All | Electric & Gas | Com Electric Storage Water Heater (0.92 UEF - 50 Gal) - FS Future Baseline 2028 | Efficient | 2028 | 2029 | 1 | Conventional | WaterHeat | Com - Office (Small) | Com | ROB and NEW | 0 | 1000 sqft2 of floor space | 1000 sqft served | 13 | DEER:Indoor_CFL_Ltg | 196.0542 | 0.00080692 | -11.6473 | SWWH027-05 & SWWH031-04 | 48.5655 | 2024 | 28.9923 | 2024 | 0 | 0 | SWWH027-05 & SWWH031-04 | Com Small Gas Water Heaters - Panel Upgrade - Marine ¦ PG&E ¦ Marine | Com Small Gas Water Heaters - Panel Upgrade - Marine | 0.46177 | 0.453 | 0 | CBSA 2019 | 14.0691 | 2012 | 1 | SWWH027-05 & SWWH031-04
COM-WATERHEAT-FS-PU-10B.7 | Com ¦ Com Electric Storage Water Heater (0.92 UEF - 50 Gal) - FS Future Baseline 2028 - Panel Upgrade - Marine ¦ PG&E ¦ Marine | Com ¦ Com Electric Storage Water Heater (0.92 UEF - 50 Gal) - FS Future Baseline 2028 - Panel Upgrade - Marine | PG&E ¦ Marine | PG&E | All | Electric & Gas | Com Electric Storage Water Heater (0.92 UEF - 50 Gal) - FS Future Baseline 2028 | Efficient | 2028 | 2029 | 1 | Conventional | WaterHeat | Com - Other | Com | ROB and NEW | 0 | 1000 sqft2 of floor space | 1000 sqft served | 13 | DEER:Indoor_CFL_Ltg | 2524.5629 | 0.17327 | -146.943 | SWWH027-05 & SWWH031-04 | 401.6632 | 2024 | 239.7819 | 2024 | 0 | 0 | SWWH027-05 & SWWH031-04 | Com Small Gas Water Heaters - Panel Upgrade - Marine ¦ PG&E ¦ Marine | Com Small Gas Water Heaters - Panel Upgrade - Marine | 0.5433 | 0.453 | 0 | CBSA 2019 | 386.8794 | 2012 | 1 | SWWH027-05 & SWWH031-04
COM-WATERHEAT-FS-PU-10B.8 | Com ¦ Com Electric Storage Water Heater (0.92 UEF - 50 Gal) - FS Future Baseline 2028 - Panel Upgrade - Marine ¦ PG&E ¦ Marine | Com ¦ Com Electric Storage Water Heater (0.92 UEF - 50 Gal) - FS Future Baseline 2028 - Panel Upgrade - Marine | PG&E ¦ Marine | PG&E | All | Electric & Gas | Com Electric Storage Water Heater (0.92 UEF - 50 Gal) - FS Future Baseline 2028 | Efficient | 2028 | 2029 | 1 | Conventional | WaterHeat | Com - Refrig. Warehouse | Com | ROB and NEW | 0 | 1000 sqft2 of floor space | 1000 sqft served | 13 | DEER:Indoor_CFL_Ltg | 217.596 | 0.0087974 | -12.6655 | SWWH027-05 & SWWH031-04 | 22.4567 | 2024 | 13.406 | 2024 | 0 | 0 | SWWH027-05 & SWWH031-04 | Com Small Gas Water Heaters - Panel Upgrade - Marine ¦ PG&E ¦ Marine | Com Small Gas Water Heaters - Panel Upgrade - Marine | 0.22621 | 0.453 | 0 | CBSA 2019 | 5.6211 | 2012 | 1 | SWWH027-05 & SWWH031-04
COM-WATERHEAT-FS-PU-10B.9 | Com ¦ Com Electric Storage Water Heater (0.92 UEF - 50 Gal) - FS Future Baseline 2028 - Panel Upgrade - Marine ¦ PG&E ¦ Marine | Com ¦ Com Electric Storage Water Heater (0.92 UEF - 50 Gal) - FS Future Baseline 2028 - Panel Upgrade - Marine | PG&E ¦ Marine | PG&E | All | Electric & Gas | Com Electric Storage Water Heater (0.92 UEF - 50 Gal) - FS Future Baseline 2028 | Efficient | 2028 | 2029 | 1 | Conventional | WaterHeat | Com - Restaurant | Com | ROB and NEW | 0 | 1000 sqft2 of floor space | 1000 sqft served | 13 | DEER:Indoor_CFL_Ltg | 9439.644 | 0.85162 | -563.631 | SWWH027-05 & SWWH031-04 | 2103.8442 | 2024 | 1255.9376 | 2024 | 0 | 0 | SWWH027-05 & SWWH031-04 | Com Small Gas Water Heaters - Panel Upgrade - Marine ¦ PG&E ¦ Marine | Com Small Gas Water Heaters - Panel Upgrade - Marine | 0.79319 | 0.453 | 0 | CBSA 2019 | 255.6681 | 2012 | 1 | SWWH027-05 & SWWH031-04
COM-WATERHEAT-FS-PU-10B.10 | Com ¦ Com Electric Storage Water Heater (0.92 UEF - 50 Gal) - FS Future Baseline 2028 - Panel Upgrade - Marine ¦ PG&E ¦ Marine | Com ¦ Com Electric Storage Water Heater (0.92 UEF - 50 Gal) - FS Future Baseline 2028 - Panel Upgrade - Marine | PG&E ¦ Marine | PG&E | All | Electric & Gas | Com Electric Storage Water Heater (0.92 UEF - 50 Gal) - FS Future Baseline 2028 | Efficient | 2028 | 2029 | 1 | Conventional | WaterHeat | Com - Retail | Com | ROB and NEW | 0 | 1000 sqft2 of floor space | 1000 sqft served | 13 | DEER:Indoor_CFL_Ltg | 141.4922 | 0.0099344 | -8.3043 | SWWH027-05 & SWWH031-04 | 30.0814 | 2024 | 17.9578 | 2024 | 0 | 0 | SWWH027-05 & SWWH031-04 | Com Small Gas Water Heaters - Panel Upgrade - Marine ¦ PG&E ¦ Marine | Com Small Gas Water Heaters - Panel Upgrade - Marine | 0.40063 | 0.453 | 0 | CBSA 2019 | -8.6763 | 2012 | 1 | SWWH027-05 & SWWH031-04
COM-WATERHEAT-FS-PU-10B.11 | Com ¦ Com Electric Storage Water Heater (0.92 UEF - 50 Gal) - FS Future Baseline 2028 - Panel Upgrade - Marine ¦ PG&E ¦ Marine | Com ¦ Com Electric Storage Water Heater (0.92 UEF - 50 Gal) - FS Future Baseline 2028 - Panel Upgrade - Marine | PG&E ¦ Marine | PG&E | All | Electric & Gas | Com Electric Storage Water Heater (0.92 UEF - 50 Gal) - FS Future Baseline 2028 | Efficient | 2028 | 2029 | 1 | Conventional | WaterHeat | Com - School | Com | ROB and NEW | 0 | 1000 sqft2 of floor space | 1000 sqft served | 13 | DEER:Indoor_CFL_Ltg | 759.4867 | -3.3332e-05 | -45.9819 | SWWH027-05 & SWWH031-04 | 247.7919 | 2024 | 147.925 | 2024 | 0 | 0 | SWWH027-05 & SWWH031-04 | Com Small Gas Water Heaters - Panel Upgrade - Marine ¦ PG&E ¦ Marine | Com Small Gas Water Heaters - Panel Upgrade - Marine | 0.76922 | 0.453 | 0 | CBSA 2019 | -19.9897 | 2012 | 1 | SWWH027-05 & SWWH031-04
COM-WATERHEAT-FS-PU-10B.12 | Com ¦ Com Electric Storage Water Heater (0.92 UEF - 50 Gal) - FS Future Baseline 2028 - Panel Upgrade - Marine ¦ PG&E ¦ Marine | Com ¦ Com Electric Storage Water Heater (0.92 UEF - 50 Gal) - FS Future Baseline 2028 - Panel Upgrade - Marine | PG&E ¦ Marine | PG&E | All | Electric & Gas | Com Electric Storage Water Heater (0.92 UEF - 50 Gal) - FS Future Baseline 2028 | Efficient | 2028 | 2029 | 1 | Conventional | WaterHeat | Com - Warehouse | Com | ROB and NEW | 0 | 1000 sqft2 of floor space | 1000 sqft served | 13 | DEER:Indoor_CFL_Ltg | 22.7979 | 0.00037654 | -1.335 | SWWH027-05 & SWWH031-04 | 4.4913 | 2024 | 2.6812 | 2024 | 0 | 0 | SWWH027-05 & SWWH031-04 | Com Small Gas Water Heaters - Panel Upgrade - Marine ¦ PG&E ¦ Marine | Com Small Gas Water Heaters - Panel Upgrade - Marine | 0.1976 | 0.453 | 0 | CBSA 2019 | -1.2054 | 2012 | 1 | SWWH027-05 & SWWH031-04
COM-WATERHEAT-FS-PU-10B.13 | Com ¦ Com Electric Storage Water Heater (0.92 UEF - 50 Gal) - FS Future Baseline 2028 - Panel Upgrade - Hot-Dry ¦ PG&E ¦ Hot-Dry | Com ¦ Com Electric Storage Water Heater (0.92 UEF - 50 Gal) - FS Future Baseline 2028 - Panel Upgrade - Hot-Dry | PG&E ¦ Hot-Dry | PG&E | All | Electric & Gas | Com Electric Storage Water Heater (0.92 UEF - 50 Gal) - FS Future Baseline 2028 | Efficient | 2028 | 2029 | 1 | Conventional | WaterHeat | Com - College | Com | ROB and NEW | 0 | 1000 sqft2 of floor space | 1000 sqft served | 13 | DEER:Indoor_CFL_Ltg | 725.2008 | 0.036462 | -42.7809 | SWWH027-05 & SWWH031-04 | 156.0708 | 2024 | 93.17 | 2024 | 0 | 0 | SWWH027-05 & SWWH031-04 | Com Small Gas Water Heaters - Panel Upgrade - Hot-Dry ¦ PG&E ¦ Hot-Dry | Com Small Gas Water Heaters - Panel Upgrade - Hot-Dry | 0.74815 | 0.453 | 0 | CBSA 2019 | 86.3682 | 2012 | 1 | SWWH027-05 & SWWH031-04
COM-WATERHEAT-FS-PU-10B.14 | Com ¦ Com Electric Storage Water Heater (0.92 UEF - 50 Gal) - FS Future Baseline 2028 - Panel Upgrade - Hot-Dry ¦ PG&E ¦ Hot-Dry | Com ¦ Com Electric Storage Water Heater (0.92 UEF - 50 Gal) - FS Future Baseline 2028 - Panel Upgrade - Hot-Dry | PG&E ¦ Hot-Dry | PG&E | All | Electric & Gas | Com Electric Storage Water Heater (0.92 UEF - 50 Gal) - FS Future Baseline 2028 | Efficient | 2028 | 2029 | 1 | Conventional | WaterHeat | Com - Grocery | Com | ROB and NEW | 0 | 1000 sqft2 of floor space | 1000 sqft served | 13 | DEER:Indoor_CFL_Ltg | 0 | 0 | 0 | SWWH027-05 & SWWH031-04 | 101.241 | 2024 | 61.7409 | 2024 | 0 | 0 | SWWH027-05 & SWWH031-04 | Com Small Gas Water Heaters - Panel Upgrade - Hot-Dry ¦ PG&E ¦ Hot-Dry | Com Small Gas Water Heaters - Panel Upgrade - Hot-Dry | 0.59609 | 0.453 | 0 | CBSA 2019 | 0 | 2012 | 1 | SWWH027-05 & SWWH031-04
COM-WATERHEAT-FS-PU-10B.15 | Com ¦ Com Electric Storage Water Heater (0.92 UEF - 50 Gal) - FS Future Baseline 2028 - Panel Upgrade - Hot-Dry ¦ PG&E ¦ Hot-Dry | Com ¦ Com Electric Storage Water Heater (0.92 UEF - 50 Gal) - FS Future Baseline 2028 - Panel Upgrade - Hot-Dry | PG&E ¦ Hot-Dry | PG&E | All | Electric & Gas | Com Electric Storage Water Heater (0.92 UEF - 50 Gal) - FS Future Baseline 2028 | Efficient | 2028 | 2029 | 1 | Conventional | WaterHeat | Com - Health | Com | ROB and NEW | 0 | 1000 sqft2 of floor space | 1000 sqft served | 13 | DEER:Indoor_CFL_Ltg | 2072.7957 | 0.10596 | -120.3201 | SWWH027-05 & SWWH031-04 | 236.3958 | 2024 | 141.1219 | 2024 | 0 | 0 | SWWH027-05 & SWWH031-04 | Com Small Gas Water Heaters - Panel Upgrade - Hot-Dry ¦ PG&E ¦ Hot-Dry | Com Small Gas Water Heaters - Panel Upgrade - Hot-Dry | 0.52611 | 0.453 | 0 | CBSA 2019 | 204.2169 | 2012 | 1 | SWWH027-05 & SWWH031-04
COM-WATERHEAT-FS-PU-10B.16 | Com ¦ Com Electric Storage Water Heater (0.92 UEF - 50 Gal) - FS Future Baseline 2028 - Panel Upgrade - Hot-Dry ¦ PG&E ¦ Hot-Dry | Com ¦ Com Electric Storage Water Heater (0.92 UEF - 50 Gal) - FS Future Baseline 2028 - Panel Upgrade - Hot-Dry | PG&E ¦ Hot-Dry | PG&E | All | Electric & Gas | Com Electric Storage Water Heater (0.92 UEF - 50 Gal) - FS Future Baseline 2028 | Efficient | 2028 | 2029 | 1 | Conventional | WaterHeat | Com - Lodging | Com | ROB and NEW | 0 | 1000 sqft2 of floor space | 1000 sqft served | 13 | DEER:Indoor_CFL_Ltg | 1596.58 | 0.082503 | -91.9294 | SWWH027-05 & SWWH031-04 | 148.7423 | 2024 | 88.7951 | 2024 | 0 | 0 | SWWH027-05 & SWWH031-04 | Com Small Gas Water Heaters - Panel Upgrade - Hot-Dry ¦ PG&E ¦ Hot-Dry | Com Small Gas Water Heaters - Panel Upgrade - Hot-Dry | 0.73871 | 0.453 | 0 | CBSA 2019 | 656.3577 | 2012 | 1 | SWWH027-05 & SWWH031-04
COM-WATERHEAT-FS-PU-10B.17 | Com ¦ Com Electric Storage Water Heater (0.92 UEF - 50 Gal) - FS Future Baseline 2028 - Panel Upgrade - Hot-Dry ¦ PG&E ¦ Hot-Dry | Com ¦ Com Electric Storage Water Heater (0.92 UEF - 50 Gal) - FS Future Baseline 2028 - Panel Upgrade - Hot-Dry | PG&E ¦ Hot-Dry | PG&E | All | Electric & Gas | Com Electric Storage Water Heater (0.92 UEF - 50 Gal) - FS Future Baseline 2028 | Efficient | 2028 | 2029 | 1 | Conventional | WaterHeat | Com - Office (Large) | Com | ROB and NEW | 0 | 1000 sqft2 of floor space | 1000 sqft served | 13 | DEER:Indoor_CFL_Ltg | 203.7039 | 0.0046416 | -12.0174 | SWWH027-05 & SWWH031-04 | 48.5655 | 2024 | 28.9923 | 2024 | 0 | 0 | SWWH027-05 & SWWH031-04 | Com Small Gas Water Heaters - Panel Upgrade - Hot-Dry ¦ PG&E ¦ Hot-Dry | Com Small Gas Water Heaters - Panel Upgrade - Hot-Dry | 0.46177 | 0.453 | 0 | CBSA 2019 | 33.7079 | 2012 | 1 | SWWH027-05 & SWWH031-04
COM-WATERHEAT-FS-PU-10B.18 | Com ¦ Com Electric Storage Water Heater (0.92 UEF - 50 Gal) - FS Future Baseline 2028 - Panel Upgrade - Hot-Dry ¦ PG&E ¦ Hot-Dry | Com ¦ Com Electric Storage Water Heater (0.92 UEF - 50 Gal) - FS Future Baseline 2028 - Panel Upgrade - Hot-Dry | PG&E ¦ Hot-Dry | PG&E | All | Electric & Gas | Com Electric Storage Water Heater (0.92 UEF - 50 Gal) - FS Future Baseline 2028 | Efficient | 2028 | 2029 | 1 | Conventional | WaterHeat | Com - Office (Small) | Com | ROB and NEW | 0 | 1000 sqft2 of floor space | 1000 sqft served | 13 | DEER:Indoor_CFL_Ltg | 187.2941 | 0.00069736 | -11.0797 | SWWH027-05 & SWWH031-04 | 48.5655 | 2024 | 28.9923 | 2024 | 0 | 0 | SWWH027-05 & SWWH031-04 | Com Small Gas Water Heaters - Panel Upgrade - Hot-Dry ¦ PG&E ¦ Hot-Dry | Com Small Gas Water Heaters - Panel Upgrade - Hot-Dry | 0.46177 | 0.453 | 0 | CBSA 2019 | 13.3472 | 2012 | 1 | SWWH027-05 & SWWH031-04
COM-WATERHEAT-FS-PU-10B.19 | Com ¦ Com Electric Storage Water Heater (0.92 UEF - 50 Gal) - FS Future Baseline 2028 - Panel Upgrade - Hot-Dry ¦ PG&E ¦ Hot-Dry | Com ¦ Com Electric Storage Water Heater (0.92 UEF - 50 Gal) - FS Future Baseline 2028 - Panel Upgrade - Hot-Dry | PG&E ¦ Hot-Dry | PG&E | All | Electric & Gas | Com Electric Storage Water Heater (0.92 UEF - 50 Gal) - FS Future Baseline 2028 | Efficient | 2028 | 2029 | 1 | Conventional | WaterHeat | Com - Other | Com | ROB and NEW | 0 | 1000 sqft2 of floor space | 1000 sqft served | 13 | DEER:Indoor_CFL_Ltg | 2410.2738 | 0.15184 | -139.8 | SWWH027-05 & SWWH031-04 | 401.6632 | 2024 | 239.7819 | 2024 | 0 | 0 | SWWH027-05 & SWWH031-04 | Com Small Gas Water Heaters - Panel Upgrade - Hot-Dry ¦ PG&E ¦ Hot-Dry | Com Small Gas Water Heaters - Panel Upgrade - Hot-Dry | 0.5433 | 0.453 | 0 | CBSA 2019 | 367.1416 | 2012 | 1 | SWWH027-05 & SWWH031-04
COM-WATERHEAT-FS-PU-10B.20 | Com ¦ Com Electric Storage Water Heater (0.92 UEF - 50 Gal) - FS Future Baseline 2028 - Panel Upgrade - Hot-Dry ¦ PG&E ¦ Hot-Dry | Com ¦ Com Electric Storage Water Heater (0.92 UEF - 50 Gal) - FS Future Baseline 2028 - Panel Upgrade - Hot-Dry | PG&E ¦ Hot-Dry | PG&E | All | Electric & Gas | Com Electric Storage Water Heater (0.92 UEF - 50 Gal) - FS Future Baseline 2028 | Efficient | 2028 | 2029 | 1 | Conventional | WaterHeat | Com - Refrig. Warehouse | Com | ROB and NEW | 0 | 1000 sqft2 of floor space | 1000 sqft served | 13 | DEER:Indoor_CFL_Ltg | 207.783 | 0.0077362 | -12.095 | SWWH027-05 & SWWH031-04 | 22.4567 | 2024 | 13.406 | 2024 | 0 | 0 | SWWH027-05 & SWWH031-04 | Com Small Gas Water Heaters - Panel Upgrade - Hot-Dry ¦ PG&E ¦ Hot-Dry | Com Small Gas Water Heaters - Panel Upgrade - Hot-Dry | 0.22621 | 0.453 | 0 | CBSA 2019 | 5.3681 | 2012 | 1 | SWWH027-05 & SWWH031-04
COM-WATERHEAT-FS-PU-10B.21 | Com ¦ Com Electric Storage Water Heater (0.92 UEF - 50 Gal) - FS Future Baseline 2028 - Panel Upgrade - Hot-Dry ¦ PG&E ¦ Hot-Dry | Com ¦ Com Electric Storage Water Heater (0.92 UEF - 50 Gal) - FS Future Baseline 2028 - Panel Upgrade - Hot-Dry | PG&E ¦ Hot-Dry | PG&E | All | Electric & Gas | Com Electric Storage Water Heater (0.92 UEF - 50 Gal) - FS Future Baseline 2028 | Efficient | 2028 | 2029 | 1 | Conventional | WaterHeat | Com - Restaurant | Com | ROB and NEW | 0 | 1000 sqft2 of floor space | 1000 sqft served | 13 | DEER:Indoor_CFL_Ltg | 8991.618 | 0.75013 | -536.9065 | SWWH027-05 & SWWH031-04 | 2103.8442 | 2024 | 1255.9376 | 2024 | 0 | 0 | SWWH027-05 & SWWH031-04 | Com Small Gas Water Heaters - Panel Upgrade - Hot-Dry ¦ PG&E ¦ Hot-Dry | Com Small Gas Water Heaters - Panel Upgrade - Hot-Dry | 0.79319 | 0.453 | 0 | CBSA 2019 | 243.5537 | 2012 | 1 | SWWH027-05 & SWWH031-04
COM-WATERHEAT-FS-PU-10B.22 | Com ¦ Com Electric Storage Water Heater (0.92 UEF - 50 Gal) - FS Future Baseline 2028 - Panel Upgrade - Hot-Dry ¦ PG&E ¦ Hot-Dry | Com ¦ Com Electric Storage Water Heater (0.92 UEF - 50 Gal) - FS Future Baseline 2028 - Panel Upgrade - Hot-Dry | PG&E ¦ Hot-Dry | PG&E | All | Electric & Gas | Com Electric Storage Water Heater (0.92 UEF - 50 Gal) - FS Future Baseline 2028 | Efficient | 2028 | 2029 | 1 | Conventional | WaterHeat | Com - Retail | Com | ROB and NEW | 0 | 1000 sqft2 of floor space | 1000 sqft served | 13 | DEER:Indoor_CFL_Ltg | 134.6074 | 0.0087142 | -7.8999 | SWWH027-05 & SWWH031-04 | 30.0814 | 2024 | 17.9578 | 2024 | 0 | 0 | SWWH027-05 & SWWH031-04 | Com Small Gas Water Heaters - Panel Upgrade - Hot-Dry ¦ PG&E ¦ Hot-Dry | Com Small Gas Water Heaters - Panel Upgrade - Hot-Dry | 0.40063 | 0.453 | 0 | CBSA 2019 | -8.2554 | 2012 | 1 | SWWH027-05 & SWWH031-04
COM-WATERHEAT-FS-PU-10B.23 | Com ¦ Com Electric Storage Water Heater (0.92 UEF - 50 Gal) - FS Future Baseline 2028 - Panel Upgrade - Hot-Dry ¦ PG&E ¦ Hot-Dry | Com ¦ Com Electric Storage Water Heater (0.92 UEF - 50 Gal) - FS Future Baseline 2028 - Panel Upgrade - Hot-Dry | PG&E ¦ Hot-Dry | PG&E | All | Electric & Gas | Com Electric Storage Water Heater (0.92 UEF - 50 Gal) - FS Future Baseline 2028 | Efficient | 2028 | 2029 | 1 | Conventional | WaterHeat | Com - School | Com | ROB and NEW | 0 | 1000 sqft2 of floor space | 1000 sqft served | 13 | DEER:Indoor_CFL_Ltg | 729.8819 | -4.7801e-05 | -44.0394 | SWWH027-05 & SWWH031-04 | 247.7919 | 2024 | 147.925 | 2024 | 0 | 0 | SWWH027-05 & SWWH031-04 | Com Small Gas Water Heaters - Panel Upgrade - Hot-Dry ¦ PG&E ¦ Hot-Dry | Com Small Gas Water Heaters - Panel Upgrade - Hot-Dry | 0.76922 | 0.453 | 0 | CBSA 2019 | -19.5534 | 2012 | 1 | SWWH027-05 & SWWH031-04
COM-WATERHEAT-FS-PU-10B.24 | Com ¦ Com Electric Storage Water Heater (0.92 UEF - 50 Gal) - FS Future Baseline 2028 - Panel Upgrade - Hot-Dry ¦ PG&E ¦ Hot-Dry | Com ¦ Com Electric Storage Water Heater (0.92 UEF - 50 Gal) - FS Future Baseline 2028 - Panel Upgrade - Hot-Dry | PG&E ¦ Hot-Dry | PG&E | All | Electric & Gas | Com Electric Storage Water Heater (0.92 UEF - 50 Gal) - FS Future Baseline 2028 | Efficient | 2028 | 2029 | 1 | Conventional | WaterHeat | Com - Warehouse | Com | ROB and NEW | 0 | 1000 sqft2 of floor space | 1000 sqft served | 13 | DEER:Indoor_CFL_Ltg | 21.6797 | 0.00032657 | -1.2666 | SWWH027-05 & SWWH031-04 | 4.4913 | 2024 | 2.6812 | 2024 | 0 | 0 | SWWH027-05 & SWWH031-04 | Com Small Gas Water Heaters - Panel Upgrade - Hot-Dry ¦ PG&E ¦ Hot-Dry | Com Small Gas Water Heaters - Panel Upgrade - Hot-Dry | 0.1976 | 0.453 | 0 | CBSA 2019 | -1.1588 | 2012 | 1 | SWWH027-05 & SWWH031-04
COM-WATERHEAT-FS-PU-10B.25 | Com ¦ Com Electric Storage Water Heater (0.92 UEF - 50 Gal) - FS Future Baseline 2028 - Panel Upgrade - Cold ¦ PG&E ¦ Cold | Com ¦ Com Electric Storage Water Heater (0.92 UEF - 50 Gal) - FS Future Baseline 2028 - Panel Upgrade - Cold | PG&E ¦ Cold | PG&E | All | Electric & Gas | Com Electric Storage Water Heater (0.92 UEF - 50 Gal) - FS Future Baseline 2028 | Efficient | 2028 | 2029 | 1 | Conventional | WaterHeat | Com - College | Com | ROB and NEW | 0 | 1000 sqft2 of floor space | 1000 sqft served | 13 | DEER:Indoor_CFL_Ltg | 1665.8259 | 0.080061 | -95.4446 | SWWH027-05 & SWWH031-04 | 312.1416 | 2024 | 186.34 | 2024 | 0 | 0 | SWWH027-05 & SWWH031-04 | Com Small Gas Water Heaters - Panel Upgrade - Cold ¦ PG&E ¦ Cold | Com Small Gas Water Heaters - Panel Upgrade - Cold | 0.74815 | 0.453 | 0 | CBSA 2019 | 189.0718 | 2012 | 1 | SWWH027-05 & SWWH031-04
COM-WATERHEAT-FS-PU-10B.26 | Com ¦ Com Electric Storage Water Heater (0.92 UEF - 50 Gal) - FS Future Baseline 2028 - Panel Upgrade - Cold ¦ PG&E ¦ Cold | Com ¦ Com Electric Storage Water Heater (0.92 UEF - 50 Gal) - FS Future Baseline 2028 - Panel Upgrade - Cold | PG&E ¦ Cold | PG&E | All | Electric & Gas | Com Electric Storage Water Heater (0.92 UEF - 50 Gal) - FS Future Baseline 2028 | Efficient | 2028 | 2029 | 1 | Conventional | WaterHeat | Com - Grocery | Com | ROB and NEW | 0 | 1000 sqft2 of floor space | 1000 sqft served | 13 | DEER:Indoor_CFL_Ltg | 0 | 0 | 0 | SWWH027-05 & SWWH031-04 | 202.482 | 2024 | 123.4818 | 2024 | 0 | 0 | SWWH027-05 & SWWH031-04 | Com Small Gas Water Heaters - Panel Upgrade - Cold ¦ PG&E ¦ Cold | Com Small Gas Water Heaters - Panel Upgrade - Cold | 0.59609 | 0.453 | 0 | CBSA 2019 | 0 | 2012 | 1 | SWWH027-05 & SWWH031-04
COM-WATERHEAT-FS-PU-10B.27 | Com ¦ Com Electric Storage Water Heater (0.92 UEF - 50 Gal) - FS Future Baseline 2028 - Panel Upgrade - Cold ¦ PG&E ¦ Cold | Com ¦ Com Electric Storage Water Heater (0.92 UEF - 50 Gal) - FS Future Baseline 2028 - Panel Upgrade - Cold | PG&E ¦ Cold | PG&E | All | Electric & Gas | Com Electric Storage Water Heater (0.92 UEF - 50 Gal) - FS Future Baseline 2028 | Efficient | 2028 | 2029 | 1 | Conventional | WaterHeat | Com - Health | Com | ROB and NEW | 0 | 1000 sqft2 of floor space | 1000 sqft served | 13 | DEER:Indoor_CFL_Ltg | 4719.8368 | 0.23114 | -269.2865 | SWWH027-05 & SWWH031-04 | 472.7917 | 2024 | 282.2437 | 2024 | 0 | 0 | SWWH027-05 & SWWH031-04 | Com Small Gas Water Heaters - Panel Upgrade - Cold ¦ PG&E ¦ Cold | Com Small Gas Water Heaters - Panel Upgrade - Cold | 0.52611 | 0.453 | 0 | CBSA 2019 | 451.7713 | 2012 | 1 | SWWH027-05 & SWWH031-04
COM-WATERHEAT-FS-PU-10B.28 | Com ¦ Com Electric Storage Water Heater (0.92 UEF - 50 Gal) - FS Future Baseline 2028 - Panel Upgrade - Cold ¦ PG&E ¦ Cold | Com ¦ Com Electric Storage Water Heater (0.92 UEF - 50 Gal) - FS Future Baseline 2028 - Panel Upgrade - Cold | PG&E ¦ Cold | PG&E | All | Electric & Gas | Com Electric Storage Water Heater (0.92 UEF - 50 Gal) - FS Future Baseline 2028 | Efficient | 2028 | 2029 | 1 | Conventional | WaterHeat | Com - Lodging | Com | ROB and NEW | 0 | 1000 sqft2 of floor space | 1000 sqft served | 13 | DEER:Indoor_CFL_Ltg | 3636.638 | 0.17989 | -206.1654 | SWWH027-05 & SWWH031-04 | 297.4846 | 2024 | 177.5902 | 2024 | 0 | 0 | SWWH027-05 & SWWH031-04 | Com Small Gas Water Heaters - Panel Upgrade - Cold ¦ PG&E ¦ Cold | Com Small Gas Water Heaters - Panel Upgrade - Cold | 0.73871 | 0.453 | 0 | CBSA 2019 | 1463.1403 | 2012 | 1 | SWWH027-05 & SWWH031-04
COM-WATERHEAT-FS-PU-10B.29 | Com ¦ Com Electric Storage Water Heater (0.92 UEF - 50 Gal) - FS Future Baseline 2028 - Panel Upgrade - Cold ¦ PG&E ¦ Cold | Com ¦ Com Electric Storage Water Heater (0.92 UEF - 50 Gal) - FS Future Baseline 2028 - Panel Upgrade - Cold | PG&E ¦ Cold | PG&E | All | Electric & Gas | Com Electric Storage Water Heater (0.92 UEF - 50 Gal) - FS Future Baseline 2028 | Efficient | 2028 | 2029 | 1 | Conventional | WaterHeat | Com - Office (Large) | Com | ROB and NEW | 0 | 1000 sqft2 of floor space | 1000 sqft served | 13 | DEER:Indoor_CFL_Ltg | 466.8781 | 0.010083 | -26.8973 | SWWH027-05 & SWWH031-04 | 97.131 | 2024 | 57.9846 | 2024 | 0 | 0 | SWWH027-05 & SWWH031-04 | Com Small Gas Water Heaters - Panel Upgrade - Cold ¦ PG&E ¦ Cold | Com Small Gas Water Heaters - Panel Upgrade - Cold | 0.46177 | 0.453 | 0 | CBSA 2019 | 74.3559 | 2012 | 1 | SWWH027-05 & SWWH031-04
COM-WATERHEAT-FS-PU-10B.30 | Com ¦ Com Electric Storage Water Heater (0.92 UEF - 50 Gal) - FS Future Baseline 2028 - Panel Upgrade - Cold ¦ PG&E ¦ Cold | Com ¦ Com Electric Storage Water Heater (0.92 UEF - 50 Gal) - FS Future Baseline 2028 - Panel Upgrade - Cold | PG&E ¦ Cold | PG&E | All | Electric & Gas | Com Electric Storage Water Heater (0.92 UEF - 50 Gal) - FS Future Baseline 2028 | Efficient | 2028 | 2029 | 1 | Conventional | WaterHeat | Com - Office (Small) | Com | ROB and NEW | 0 | 1000 sqft2 of floor space | 1000 sqft served | 13 | DEER:Indoor_CFL_Ltg | 429.3699 | 0.0014747 | -24.6764 | SWWH027-05 & SWWH031-04 | 97.131 | 2024 | 57.9846 | 2024 | 0 | 0 | SWWH027-05 & SWWH031-04 | Com Small Gas Water Heaters - Panel Upgrade - Cold ¦ PG&E ¦ Cold | Com Small Gas Water Heaters - Panel Upgrade - Cold | 0.46177 | 0.453 | 0 | CBSA 2019 | 29.1656 | 2012 | 1 | SWWH027-05 & SWWH031-04
COM-WATERHEAT-FS-PU-10B.31 | Com ¦ Com Electric Storage Water Heater (0.92 UEF - 50 Gal) - FS Future Baseline 2028 - Panel Upgrade - Cold ¦ PG&E ¦ Cold | Com ¦ Com Electric Storage Water Heater (0.92 UEF - 50 Gal) - FS Future Baseline 2028 - Panel Upgrade - Cold | PG&E ¦ Cold | PG&E | All | Electric & Gas | Com Electric Storage Water Heater (0.92 UEF - 50 Gal) - FS Future Baseline 2028 | Efficient | 2028 | 2029 | 1 | Conventional | WaterHeat | Com - Other | Com | ROB and NEW | 0 | 1000 sqft2 of floor space | 1000 sqft served | 13 | DEER:Indoor_CFL_Ltg | 5477.7095 | 0.33062 | -312.2539 | SWWH027-05 & SWWH031-04 | 803.3263 | 2024 | 479.5639 | 2024 | 0 | 0 | SWWH027-05 & SWWH031-04 | Com Small Gas Water Heaters - Panel Upgrade - Cold ¦ PG&E ¦ Cold | Com Small Gas Water Heaters - Panel Upgrade - Cold | 0.5433 | 0.453 | 0 | CBSA 2019 | 809.6393 | 2012 | 1 | SWWH027-05 & SWWH031-04
COM-WATERHEAT-FS-PU-10B.32 | Com ¦ Com Electric Storage Water Heater (0.92 UEF - 50 Gal) - FS Future Baseline 2028 - Panel Upgrade - Cold ¦ PG&E ¦ Cold | Com ¦ Com Electric Storage Water Heater (0.92 UEF - 50 Gal) - FS Future Baseline 2028 - Panel Upgrade - Cold | PG&E ¦ Cold | PG&E | All | Electric & Gas | Com Electric Storage Water Heater (0.92 UEF - 50 Gal) - FS Future Baseline 2028 | Efficient | 2028 | 2029 | 1 | Conventional | WaterHeat | Com - Refrig. Warehouse | Com | ROB and NEW | 0 | 1000 sqft2 of floor space | 1000 sqft served | 13 | DEER:Indoor_CFL_Ltg | 478.095 | 0.016842 | -27.0426 | SWWH027-05 & SWWH031-04 | 44.9134 | 2024 | 26.8121 | 2024 | 0 | 0 | SWWH027-05 & SWWH031-04 | Com Small Gas Water Heaters - Panel Upgrade - Cold ¦ PG&E ¦ Cold | Com Small Gas Water Heaters - Panel Upgrade - Cold | 0.22621 | 0.453 | 0 | CBSA 2019 | 11.7606 | 2012 | 1 | SWWH027-05 & SWWH031-04
COM-WATERHEAT-FS-PU-10B.33 | Com ¦ Com Electric Storage Water Heater (0.92 UEF - 50 Gal) - FS Future Baseline 2028 - Panel Upgrade - Cold ¦ PG&E ¦ Cold | Com ¦ Com Electric Storage Water Heater (0.92 UEF - 50 Gal) - FS Future Baseline 2028 - Panel Upgrade - Cold | PG&E ¦ Cold | PG&E | All | Electric & Gas | Com Electric Storage Water Heater (0.92 UEF - 50 Gal) - FS Future Baseline 2028 | Efficient | 2028 | 2029 | 1 | Conventional | WaterHeat | Com - Restaurant | Com | ROB and NEW | 0 | 1000 sqft2 of floor space | 1000 sqft served | 13 | DEER:Indoor_CFL_Ltg | 20471.4241 | 1.6461 | -1191.5893 | SWWH027-05 & SWWH031-04 | 4207.6885 | 2024 | 2511.8752 | 2024 | 0 | 0 | SWWH027-05 & SWWH031-04 | Com Small Gas Water Heaters - Panel Upgrade - Cold ¦ PG&E ¦ Cold | Com Small Gas Water Heaters - Panel Upgrade - Cold | 0.79319 | 0.453 | 0 | CBSA 2019 | 531.3675 | 2012 | 1 | SWWH027-05 & SWWH031-04
COM-WATERHEAT-FS-PU-10B.34 | Com ¦ Com Electric Storage Water Heater (0.92 UEF - 50 Gal) - FS Future Baseline 2028 - Panel Upgrade - Cold ¦ PG&E ¦ Cold | Com ¦ Com Electric Storage Water Heater (0.92 UEF - 50 Gal) - FS Future Baseline 2028 - Panel Upgrade - Cold | PG&E ¦ Cold | PG&E | All | Electric & Gas | Com Electric Storage Water Heater (0.92 UEF - 50 Gal) - FS Future Baseline 2028 | Efficient | 2028 | 2029 | 1 | Conventional | WaterHeat | Com - Retail | Com | ROB and NEW | 0 | 1000 sqft2 of floor space | 1000 sqft served | 13 | DEER:Indoor_CFL_Ltg | 305.0587 | 0.019186 | -17.6916 | SWWH027-05 & SWWH031-04 | 60.1628 | 2024 | 35.9156 | 2024 | 0 | 0 | SWWH027-05 & SWWH031-04 | Com Small Gas Water Heaters - Panel Upgrade - Cold ¦ PG&E ¦ Cold | Com Small Gas Water Heaters - Panel Upgrade - Cold | 0.40063 | 0.453 | 0 | CBSA 2019 | -19.7562 | 2012 | 1 | SWWH027-05 & SWWH031-04
COM-WATERHEAT-FS-PU-10B.35 | Com ¦ Com Electric Storage Water Heater (0.92 UEF - 50 Gal) - FS Future Baseline 2028 - Panel Upgrade - Cold ¦ PG&E ¦ Cold | Com ¦ Com Electric Storage Water Heater (0.92 UEF - 50 Gal) - FS Future Baseline 2028 - Panel Upgrade - Cold | PG&E ¦ Cold | PG&E | All | Electric & Gas | Com Electric Storage Water Heater (0.92 UEF - 50 Gal) - FS Future Baseline 2028 | Efficient | 2028 | 2029 | 1 | Conventional | WaterHeat | Com - School | Com | ROB and NEW | 0 | 1000 sqft2 of floor space | 1000 sqft served | 13 | DEER:Indoor_CFL_Ltg | 1684.1344 | -0.00034575 | -98.1331 | SWWH027-05 & SWWH031-04 | 495.5838 | 2024 | 295.85 | 2024 | 0 | 0 | SWWH027-05 & SWWH031-04 | Com Small Gas Water Heaters - Panel Upgrade - Cold ¦ PG&E ¦ Cold | Com Small Gas Water Heaters - Panel Upgrade - Cold | 0.76922 | 0.453 | 0 | CBSA 2019 | -53.0772 | 2012 | 1 | SWWH027-05 & SWWH031-04
COM-WATERHEAT-FS-PU-10B.36 | Com ¦ Com Electric Storage Water Heater (0.92 UEF - 50 Gal) - FS Future Baseline 2028 - Panel Upgrade - Cold ¦ PG&E ¦ Cold | Com ¦ Com Electric Storage Water Heater (0.92 UEF - 50 Gal) - FS Future Baseline 2028 - Panel Upgrade - Cold | PG&E ¦ Cold | PG&E | All | Electric & Gas | Com Electric Storage Water Heater (0.92 UEF - 50 Gal) - FS Future Baseline 2028 | Efficient | 2028 | 2029 | 1 | Conventional | WaterHeat | Com - Warehouse | Com | ROB and NEW | 0 | 1000 sqft2 of floor space | 1000 sqft served | 13 | DEER:Indoor_CFL_Ltg | 50.2513 | 0.00072159 | -2.8298 | SWWH027-05 & SWWH031-04 | 8.9827 | 2024 | 5.3624 | 2024 | 0 | 0 | SWWH027-05 & SWWH031-04 | Com Small Gas Water Heaters - Panel Upgrade - Cold ¦ PG&E ¦ Cold | Com Small Gas Water Heaters - Panel Upgrade - Cold | 0.1976 | 0.453 | 0 | CBSA 2019 | -3.1327 | 2012 | 1 | SWWH027-05 & SWWH031-04
COM-WATERHEAT-FS-PU-10B.37 | Com ¦ Com Electric Storage Water Heater (0.92 UEF - 50 Gal) - FS Future Baseline 2028 - Panel Upgrade - Marine ¦ SCG ¦ Marine | Com ¦ Com Electric Storage Water Heater (0.92 UEF - 50 Gal) - FS Future Baseline 2028 - Panel Upgrade - Marine | SCG ¦ Marine | SCG | All | Electric & Gas | Com Electric Storage Water Heater (0.92 UEF - 50 Gal) - FS Future Baseline 2028 | Efficient | 2028 | 2029 | 1 | Conventional | WaterHeat | Com - College | Com | ROB and NEW | 0 | 1000 sqft2 of floor space | 1000 sqft served | 13 | DEER:Indoor_CFL_Ltg | 1395.8134 | 0.15883 | -82.6657 | SWWH027-05 & SWWH031-04 | 312.1416 | 2024 | 186.34 | 2024 | 0 | 0 | SWWH027-05 & SWWH031-04 | Com Small Gas Water Heaters - Panel Upgrade - Marine ¦ SCG ¦ Marine | Com Small Gas Water Heaters - Panel Upgrade - Marine | 0.74815 | 0.453 | 0 | CBSA 2019 | 167.3044 | 2012 | 1 | SWWH027-05 & SWWH031-04
COM-WATERHEAT-FS-PU-10B.38 | Com ¦ Com Electric Storage Water Heater (0.92 UEF - 50 Gal) - FS Future Baseline 2028 - Panel Upgrade - Marine ¦ SCG ¦ Marine | Com ¦ Com Electric Storage Water Heater (0.92 UEF - 50 Gal) - FS Future Baseline 2028 - Panel Upgrade - Marine | SCG ¦ Marine | SCG | All | Electric & Gas | Com Electric Storage Water Heater (0.92 UEF - 50 Gal) - FS Future Baseline 2028 | Efficient | 2028 | 2029 | 1 | Conventional | WaterHeat | Com - Grocery | Com | ROB and NEW | 0 | 1000 sqft2 of floor space | 1000 sqft served | 13 | DEER:Indoor_CFL_Ltg | 0 | 0 | 0 | SWWH027-05 & SWWH031-04 | 202.482 | 2024 | 123.4818 | 2024 | 0 | 0 | SWWH027-05 & SWWH031-04 | Com Small Gas Water Heaters - Panel Upgrade - Marine ¦ SCG ¦ Marine | Com Small Gas Water Heaters - Panel Upgrade - Marine | 0.59609 | 0.453 | 0 | CBSA 2019 | 0 | 2012 | 1 | SWWH027-05 & SWWH031-04
COM-WATERHEAT-FS-PU-10B.39 | Com ¦ Com Electric Storage Water Heater (0.92 UEF - 50 Gal) - FS Future Baseline 2028 - Panel Upgrade - Marine ¦ SCG ¦ Marine | Com ¦ Com Electric Storage Water Heater (0.92 UEF - 50 Gal) - FS Future Baseline 2028 - Panel Upgrade - Marine | SCG ¦ Marine | SCG | All | Electric & Gas | Com Electric Storage Water Heater (0.92 UEF - 50 Gal) - FS Future Baseline 2028 | Efficient | 2028 | 2029 | 1 | Conventional | WaterHeat | Com - Health | Com | ROB and NEW | 0 | 1000 sqft2 of floor space | 1000 sqft served | 13 | DEER:Indoor_CFL_Ltg | 4010.4053 | 0.21336 | -233.6142 | SWWH027-05 & SWWH031-04 | 472.7917 | 2024 | 282.2437 | 2024 | 0 | 0 | SWWH027-05 & SWWH031-04 | Com Small Gas Water Heaters - Panel Upgrade - Marine ¦ SCG ¦ Marine | Com Small Gas Water Heaters - Panel Upgrade - Marine | 0.52611 | 0.453 | 0 | CBSA 2019 | 397.4347 | 2012 | 1 | SWWH027-05 & SWWH031-04
COM-WATERHEAT-FS-PU-10B.40 | Com ¦ Com Electric Storage Water Heater (0.92 UEF - 50 Gal) - FS Future Baseline 2028 - Panel Upgrade - Marine ¦ SCG ¦ Marine | Com ¦ Com Electric Storage Water Heater (0.92 UEF - 50 Gal) - FS Future Baseline 2028 - Panel Upgrade - Marine | SCG ¦ Marine | SCG | All | Electric & Gas | Com Electric Storage Water Heater (0.92 UEF - 50 Gal) - FS Future Baseline 2028 | Efficient | 2028 | 2029 | 1 | Conventional | WaterHeat | Com - Lodging | Com | ROB and NEW | 0 | 1000 sqft2 of floor space | 1000 sqft served | 13 | DEER:Indoor_CFL_Ltg | 3091.8409 | 0.16595 | -178.637 | SWWH027-05 & SWWH031-04 | 297.4846 | 2024 | 177.5902 | 2024 | 0 | 0 | SWWH027-05 & SWWH031-04 | Com Small Gas Water Heaters - Panel Upgrade - Marine ¦ SCG ¦ Marine | Com Small Gas Water Heaters - Panel Upgrade - Marine | 0.73871 | 0.453 | 0 | CBSA 2019 | 1277.1099 | 2012 | 1 | SWWH027-05 & SWWH031-04
COM-WATERHEAT-FS-PU-10B.41 | Com ¦ Com Electric Storage Water Heater (0.92 UEF - 50 Gal) - FS Future Baseline 2028 - Panel Upgrade - Marine ¦ SCG ¦ Marine | Com ¦ Com Electric Storage Water Heater (0.92 UEF - 50 Gal) - FS Future Baseline 2028 - Panel Upgrade - Marine | SCG ¦ Marine | SCG | All | Electric & Gas | Com Electric Storage Water Heater (0.92 UEF - 50 Gal) - FS Future Baseline 2028 | Efficient | 2028 | 2029 | 1 | Conventional | WaterHeat | Com - Office (Large) | Com | ROB and NEW | 0 | 1000 sqft2 of floor space | 1000 sqft served | 13 | DEER:Indoor_CFL_Ltg | 393.3423 | 0.0094165 | -23.3933 | SWWH027-05 & SWWH031-04 | 97.131 | 2024 | 57.9846 | 2024 | 0 | 0 | SWWH027-05 & SWWH031-04 | Com Small Gas Water Heaters - Panel Upgrade - Marine ¦ SCG ¦ Marine | Com Small Gas Water Heaters - Panel Upgrade - Marine | 0.46177 | 0.453 | 0 | CBSA 2019 | 65.9335 | 2012 | 1 | SWWH027-05 & SWWH031-04
COM-WATERHEAT-FS-PU-10B.42 | Com ¦ Com Electric Storage Water Heater (0.92 UEF - 50 Gal) - FS Future Baseline 2028 - Panel Upgrade - Marine ¦ SCG ¦ Marine | Com ¦ Com Electric Storage Water Heater (0.92 UEF - 50 Gal) - FS Future Baseline 2028 - Panel Upgrade - Marine | SCG ¦ Marine | SCG | All | Electric & Gas | Com Electric Storage Water Heater (0.92 UEF - 50 Gal) - FS Future Baseline 2028 | Efficient | 2028 | 2029 | 1 | Conventional | WaterHeat | Com - Office (Small) | Com | ROB and NEW | 0 | 1000 sqft2 of floor space | 1000 sqft served | 13 | DEER:Indoor_CFL_Ltg | 361.5097 | 0.0014525 | -21.5672 | SWWH027-05 & SWWH031-04 | 97.131 | 2024 | 57.9846 | 2024 | 0 | 0 | SWWH027-05 & SWWH031-04 | Com Small Gas Water Heaters - Panel Upgrade - Marine ¦ SCG ¦ Marine | Com Small Gas Water Heaters - Panel Upgrade - Marine | 0.46177 | 0.453 | 0 | CBSA 2019 | 26.1215 | 2012 | 1 | SWWH027-05 & SWWH031-04
COM-WATERHEAT-FS-PU-10B.43 | Com ¦ Com Electric Storage Water Heater (0.92 UEF - 50 Gal) - FS Future Baseline 2028 - Panel Upgrade - Marine ¦ SCG ¦ Marine | Com ¦ Com Electric Storage Water Heater (0.92 UEF - 50 Gal) - FS Future Baseline 2028 - Panel Upgrade - Marine | SCG ¦ Marine | SCG | All | Electric & Gas | Com Electric Storage Water Heater (0.92 UEF - 50 Gal) - FS Future Baseline 2028 | Efficient | 2028 | 2029 | 1 | Conventional | WaterHeat | Com - Other | Com | ROB and NEW | 0 | 1000 sqft2 of floor space | 1000 sqft served | 13 | DEER:Indoor_CFL_Ltg | 4653.1959 | 0.30736 | -271.4364 | SWWH027-05 & SWWH031-04 | 803.3263 | 2024 | 479.5639 | 2024 | 0 | 0 | SWWH027-05 & SWWH031-04 | Com Small Gas Water Heaters - Panel Upgrade - Marine ¦ SCG ¦ Marine | Com Small Gas Water Heaters - Panel Upgrade - Marine | 0.5433 | 0.453 | 0 | CBSA 2019 | 715.7822 | 2012 | 1 | SWWH027-05 & SWWH031-04
COM-WATERHEAT-FS-PU-10B.44 | Com ¦ Com Electric Storage Water Heater (0.92 UEF - 50 Gal) - FS Future Baseline 2028 - Panel Upgrade - Marine ¦ SCG ¦ Marine | Com ¦ Com Electric Storage Water Heater (0.92 UEF - 50 Gal) - FS Future Baseline 2028 - Panel Upgrade - Marine | SCG ¦ Marine | SCG | All | Electric & Gas | Com Electric Storage Water Heater (0.92 UEF - 50 Gal) - FS Future Baseline 2028 | Efficient | 2028 | 2029 | 1 | Conventional | WaterHeat | Com - Refrig. Warehouse | Com | ROB and NEW | 0 | 1000 sqft2 of floor space | 1000 sqft served | 13 | DEER:Indoor_CFL_Ltg | 401.189 | 0.015609 | -23.3913 | SWWH027-05 & SWWH031-04 | 44.9134 | 2024 | 26.8121 | 2024 | 0 | 0 | SWWH027-05 & SWWH031-04 | Com Small Gas Water Heaters - Panel Upgrade - Marine ¦ SCG ¦ Marine | Com Small Gas Water Heaters - Panel Upgrade - Marine | 0.22621 | 0.453 | 0 | CBSA 2019 | 10.3934 | 2012 | 1 | SWWH027-05 & SWWH031-04
COM-WATERHEAT-FS-PU-10B.45 | Com ¦ Com Electric Storage Water Heater (0.92 UEF - 50 Gal) - FS Future Baseline 2028 - Panel Upgrade - Marine ¦ SCG ¦ Marine | Com ¦ Com Electric Storage Water Heater (0.92 UEF - 50 Gal) - FS Future Baseline 2028 - Panel Upgrade - Marine | SCG ¦ Marine | SCG | All | Electric & Gas | Com Electric Storage Water Heater (0.92 UEF - 50 Gal) - FS Future Baseline 2028 | Efficient | 2028 | 2029 | 1 | Conventional | WaterHeat | Com - Restaurant | Com | ROB and NEW | 0 | 1000 sqft2 of floor space | 1000 sqft served | 13 | DEER:Indoor_CFL_Ltg | 17379.5836 | 1.5259 | -1042.1214 | SWWH027-05 & SWWH031-04 | 4207.6885 | 2024 | 2511.8752 | 2024 | 0 | 0 | SWWH027-05 & SWWH031-04 | Com Small Gas Water Heaters - Panel Upgrade - Marine ¦ SCG ¦ Marine | Com Small Gas Water Heaters - Panel Upgrade - Marine | 0.79319 | 0.453 | 0 | CBSA 2019 | 474.0269 | 2012 | 1 | SWWH027-05 & SWWH031-04
COM-WATERHEAT-FS-PU-10B.46 | Com ¦ Com Electric Storage Water Heater (0.92 UEF - 50 Gal) - FS Future Baseline 2028 - Panel Upgrade - Marine ¦ SCG ¦ Marine | Com ¦ Com Electric Storage Water Heater (0.92 UEF - 50 Gal) - FS Future Baseline 2028 - Panel Upgrade - Marine | SCG ¦ Marine | SCG | All | Electric & Gas | Com Electric Storage Water Heater (0.92 UEF - 50 Gal) - FS Future Baseline 2028 | Efficient | 2028 | 2029 | 1 | Conventional | WaterHeat | Com - Retail | Com | ROB and NEW | 0 | 1000 sqft2 of floor space | 1000 sqft served | 13 | DEER:Indoor_CFL_Ltg | 259.6295 | 0.017806 | -15.3778 | SWWH027-05 & SWWH031-04 | 60.1628 | 2024 | 35.9156 | 2024 | 0 | 0 | SWWH027-05 & SWWH031-04 | Com Small Gas Water Heaters - Panel Upgrade - Marine ¦ SCG ¦ Marine | Com Small Gas Water Heaters - Panel Upgrade - Marine | 0.40063 | 0.453 | 0 | CBSA 2019 | -15.2289 | 2012 | 1 | SWWH027-05 & SWWH031-04
COM-WATERHEAT-FS-PU-10B.47 | Com ¦ Com Electric Storage Water Heater (0.92 UEF - 50 Gal) - FS Future Baseline 2028 - Panel Upgrade - Marine ¦ SCG ¦ Marine | Com ¦ Com Electric Storage Water Heater (0.92 UEF - 50 Gal) - FS Future Baseline 2028 - Panel Upgrade - Marine | SCG ¦ Marine | SCG | All | Electric & Gas | Com Electric Storage Water Heater (0.92 UEF - 50 Gal) - FS Future Baseline 2028 | Efficient | 2028 | 2029 | 1 | Conventional | WaterHeat | Com - School | Com | ROB and NEW | 0 | 1000 sqft2 of floor space | 1000 sqft served | 13 | DEER:Indoor_CFL_Ltg | 1402.422 | 0.045024 | -85.2909 | SWWH027-05 & SWWH031-04 | 495.5838 | 2024 | 295.85 | 2024 | 0 | 0 | SWWH027-05 & SWWH031-04 | Com Small Gas Water Heaters - Panel Upgrade - Marine ¦ SCG ¦ Marine | Com Small Gas Water Heaters - Panel Upgrade - Marine | 0.76922 | 0.453 | 0 | CBSA 2019 | -36.0357 | 2012 | 1 | SWWH027-05 & SWWH031-04
COM-WATERHEAT-FS-PU-10B.48 | Com ¦ Com Electric Storage Water Heater (0.92 UEF - 50 Gal) - FS Future Baseline 2028 - Panel Upgrade - Marine ¦ SCG ¦ Marine | Com ¦ Com Electric Storage Water Heater (0.92 UEF - 50 Gal) - FS Future Baseline 2028 - Panel Upgrade - Marine | SCG ¦ Marine | SCG | All | Electric & Gas | Com Electric Storage Water Heater (0.92 UEF - 50 Gal) - FS Future Baseline 2028 | Efficient | 2028 | 2029 | 1 | Conventional | WaterHeat | Com - Warehouse | Com | ROB and NEW | 0 | 1000 sqft2 of floor space | 1000 sqft served | 13 | DEER:Indoor_CFL_Ltg | 41.9446 | 0.00067915 | -2.4646 | SWWH027-05 & SWWH031-04 | 8.9827 | 2024 | 5.3624 | 2024 | 0 | 0 | SWWH027-05 & SWWH031-04 | Com Small Gas Water Heaters - Panel Upgrade - Marine ¦ SCG ¦ Marine | Com Small Gas Water Heaters - Panel Upgrade - Marine | 0.1976 | 0.453 | 0 | CBSA 2019 | -2.1822 | 2012 | 1 | SWWH027-05 & SWWH031-04
COM-WATERHEAT-FS-PU-10B.49 | Com ¦ Com Electric Storage Water Heater (0.92 UEF - 50 Gal) - FS Future Baseline 2028 - Panel Upgrade - Hot-Dry ¦ SCG ¦ Hot-Dry | Com ¦ Com Electric Storage Water Heater (0.92 UEF - 50 Gal) - FS Future Baseline 2028 - Panel Upgrade - Hot-Dry | SCG ¦ Hot-Dry | SCG | All | Electric & Gas | Com Electric Storage Water Heater (0.92 UEF - 50 Gal) - FS Future Baseline 2028 | Efficient | 2028 | 2029 | 1 | Conventional | WaterHeat | Com - College | Com | ROB and NEW | 0 | 1000 sqft2 of floor space | 1000 sqft served | 13 | DEER:Indoor_CFL_Ltg | 691.6881 | 0.071261 | -40.5775 | SWWH027-05 & SWWH031-04 | 156.0708 | 2024 | 93.17 | 2024 | 0 | 0 | SWWH027-05 & SWWH031-04 | Com Small Gas Water Heaters - Panel Upgrade - Hot-Dry ¦ SCG ¦ Hot-Dry | Com Small Gas Water Heaters - Panel Upgrade - Hot-Dry | 0.74815 | 0.453 | 0 | CBSA 2019 | 81.6299 | 2012 | 1 | SWWH027-05 & SWWH031-04
COM-WATERHEAT-FS-PU-10B.50 | Com ¦ Com Electric Storage Water Heater (0.92 UEF - 50 Gal) - FS Future Baseline 2028 - Panel Upgrade - Hot-Dry ¦ SCG ¦ Hot-Dry | Com ¦ Com Electric Storage Water Heater (0.92 UEF - 50 Gal) - FS Future Baseline 2028 - Panel Upgrade - Hot-Dry | SCG ¦ Hot-Dry | SCG | All | Electric & Gas | Com Electric Storage Water Heater (0.92 UEF - 50 Gal) - FS Future Baseline 2028 | Efficient | 2028 | 2029 | 1 | Conventional | WaterHeat | Com - Grocery | Com | ROB and NEW | 0 | 1000 sqft2 of floor space | 1000 sqft served | 13 | DEER:Indoor_CFL_Ltg | 0 | 0 | 0 | SWWH027-05 & SWWH031-04 | 101.241 | 2024 | 61.7409 | 2024 | 0 | 0 | SWWH027-05 & SWWH031-04 | Com Small Gas Water Heaters - Panel Upgrade - Hot-Dry ¦ SCG ¦ Hot-Dry | Com Small Gas Water Heaters - Panel Upgrade - Hot-Dry | 0.59609 | 0.453 | 0 | CBSA 2019 | 0 | 2012 | 1 | SWWH027-05 & SWWH031-04
COM-WATERHEAT-FS-PU-10B.51 | Com ¦ Com Electric Storage Water Heater (0.92 UEF - 50 Gal) - FS Future Baseline 2028 - Panel Upgrade - Hot-Dry ¦ SCG ¦ Hot-Dry | Com ¦ Com Electric Storage Water Heater (0.92 UEF - 50 Gal) - FS Future Baseline 2028 - Panel Upgrade - Hot-Dry | SCG ¦ Hot-Dry | SCG | All | Electric & Gas | Com Electric Storage Water Heater (0.92 UEF - 50 Gal) - FS Future Baseline 2028 | Efficient | 2028 | 2029 | 1 | Conventional | WaterHeat | Com - Health | Com | ROB and NEW | 0 | 1000 sqft2 of floor space | 1000 sqft served | 13 | DEER:Indoor_CFL_Ltg | 1977.0991 | 0.096558 | -114.4048 | SWWH027-05 & SWWH031-04 | 236.3958 | 2024 | 141.1219 | 2024 | 0 | 0 | SWWH027-05 & SWWH031-04 | Com Small Gas Water Heaters - Panel Upgrade - Hot-Dry ¦ SCG ¦ Hot-Dry | Com Small Gas Water Heaters - Panel Upgrade - Hot-Dry | 0.52611 | 0.453 | 0 | CBSA 2019 | 193.7709 | 2012 | 1 | SWWH027-05 & SWWH031-04
COM-WATERHEAT-FS-PU-10B.52 | Com ¦ Com Electric Storage Water Heater (0.92 UEF - 50 Gal) - FS Future Baseline 2028 - Panel Upgrade - Hot-Dry ¦ SCG ¦ Hot-Dry | Com ¦ Com Electric Storage Water Heater (0.92 UEF - 50 Gal) - FS Future Baseline 2028 - Panel Upgrade - Hot-Dry | SCG ¦ Hot-Dry | SCG | All | Electric & Gas | Com Electric Storage Water Heater (0.92 UEF - 50 Gal) - FS Future Baseline 2028 | Efficient | 2028 | 2029 | 1 | Conventional | WaterHeat | Com - Lodging | Com | ROB and NEW | 0 | 1000 sqft2 of floor space | 1000 sqft served | 13 | DEER:Indoor_CFL_Ltg | 1524.3008 | 0.075089 | -87.4634 | SWWH027-05 & SWWH031-04 | 148.7423 | 2024 | 88.7951 | 2024 | 0 | 0 | SWWH027-05 & SWWH031-04 | Com Small Gas Water Heaters - Panel Upgrade - Hot-Dry ¦ SCG ¦ Hot-Dry | Com Small Gas Water Heaters - Panel Upgrade - Hot-Dry | 0.73871 | 0.453 | 0 | CBSA 2019 | 623.6389 | 2012 | 1 | SWWH027-05 & SWWH031-04
COM-WATERHEAT-FS-PU-10B.53 | Com ¦ Com Electric Storage Water Heater (0.92 UEF - 50 Gal) - FS Future Baseline 2028 - Panel Upgrade - Hot-Dry ¦ SCG ¦ Hot-Dry | Com ¦ Com Electric Storage Water Heater (0.92 UEF - 50 Gal) - FS Future Baseline 2028 - Panel Upgrade - Hot-Dry | SCG ¦ Hot-Dry | SCG | All | Electric & Gas | Com Electric Storage Water Heater (0.92 UEF - 50 Gal) - FS Future Baseline 2028 | Efficient | 2028 | 2029 | 1 | Conventional | WaterHeat | Com - Office (Large) | Com | ROB and NEW | 0 | 1000 sqft2 of floor space | 1000 sqft served | 13 | DEER:Indoor_CFL_Ltg | 193.9567 | 0.0042419 | -11.4745 | SWWH027-05 & SWWH031-04 | 48.5655 | 2024 | 28.9923 | 2024 | 0 | 0 | SWWH027-05 & SWWH031-04 | Com Small Gas Water Heaters - Panel Upgrade - Hot-Dry ¦ SCG ¦ Hot-Dry | Com Small Gas Water Heaters - Panel Upgrade - Hot-Dry | 0.46177 | 0.453 | 0 | CBSA 2019 | 32.2394 | 2012 | 1 | SWWH027-05 & SWWH031-04
COM-WATERHEAT-FS-PU-10B.54 | Com ¦ Com Electric Storage Water Heater (0.92 UEF - 50 Gal) - FS Future Baseline 2028 - Panel Upgrade - Hot-Dry ¦ SCG ¦ Hot-Dry | Com ¦ Com Electric Storage Water Heater (0.92 UEF - 50 Gal) - FS Future Baseline 2028 - Panel Upgrade - Hot-Dry | SCG ¦ Hot-Dry | SCG | All | Electric & Gas | Com Electric Storage Water Heater (0.92 UEF - 50 Gal) - FS Future Baseline 2028 | Efficient | 2028 | 2029 | 1 | Conventional | WaterHeat | Com - Office (Small) | Com | ROB and NEW | 0 | 1000 sqft2 of floor space | 1000 sqft served | 13 | DEER:Indoor_CFL_Ltg | 178.6574 | 0.00063887 | -10.5739 | SWWH027-05 & SWWH031-04 | 48.5655 | 2024 | 28.9923 | 2024 | 0 | 0 | SWWH027-05 & SWWH031-04 | Com Small Gas Water Heaters - Panel Upgrade - Hot-Dry ¦ SCG ¦ Hot-Dry | Com Small Gas Water Heaters - Panel Upgrade - Hot-Dry | 0.46177 | 0.453 | 0 | CBSA 2019 | 12.7417 | 2012 | 1 | SWWH027-05 & SWWH031-04
COM-WATERHEAT-FS-PU-10B.55 | Com ¦ Com Electric Storage Water Heater (0.92 UEF - 50 Gal) - FS Future Baseline 2028 - Panel Upgrade - Hot-Dry ¦ SCG ¦ Hot-Dry | Com ¦ Com Electric Storage Water Heater (0.92 UEF - 50 Gal) - FS Future Baseline 2028 - Panel Upgrade - Hot-Dry | SCG ¦ Hot-Dry | SCG | All | Electric & Gas | Com Electric Storage Water Heater (0.92 UEF - 50 Gal) - FS Future Baseline 2028 | Efficient | 2028 | 2029 | 1 | Conventional | WaterHeat | Com - Other | Com | ROB and NEW | 0 | 1000 sqft2 of floor space | 1000 sqft served | 13 | DEER:Indoor_CFL_Ltg | 2298.0257 | 0.13898 | -133.6773 | SWWH027-05 & SWWH031-04 | 401.6632 | 2024 | 239.7819 | 2024 | 0 | 0 | SWWH027-05 & SWWH031-04 | Com Small Gas Water Heaters - Panel Upgrade - Hot-Dry ¦ SCG ¦ Hot-Dry | Com Small Gas Water Heaters - Panel Upgrade - Hot-Dry | 0.5433 | 0.453 | 0 | CBSA 2019 | 351.801 | 2012 | 1 | SWWH027-05 & SWWH031-04
COM-WATERHEAT-FS-PU-10B.56 | Com ¦ Com Electric Storage Water Heater (0.92 UEF - 50 Gal) - FS Future Baseline 2028 - Panel Upgrade - Hot-Dry ¦ SCG ¦ Hot-Dry | Com ¦ Com Electric Storage Water Heater (0.92 UEF - 50 Gal) - FS Future Baseline 2028 - Panel Upgrade - Hot-Dry | SCG ¦ Hot-Dry | SCG | All | Electric & Gas | Com Electric Storage Water Heater (0.92 UEF - 50 Gal) - FS Future Baseline 2028 | Efficient | 2028 | 2029 | 1 | Conventional | WaterHeat | Com - Refrig. Warehouse | Com | ROB and NEW | 0 | 1000 sqft2 of floor space | 1000 sqft served | 13 | DEER:Indoor_CFL_Ltg | 197.9701 | 0.0070516 | -11.4674 | SWWH027-05 & SWWH031-04 | 22.4567 | 2024 | 13.406 | 2024 | 0 | 0 | SWWH027-05 & SWWH031-04 | Com Small Gas Water Heaters - Panel Upgrade - Hot-Dry ¦ SCG ¦ Hot-Dry | Com Small Gas Water Heaters - Panel Upgrade - Hot-Dry | 0.22621 | 0.453 | 0 | CBSA 2019 | 5.0722 | 2012 | 1 | SWWH027-05 & SWWH031-04
COM-WATERHEAT-FS-PU-10B.57 | Com ¦ Com Electric Storage Water Heater (0.92 UEF - 50 Gal) - FS Future Baseline 2028 - Panel Upgrade - Hot-Dry ¦ SCG ¦ Hot-Dry | Com ¦ Com Electric Storage Water Heater (0.92 UEF - 50 Gal) - FS Future Baseline 2028 - Panel Upgrade - Hot-Dry | SCG ¦ Hot-Dry | SCG | All | Electric & Gas | Com Electric Storage Water Heater (0.92 UEF - 50 Gal) - FS Future Baseline 2028 | Efficient | 2028 | 2029 | 1 | Conventional | WaterHeat | Com - Restaurant | Com | ROB and NEW | 0 | 1000 sqft2 of floor space | 1000 sqft served | 13 | DEER:Indoor_CFL_Ltg | 8577.0773 | 0.68071 | -510.9526 | SWWH027-05 & SWWH031-04 | 2103.8442 | 2024 | 1255.9376 | 2024 | 0 | 0 | SWWH027-05 & SWWH031-04 | Com Small Gas Water Heaters - Panel Upgrade - Hot-Dry ¦ SCG ¦ Hot-Dry | Com Small Gas Water Heaters - Panel Upgrade - Hot-Dry | 0.79319 | 0.453 | 0 | CBSA 2019 | 231.4229 | 2012 | 1 | SWWH027-05 & SWWH031-04
COM-WATERHEAT-FS-PU-10B.58 | Com ¦ Com Electric Storage Water Heater (0.92 UEF - 50 Gal) - FS Future Baseline 2028 - Panel Upgrade - Hot-Dry ¦ SCG ¦ Hot-Dry | Com ¦ Com Electric Storage Water Heater (0.92 UEF - 50 Gal) - FS Future Baseline 2028 - Panel Upgrade - Hot-Dry | SCG ¦ Hot-Dry | SCG | All | Electric & Gas | Com Electric Storage Water Heater (0.92 UEF - 50 Gal) - FS Future Baseline 2028 | Efficient | 2028 | 2029 | 1 | Conventional | WaterHeat | Com - Retail | Com | ROB and NEW | 0 | 1000 sqft2 of floor space | 1000 sqft served | 13 | DEER:Indoor_CFL_Ltg | 128.2895 | 0.0079364 | -7.5355 | SWWH027-05 & SWWH031-04 | 30.0814 | 2024 | 17.9578 | 2024 | 0 | 0 | SWWH027-05 & SWWH031-04 | Com Small Gas Water Heaters - Panel Upgrade - Hot-Dry ¦ SCG ¦ Hot-Dry | Com Small Gas Water Heaters - Panel Upgrade - Hot-Dry | 0.40063 | 0.453 | 0 | CBSA 2019 | -7.8363 | 2012 | 1 | SWWH027-05 & SWWH031-04
COM-WATERHEAT-FS-PU-10B.59 | Com ¦ Com Electric Storage Water Heater (0.92 UEF - 50 Gal) - FS Future Baseline 2028 - Panel Upgrade - Hot-Dry ¦ SCG ¦ Hot-Dry | Com ¦ Com Electric Storage Water Heater (0.92 UEF - 50 Gal) - FS Future Baseline 2028 - Panel Upgrade - Hot-Dry | SCG ¦ Hot-Dry | SCG | All | Electric & Gas | Com Electric Storage Water Heater (0.92 UEF - 50 Gal) - FS Future Baseline 2028 | Efficient | 2028 | 2029 | 1 | Conventional | WaterHeat | Com - School | Com | ROB and NEW | 0 | 1000 sqft2 of floor space | 1000 sqft served | 13 | DEER:Indoor_CFL_Ltg | 694.9692 | 0.019868 | -41.953 | SWWH027-05 & SWWH031-04 | 247.7919 | 2024 | 147.925 | 2024 | 0 | 0 | SWWH027-05 & SWWH031-04 | Com Small Gas Water Heaters - Panel Upgrade - Hot-Dry ¦ SCG ¦ Hot-Dry | Com Small Gas Water Heaters - Panel Upgrade - Hot-Dry | 0.76922 | 0.453 | 0 | CBSA 2019 | -18.5723 | 2012 | 1 | SWWH027-05 & SWWH031-04
COM-WATERHEAT-FS-PU-10B.60 | Com ¦ Com Electric Storage Water Heater (0.92 UEF - 50 Gal) - FS Future Baseline 2028 - Panel Upgrade - Hot-Dry ¦ SCG ¦ Hot-Dry | Com ¦ Com Electric Storage Water Heater (0.92 UEF - 50 Gal) - FS Future Baseline 2028 - Panel Upgrade - Hot-Dry | SCG ¦ Hot-Dry | SCG | All | Electric & Gas | Com Electric Storage Water Heater (0.92 UEF - 50 Gal) - FS Future Baseline 2028 | Efficient | 2028 | 2029 | 1 | Conventional | WaterHeat | Com - Warehouse | Com | ROB and NEW | 0 | 1000 sqft2 of floor space | 1000 sqft served | 13 | DEER:Indoor_CFL_Ltg | 20.6072 | 0.00029986 | -1.2095 | SWWH027-05 & SWWH031-04 | 4.4913 | 2024 | 2.6812 | 2024 | 0 | 0 | SWWH027-05 & SWWH031-04 | Com Small Gas Water Heaters - Panel Upgrade - Hot-Dry ¦ SCG ¦ Hot-Dry | Com Small Gas Water Heaters - Panel Upgrade - Hot-Dry | 0.1976 | 0.453 | 0 | CBSA 2019 | -1.0778 | 2012 | 1 | SWWH027-05 & SWWH031-04
COM-WATERHEAT-FS-PU-10B.61 | Com ¦ Com Electric Storage Water Heater (0.92 UEF - 50 Gal) - FS Future Baseline 2028 - Panel Upgrade - Cold ¦ SCG ¦ Cold | Com ¦ Com Electric Storage Water Heater (0.92 UEF - 50 Gal) - FS Future Baseline 2028 - Panel Upgrade - Cold | SCG ¦ Cold | SCG | All | Electric & Gas | Com Electric Storage Water Heater (0.92 UEF - 50 Gal) - FS Future Baseline 2028 | Efficient | 2028 | 2029 | 1 | Conventional | WaterHeat | Com - College | Com | ROB and NEW | 0 | 1000 sqft2 of floor space | 1000 sqft served | 13 | DEER:Indoor_CFL_Ltg | 1665.8259 | 0.080061 | -95.4446 | SWWH027-05 & SWWH031-04 | 312.1416 | 2024 | 186.34 | 2024 | 0 | 0 | SWWH027-05 & SWWH031-04 | Com Small Gas Water Heaters - Panel Upgrade - Cold ¦ SCG ¦ Cold | Com Small Gas Water Heaters - Panel Upgrade - Cold | 0.74815 | 0.453 | 0 | CBSA 2019 | 189.0718 | 2012 | 1 | SWWH027-05 & SWWH031-04
COM-WATERHEAT-FS-PU-10B.62 | Com ¦ Com Electric Storage Water Heater (0.92 UEF - 50 Gal) - FS Future Baseline 2028 - Panel Upgrade - Cold ¦ SCG ¦ Cold | Com ¦ Com Electric Storage Water Heater (0.92 UEF - 50 Gal) - FS Future Baseline 2028 - Panel Upgrade - Cold | SCG ¦ Cold | SCG | All | Electric & Gas | Com Electric Storage Water Heater (0.92 UEF - 50 Gal) - FS Future Baseline 2028 | Efficient | 2028 | 2029 | 1 | Conventional | WaterHeat | Com - Grocery | Com | ROB and NEW | 0 | 1000 sqft2 of floor space | 1000 sqft served | 13 | DEER:Indoor_CFL_Ltg | 0 | 0 | 0 | SWWH027-05 & SWWH031-04 | 202.482 | 2024 | 123.4818 | 2024 | 0 | 0 | SWWH027-05 & SWWH031-04 | Com Small Gas Water Heaters - Panel Upgrade - Cold ¦ SCG ¦ Cold | Com Small Gas Water Heaters - Panel Upgrade - Cold | 0.59609 | 0.453 | 0 | CBSA 2019 | 0 | 2012 | 1 | SWWH027-05 & SWWH031-04
COM-WATERHEAT-FS-PU-10B.63 | Com ¦ Com Electric Storage Water Heater (0.92 UEF - 50 Gal) - FS Future Baseline 2028 - Panel Upgrade - Cold ¦ SCG ¦ Cold | Com ¦ Com Electric Storage Water Heater (0.92 UEF - 50 Gal) - FS Future Baseline 2028 - Panel Upgrade - Cold | SCG ¦ Cold | SCG | All | Electric & Gas | Com Electric Storage Water Heater (0.92 UEF - 50 Gal) - FS Future Baseline 2028 | Efficient | 2028 | 2029 | 1 | Conventional | WaterHeat | Com - Health | Com | ROB and NEW | 0 | 1000 sqft2 of floor space | 1000 sqft served | 13 | DEER:Indoor_CFL_Ltg | 4719.8368 | 0.23114 | -269.2865 | SWWH027-05 & SWWH031-04 | 472.7917 | 2024 | 282.2437 | 2024 | 0 | 0 | SWWH027-05 & SWWH031-04 | Com Small Gas Water Heaters - Panel Upgrade - Cold ¦ SCG ¦ Cold | Com Small Gas Water Heaters - Panel Upgrade - Cold | 0.52611 | 0.453 | 0 | CBSA 2019 | 451.7713 | 2012 | 1 | SWWH027-05 & SWWH031-04
COM-WATERHEAT-FS-PU-10B.64 | Com ¦ Com Electric Storage Water Heater (0.92 UEF - 50 Gal) - FS Future Baseline 2028 - Panel Upgrade - Cold ¦ SCG ¦ Cold | Com ¦ Com Electric Storage Water Heater (0.92 UEF - 50 Gal) - FS Future Baseline 2028 - Panel Upgrade - Cold | SCG ¦ Cold | SCG | All | Electric & Gas | Com Electric Storage Water Heater (0.92 UEF - 50 Gal) - FS Future Baseline 2028 | Efficient | 2028 | 2029 | 1 | Conventional | WaterHeat | Com - Lodging | Com | ROB and NEW | 0 | 1000 sqft2 of floor space | 1000 sqft served | 13 | DEER:Indoor_CFL_Ltg | 3636.638 | 0.17989 | -206.1654 | SWWH027-05 & SWWH031-04 | 297.4846 | 2024 | 177.5902 | 2024 | 0 | 0 | SWWH027-05 & SWWH031-04 | Com Small Gas Water Heaters - Panel Upgrade - Cold ¦ SCG ¦ Cold | Com Small Gas Water Heaters - Panel Upgrade - Cold | 0.73871 | 0.453 | 0 | CBSA 2019 | 1463.1403 | 2012 | 1 | SWWH027-05 & SWWH031-04
COM-WATERHEAT-FS-PU-10B.65 | Com ¦ Com Electric Storage Water Heater (0.92 UEF - 50 Gal) - FS Future Baseline 2028 - Panel Upgrade - Cold ¦ SCG ¦ Cold | Com ¦ Com Electric Storage Water Heater (0.92 UEF - 50 Gal) - FS Future Baseline 2028 - Panel Upgrade - Cold | SCG ¦ Cold | SCG | All | Electric & Gas | Com Electric Storage Water Heater (0.92 UEF - 50 Gal) - FS Future Baseline 2028 | Efficient | 2028 | 2029 | 1 | Conventional | WaterHeat | Com - Office (Large) | Com | ROB and NEW | 0 | 1000 sqft2 of floor space | 1000 sqft served | 13 | DEER:Indoor_CFL_Ltg | 466.8781 | 0.010083 | -26.8973 | SWWH027-05 & SWWH031-04 | 97.131 | 2024 | 57.9846 | 2024 | 0 | 0 | SWWH027-05 & SWWH031-04 | Com Small Gas Water Heaters - Panel Upgrade - Cold ¦ SCG ¦ Cold | Com Small Gas Water Heaters - Panel Upgrade - Cold | 0.46177 | 0.453 | 0 | CBSA 2019 | 74.3559 | 2012 | 1 | SWWH027-05 & SWWH031-04
COM-WATERHEAT-FS-PU-10B.66 | Com ¦ Com Electric Storage Water Heater (0.92 UEF - 50 Gal) - FS Future Baseline 2028 - Panel Upgrade - Cold ¦ SCG ¦ Cold | Com ¦ Com Electric Storage Water Heater (0.92 UEF - 50 Gal) - FS Future Baseline 2028 - Panel Upgrade - Cold | SCG ¦ Cold | SCG | All | Electric & Gas | Com Electric Storage Water Heater (0.92 UEF - 50 Gal) - FS Future Baseline 2028 | Efficient | 2028 | 2029 | 1 | Conventional | WaterHeat | Com - Office (Small) | Com | ROB and NEW | 0 | 1000 sqft2 of floor space | 1000 sqft served | 13 | DEER:Indoor_CFL_Ltg | 429.3699 | 0.0014747 | -24.6764 | SWWH027-05 & SWWH031-04 | 97.131 | 2024 | 57.9846 | 2024 | 0 | 0 | SWWH027-05 & SWWH031-04 | Com Small Gas Water Heaters - Panel Upgrade - Cold ¦ SCG ¦ Cold | Com Small Gas Water Heaters - Panel Upgrade - Cold | 0.46177 | 0.453 | 0 | CBSA 2019 | 29.1656 | 2012 | 1 | SWWH027-05 & SWWH031-04
COM-WATERHEAT-FS-PU-10B.67 | Com ¦ Com Electric Storage Water Heater (0.92 UEF - 50 Gal) - FS Future Baseline 2028 - Panel Upgrade - Cold ¦ SCG ¦ Cold | Com ¦ Com Electric Storage Water Heater (0.92 UEF - 50 Gal) - FS Future Baseline 2028 - Panel Upgrade - Cold | SCG ¦ Cold | SCG | All | Electric & Gas | Com Electric Storage Water Heater (0.92 UEF - 50 Gal) - FS Future Baseline 2028 | Efficient | 2028 | 2029 | 1 | Conventional | WaterHeat | Com - Other | Com | ROB and NEW | 0 | 1000 sqft2 of floor space | 1000 sqft served | 13 | DEER:Indoor_CFL_Ltg | 5477.7095 | 0.33062 | -312.2539 | SWWH027-05 & SWWH031-04 | 803.3263 | 2024 | 479.5639 | 2024 | 0 | 0 | SWWH027-05 & SWWH031-04 | Com Small Gas Water Heaters - Panel Upgrade - Cold ¦ SCG ¦ Cold | Com Small Gas Water Heaters - Panel Upgrade - Cold | 0.5433 | 0.453 | 0 | CBSA 2019 | 809.6393 | 2012 | 1 | SWWH027-05 & SWWH031-04
COM-WATERHEAT-FS-PU-10B.68 | Com ¦ Com Electric Storage Water Heater (0.92 UEF - 50 Gal) - FS Future Baseline 2028 - Panel Upgrade - Cold ¦ SCG ¦ Cold | Com ¦ Com Electric Storage Water Heater (0.92 UEF - 50 Gal) - FS Future Baseline 2028 - Panel Upgrade - Cold | SCG ¦ Cold | SCG | All | Electric & Gas | Com Electric Storage Water Heater (0.92 UEF - 50 Gal) - FS Future Baseline 2028 | Efficient | 2028 | 2029 | 1 | Conventional | WaterHeat | Com - Refrig. Warehouse | Com | ROB and NEW | 0 | 1000 sqft2 of floor space | 1000 sqft served | 13 | DEER:Indoor_CFL_Ltg | 478.095 | 0.016842 | -27.0426 | SWWH027-05 & SWWH031-04 | 44.9134 | 2024 | 26.8121 | 2024 | 0 | 0 | SWWH027-05 & SWWH031-04 | Com Small Gas Water Heaters - Panel Upgrade - Cold ¦ SCG ¦ Cold | Com Small Gas Water Heaters - Panel Upgrade - Cold | 0.22621 | 0.453 | 0 | CBSA 2019 | 11.7606 | 2012 | 1 | SWWH027-05 & SWWH031-04
COM-WATERHEAT-FS-PU-10B.69 | Com ¦ Com Electric Storage Water Heater (0.92 UEF - 50 Gal) - FS Future Baseline 2028 - Panel Upgrade - Cold ¦ SCG ¦ Cold | Com ¦ Com Electric Storage Water Heater (0.92 UEF - 50 Gal) - FS Future Baseline 2028 - Panel Upgrade - Cold | SCG ¦ Cold | SCG | All | Electric & Gas | Com Electric Storage Water Heater (0.92 UEF - 50 Gal) - FS Future Baseline 2028 | Efficient | 2028 | 2029 | 1 | Conventional | WaterHeat | Com - Restaurant | Com | ROB and NEW | 0 | 1000 sqft2 of floor space | 1000 sqft served | 13 | DEER:Indoor_CFL_Ltg | 20471.4241 | 1.6461 | -1191.5893 | SWWH027-05 & SWWH031-04 | 4207.6885 | 2024 | 2511.8752 | 2024 | 0 | 0 | SWWH027-05 & SWWH031-04 | Com Small Gas Water Heaters - Panel Upgrade - Cold ¦ SCG ¦ Cold | Com Small Gas Water Heaters - Panel Upgrade - Cold | 0.79319 | 0.453 | 0 | CBSA 2019 | 531.3675 | 2012 | 1 | SWWH027-05 & SWWH031-04
COM-WATERHEAT-FS-PU-10B.70 | Com ¦ Com Electric Storage Water Heater (0.92 UEF - 50 Gal) - FS Future Baseline 2028 - Panel Upgrade - Cold ¦ SCG ¦ Cold | Com ¦ Com Electric Storage Water Heater (0.92 UEF - 50 Gal) - FS Future Baseline 2028 - Panel Upgrade - Cold | SCG ¦ Cold | SCG | All | Electric & Gas | Com Electric Storage Water Heater (0.92 UEF - 50 Gal) - FS Future Baseline 2028 | Efficient | 2028 | 2029 | 1 | Conventional | WaterHeat | Com - Retail | Com | ROB and NEW | 0 | 1000 sqft2 of floor space | 1000 sqft served | 13 | DEER:Indoor_CFL_Ltg | 305.0587 | 0.019186 | -17.6916 | SWWH027-05 & SWWH031-04 | 60.1628 | 2024 | 35.9156 | 2024 | 0 | 0 | SWWH027-05 & SWWH031-04 | Com Small Gas Water Heaters - Panel Upgrade - Cold ¦ SCG ¦ Cold | Com Small Gas Water Heaters - Panel Upgrade - Cold | 0.40063 | 0.453 | 0 | CBSA 2019 | -19.7562 | 2012 | 1 | SWWH027-05 & SWWH031-04
COM-WATERHEAT-FS-PU-10B.71 | Com ¦ Com Electric Storage Water Heater (0.92 UEF - 50 Gal) - FS Future Baseline 2028 - Panel Upgrade - Cold ¦ SCG ¦ Cold | Com ¦ Com Electric Storage Water Heater (0.92 UEF - 50 Gal) - FS Future Baseline 2028 - Panel Upgrade - Cold | SCG ¦ Cold | SCG | All | Electric & Gas | Com Electric Storage Water Heater (0.92 UEF - 50 Gal) - FS Future Baseline 2028 | Efficient | 2028 | 2029 | 1 | Conventional | WaterHeat | Com - School | Com | ROB and NEW | 0 | 1000 sqft2 of floor space | 1000 sqft served | 13 | DEER:Indoor_CFL_Ltg | 1684.1344 | -0.00034575 | -98.1331 | SWWH027-05 & SWWH031-04 | 495.5838 | 2024 | 295.85 | 2024 | 0 | 0 | SWWH027-05 & SWWH031-04 | Com Small Gas Water Heaters - Panel Upgrade - Cold ¦ SCG ¦ Cold | Com Small Gas Water Heaters - Panel Upgrade - Cold | 0.76922 | 0.453 | 0 | CBSA 2019 | -53.0772 | 2012 | 1 | SWWH027-05 & SWWH031-04
COM-WATERHEAT-FS-PU-10B.72 | Com ¦ Com Electric Storage Water Heater (0.92 UEF - 50 Gal) - FS Future Baseline 2028 - Panel Upgrade - Cold ¦ SCG ¦ Cold | Com ¦ Com Electric Storage Water Heater (0.92 UEF - 50 Gal) - FS Future Baseline 2028 - Panel Upgrade - Cold | SCG ¦ Cold | SCG | All | Electric & Gas | Com Electric Storage Water Heater (0.92 UEF - 50 Gal) - FS Future Baseline 2028 | Efficient | 2028 | 2029 | 1 | Conventional | WaterHeat | Com - Warehouse | Com | ROB and NEW | 0 | 1000 sqft2 of floor space | 1000 sqft served | 13 | DEER:Indoor_CFL_Ltg | 50.2513 | 0.00072159 | -2.8298 | SWWH027-05 & SWWH031-04 | 8.9827 | 2024 | 5.3624 | 2024 | 0 | 0 | SWWH027-05 & SWWH031-04 | Com Small Gas Water Heaters - Panel Upgrade - Cold ¦ SCG ¦ Cold | Com Small Gas Water Heaters - Panel Upgrade - Cold | 0.1976 | 0.453 | 0 | CBSA 2019 | -3.1327 | 2012 | 1 | SWWH027-05 & SWWH031-04
COM-WATERHEAT-FS-PU-10B.73 | Com ¦ Com Electric Storage Water Heater (0.92 UEF - 50 Gal) - FS Future Baseline 2028 - Panel Upgrade - Marine ¦ SDG&E ¦ Marine | Com ¦ Com Electric Storage Water Heater (0.92 UEF - 50 Gal) - FS Future Baseline 2028 - Panel Upgrade - Marine | SDG&E ¦ Marine | SDG&E | All | Electric & Gas | Com Electric Storage Water Heater (0.92 UEF - 50 Gal) - FS Future Baseline 2028 | Efficient | 2028 | 2029 | 1 | Conventional | WaterHeat | Com - College | Com | ROB and NEW | 0 | 1000 sqft2 of floor space | 1000 sqft served | 13 | DEER:Indoor_CFL_Ltg | 1395.8134 | 0.15883 | -82.6657 | SWWH027-05 & SWWH031-04 | 312.1416 | 2024 | 186.34 | 2024 | 0 | 0 | SWWH027-05 & SWWH031-04 | Com Small Gas Water Heaters - Panel Upgrade - Marine ¦ SDG&E ¦ Marine | Com Small Gas Water Heaters - Panel Upgrade - Marine | 0.74815 | 0.453 | 0 | CBSA 2019 | 167.3044 | 2012 | 1 | SWWH027-05 & SWWH031-04
COM-WATERHEAT-FS-PU-10B.74 | Com ¦ Com Electric Storage Water Heater (0.92 UEF - 50 Gal) - FS Future Baseline 2028 - Panel Upgrade - Marine ¦ SDG&E ¦ Marine | Com ¦ Com Electric Storage Water Heater (0.92 UEF - 50 Gal) - FS Future Baseline 2028 - Panel Upgrade - Marine | SDG&E ¦ Marine | SDG&E | All | Electric & Gas | Com Electric Storage Water Heater (0.92 UEF - 50 Gal) - FS Future Baseline 2028 | Efficient | 2028 | 2029 | 1 | Conventional | WaterHeat | Com - Grocery | Com | ROB and NEW | 0 | 1000 sqft2 of floor space | 1000 sqft served | 13 | DEER:Indoor_CFL_Ltg | 0 | 0 | 0 | SWWH027-05 & SWWH031-04 | 202.482 | 2024 | 123.4818 | 2024 | 0 | 0 | SWWH027-05 & SWWH031-04 | Com Small Gas Water Heaters - Panel Upgrade - Marine ¦ SDG&E ¦ Marine | Com Small Gas Water Heaters - Panel Upgrade - Marine | 0.59609 | 0.453 | 0 | CBSA 2019 | 0 | 2012 | 1 | SWWH027-05 & SWWH031-04
COM-WATERHEAT-FS-PU-10B.75 | Com ¦ Com Electric Storage Water Heater (0.92 UEF - 50 Gal) - FS Future Baseline 2028 - Panel Upgrade - Marine ¦ SDG&E ¦ Marine | Com ¦ Com Electric Storage Water Heater (0.92 UEF - 50 Gal) - FS Future Baseline 2028 - Panel Upgrade - Marine | SDG&E ¦ Marine | SDG&E | All | Electric & Gas | Com Electric Storage Water Heater (0.92 UEF - 50 Gal) - FS Future Baseline 2028 | Efficient | 2028 | 2029 | 1 | Conventional | WaterHeat | Com - Health | Com | ROB and NEW | 0 | 1000 sqft2 of floor space | 1000 sqft served | 13 | DEER:Indoor_CFL_Ltg | 4010.4053 | 0.21336 | -233.6142 | SWWH027-05 & SWWH031-04 | 472.7917 | 2024 | 282.2437 | 2024 | 0 | 0 | SWWH027-05 & SWWH031-04 | Com Small Gas Water Heaters - Panel Upgrade - Marine ¦ SDG&E ¦ Marine | Com Small Gas Water Heaters - Panel Upgrade - Marine | 0.52611 | 0.453 | 0 | CBSA 2019 | 397.4347 | 2012 | 1 | SWWH027-05 & SWWH031-04
COM-WATERHEAT-FS-PU-10B.76 | Com ¦ Com Electric Storage Water Heater (0.92 UEF - 50 Gal) - FS Future Baseline 2028 - Panel Upgrade - Marine ¦ SDG&E ¦ Marine | Com ¦ Com Electric Storage Water Heater (0.92 UEF - 50 Gal) - FS Future Baseline 2028 - Panel Upgrade - Marine | SDG&E ¦ Marine | SDG&E | All | Electric & Gas | Com Electric Storage Water Heater (0.92 UEF - 50 Gal) - FS Future Baseline 2028 | Efficient | 2028 | 2029 | 1 | Conventional | WaterHeat | Com - Lodging | Com | ROB and NEW | 0 | 1000 sqft2 of floor space | 1000 sqft served | 13 | DEER:Indoor_CFL_Ltg | 3091.8409 | 0.16595 | -178.637 | SWWH027-05 & SWWH031-04 | 297.4846 | 2024 | 177.5902 | 2024 | 0 | 0 | SWWH027-05 & SWWH031-04 | Com Small Gas Water Heaters - Panel Upgrade - Marine ¦ SDG&E ¦ Marine | Com Small Gas Water Heaters - Panel Upgrade - Marine | 0.73871 | 0.453 | 0 | CBSA 2019 | 1277.1099 | 2012 | 1 | SWWH027-05 & SWWH031-04
COM-WATERHEAT-FS-PU-10B.77 | Com ¦ Com Electric Storage Water Heater (0.92 UEF - 50 Gal) - FS Future Baseline 2028 - Panel Upgrade - Marine ¦ SDG&E ¦ Marine | Com ¦ Com Electric Storage Water Heater (0.92 UEF - 50 Gal) - FS Future Baseline 2028 - Panel Upgrade - Marine | SDG&E ¦ Marine | SDG&E | All | Electric & Gas | Com Electric Storage Water Heater (0.92 UEF - 50 Gal) - FS Future Baseline 2028 | Efficient | 2028 | 2029 | 1 | Conventional | WaterHeat | Com - Office (Large) | Com | ROB and NEW | 0 | 1000 sqft2 of floor space | 1000 sqft served | 13 | DEER:Indoor_CFL_Ltg | 393.3423 | 0.0094165 | -23.3933 | SWWH027-05 & SWWH031-04 | 97.131 | 2024 | 57.9846 | 2024 | 0 | 0 | SWWH027-05 & SWWH031-04 | Com Small Gas Water Heaters - Panel Upgrade - Marine ¦ SDG&E ¦ Marine | Com Small Gas Water Heaters - Panel Upgrade - Marine | 0.46177 | 0.453 | 0 | CBSA 2019 | 65.9335 | 2012 | 1 | SWWH027-05 & SWWH031-04
COM-WATERHEAT-FS-PU-10B.78 | Com ¦ Com Electric Storage Water Heater (0.92 UEF - 50 Gal) - FS Future Baseline 2028 - Panel Upgrade - Marine ¦ SDG&E ¦ Marine | Com ¦ Com Electric Storage Water Heater (0.92 UEF - 50 Gal) - FS Future Baseline 2028 - Panel Upgrade - Marine | SDG&E ¦ Marine | SDG&E | All | Electric & Gas | Com Electric Storage Water Heater (0.92 UEF - 50 Gal) - FS Future Baseline 2028 | Efficient | 2028 | 2029 | 1 | Conventional | WaterHeat | Com - Office (Small) | Com | ROB and NEW | 0 | 1000 sqft2 of floor space | 1000 sqft served | 13 | DEER:Indoor_CFL_Ltg | 361.5097 | 0.0014525 | -21.5672 | SWWH027-05 & SWWH031-04 | 97.131 | 2024 | 57.9846 | 2024 | 0 | 0 | SWWH027-05 & SWWH031-04 | Com Small Gas Water Heaters - Panel Upgrade - Marine ¦ SDG&E ¦ Marine | Com Small Gas Water Heaters - Panel Upgrade - Marine | 0.46177 | 0.453 | 0 | CBSA 2019 | 26.1215 | 2012 | 1 | SWWH027-05 & SWWH031-04
COM-WATERHEAT-FS-PU-10B.79 | Com ¦ Com Electric Storage Water Heater (0.92 UEF - 50 Gal) - FS Future Baseline 2028 - Panel Upgrade - Marine ¦ SDG&E ¦ Marine | Com ¦ Com Electric Storage Water Heater (0.92 UEF - 50 Gal) - FS Future Baseline 2028 - Panel Upgrade - Marine | SDG&E ¦ Marine | SDG&E | All | Electric & Gas | Com Electric Storage Water Heater (0.92 UEF - 50 Gal) - FS Future Baseline 2028 | Efficient | 2028 | 2029 | 1 | Conventional | WaterHeat | Com - Other | Com | ROB and NEW | 0 | 1000 sqft2 of floor space | 1000 sqft served | 13 | DEER:Indoor_CFL_Ltg | 4653.1959 | 0.30736 | -271.4364 | SWWH027-05 & SWWH031-04 | 803.3263 | 2024 | 479.5639 | 2024 | 0 | 0 | SWWH027-05 & SWWH031-04 | Com Small Gas Water Heaters - Panel Upgrade - Marine ¦ SDG&E ¦ Marine | Com Small Gas Water Heaters - Panel Upgrade - Marine | 0.5433 | 0.453 | 0 | CBSA 2019 | 715.7822 | 2012 | 1 | SWWH027-05 & SWWH031-04
COM-WATERHEAT-FS-PU-10B.80 | Com ¦ Com Electric Storage Water Heater (0.92 UEF - 50 Gal) - FS Future Baseline 2028 - Panel Upgrade - Marine ¦ SDG&E ¦ Marine | Com ¦ Com Electric Storage Water Heater (0.92 UEF - 50 Gal) - FS Future Baseline 2028 - Panel Upgrade - Marine | SDG&E ¦ Marine | SDG&E | All | Electric & Gas | Com Electric Storage Water Heater (0.92 UEF - 50 Gal) - FS Future Baseline 2028 | Efficient | 2028 | 2029 | 1 | Conventional | WaterHeat | Com - Refrig. Warehouse | Com | ROB and NEW | 0 | 1000 sqft2 of floor space | 1000 sqft served | 13 | DEER:Indoor_CFL_Ltg | 401.189 | 0.015609 | -23.3913 | SWWH027-05 & SWWH031-04 | 44.9134 | 2024 | 26.8121 | 2024 | 0 | 0 | SWWH027-05 & SWWH031-04 | Com Small Gas Water Heaters - Panel Upgrade - Marine ¦ SDG&E ¦ Marine | Com Small Gas Water Heaters - Panel Upgrade - Marine | 0.22621 | 0.453 | 0 | CBSA 2019 | 10.3934 | 2012 | 1 | SWWH027-05 & SWWH031-04
COM-WATERHEAT-FS-PU-10B.81 | Com ¦ Com Electric Storage Water Heater (0.92 UEF - 50 Gal) - FS Future Baseline 2028 - Panel Upgrade - Marine ¦ SDG&E ¦ Marine | Com ¦ Com Electric Storage Water Heater (0.92 UEF - 50 Gal) - FS Future Baseline 2028 - Panel Upgrade - Marine | SDG&E ¦ Marine | SDG&E | All | Electric & Gas | Com Electric Storage Water Heater (0.92 UEF - 50 Gal) - FS Future Baseline 2028 | Efficient | 2028 | 2029 | 1 | Conventional | WaterHeat | Com - Restaurant | Com | ROB and NEW | 0 | 1000 sqft2 of floor space | 1000 sqft served | 13 | DEER:Indoor_CFL_Ltg | 17379.5836 | 1.5259 | -1042.1214 | SWWH027-05 & SWWH031-04 | 4207.6885 | 2024 | 2511.8752 | 2024 | 0 | 0 | SWWH027-05 & SWWH031-04 | Com Small Gas Water Heaters - Panel Upgrade - Marine ¦ SDG&E ¦ Marine | Com Small Gas Water Heaters - Panel Upgrade - Marine | 0.79319 | 0.453 | 0 | CBSA 2019 | 474.0269 | 2012 | 1 | SWWH027-05 & SWWH031-04
COM-WATERHEAT-FS-PU-10B.82 | Com ¦ Com Electric Storage Water Heater (0.92 UEF - 50 Gal) - FS Future Baseline 2028 - Panel Upgrade - Marine ¦ SDG&E ¦ Marine | Com ¦ Com Electric Storage Water Heater (0.92 UEF - 50 Gal) - FS Future Baseline 2028 - Panel Upgrade - Marine | SDG&E ¦ Marine | SDG&E | All | Electric & Gas | Com Electric Storage Water Heater (0.92 UEF - 50 Gal) - FS Future Baseline 2028 | Efficient | 2028 | 2029 | 1 | Conventional | WaterHeat | Com - Retail | Com | ROB and NEW | 0 | 1000 sqft2 of floor space | 1000 sqft served | 13 | DEER:Indoor_CFL_Ltg | 259.6295 | 0.017806 | -15.3778 | SWWH027-05 & SWWH031-04 | 60.1628 | 2024 | 35.9156 | 2024 | 0 | 0 | SWWH027-05 & SWWH031-04 | Com Small Gas Water Heaters - Panel Upgrade - Marine ¦ SDG&E ¦ Marine | Com Small Gas Water Heaters - Panel Upgrade - Marine | 0.40063 | 0.453 | 0 | CBSA 2019 | -15.2289 | 2012 | 1 | SWWH027-05 & SWWH031-04
COM-WATERHEAT-FS-PU-10B.83 | Com ¦ Com Electric Storage Water Heater (0.92 UEF - 50 Gal) - FS Future Baseline 2028 - Panel Upgrade - Marine ¦ SDG&E ¦ Marine | Com ¦ Com Electric Storage Water Heater (0.92 UEF - 50 Gal) - FS Future Baseline 2028 - Panel Upgrade - Marine | SDG&E ¦ Marine | SDG&E | All | Electric & Gas | Com Electric Storage Water Heater (0.92 UEF - 50 Gal) - FS Future Baseline 2028 | Efficient | 2028 | 2029 | 1 | Conventional | WaterHeat | Com - School | Com | ROB and NEW | 0 | 1000 sqft2 of floor space | 1000 sqft served | 13 | DEER:Indoor_CFL_Ltg | 1402.422 | 0.045024 | -85.2909 | SWWH027-05 & SWWH031-04 | 495.5838 | 2024 | 295.85 | 2024 | 0 | 0 | SWWH027-05 & SWWH031-04 | Com Small Gas Water Heaters - Panel Upgrade - Marine ¦ SDG&E ¦ Marine | Com Small Gas Water Heaters - Panel Upgrade - Marine | 0.76922 | 0.453 | 0 | CBSA 2019 | -36.0357 | 2012 | 1 | SWWH027-05 & SWWH031-04
COM-WATERHEAT-FS-PU-10B.84 | Com ¦ Com Electric Storage Water Heater (0.92 UEF - 50 Gal) - FS Future Baseline 2028 - Panel Upgrade - Marine ¦ SDG&E ¦ Marine | Com ¦ Com Electric Storage Water Heater (0.92 UEF - 50 Gal) - FS Future Baseline 2028 - Panel Upgrade - Marine | SDG&E ¦ Marine | SDG&E | All | Electric & Gas | Com Electric Storage Water Heater (0.92 UEF - 50 Gal) - FS Future Baseline 2028 | Efficient | 2028 | 2029 | 1 | Conventional | WaterHeat | Com - Warehouse | Com | ROB and NEW | 0 | 1000 sqft2 of floor space | 1000 sqft served | 13 | DEER:Indoor_CFL_Ltg | 41.9446 | 0.00067915 | -2.4646 | SWWH027-05 & SWWH031-04 | 8.9827 | 2024 | 5.3624 | 2024 | 0 | 0 | SWWH027-05 & SWWH031-04 | Com Small Gas Water Heaters - Panel Upgrade - Marine ¦ SDG&E ¦ Marine | Com Small Gas Water Heaters - Panel Upgrade - Marine | 0.1976 | 0.453 | 0 | CBSA 2019 | -2.1822 | 2012 | 1 | SWWH027-05 & SWWH031-04
COM-WATERHEAT-FS-PU-10B.85 | Com ¦ Com Electric Storage Water Heater (0.92 UEF - 50 Gal) - FS Future Baseline 2028 - Panel Upgrade - Hot-Dry ¦ SDG&E ¦ Hot-Dry | Com ¦ Com Electric Storage Water Heater (0.92 UEF - 50 Gal) - FS Future Baseline 2028 - Panel Upgrade - Hot-Dry | SDG&E ¦ Hot-Dry | SDG&E | All | Electric & Gas | Com Electric Storage Water Heater (0.92 UEF - 50 Gal) - FS Future Baseline 2028 | Efficient | 2028 | 2029 | 1 | Conventional | WaterHeat | Com - College | Com | ROB and NEW | 0 | 1000 sqft2 of floor space | 1000 sqft served | 13 | DEER:Indoor_CFL_Ltg | 696.1547 | 0.08084 | -41.3078 | SWWH027-05 & SWWH031-04 | 156.0708 | 2024 | 93.17 | 2024 | 0 | 0 | SWWH027-05 & SWWH031-04 | Com Small Gas Water Heaters - Panel Upgrade - Hot-Dry ¦ SDG&E ¦ Hot-Dry | Com Small Gas Water Heaters - Panel Upgrade - Hot-Dry | 0.74815 | 0.453 | 0 | CBSA 2019 | 83.7017 | 2012 | 1 | SWWH027-05 & SWWH031-04
COM-WATERHEAT-FS-PU-10B.86 | Com ¦ Com Electric Storage Water Heater (0.92 UEF - 50 Gal) - FS Future Baseline 2028 - Panel Upgrade - Hot-Dry ¦ SDG&E ¦ Hot-Dry | Com ¦ Com Electric Storage Water Heater (0.92 UEF - 50 Gal) - FS Future Baseline 2028 - Panel Upgrade - Hot-Dry | SDG&E ¦ Hot-Dry | SDG&E | All | Electric & Gas | Com Electric Storage Water Heater (0.92 UEF - 50 Gal) - FS Future Baseline 2028 | Efficient | 2028 | 2029 | 1 | Conventional | WaterHeat | Com - Grocery | Com | ROB and NEW | 0 | 1000 sqft2 of floor space | 1000 sqft served | 13 | DEER:Indoor_CFL_Ltg | 0 | 0 | 0 | SWWH027-05 & SWWH031-04 | 101.241 | 2024 | 61.7409 | 2024 | 0 | 0 | SWWH027-05 & SWWH031-04 | Com Small Gas Water Heaters - Panel Upgrade - Hot-Dry ¦ SDG&E ¦ Hot-Dry | Com Small Gas Water Heaters - Panel Upgrade - Hot-Dry | 0.59609 | 0.453 | 0 | CBSA 2019 | 0 | 2012 | 1 | SWWH027-05 & SWWH031-04
COM-WATERHEAT-FS-PU-10B.87 | Com ¦ Com Electric Storage Water Heater (0.92 UEF - 50 Gal) - FS Future Baseline 2028 - Panel Upgrade - Hot-Dry ¦ SDG&E ¦ Hot-Dry | Com ¦ Com Electric Storage Water Heater (0.92 UEF - 50 Gal) - FS Future Baseline 2028 - Panel Upgrade - Hot-Dry | SDG&E ¦ Hot-Dry | SDG&E | All | Electric & Gas | Com Electric Storage Water Heater (0.92 UEF - 50 Gal) - FS Future Baseline 2028 | Efficient | 2028 | 2029 | 1 | Conventional | WaterHeat | Com - Health | Com | ROB and NEW | 0 | 1000 sqft2 of floor space | 1000 sqft served | 13 | DEER:Indoor_CFL_Ltg | 1999.0487 | 0.10843 | -116.4616 | SWWH027-05 & SWWH031-04 | 236.3958 | 2024 | 141.1219 | 2024 | 0 | 0 | SWWH027-05 & SWWH031-04 | Com Small Gas Water Heaters - Panel Upgrade - Hot-Dry ¦ SDG&E ¦ Hot-Dry | Com Small Gas Water Heaters - Panel Upgrade - Hot-Dry | 0.52611 | 0.453 | 0 | CBSA 2019 | 198.1441 | 2012 | 1 | SWWH027-05 & SWWH031-04
COM-WATERHEAT-FS-PU-10B.88 | Com ¦ Com Electric Storage Water Heater (0.92 UEF - 50 Gal) - FS Future Baseline 2028 - Panel Upgrade - Hot-Dry ¦ SDG&E ¦ Hot-Dry | Com ¦ Com Electric Storage Water Heater (0.92 UEF - 50 Gal) - FS Future Baseline 2028 - Panel Upgrade - Hot-Dry | SDG&E ¦ Hot-Dry | SDG&E | All | Electric & Gas | Com Electric Storage Water Heater (0.92 UEF - 50 Gal) - FS Future Baseline 2028 | Efficient | 2028 | 2029 | 1 | Conventional | WaterHeat | Com - Lodging | Com | ROB and NEW | 0 | 1000 sqft2 of floor space | 1000 sqft served | 13 | DEER:Indoor_CFL_Ltg | 1539.9888 | 0.084323 | -88.9521 | SWWH027-05 & SWWH031-04 | 148.7423 | 2024 | 88.7951 | 2024 | 0 | 0 | SWWH027-05 & SWWH031-04 | Com Small Gas Water Heaters - Panel Upgrade - Hot-Dry ¦ SDG&E ¦ Hot-Dry | Com Small Gas Water Heaters - Panel Upgrade - Hot-Dry | 0.73871 | 0.453 | 0 | CBSA 2019 | 635.8705 | 2012 | 1 | SWWH027-05 & SWWH031-04
COM-WATERHEAT-FS-PU-10B.89 | Com ¦ Com Electric Storage Water Heater (0.92 UEF - 50 Gal) - FS Future Baseline 2028 - Panel Upgrade - Hot-Dry ¦ SDG&E ¦ Hot-Dry | Com ¦ Com Electric Storage Water Heater (0.92 UEF - 50 Gal) - FS Future Baseline 2028 - Panel Upgrade - Hot-Dry | SDG&E ¦ Hot-Dry | SDG&E | All | Electric & Gas | Com Electric Storage Water Heater (0.92 UEF - 50 Gal) - FS Future Baseline 2028 | Efficient | 2028 | 2029 | 1 | Conventional | WaterHeat | Com - Office (Large) | Com | ROB and NEW | 0 | 1000 sqft2 of floor space | 1000 sqft served | 13 | DEER:Indoor_CFL_Ltg | 195.8075 | 0.0047749 | -11.6596 | SWWH027-05 & SWWH031-04 | 48.5655 | 2024 | 28.9923 | 2024 | 0 | 0 | SWWH027-05 & SWWH031-04 | Com Small Gas Water Heaters - Panel Upgrade - Hot-Dry ¦ SDG&E ¦ Hot-Dry | Com Small Gas Water Heaters - Panel Upgrade - Hot-Dry | 0.46177 | 0.453 | 0 | CBSA 2019 | 32.8864 | 2012 | 1 | SWWH027-05 & SWWH031-04
COM-WATERHEAT-FS-PU-10B.90 | Com ¦ Com Electric Storage Water Heater (0.92 UEF - 50 Gal) - FS Future Baseline 2028 - Panel Upgrade - Hot-Dry ¦ SDG&E ¦ Hot-Dry | Com ¦ Com Electric Storage Water Heater (0.92 UEF - 50 Gal) - FS Future Baseline 2028 - Panel Upgrade - Hot-Dry | SDG&E ¦ Hot-Dry | SDG&E | All | Electric & Gas | Com Electric Storage Water Heater (0.92 UEF - 50 Gal) - FS Future Baseline 2028 | Efficient | 2028 | 2029 | 1 | Conventional | WaterHeat | Com - Office (Small) | Com | ROB and NEW | 0 | 1000 sqft2 of floor space | 1000 sqft served | 13 | DEER:Indoor_CFL_Ltg | 180.6315 | 0.00073659 | -10.7589 | SWWH027-05 & SWWH031-04 | 48.5655 | 2024 | 28.9923 | 2024 | 0 | 0 | SWWH027-05 & SWWH031-04 | Com Small Gas Water Heaters - Panel Upgrade - Hot-Dry ¦ SDG&E ¦ Hot-Dry | Com Small Gas Water Heaters - Panel Upgrade - Hot-Dry | 0.46177 | 0.453 | 0 | CBSA 2019 | 13.0176 | 2012 | 1 | SWWH027-05 & SWWH031-04
COM-WATERHEAT-FS-PU-10B.91 | Com ¦ Com Electric Storage Water Heater (0.92 UEF - 50 Gal) - FS Future Baseline 2028 - Panel Upgrade - Hot-Dry ¦ SDG&E ¦ Hot-Dry | Com ¦ Com Electric Storage Water Heater (0.92 UEF - 50 Gal) - FS Future Baseline 2028 - Panel Upgrade - Hot-Dry | SDG&E ¦ Hot-Dry | SDG&E | All | Electric & Gas | Com Electric Storage Water Heater (0.92 UEF - 50 Gal) - FS Future Baseline 2028 | Efficient | 2028 | 2029 | 1 | Conventional | WaterHeat | Com - Other | Com | ROB and NEW | 0 | 1000 sqft2 of floor space | 1000 sqft served | 13 | DEER:Indoor_CFL_Ltg | 2320.4753 | 0.15613 | -135.7182 | SWWH027-05 & SWWH031-04 | 401.6632 | 2024 | 239.7819 | 2024 | 0 | 0 | SWWH027-05 & SWWH031-04 | Com Small Gas Water Heaters - Panel Upgrade - Hot-Dry ¦ SDG&E ¦ Hot-Dry | Com Small Gas Water Heaters - Panel Upgrade - Hot-Dry | 0.5433 | 0.453 | 0 | CBSA 2019 | 358.5672 | 2012 | 1 | SWWH027-05 & SWWH031-04
COM-WATERHEAT-FS-PU-10B.92 | Com ¦ Com Electric Storage Water Heater (0.92 UEF - 50 Gal) - FS Future Baseline 2028 - Panel Upgrade - Hot-Dry ¦ SDG&E ¦ Hot-Dry | Com ¦ Com Electric Storage Water Heater (0.92 UEF - 50 Gal) - FS Future Baseline 2028 - Panel Upgrade - Hot-Dry | SDG&E ¦ Hot-Dry | SDG&E | All | Electric & Gas | Com Electric Storage Water Heater (0.92 UEF - 50 Gal) - FS Future Baseline 2028 | Efficient | 2028 | 2029 | 1 | Conventional | WaterHeat | Com - Refrig. Warehouse | Com | ROB and NEW | 0 | 1000 sqft2 of floor space | 1000 sqft served | 13 | DEER:Indoor_CFL_Ltg | 200.5945 | 0.0079416 | -11.6956 | SWWH027-05 & SWWH031-04 | 22.4567 | 2024 | 13.406 | 2024 | 0 | 0 | SWWH027-05 & SWWH031-04 | Com Small Gas Water Heaters - Panel Upgrade - Hot-Dry ¦ SDG&E ¦ Hot-Dry | Com Small Gas Water Heaters - Panel Upgrade - Hot-Dry | 0.22621 | 0.453 | 0 | CBSA 2019 | 5.1967 | 2012 | 1 | SWWH027-05 & SWWH031-04
COM-WATERHEAT-FS-PU-10B.93 | Com ¦ Com Electric Storage Water Heater (0.92 UEF - 50 Gal) - FS Future Baseline 2028 - Panel Upgrade - Hot-Dry ¦ SDG&E ¦ Hot-Dry | Com ¦ Com Electric Storage Water Heater (0.92 UEF - 50 Gal) - FS Future Baseline 2028 - Panel Upgrade - Hot-Dry | SDG&E ¦ Hot-Dry | SDG&E | All | Electric & Gas | Com Electric Storage Water Heater (0.92 UEF - 50 Gal) - FS Future Baseline 2028 | Efficient | 2028 | 2029 | 1 | Conventional | WaterHeat | Com - Restaurant | Com | ROB and NEW | 0 | 1000 sqft2 of floor space | 1000 sqft served | 13 | DEER:Indoor_CFL_Ltg | 8676.742 | 0.77258 | -519.9917 | SWWH027-05 & SWWH031-04 | 2103.8442 | 2024 | 1255.9376 | 2024 | 0 | 0 | SWWH027-05 & SWWH031-04 | Com Small Gas Water Heaters - Panel Upgrade - Hot-Dry ¦ SDG&E ¦ Hot-Dry | Com Small Gas Water Heaters - Panel Upgrade - Hot-Dry | 0.79319 | 0.453 | 0 | CBSA 2019 | 236.4423 | 2012 | 1 | SWWH027-05 & SWWH031-04
COM-WATERHEAT-FS-PU-10B.94 | Com ¦ Com Electric Storage Water Heater (0.92 UEF - 50 Gal) - FS Future Baseline 2028 - Panel Upgrade - Hot-Dry ¦ SDG&E ¦ Hot-Dry | Com ¦ Com Electric Storage Water Heater (0.92 UEF - 50 Gal) - FS Future Baseline 2028 - Panel Upgrade - Hot-Dry | SDG&E ¦ Hot-Dry | SDG&E | All | Electric & Gas | Com Electric Storage Water Heater (0.92 UEF - 50 Gal) - FS Future Baseline 2028 | Efficient | 2028 | 2029 | 1 | Conventional | WaterHeat | Com - Retail | Com | ROB and NEW | 0 | 1000 sqft2 of floor space | 1000 sqft served | 13 | DEER:Indoor_CFL_Ltg | 129.6337 | 0.00905 | -7.6702 | SWWH027-05 & SWWH031-04 | 30.0814 | 2024 | 17.9578 | 2024 | 0 | 0 | SWWH027-05 & SWWH031-04 | Com Small Gas Water Heaters - Panel Upgrade - Hot-Dry ¦ SDG&E ¦ Hot-Dry | Com Small Gas Water Heaters - Panel Upgrade - Hot-Dry | 0.40063 | 0.453 | 0 | CBSA 2019 | -7.6434 | 2012 | 1 | SWWH027-05 & SWWH031-04
COM-WATERHEAT-FS-PU-10B.95 | Com ¦ Com Electric Storage Water Heater (0.92 UEF - 50 Gal) - FS Future Baseline 2028 - Panel Upgrade - Hot-Dry ¦ SDG&E ¦ Hot-Dry | Com ¦ Com Electric Storage Water Heater (0.92 UEF - 50 Gal) - FS Future Baseline 2028 - Panel Upgrade - Hot-Dry | SDG&E ¦ Hot-Dry | SDG&E | All | Electric & Gas | Com Electric Storage Water Heater (0.92 UEF - 50 Gal) - FS Future Baseline 2028 | Efficient | 2028 | 2029 | 1 | Conventional | WaterHeat | Com - School | Com | ROB and NEW | 0 | 1000 sqft2 of floor space | 1000 sqft served | 13 | DEER:Indoor_CFL_Ltg | 697.6494 | 0.02269 | -42.4566 | SWWH027-05 & SWWH031-04 | 247.7919 | 2024 | 147.925 | 2024 | 0 | 0 | SWWH027-05 & SWWH031-04 | Com Small Gas Water Heaters - Panel Upgrade - Hot-Dry ¦ SDG&E ¦ Hot-Dry | Com Small Gas Water Heaters - Panel Upgrade - Hot-Dry | 0.76922 | 0.453 | 0 | CBSA 2019 | -17.8629 | 2012 | 1 | SWWH027-05 & SWWH031-04
COM-WATERHEAT-FS-PU-10B.96 | Com ¦ Com Electric Storage Water Heater (0.92 UEF - 50 Gal) - FS Future Baseline 2028 - Panel Upgrade - Hot-Dry ¦ SDG&E ¦ Hot-Dry | Com ¦ Com Electric Storage Water Heater (0.92 UEF - 50 Gal) - FS Future Baseline 2028 - Panel Upgrade - Hot-Dry | SDG&E ¦ Hot-Dry | SDG&E | All | Electric & Gas | Com Electric Storage Water Heater (0.92 UEF - 50 Gal) - FS Future Baseline 2028 | Efficient | 2028 | 2029 | 1 | Conventional | WaterHeat | Com - Warehouse | Com | ROB and NEW | 0 | 1000 sqft2 of floor space | 1000 sqft served | 13 | DEER:Indoor_CFL_Ltg | 20.9038 | 0.00034231 | -1.2323 | SWWH027-05 & SWWH031-04 | 4.4913 | 2024 | 2.6812 | 2024 | 0 | 0 | SWWH027-05 & SWWH031-04 | Com Small Gas Water Heaters - Panel Upgrade - Hot-Dry ¦ SDG&E ¦ Hot-Dry | Com Small Gas Water Heaters - Panel Upgrade - Hot-Dry | 0.1976 | 0.453 | 0 | CBSA 2019 | -1.0706 | 2012 | 1 | SWWH027-05 & SWWH031-04
COM-WATERHEAT-FS-PU-10C.1 | Com ¦ Com Electric Storage Water Heater (0.92 UEF - 50 Gal) - FS Future Baseline 2029 - Panel Upgrade - Marine ¦ PG&E ¦ Marine | Com ¦ Com Electric Storage Water Heater (0.92 UEF - 50 Gal) - FS Future Baseline 2029 - Panel Upgrade - Marine | PG&E ¦ Marine | PG&E | All | Electric & Gas | Com Electric Storage Water Heater (0.92 UEF - 50 Gal) - FS Future Baseline 2029 | Efficient | 2029 |  | 1 | Conventional | WaterHeat | Com - College | Com | ROB and NEW | 0 | 1000 sqft2 of floor space | 1000 sqft served | 13 | DEER:Indoor_CFL_Ltg | 1137.8822 | 0.062187 | -67.0699 | SWWH031-04 | 173.1032 | 2024 | 102.5529 | 2024 | 0 | 0 | SWWH031-04 | Com Small Gas Water Heaters - Panel Upgrade - Marine ¦ PG&E ¦ Marine | Com Small Gas Water Heaters - Panel Upgrade - Marine | 0.74815 | 0.453 | 0 | CBSA 2019 | 135.3325 | 2012 | 1 | SWWH031-04
COM-WATERHEAT-FS-PU-10C.2 | Com ¦ Com Electric Storage Water Heater (0.92 UEF - 50 Gal) - FS Future Baseline 2029 - Panel Upgrade - Marine ¦ PG&E ¦ Marine | Com ¦ Com Electric Storage Water Heater (0.92 UEF - 50 Gal) - FS Future Baseline 2029 - Panel Upgrade - Marine | PG&E ¦ Marine | PG&E | All | Electric & Gas | Com Electric Storage Water Heater (0.92 UEF - 50 Gal) - FS Future Baseline 2029 | Efficient | 2029 |  | 1 | Conventional | WaterHeat | Com - Grocery | Com | ROB and NEW | 0 | 1000 sqft2 of floor space | 1000 sqft served | 13 | DEER:Indoor_CFL_Ltg | 0 | 0 | 0 | SWWH031-04 | 101.241 | 2024 | 61.7409 | 2024 | 0 | 0 | SWWH031-04 | Com Small Gas Water Heaters - Panel Upgrade - Marine ¦ PG&E ¦ Marine | Com Small Gas Water Heaters - Panel Upgrade - Marine | 0.59609 | 0.453 | 0 | CBSA 2019 | 0 | 2012 | 1 | SWWH031-04
COM-WATERHEAT-FS-PU-10C.3 | Com ¦ Com Electric Storage Water Heater (0.92 UEF - 50 Gal) - FS Future Baseline 2029 - Panel Upgrade - Marine ¦ PG&E ¦ Marine | Com ¦ Com Electric Storage Water Heater (0.92 UEF - 50 Gal) - FS Future Baseline 2029 - Panel Upgrade - Marine | PG&E ¦ Marine | PG&E | All | Electric & Gas | Com Electric Storage Water Heater (0.92 UEF - 50 Gal) - FS Future Baseline 2029 | Efficient | 2029 |  | 1 | Conventional | WaterHeat | Com - Health | Com | ROB and NEW | 0 | 1000 sqft2 of floor space | 1000 sqft served | 13 | DEER:Indoor_CFL_Ltg | 3261.7471 | 0.18037 | -189.4886 | SWWH031-04 | 262.1943 | 2024 | 155.3338 | 2024 | 0 | 0 | SWWH031-04 | Com Small Gas Water Heaters - Panel Upgrade - Marine ¦ PG&E ¦ Marine | Com Small Gas Water Heaters - Panel Upgrade - Marine | 0.52611 | 0.453 | 0 | CBSA 2019 | 321.7882 | 2012 | 1 | SWWH031-04
COM-WATERHEAT-FS-PU-10C.4 | Com ¦ Com Electric Storage Water Heater (0.92 UEF - 50 Gal) - FS Future Baseline 2029 - Panel Upgrade - Marine ¦ PG&E ¦ Marine | Com ¦ Com Electric Storage Water Heater (0.92 UEF - 50 Gal) - FS Future Baseline 2029 - Panel Upgrade - Marine | PG&E ¦ Marine | PG&E | All | Electric & Gas | Com Electric Storage Water Heater (0.92 UEF - 50 Gal) - FS Future Baseline 2029 | Efficient | 2029 |  | 1 | Conventional | WaterHeat | Com - Lodging | Com | ROB and NEW | 0 | 1000 sqft2 of floor space | 1000 sqft served | 13 | DEER:Indoor_CFL_Ltg | 2517.5113 | 0.14025 | -145.1426 | SWWH031-04 | 164.9749 | 2024 | 97.7373 | 2024 | 0 | 0 | SWWH031-04 | Com Small Gas Water Heaters - Panel Upgrade - Marine ¦ PG&E ¦ Marine | Com Small Gas Water Heaters - Panel Upgrade - Marine | 0.73871 | 0.453 | 0 | CBSA 2019 | 1036.8018 | 2012 | 1 | SWWH031-04
COM-WATERHEAT-FS-PU-10C.5 | Com ¦ Com Electric Storage Water Heater (0.92 UEF - 50 Gal) - FS Future Baseline 2029 - Panel Upgrade - Marine ¦ PG&E ¦ Marine | Com ¦ Com Electric Storage Water Heater (0.92 UEF - 50 Gal) - FS Future Baseline 2029 - Panel Upgrade - Marine | PG&E ¦ Marine | PG&E | All | Electric & Gas | Com Electric Storage Water Heater (0.92 UEF - 50 Gal) - FS Future Baseline 2029 | Efficient | 2029 |  | 1 | Conventional | WaterHeat | Com - Office (Large) | Com | ROB and NEW | 0 | 1000 sqft2 of floor space | 1000 sqft served | 13 | DEER:Indoor_CFL_Ltg | 320.1767 | 0.0079285 | -18.8775 | SWWH031-04 | 53.8656 | 2024 | 31.912 | 2024 | 0 | 0 | SWWH031-04 | Com Small Gas Water Heaters - Panel Upgrade - Marine ¦ PG&E ¦ Marine | Com Small Gas Water Heaters - Panel Upgrade - Marine | 0.46177 | 0.453 | 0 | CBSA 2019 | 52.9309 | 2012 | 1 | SWWH031-04
COM-WATERHEAT-FS-PU-10C.6 | Com ¦ Com Electric Storage Water Heater (0.92 UEF - 50 Gal) - FS Future Baseline 2029 - Panel Upgrade - Marine ¦ PG&E ¦ Marine | Com ¦ Com Electric Storage Water Heater (0.92 UEF - 50 Gal) - FS Future Baseline 2029 - Panel Upgrade - Marine | PG&E ¦ Marine | PG&E | All | Electric & Gas | Com Electric Storage Water Heater (0.92 UEF - 50 Gal) - FS Future Baseline 2029 | Efficient | 2029 |  | 1 | Conventional | WaterHeat | Com - Office (Small) | Com | ROB and NEW | 0 | 1000 sqft2 of floor space | 1000 sqft served | 13 | DEER:Indoor_CFL_Ltg | 294.0814 | 0.0012104 | -17.4709 | SWWH031-04 | 53.8656 | 2024 | 31.912 | 2024 | 0 | 0 | SWWH031-04 | Com Small Gas Water Heaters - Panel Upgrade - Marine ¦ PG&E ¦ Marine | Com Small Gas Water Heaters - Panel Upgrade - Marine | 0.46177 | 0.453 | 0 | CBSA 2019 | 21.1037 | 2012 | 1 | SWWH031-04
COM-WATERHEAT-FS-PU-10C.7 | Com ¦ Com Electric Storage Water Heater (0.92 UEF - 50 Gal) - FS Future Baseline 2029 - Panel Upgrade - Marine ¦ PG&E ¦ Marine | Com ¦ Com Electric Storage Water Heater (0.92 UEF - 50 Gal) - FS Future Baseline 2029 - Panel Upgrade - Marine | PG&E ¦ Marine | PG&E | All | Electric & Gas | Com Electric Storage Water Heater (0.92 UEF - 50 Gal) - FS Future Baseline 2029 | Efficient | 2029 |  | 1 | Conventional | WaterHeat | Com - Other | Com | ROB and NEW | 0 | 1000 sqft2 of floor space | 1000 sqft served | 13 | DEER:Indoor_CFL_Ltg | 3786.8443 | 0.25991 | -220.4145 | SWWH031-04 | 445.4976 | 2024 | 263.9296 | 2024 | 0 | 0 | SWWH031-04 | Com Small Gas Water Heaters - Panel Upgrade - Marine ¦ PG&E ¦ Marine | Com Small Gas Water Heaters - Panel Upgrade - Marine | 0.5433 | 0.453 | 0 | CBSA 2019 | 580.3191 | 2012 | 1 | SWWH031-04
COM-WATERHEAT-FS-PU-10C.8 | Com ¦ Com Electric Storage Water Heater (0.92 UEF - 50 Gal) - FS Future Baseline 2029 - Panel Upgrade - Marine ¦ PG&E ¦ Marine | Com ¦ Com Electric Storage Water Heater (0.92 UEF - 50 Gal) - FS Future Baseline 2029 - Panel Upgrade - Marine | PG&E ¦ Marine | PG&E | All | Electric & Gas | Com Electric Storage Water Heater (0.92 UEF - 50 Gal) - FS Future Baseline 2029 | Efficient | 2029 |  | 1 | Conventional | WaterHeat | Com - Refrig. Warehouse | Com | ROB and NEW | 0 | 1000 sqft2 of floor space | 1000 sqft served | 13 | DEER:Indoor_CFL_Ltg | 326.394 | 0.013196 | -18.9983 | SWWH031-04 | 24.9074 | 2024 | 14.7561 | 2024 | 0 | 0 | SWWH031-04 | Com Small Gas Water Heaters - Panel Upgrade - Marine ¦ PG&E ¦ Marine | Com Small Gas Water Heaters - Panel Upgrade - Marine | 0.22621 | 0.453 | 0 | CBSA 2019 | 8.4316 | 2012 | 1 | SWWH031-04
COM-WATERHEAT-FS-PU-10C.9 | Com ¦ Com Electric Storage Water Heater (0.92 UEF - 50 Gal) - FS Future Baseline 2029 - Panel Upgrade - Marine ¦ PG&E ¦ Marine | Com ¦ Com Electric Storage Water Heater (0.92 UEF - 50 Gal) - FS Future Baseline 2029 - Panel Upgrade - Marine | PG&E ¦ Marine | PG&E | All | Electric & Gas | Com Electric Storage Water Heater (0.92 UEF - 50 Gal) - FS Future Baseline 2029 | Efficient | 2029 |  | 1 | Conventional | WaterHeat | Com - Restaurant | Com | ROB and NEW | 0 | 1000 sqft2 of floor space | 1000 sqft served | 13 | DEER:Indoor_CFL_Ltg | 14159.466 | 1.2774 | -845.4464 | SWWH031-04 | 2333.4416 | 2024 | 1382.4189 | 2024 | 0 | 0 | SWWH031-04 | Com Small Gas Water Heaters - Panel Upgrade - Marine ¦ PG&E ¦ Marine | Com Small Gas Water Heaters - Panel Upgrade - Marine | 0.79319 | 0.453 | 0 | CBSA 2019 | 383.5022 | 2012 | 1 | SWWH031-04
COM-WATERHEAT-FS-PU-10C.10 | Com ¦ Com Electric Storage Water Heater (0.92 UEF - 50 Gal) - FS Future Baseline 2029 - Panel Upgrade - Marine ¦ PG&E ¦ Marine | Com ¦ Com Electric Storage Water Heater (0.92 UEF - 50 Gal) - FS Future Baseline 2029 - Panel Upgrade - Marine | PG&E ¦ Marine | PG&E | All | Electric & Gas | Com Electric Storage Water Heater (0.92 UEF - 50 Gal) - FS Future Baseline 2029 | Efficient | 2029 |  | 1 | Conventional | WaterHeat | Com - Retail | Com | ROB and NEW | 0 | 1000 sqft2 of floor space | 1000 sqft served | 13 | DEER:Indoor_CFL_Ltg | 212.2383 | 0.014902 | -12.4564 | SWWH031-04 | 33.3643 | 2024 | 19.7663 | 2024 | 0 | 0 | SWWH031-04 | Com Small Gas Water Heaters - Panel Upgrade - Marine ¦ PG&E ¦ Marine | Com Small Gas Water Heaters - Panel Upgrade - Marine | 0.40063 | 0.453 | 0 | CBSA 2019 | -13.0145 | 2012 | 1 | SWWH031-04
COM-WATERHEAT-FS-PU-10C.11 | Com ¦ Com Electric Storage Water Heater (0.92 UEF - 50 Gal) - FS Future Baseline 2029 - Panel Upgrade - Marine ¦ PG&E ¦ Marine | Com ¦ Com Electric Storage Water Heater (0.92 UEF - 50 Gal) - FS Future Baseline 2029 - Panel Upgrade - Marine | PG&E ¦ Marine | PG&E | All | Electric & Gas | Com Electric Storage Water Heater (0.92 UEF - 50 Gal) - FS Future Baseline 2029 | Efficient | 2029 |  | 1 | Conventional | WaterHeat | Com - School | Com | ROB and NEW | 0 | 1000 sqft2 of floor space | 1000 sqft served | 13 | DEER:Indoor_CFL_Ltg | 1139.2301 | -4.9998e-05 | -68.9729 | SWWH031-04 | 274.834 | 2024 | 162.822 | 2024 | 0 | 0 | SWWH031-04 | Com Small Gas Water Heaters - Panel Upgrade - Marine ¦ PG&E ¦ Marine | Com Small Gas Water Heaters - Panel Upgrade - Marine | 0.76922 | 0.453 | 0 | CBSA 2019 | -29.9846 | 2012 | 1 | SWWH031-04
COM-WATERHEAT-FS-PU-10C.12 | Com ¦ Com Electric Storage Water Heater (0.92 UEF - 50 Gal) - FS Future Baseline 2029 - Panel Upgrade - Marine ¦ PG&E ¦ Marine | Com ¦ Com Electric Storage Water Heater (0.92 UEF - 50 Gal) - FS Future Baseline 2029 - Panel Upgrade - Marine | PG&E ¦ Marine | PG&E | All | Electric & Gas | Com Electric Storage Water Heater (0.92 UEF - 50 Gal) - FS Future Baseline 2029 | Efficient | 2029 |  | 1 | Conventional | WaterHeat | Com - Warehouse | Com | ROB and NEW | 0 | 1000 sqft2 of floor space | 1000 sqft served | 13 | DEER:Indoor_CFL_Ltg | 34.1969 | 0.00056481 | -2.0025 | SWWH031-04 | 4.9815 | 2024 | 2.9512 | 2024 | 0 | 0 | SWWH031-04 | Com Small Gas Water Heaters - Panel Upgrade - Marine ¦ PG&E ¦ Marine | Com Small Gas Water Heaters - Panel Upgrade - Marine | 0.1976 | 0.453 | 0 | CBSA 2019 | -1.8081 | 2012 | 1 | SWWH031-04
COM-WATERHEAT-FS-PU-10C.13 | Com ¦ Com Electric Storage Water Heater (0.92 UEF - 50 Gal) - FS Future Baseline 2029 - Panel Upgrade - Hot-Dry ¦ PG&E ¦ Hot-Dry | Com ¦ Com Electric Storage Water Heater (0.92 UEF - 50 Gal) - FS Future Baseline 2029 - Panel Upgrade - Hot-Dry | PG&E ¦ Hot-Dry | PG&E | All | Electric & Gas | Com Electric Storage Water Heater (0.92 UEF - 50 Gal) - FS Future Baseline 2029 | Efficient | 2029 |  | 1 | Conventional | WaterHeat | Com - College | Com | ROB and NEW | 0 | 1000 sqft2 of floor space | 1000 sqft served | 13 | DEER:Indoor_CFL_Ltg | 1087.8012 | 0.054693 | -64.1714 | SWWH031-04 | 173.1032 | 2024 | 102.5529 | 2024 | 0 | 0 | SWWH031-04 | Com Small Gas Water Heaters - Panel Upgrade - Hot-Dry ¦ PG&E ¦ Hot-Dry | Com Small Gas Water Heaters - Panel Upgrade - Hot-Dry | 0.74815 | 0.453 | 0 | CBSA 2019 | 129.5523 | 2012 | 1 | SWWH031-04
COM-WATERHEAT-FS-PU-10C.14 | Com ¦ Com Electric Storage Water Heater (0.92 UEF - 50 Gal) - FS Future Baseline 2029 - Panel Upgrade - Hot-Dry ¦ PG&E ¦ Hot-Dry | Com ¦ Com Electric Storage Water Heater (0.92 UEF - 50 Gal) - FS Future Baseline 2029 - Panel Upgrade - Hot-Dry | PG&E ¦ Hot-Dry | PG&E | All | Electric & Gas | Com Electric Storage Water Heater (0.92 UEF - 50 Gal) - FS Future Baseline 2029 | Efficient | 2029 |  | 1 | Conventional | WaterHeat | Com - Grocery | Com | ROB and NEW | 0 | 1000 sqft2 of floor space | 1000 sqft served | 13 | DEER:Indoor_CFL_Ltg | 0 | 0 | 0 | SWWH031-04 | 101.241 | 2024 | 61.7409 | 2024 | 0 | 0 | SWWH031-04 | Com Small Gas Water Heaters - Panel Upgrade - Hot-Dry ¦ PG&E ¦ Hot-Dry | Com Small Gas Water Heaters - Panel Upgrade - Hot-Dry | 0.59609 | 0.453 | 0 | CBSA 2019 | 0 | 2012 | 1 | SWWH031-04
COM-WATERHEAT-FS-PU-10C.15 | Com ¦ Com Electric Storage Water Heater (0.92 UEF - 50 Gal) - FS Future Baseline 2029 - Panel Upgrade - Hot-Dry ¦ PG&E ¦ Hot-Dry | Com ¦ Com Electric Storage Water Heater (0.92 UEF - 50 Gal) - FS Future Baseline 2029 - Panel Upgrade - Hot-Dry | PG&E ¦ Hot-Dry | PG&E | All | Electric & Gas | Com Electric Storage Water Heater (0.92 UEF - 50 Gal) - FS Future Baseline 2029 | Efficient | 2029 |  | 1 | Conventional | WaterHeat | Com - Health | Com | ROB and NEW | 0 | 1000 sqft2 of floor space | 1000 sqft served | 13 | DEER:Indoor_CFL_Ltg | 3109.1936 | 0.15894 | -180.4801 | SWWH031-04 | 262.1943 | 2024 | 155.3338 | 2024 | 0 | 0 | SWWH031-04 | Com Small Gas Water Heaters - Panel Upgrade - Hot-Dry ¦ PG&E ¦ Hot-Dry | Com Small Gas Water Heaters - Panel Upgrade - Hot-Dry | 0.52611 | 0.453 | 0 | CBSA 2019 | 306.3253 | 2012 | 1 | SWWH031-04
COM-WATERHEAT-FS-PU-10C.16 | Com ¦ Com Electric Storage Water Heater (0.92 UEF - 50 Gal) - FS Future Baseline 2029 - Panel Upgrade - Hot-Dry ¦ PG&E ¦ Hot-Dry | Com ¦ Com Electric Storage Water Heater (0.92 UEF - 50 Gal) - FS Future Baseline 2029 - Panel Upgrade - Hot-Dry | PG&E ¦ Hot-Dry | PG&E | All | Electric & Gas | Com Electric Storage Water Heater (0.92 UEF - 50 Gal) - FS Future Baseline 2029 | Efficient | 2029 |  | 1 | Conventional | WaterHeat | Com - Lodging | Com | ROB and NEW | 0 | 1000 sqft2 of floor space | 1000 sqft served | 13 | DEER:Indoor_CFL_Ltg | 2394.8701 | 0.12375 | -137.894 | SWWH031-04 | 164.9749 | 2024 | 97.7373 | 2024 | 0 | 0 | SWWH031-04 | Com Small Gas Water Heaters - Panel Upgrade - Hot-Dry ¦ PG&E ¦ Hot-Dry | Com Small Gas Water Heaters - Panel Upgrade - Hot-Dry | 0.73871 | 0.453 | 0 | CBSA 2019 | 984.5365 | 2012 | 1 | SWWH031-04
COM-WATERHEAT-FS-PU-10C.17 | Com ¦ Com Electric Storage Water Heater (0.92 UEF - 50 Gal) - FS Future Baseline 2029 - Panel Upgrade - Hot-Dry ¦ PG&E ¦ Hot-Dry | Com ¦ Com Electric Storage Water Heater (0.92 UEF - 50 Gal) - FS Future Baseline 2029 - Panel Upgrade - Hot-Dry | PG&E ¦ Hot-Dry | PG&E | All | Electric & Gas | Com Electric Storage Water Heater (0.92 UEF - 50 Gal) - FS Future Baseline 2029 | Efficient | 2029 |  | 1 | Conventional | WaterHeat | Com - Office (Large) | Com | ROB and NEW | 0 | 1000 sqft2 of floor space | 1000 sqft served | 13 | DEER:Indoor_CFL_Ltg | 305.5559 | 0.0069625 | -18.0261 | SWWH031-04 | 53.8656 | 2024 | 31.912 | 2024 | 0 | 0 | SWWH031-04 | Com Small Gas Water Heaters - Panel Upgrade - Hot-Dry ¦ PG&E ¦ Hot-Dry | Com Small Gas Water Heaters - Panel Upgrade - Hot-Dry | 0.46177 | 0.453 | 0 | CBSA 2019 | 50.5619 | 2012 | 1 | SWWH031-04
COM-WATERHEAT-FS-PU-10C.18 | Com ¦ Com Electric Storage Water Heater (0.92 UEF - 50 Gal) - FS Future Baseline 2029 - Panel Upgrade - Hot-Dry ¦ PG&E ¦ Hot-Dry | Com ¦ Com Electric Storage Water Heater (0.92 UEF - 50 Gal) - FS Future Baseline 2029 - Panel Upgrade - Hot-Dry | PG&E ¦ Hot-Dry | PG&E | All | Electric & Gas | Com Electric Storage Water Heater (0.92 UEF - 50 Gal) - FS Future Baseline 2029 | Efficient | 2029 |  | 1 | Conventional | WaterHeat | Com - Office (Small) | Com | ROB and NEW | 0 | 1000 sqft2 of floor space | 1000 sqft served | 13 | DEER:Indoor_CFL_Ltg | 280.9412 | 0.001046 | -16.6196 | SWWH031-04 | 53.8656 | 2024 | 31.912 | 2024 | 0 | 0 | SWWH031-04 | Com Small Gas Water Heaters - Panel Upgrade - Hot-Dry ¦ PG&E ¦ Hot-Dry | Com Small Gas Water Heaters - Panel Upgrade - Hot-Dry | 0.46177 | 0.453 | 0 | CBSA 2019 | 20.0208 | 2012 | 1 | SWWH031-04
COM-WATERHEAT-FS-PU-10C.19 | Com ¦ Com Electric Storage Water Heater (0.92 UEF - 50 Gal) - FS Future Baseline 2029 - Panel Upgrade - Hot-Dry ¦ PG&E ¦ Hot-Dry | Com ¦ Com Electric Storage Water Heater (0.92 UEF - 50 Gal) - FS Future Baseline 2029 - Panel Upgrade - Hot-Dry | PG&E ¦ Hot-Dry | PG&E | All | Electric & Gas | Com Electric Storage Water Heater (0.92 UEF - 50 Gal) - FS Future Baseline 2029 | Efficient | 2029 |  | 1 | Conventional | WaterHeat | Com - Other | Com | ROB and NEW | 0 | 1000 sqft2 of floor space | 1000 sqft served | 13 | DEER:Indoor_CFL_Ltg | 3615.4107 | 0.22776 | -209.6999 | SWWH031-04 | 445.4976 | 2024 | 263.9296 | 2024 | 0 | 0 | SWWH031-04 | Com Small Gas Water Heaters - Panel Upgrade - Hot-Dry ¦ PG&E ¦ Hot-Dry | Com Small Gas Water Heaters - Panel Upgrade - Hot-Dry | 0.5433 | 0.453 | 0 | CBSA 2019 | 550.7124 | 2012 | 1 | SWWH031-04
COM-WATERHEAT-FS-PU-10C.20 | Com ¦ Com Electric Storage Water Heater (0.92 UEF - 50 Gal) - FS Future Baseline 2029 - Panel Upgrade - Hot-Dry ¦ PG&E ¦ Hot-Dry | Com ¦ Com Electric Storage Water Heater (0.92 UEF - 50 Gal) - FS Future Baseline 2029 - Panel Upgrade - Hot-Dry | PG&E ¦ Hot-Dry | PG&E | All | Electric & Gas | Com Electric Storage Water Heater (0.92 UEF - 50 Gal) - FS Future Baseline 2029 | Efficient | 2029 |  | 1 | Conventional | WaterHeat | Com - Refrig. Warehouse | Com | ROB and NEW | 0 | 1000 sqft2 of floor space | 1000 sqft served | 13 | DEER:Indoor_CFL_Ltg | 311.6746 | 0.011604 | -18.1425 | SWWH031-04 | 24.9074 | 2024 | 14.7561 | 2024 | 0 | 0 | SWWH031-04 | Com Small Gas Water Heaters - Panel Upgrade - Hot-Dry ¦ PG&E ¦ Hot-Dry | Com Small Gas Water Heaters - Panel Upgrade - Hot-Dry | 0.22621 | 0.453 | 0 | CBSA 2019 | 8.0521 | 2012 | 1 | SWWH031-04
COM-WATERHEAT-FS-PU-10C.21 | Com ¦ Com Electric Storage Water Heater (0.92 UEF - 50 Gal) - FS Future Baseline 2029 - Panel Upgrade - Hot-Dry ¦ PG&E ¦ Hot-Dry | Com ¦ Com Electric Storage Water Heater (0.92 UEF - 50 Gal) - FS Future Baseline 2029 - Panel Upgrade - Hot-Dry | PG&E ¦ Hot-Dry | PG&E | All | Electric & Gas | Com Electric Storage Water Heater (0.92 UEF - 50 Gal) - FS Future Baseline 2029 | Efficient | 2029 |  | 1 | Conventional | WaterHeat | Com - Restaurant | Com | ROB and NEW | 0 | 1000 sqft2 of floor space | 1000 sqft served | 13 | DEER:Indoor_CFL_Ltg | 13487.427 | 1.1252 | -805.3598 | SWWH031-04 | 2333.4416 | 2024 | 1382.4189 | 2024 | 0 | 0 | SWWH031-04 | Com Small Gas Water Heaters - Panel Upgrade - Hot-Dry ¦ PG&E ¦ Hot-Dry | Com Small Gas Water Heaters - Panel Upgrade - Hot-Dry | 0.79319 | 0.453 | 0 | CBSA 2019 | 365.3305 | 2012 | 1 | SWWH031-04
COM-WATERHEAT-FS-PU-10C.22 | Com ¦ Com Electric Storage Water Heater (0.92 UEF - 50 Gal) - FS Future Baseline 2029 - Panel Upgrade - Hot-Dry ¦ PG&E ¦ Hot-Dry | Com ¦ Com Electric Storage Water Heater (0.92 UEF - 50 Gal) - FS Future Baseline 2029 - Panel Upgrade - Hot-Dry | PG&E ¦ Hot-Dry | PG&E | All | Electric & Gas | Com Electric Storage Water Heater (0.92 UEF - 50 Gal) - FS Future Baseline 2029 | Efficient | 2029 |  | 1 | Conventional | WaterHeat | Com - Retail | Com | ROB and NEW | 0 | 1000 sqft2 of floor space | 1000 sqft served | 13 | DEER:Indoor_CFL_Ltg | 201.9111 | 0.013071 | -11.8499 | SWWH031-04 | 33.3643 | 2024 | 19.7663 | 2024 | 0 | 0 | SWWH031-04 | Com Small Gas Water Heaters - Panel Upgrade - Hot-Dry ¦ PG&E ¦ Hot-Dry | Com Small Gas Water Heaters - Panel Upgrade - Hot-Dry | 0.40063 | 0.453 | 0 | CBSA 2019 | -12.3832 | 2012 | 1 | SWWH031-04
COM-WATERHEAT-FS-PU-10C.23 | Com ¦ Com Electric Storage Water Heater (0.92 UEF - 50 Gal) - FS Future Baseline 2029 - Panel Upgrade - Hot-Dry ¦ PG&E ¦ Hot-Dry | Com ¦ Com Electric Storage Water Heater (0.92 UEF - 50 Gal) - FS Future Baseline 2029 - Panel Upgrade - Hot-Dry | PG&E ¦ Hot-Dry | PG&E | All | Electric & Gas | Com Electric Storage Water Heater (0.92 UEF - 50 Gal) - FS Future Baseline 2029 | Efficient | 2029 |  | 1 | Conventional | WaterHeat | Com - School | Com | ROB and NEW | 0 | 1000 sqft2 of floor space | 1000 sqft served | 13 | DEER:Indoor_CFL_Ltg | 1094.8228 | -7.1702e-05 | -66.0592 | SWWH031-04 | 274.834 | 2024 | 162.822 | 2024 | 0 | 0 | SWWH031-04 | Com Small Gas Water Heaters - Panel Upgrade - Hot-Dry ¦ PG&E ¦ Hot-Dry | Com Small Gas Water Heaters - Panel Upgrade - Hot-Dry | 0.76922 | 0.453 | 0 | CBSA 2019 | -29.3302 | 2012 | 1 | SWWH031-04
COM-WATERHEAT-FS-PU-10C.24 | Com ¦ Com Electric Storage Water Heater (0.92 UEF - 50 Gal) - FS Future Baseline 2029 - Panel Upgrade - Hot-Dry ¦ PG&E ¦ Hot-Dry | Com ¦ Com Electric Storage Water Heater (0.92 UEF - 50 Gal) - FS Future Baseline 2029 - Panel Upgrade - Hot-Dry | PG&E ¦ Hot-Dry | PG&E | All | Electric & Gas | Com Electric Storage Water Heater (0.92 UEF - 50 Gal) - FS Future Baseline 2029 | Efficient | 2029 |  | 1 | Conventional | WaterHeat | Com - Warehouse | Com | ROB and NEW | 0 | 1000 sqft2 of floor space | 1000 sqft served | 13 | DEER:Indoor_CFL_Ltg | 32.5196 | 0.00048985 | -1.8998 | SWWH031-04 | 4.9815 | 2024 | 2.9512 | 2024 | 0 | 0 | SWWH031-04 | Com Small Gas Water Heaters - Panel Upgrade - Hot-Dry ¦ PG&E ¦ Hot-Dry | Com Small Gas Water Heaters - Panel Upgrade - Hot-Dry | 0.1976 | 0.453 | 0 | CBSA 2019 | -1.7382 | 2012 | 1 | SWWH031-04
COM-WATERHEAT-FS-PU-10C.25 | Com ¦ Com Electric Storage Water Heater (0.92 UEF - 50 Gal) - FS Future Baseline 2029 - Panel Upgrade - Cold ¦ PG&E ¦ Cold | Com ¦ Com Electric Storage Water Heater (0.92 UEF - 50 Gal) - FS Future Baseline 2029 - Panel Upgrade - Cold | PG&E ¦ Cold | PG&E | All | Electric & Gas | Com Electric Storage Water Heater (0.92 UEF - 50 Gal) - FS Future Baseline 2029 | Efficient | 2029 |  | 1 | Conventional | WaterHeat | Com - College | Com | ROB and NEW | 0 | 1000 sqft2 of floor space | 1000 sqft served | 13 | DEER:Indoor_CFL_Ltg | 2498.7388 | 0.12009 | -143.1668 | SWWH031-04 | 346.2063 | 2024 | 205.1057 | 2024 | 0 | 0 | SWWH031-04 | Com Small Gas Water Heaters - Panel Upgrade - Cold ¦ PG&E ¦ Cold | Com Small Gas Water Heaters - Panel Upgrade - Cold | 0.74815 | 0.453 | 0 | CBSA 2019 | 283.6077 | 2012 | 1 | SWWH031-04
COM-WATERHEAT-FS-PU-10C.26 | Com ¦ Com Electric Storage Water Heater (0.92 UEF - 50 Gal) - FS Future Baseline 2029 - Panel Upgrade - Cold ¦ PG&E ¦ Cold | Com ¦ Com Electric Storage Water Heater (0.92 UEF - 50 Gal) - FS Future Baseline 2029 - Panel Upgrade - Cold | PG&E ¦ Cold | PG&E | All | Electric & Gas | Com Electric Storage Water Heater (0.92 UEF - 50 Gal) - FS Future Baseline 2029 | Efficient | 2029 |  | 1 | Conventional | WaterHeat | Com - Grocery | Com | ROB and NEW | 0 | 1000 sqft2 of floor space | 1000 sqft served | 13 | DEER:Indoor_CFL_Ltg | 0 | 0 | 0 | SWWH031-04 | 202.482 | 2024 | 123.4818 | 2024 | 0 | 0 | SWWH031-04 | Com Small Gas Water Heaters - Panel Upgrade - Cold ¦ PG&E ¦ Cold | Com Small Gas Water Heaters - Panel Upgrade - Cold | 0.59609 | 0.453 | 0 | CBSA 2019 | 0 | 2012 | 1 | SWWH031-04
COM-WATERHEAT-FS-PU-10C.27 | Com ¦ Com Electric Storage Water Heater (0.92 UEF - 50 Gal) - FS Future Baseline 2029 - Panel Upgrade - Cold ¦ PG&E ¦ Cold | Com ¦ Com Electric Storage Water Heater (0.92 UEF - 50 Gal) - FS Future Baseline 2029 - Panel Upgrade - Cold | PG&E ¦ Cold | PG&E | All | Electric & Gas | Com Electric Storage Water Heater (0.92 UEF - 50 Gal) - FS Future Baseline 2029 | Efficient | 2029 |  | 1 | Conventional | WaterHeat | Com - Health | Com | ROB and NEW | 0 | 1000 sqft2 of floor space | 1000 sqft served | 13 | DEER:Indoor_CFL_Ltg | 7079.7553 | 0.34672 | -403.9298 | SWWH031-04 | 524.3885 | 2024 | 310.6675 | 2024 | 0 | 0 | SWWH031-04 | Com Small Gas Water Heaters - Panel Upgrade - Cold ¦ PG&E ¦ Cold | Com Small Gas Water Heaters - Panel Upgrade - Cold | 0.52611 | 0.453 | 0 | CBSA 2019 | 677.6569 | 2012 | 1 | SWWH031-04
COM-WATERHEAT-FS-PU-10C.28 | Com ¦ Com Electric Storage Water Heater (0.92 UEF - 50 Gal) - FS Future Baseline 2029 - Panel Upgrade - Cold ¦ PG&E ¦ Cold | Com ¦ Com Electric Storage Water Heater (0.92 UEF - 50 Gal) - FS Future Baseline 2029 - Panel Upgrade - Cold | PG&E ¦ Cold | PG&E | All | Electric & Gas | Com Electric Storage Water Heater (0.92 UEF - 50 Gal) - FS Future Baseline 2029 | Efficient | 2029 |  | 1 | Conventional | WaterHeat | Com - Lodging | Com | ROB and NEW | 0 | 1000 sqft2 of floor space | 1000 sqft served | 13 | DEER:Indoor_CFL_Ltg | 5454.957 | 0.26983 | -309.2482 | SWWH031-04 | 329.9498 | 2024 | 195.4747 | 2024 | 0 | 0 | SWWH031-04 | Com Small Gas Water Heaters - Panel Upgrade - Cold ¦ PG&E ¦ Cold | Com Small Gas Water Heaters - Panel Upgrade - Cold | 0.73871 | 0.453 | 0 | CBSA 2019 | 2194.7105 | 2012 | 1 | SWWH031-04
COM-WATERHEAT-FS-PU-10C.29 | Com ¦ Com Electric Storage Water Heater (0.92 UEF - 50 Gal) - FS Future Baseline 2029 - Panel Upgrade - Cold ¦ PG&E ¦ Cold | Com ¦ Com Electric Storage Water Heater (0.92 UEF - 50 Gal) - FS Future Baseline 2029 - Panel Upgrade - Cold | PG&E ¦ Cold | PG&E | All | Electric & Gas | Com Electric Storage Water Heater (0.92 UEF - 50 Gal) - FS Future Baseline 2029 | Efficient | 2029 |  | 1 | Conventional | WaterHeat | Com - Office (Large) | Com | ROB and NEW | 0 | 1000 sqft2 of floor space | 1000 sqft served | 13 | DEER:Indoor_CFL_Ltg | 700.3171 | 0.015124 | -40.346 | SWWH031-04 | 107.7311 | 2024 | 63.824 | 2024 | 0 | 0 | SWWH031-04 | Com Small Gas Water Heaters - Panel Upgrade - Cold ¦ PG&E ¦ Cold | Com Small Gas Water Heaters - Panel Upgrade - Cold | 0.46177 | 0.453 | 0 | CBSA 2019 | 111.5339 | 2012 | 1 | SWWH031-04
COM-WATERHEAT-FS-PU-10C.30 | Com ¦ Com Electric Storage Water Heater (0.92 UEF - 50 Gal) - FS Future Baseline 2029 - Panel Upgrade - Cold ¦ PG&E ¦ Cold | Com ¦ Com Electric Storage Water Heater (0.92 UEF - 50 Gal) - FS Future Baseline 2029 - Panel Upgrade - Cold | PG&E ¦ Cold | PG&E | All | Electric & Gas | Com Electric Storage Water Heater (0.92 UEF - 50 Gal) - FS Future Baseline 2029 | Efficient | 2029 |  | 1 | Conventional | WaterHeat | Com - Office (Small) | Com | ROB and NEW | 0 | 1000 sqft2 of floor space | 1000 sqft served | 13 | DEER:Indoor_CFL_Ltg | 644.0549 | 0.002212 | -37.0146 | SWWH031-04 | 107.7311 | 2024 | 63.824 | 2024 | 0 | 0 | SWWH031-04 | Com Small Gas Water Heaters - Panel Upgrade - Cold ¦ PG&E ¦ Cold | Com Small Gas Water Heaters - Panel Upgrade - Cold | 0.46177 | 0.453 | 0 | CBSA 2019 | 43.7483 | 2012 | 1 | SWWH031-04
COM-WATERHEAT-FS-PU-10C.31 | Com ¦ Com Electric Storage Water Heater (0.92 UEF - 50 Gal) - FS Future Baseline 2029 - Panel Upgrade - Cold ¦ PG&E ¦ Cold | Com ¦ Com Electric Storage Water Heater (0.92 UEF - 50 Gal) - FS Future Baseline 2029 - Panel Upgrade - Cold | PG&E ¦ Cold | PG&E | All | Electric & Gas | Com Electric Storage Water Heater (0.92 UEF - 50 Gal) - FS Future Baseline 2029 | Efficient | 2029 |  | 1 | Conventional | WaterHeat | Com - Other | Com | ROB and NEW | 0 | 1000 sqft2 of floor space | 1000 sqft served | 13 | DEER:Indoor_CFL_Ltg | 8216.5643 | 0.49593 | -468.3809 | SWWH031-04 | 890.9952 | 2024 | 527.8592 | 2024 | 0 | 0 | SWWH031-04 | Com Small Gas Water Heaters - Panel Upgrade - Cold ¦ PG&E ¦ Cold | Com Small Gas Water Heaters - Panel Upgrade - Cold | 0.5433 | 0.453 | 0 | CBSA 2019 | 1214.4589 | 2012 | 1 | SWWH031-04
COM-WATERHEAT-FS-PU-10C.32 | Com ¦ Com Electric Storage Water Heater (0.92 UEF - 50 Gal) - FS Future Baseline 2029 - Panel Upgrade - Cold ¦ PG&E ¦ Cold | Com ¦ Com Electric Storage Water Heater (0.92 UEF - 50 Gal) - FS Future Baseline 2029 - Panel Upgrade - Cold | PG&E ¦ Cold | PG&E | All | Electric & Gas | Com Electric Storage Water Heater (0.92 UEF - 50 Gal) - FS Future Baseline 2029 | Efficient | 2029 |  | 1 | Conventional | WaterHeat | Com - Refrig. Warehouse | Com | ROB and NEW | 0 | 1000 sqft2 of floor space | 1000 sqft served | 13 | DEER:Indoor_CFL_Ltg | 717.1425 | 0.025263 | -40.5639 | SWWH031-04 | 49.8149 | 2024 | 29.5122 | 2024 | 0 | 0 | SWWH031-04 | Com Small Gas Water Heaters - Panel Upgrade - Cold ¦ PG&E ¦ Cold | Com Small Gas Water Heaters - Panel Upgrade - Cold | 0.22621 | 0.453 | 0 | CBSA 2019 | 17.6408 | 2012 | 1 | SWWH031-04
COM-WATERHEAT-FS-PU-10C.33 | Com ¦ Com Electric Storage Water Heater (0.92 UEF - 50 Gal) - FS Future Baseline 2029 - Panel Upgrade - Cold ¦ PG&E ¦ Cold | Com ¦ Com Electric Storage Water Heater (0.92 UEF - 50 Gal) - FS Future Baseline 2029 - Panel Upgrade - Cold | PG&E ¦ Cold | PG&E | All | Electric & Gas | Com Electric Storage Water Heater (0.92 UEF - 50 Gal) - FS Future Baseline 2029 | Efficient | 2029 |  | 1 | Conventional | WaterHeat | Com - Restaurant | Com | ROB and NEW | 0 | 1000 sqft2 of floor space | 1000 sqft served | 13 | DEER:Indoor_CFL_Ltg | 30707.1361 | 2.4691 | -1787.3839 | SWWH031-04 | 4666.8833 | 2024 | 2764.8377 | 2024 | 0 | 0 | SWWH031-04 | Com Small Gas Water Heaters - Panel Upgrade - Cold ¦ PG&E ¦ Cold | Com Small Gas Water Heaters - Panel Upgrade - Cold | 0.79319 | 0.453 | 0 | CBSA 2019 | 797.0512 | 2012 | 1 | SWWH031-04
COM-WATERHEAT-FS-PU-10C.34 | Com ¦ Com Electric Storage Water Heater (0.92 UEF - 50 Gal) - FS Future Baseline 2029 - Panel Upgrade - Cold ¦ PG&E ¦ Cold | Com ¦ Com Electric Storage Water Heater (0.92 UEF - 50 Gal) - FS Future Baseline 2029 - Panel Upgrade - Cold | PG&E ¦ Cold | PG&E | All | Electric & Gas | Com Electric Storage Water Heater (0.92 UEF - 50 Gal) - FS Future Baseline 2029 | Efficient | 2029 |  | 1 | Conventional | WaterHeat | Com - Retail | Com | ROB and NEW | 0 | 1000 sqft2 of floor space | 1000 sqft served | 13 | DEER:Indoor_CFL_Ltg | 457.5881 | 0.028779 | -26.5374 | SWWH031-04 | 66.7285 | 2024 | 39.5325 | 2024 | 0 | 0 | SWWH031-04 | Com Small Gas Water Heaters - Panel Upgrade - Cold ¦ PG&E ¦ Cold | Com Small Gas Water Heaters - Panel Upgrade - Cold | 0.40063 | 0.453 | 0 | CBSA 2019 | -29.6342 | 2012 | 1 | SWWH031-04
COM-WATERHEAT-FS-PU-10C.35 | Com ¦ Com Electric Storage Water Heater (0.92 UEF - 50 Gal) - FS Future Baseline 2029 - Panel Upgrade - Cold ¦ PG&E ¦ Cold | Com ¦ Com Electric Storage Water Heater (0.92 UEF - 50 Gal) - FS Future Baseline 2029 - Panel Upgrade - Cold | PG&E ¦ Cold | PG&E | All | Electric & Gas | Com Electric Storage Water Heater (0.92 UEF - 50 Gal) - FS Future Baseline 2029 | Efficient | 2029 |  | 1 | Conventional | WaterHeat | Com - School | Com | ROB and NEW | 0 | 1000 sqft2 of floor space | 1000 sqft served | 13 | DEER:Indoor_CFL_Ltg | 2526.2015 | -0.00051862 | -147.1997 | SWWH031-04 | 549.668 | 2024 | 325.6441 | 2024 | 0 | 0 | SWWH031-04 | Com Small Gas Water Heaters - Panel Upgrade - Cold ¦ PG&E ¦ Cold | Com Small Gas Water Heaters - Panel Upgrade - Cold | 0.76922 | 0.453 | 0 | CBSA 2019 | -79.6158 | 2012 | 1 | SWWH031-04
COM-WATERHEAT-FS-PU-10C.36 | Com ¦ Com Electric Storage Water Heater (0.92 UEF - 50 Gal) - FS Future Baseline 2029 - Panel Upgrade - Cold ¦ PG&E ¦ Cold | Com ¦ Com Electric Storage Water Heater (0.92 UEF - 50 Gal) - FS Future Baseline 2029 - Panel Upgrade - Cold | PG&E ¦ Cold | PG&E | All | Electric & Gas | Com Electric Storage Water Heater (0.92 UEF - 50 Gal) - FS Future Baseline 2029 | Efficient | 2029 |  | 1 | Conventional | WaterHeat | Com - Warehouse | Com | ROB and NEW | 0 | 1000 sqft2 of floor space | 1000 sqft served | 13 | DEER:Indoor_CFL_Ltg | 75.377 | 0.0010824 | -4.2447 | SWWH031-04 | 9.963 | 2024 | 5.9024 | 2024 | 0 | 0 | SWWH031-04 | Com Small Gas Water Heaters - Panel Upgrade - Cold ¦ PG&E ¦ Cold | Com Small Gas Water Heaters - Panel Upgrade - Cold | 0.1976 | 0.453 | 0 | CBSA 2019 | -4.699 | 2012 | 1 | SWWH031-04
COM-WATERHEAT-FS-PU-10C.37 | Com ¦ Com Electric Storage Water Heater (0.92 UEF - 50 Gal) - FS Future Baseline 2029 - Panel Upgrade - Marine ¦ SCG ¦ Marine | Com ¦ Com Electric Storage Water Heater (0.92 UEF - 50 Gal) - FS Future Baseline 2029 - Panel Upgrade - Marine | SCG ¦ Marine | SCG | All | Electric & Gas | Com Electric Storage Water Heater (0.92 UEF - 50 Gal) - FS Future Baseline 2029 | Efficient | 2029 |  | 1 | Conventional | WaterHeat | Com - College | Com | ROB and NEW | 0 | 1000 sqft2 of floor space | 1000 sqft served | 13 | DEER:Indoor_CFL_Ltg | 2093.7201 | 0.23824 | -123.9986 | SWWH031-04 | 346.2063 | 2024 | 205.1057 | 2024 | 0 | 0 | SWWH031-04 | Com Small Gas Water Heaters - Panel Upgrade - Marine ¦ SCG ¦ Marine | Com Small Gas Water Heaters - Panel Upgrade - Marine | 0.74815 | 0.453 | 0 | CBSA 2019 | 250.9565 | 2012 | 1 | SWWH031-04
COM-WATERHEAT-FS-PU-10C.38 | Com ¦ Com Electric Storage Water Heater (0.92 UEF - 50 Gal) - FS Future Baseline 2029 - Panel Upgrade - Marine ¦ SCG ¦ Marine | Com ¦ Com Electric Storage Water Heater (0.92 UEF - 50 Gal) - FS Future Baseline 2029 - Panel Upgrade - Marine | SCG ¦ Marine | SCG | All | Electric & Gas | Com Electric Storage Water Heater (0.92 UEF - 50 Gal) - FS Future Baseline 2029 | Efficient | 2029 |  | 1 | Conventional | WaterHeat | Com - Grocery | Com | ROB and NEW | 0 | 1000 sqft2 of floor space | 1000 sqft served | 13 | DEER:Indoor_CFL_Ltg | 0 | 0 | 0 | SWWH031-04 | 202.482 | 2024 | 123.4818 | 2024 | 0 | 0 | SWWH031-04 | Com Small Gas Water Heaters - Panel Upgrade - Marine ¦ SCG ¦ Marine | Com Small Gas Water Heaters - Panel Upgrade - Marine | 0.59609 | 0.453 | 0 | CBSA 2019 | 0 | 2012 | 1 | SWWH031-04
COM-WATERHEAT-FS-PU-10C.39 | Com ¦ Com Electric Storage Water Heater (0.92 UEF - 50 Gal) - FS Future Baseline 2029 - Panel Upgrade - Marine ¦ SCG ¦ Marine | Com ¦ Com Electric Storage Water Heater (0.92 UEF - 50 Gal) - FS Future Baseline 2029 - Panel Upgrade - Marine | SCG ¦ Marine | SCG | All | Electric & Gas | Com Electric Storage Water Heater (0.92 UEF - 50 Gal) - FS Future Baseline 2029 | Efficient | 2029 |  | 1 | Conventional | WaterHeat | Com - Health | Com | ROB and NEW | 0 | 1000 sqft2 of floor space | 1000 sqft served | 13 | DEER:Indoor_CFL_Ltg | 6015.6079 | 0.32005 | -350.4213 | SWWH031-04 | 524.3885 | 2024 | 310.6675 | 2024 | 0 | 0 | SWWH031-04 | Com Small Gas Water Heaters - Panel Upgrade - Marine ¦ SCG ¦ Marine | Com Small Gas Water Heaters - Panel Upgrade - Marine | 0.52611 | 0.453 | 0 | CBSA 2019 | 596.1521 | 2012 | 1 | SWWH031-04
COM-WATERHEAT-FS-PU-10C.40 | Com ¦ Com Electric Storage Water Heater (0.92 UEF - 50 Gal) - FS Future Baseline 2029 - Panel Upgrade - Marine ¦ SCG ¦ Marine | Com ¦ Com Electric Storage Water Heater (0.92 UEF - 50 Gal) - FS Future Baseline 2029 - Panel Upgrade - Marine | SCG ¦ Marine | SCG | All | Electric & Gas | Com Electric Storage Water Heater (0.92 UEF - 50 Gal) - FS Future Baseline 2029 | Efficient | 2029 |  | 1 | Conventional | WaterHeat | Com - Lodging | Com | ROB and NEW | 0 | 1000 sqft2 of floor space | 1000 sqft served | 13 | DEER:Indoor_CFL_Ltg | 4637.7613 | 0.24893 | -267.9555 | SWWH031-04 | 329.9498 | 2024 | 195.4747 | 2024 | 0 | 0 | SWWH031-04 | Com Small Gas Water Heaters - Panel Upgrade - Marine ¦ SCG ¦ Marine | Com Small Gas Water Heaters - Panel Upgrade - Marine | 0.73871 | 0.453 | 0 | CBSA 2019 | 1915.6648 | 2012 | 1 | SWWH031-04
COM-WATERHEAT-FS-PU-10C.41 | Com ¦ Com Electric Storage Water Heater (0.92 UEF - 50 Gal) - FS Future Baseline 2029 - Panel Upgrade - Marine ¦ SCG ¦ Marine | Com ¦ Com Electric Storage Water Heater (0.92 UEF - 50 Gal) - FS Future Baseline 2029 - Panel Upgrade - Marine | SCG ¦ Marine | SCG | All | Electric & Gas | Com Electric Storage Water Heater (0.92 UEF - 50 Gal) - FS Future Baseline 2029 | Efficient | 2029 |  | 1 | Conventional | WaterHeat | Com - Office (Large) | Com | ROB and NEW | 0 | 1000 sqft2 of floor space | 1000 sqft served | 13 | DEER:Indoor_CFL_Ltg | 590.0135 | 0.014125 | -35.0899 | SWWH031-04 | 107.7311 | 2024 | 63.824 | 2024 | 0 | 0 | SWWH031-04 | Com Small Gas Water Heaters - Panel Upgrade - Marine ¦ SCG ¦ Marine | Com Small Gas Water Heaters - Panel Upgrade - Marine | 0.46177 | 0.453 | 0 | CBSA 2019 | 98.9003 | 2012 | 1 | SWWH031-04
COM-WATERHEAT-FS-PU-10C.42 | Com ¦ Com Electric Storage Water Heater (0.92 UEF - 50 Gal) - FS Future Baseline 2029 - Panel Upgrade - Marine ¦ SCG ¦ Marine | Com ¦ Com Electric Storage Water Heater (0.92 UEF - 50 Gal) - FS Future Baseline 2029 - Panel Upgrade - Marine | SCG ¦ Marine | SCG | All | Electric & Gas | Com Electric Storage Water Heater (0.92 UEF - 50 Gal) - FS Future Baseline 2029 | Efficient | 2029 |  | 1 | Conventional | WaterHeat | Com - Office (Small) | Com | ROB and NEW | 0 | 1000 sqft2 of floor space | 1000 sqft served | 13 | DEER:Indoor_CFL_Ltg | 542.2646 | 0.0021787 | -32.3508 | SWWH031-04 | 107.7311 | 2024 | 63.824 | 2024 | 0 | 0 | SWWH031-04 | Com Small Gas Water Heaters - Panel Upgrade - Marine ¦ SCG ¦ Marine | Com Small Gas Water Heaters - Panel Upgrade - Marine | 0.46177 | 0.453 | 0 | CBSA 2019 | 39.1823 | 2012 | 1 | SWWH031-04
COM-WATERHEAT-FS-PU-10C.43 | Com ¦ Com Electric Storage Water Heater (0.92 UEF - 50 Gal) - FS Future Baseline 2029 - Panel Upgrade - Marine ¦ SCG ¦ Marine | Com ¦ Com Electric Storage Water Heater (0.92 UEF - 50 Gal) - FS Future Baseline 2029 - Panel Upgrade - Marine | SCG ¦ Marine | SCG | All | Electric & Gas | Com Electric Storage Water Heater (0.92 UEF - 50 Gal) - FS Future Baseline 2029 | Efficient | 2029 |  | 1 | Conventional | WaterHeat | Com - Other | Com | ROB and NEW | 0 | 1000 sqft2 of floor space | 1000 sqft served | 13 | DEER:Indoor_CFL_Ltg | 6979.7938 | 0.46103 | -407.1546 | SWWH031-04 | 890.9952 | 2024 | 527.8592 | 2024 | 0 | 0 | SWWH031-04 | Com Small Gas Water Heaters - Panel Upgrade - Marine ¦ SCG ¦ Marine | Com Small Gas Water Heaters - Panel Upgrade - Marine | 0.5433 | 0.453 | 0 | CBSA 2019 | 1073.6733 | 2012 | 1 | SWWH031-04
COM-WATERHEAT-FS-PU-10C.44 | Com ¦ Com Electric Storage Water Heater (0.92 UEF - 50 Gal) - FS Future Baseline 2029 - Panel Upgrade - Marine ¦ SCG ¦ Marine | Com ¦ Com Electric Storage Water Heater (0.92 UEF - 50 Gal) - FS Future Baseline 2029 - Panel Upgrade - Marine | SCG ¦ Marine | SCG | All | Electric & Gas | Com Electric Storage Water Heater (0.92 UEF - 50 Gal) - FS Future Baseline 2029 | Efficient | 2029 |  | 1 | Conventional | WaterHeat | Com - Refrig. Warehouse | Com | ROB and NEW | 0 | 1000 sqft2 of floor space | 1000 sqft served | 13 | DEER:Indoor_CFL_Ltg | 601.7835 | 0.023414 | -35.0869 | SWWH031-04 | 49.8149 | 2024 | 29.5122 | 2024 | 0 | 0 | SWWH031-04 | Com Small Gas Water Heaters - Panel Upgrade - Marine ¦ SCG ¦ Marine | Com Small Gas Water Heaters - Panel Upgrade - Marine | 0.22621 | 0.453 | 0 | CBSA 2019 | 15.59 | 2012 | 1 | SWWH031-04
COM-WATERHEAT-FS-PU-10C.45 | Com ¦ Com Electric Storage Water Heater (0.92 UEF - 50 Gal) - FS Future Baseline 2029 - Panel Upgrade - Marine ¦ SCG ¦ Marine | Com ¦ Com Electric Storage Water Heater (0.92 UEF - 50 Gal) - FS Future Baseline 2029 - Panel Upgrade - Marine | SCG ¦ Marine | SCG | All | Electric & Gas | Com Electric Storage Water Heater (0.92 UEF - 50 Gal) - FS Future Baseline 2029 | Efficient | 2029 |  | 1 | Conventional | WaterHeat | Com - Restaurant | Com | ROB and NEW | 0 | 1000 sqft2 of floor space | 1000 sqft served | 13 | DEER:Indoor_CFL_Ltg | 26069.3754 | 2.2889 | -1563.1821 | SWWH031-04 | 4666.8833 | 2024 | 2764.8377 | 2024 | 0 | 0 | SWWH031-04 | Com Small Gas Water Heaters - Panel Upgrade - Marine ¦ SCG ¦ Marine | Com Small Gas Water Heaters - Panel Upgrade - Marine | 0.79319 | 0.453 | 0 | CBSA 2019 | 711.0403 | 2012 | 1 | SWWH031-04
COM-WATERHEAT-FS-PU-10C.46 | Com ¦ Com Electric Storage Water Heater (0.92 UEF - 50 Gal) - FS Future Baseline 2029 - Panel Upgrade - Marine ¦ SCG ¦ Marine | Com ¦ Com Electric Storage Water Heater (0.92 UEF - 50 Gal) - FS Future Baseline 2029 - Panel Upgrade - Marine | SCG ¦ Marine | SCG | All | Electric & Gas | Com Electric Storage Water Heater (0.92 UEF - 50 Gal) - FS Future Baseline 2029 | Efficient | 2029 |  | 1 | Conventional | WaterHeat | Com - Retail | Com | ROB and NEW | 0 | 1000 sqft2 of floor space | 1000 sqft served | 13 | DEER:Indoor_CFL_Ltg | 389.4442 | 0.026709 | -23.0667 | SWWH031-04 | 66.7285 | 2024 | 39.5325 | 2024 | 0 | 0 | SWWH031-04 | Com Small Gas Water Heaters - Panel Upgrade - Marine ¦ SCG ¦ Marine | Com Small Gas Water Heaters - Panel Upgrade - Marine | 0.40063 | 0.453 | 0 | CBSA 2019 | -22.8434 | 2012 | 1 | SWWH031-04
COM-WATERHEAT-FS-PU-10C.47 | Com ¦ Com Electric Storage Water Heater (0.92 UEF - 50 Gal) - FS Future Baseline 2029 - Panel Upgrade - Marine ¦ SCG ¦ Marine | Com ¦ Com Electric Storage Water Heater (0.92 UEF - 50 Gal) - FS Future Baseline 2029 - Panel Upgrade - Marine | SCG ¦ Marine | SCG | All | Electric & Gas | Com Electric Storage Water Heater (0.92 UEF - 50 Gal) - FS Future Baseline 2029 | Efficient | 2029 |  | 1 | Conventional | WaterHeat | Com - School | Com | ROB and NEW | 0 | 1000 sqft2 of floor space | 1000 sqft served | 13 | DEER:Indoor_CFL_Ltg | 2103.633 | 0.067536 | -127.9363 | SWWH031-04 | 549.668 | 2024 | 325.6441 | 2024 | 0 | 0 | SWWH031-04 | Com Small Gas Water Heaters - Panel Upgrade - Marine ¦ SCG ¦ Marine | Com Small Gas Water Heaters - Panel Upgrade - Marine | 0.76922 | 0.453 | 0 | CBSA 2019 | -54.0535 | 2012 | 1 | SWWH031-04
COM-WATERHEAT-FS-PU-10C.48 | Com ¦ Com Electric Storage Water Heater (0.92 UEF - 50 Gal) - FS Future Baseline 2029 - Panel Upgrade - Marine ¦ SCG ¦ Marine | Com ¦ Com Electric Storage Water Heater (0.92 UEF - 50 Gal) - FS Future Baseline 2029 - Panel Upgrade - Marine | SCG ¦ Marine | SCG | All | Electric & Gas | Com Electric Storage Water Heater (0.92 UEF - 50 Gal) - FS Future Baseline 2029 | Efficient | 2029 |  | 1 | Conventional | WaterHeat | Com - Warehouse | Com | ROB and NEW | 0 | 1000 sqft2 of floor space | 1000 sqft served | 13 | DEER:Indoor_CFL_Ltg | 62.9168 | 0.0010187 | -3.697 | SWWH031-04 | 9.963 | 2024 | 5.9024 | 2024 | 0 | 0 | SWWH031-04 | Com Small Gas Water Heaters - Panel Upgrade - Marine ¦ SCG ¦ Marine | Com Small Gas Water Heaters - Panel Upgrade - Marine | 0.1976 | 0.453 | 0 | CBSA 2019 | -3.2732 | 2012 | 1 | SWWH031-04
COM-WATERHEAT-FS-PU-10C.49 | Com ¦ Com Electric Storage Water Heater (0.92 UEF - 50 Gal) - FS Future Baseline 2029 - Panel Upgrade - Hot-Dry ¦ SCG ¦ Hot-Dry | Com ¦ Com Electric Storage Water Heater (0.92 UEF - 50 Gal) - FS Future Baseline 2029 - Panel Upgrade - Hot-Dry | SCG ¦ Hot-Dry | SCG | All | Electric & Gas | Com Electric Storage Water Heater (0.92 UEF - 50 Gal) - FS Future Baseline 2029 | Efficient | 2029 |  | 1 | Conventional | WaterHeat | Com - College | Com | ROB and NEW | 0 | 1000 sqft2 of floor space | 1000 sqft served | 13 | DEER:Indoor_CFL_Ltg | 1037.5321 | 0.10689 | -60.8662 | SWWH031-04 | 173.1032 | 2024 | 102.5529 | 2024 | 0 | 0 | SWWH031-04 | Com Small Gas Water Heaters - Panel Upgrade - Hot-Dry ¦ SCG ¦ Hot-Dry | Com Small Gas Water Heaters - Panel Upgrade - Hot-Dry | 0.74815 | 0.453 | 0 | CBSA 2019 | 122.4449 | 2012 | 1 | SWWH031-04
COM-WATERHEAT-FS-PU-10C.50 | Com ¦ Com Electric Storage Water Heater (0.92 UEF - 50 Gal) - FS Future Baseline 2029 - Panel Upgrade - Hot-Dry ¦ SCG ¦ Hot-Dry | Com ¦ Com Electric Storage Water Heater (0.92 UEF - 50 Gal) - FS Future Baseline 2029 - Panel Upgrade - Hot-Dry | SCG ¦ Hot-Dry | SCG | All | Electric & Gas | Com Electric Storage Water Heater (0.92 UEF - 50 Gal) - FS Future Baseline 2029 | Efficient | 2029 |  | 1 | Conventional | WaterHeat | Com - Grocery | Com | ROB and NEW | 0 | 1000 sqft2 of floor space | 1000 sqft served | 13 | DEER:Indoor_CFL_Ltg | 0 | 0 | 0 | SWWH031-04 | 101.241 | 2024 | 61.7409 | 2024 | 0 | 0 | SWWH031-04 | Com Small Gas Water Heaters - Panel Upgrade - Hot-Dry ¦ SCG ¦ Hot-Dry | Com Small Gas Water Heaters - Panel Upgrade - Hot-Dry | 0.59609 | 0.453 | 0 | CBSA 2019 | 0 | 2012 | 1 | SWWH031-04
COM-WATERHEAT-FS-PU-10C.51 | Com ¦ Com Electric Storage Water Heater (0.92 UEF - 50 Gal) - FS Future Baseline 2029 - Panel Upgrade - Hot-Dry ¦ SCG ¦ Hot-Dry | Com ¦ Com Electric Storage Water Heater (0.92 UEF - 50 Gal) - FS Future Baseline 2029 - Panel Upgrade - Hot-Dry | SCG ¦ Hot-Dry | SCG | All | Electric & Gas | Com Electric Storage Water Heater (0.92 UEF - 50 Gal) - FS Future Baseline 2029 | Efficient | 2029 |  | 1 | Conventional | WaterHeat | Com - Health | Com | ROB and NEW | 0 | 1000 sqft2 of floor space | 1000 sqft served | 13 | DEER:Indoor_CFL_Ltg | 2965.6486 | 0.14484 | -171.6072 | SWWH031-04 | 262.1943 | 2024 | 155.3338 | 2024 | 0 | 0 | SWWH031-04 | Com Small Gas Water Heaters - Panel Upgrade - Hot-Dry ¦ SCG ¦ Hot-Dry | Com Small Gas Water Heaters - Panel Upgrade - Hot-Dry | 0.52611 | 0.453 | 0 | CBSA 2019 | 290.6564 | 2012 | 1 | SWWH031-04
COM-WATERHEAT-FS-PU-10C.52 | Com ¦ Com Electric Storage Water Heater (0.92 UEF - 50 Gal) - FS Future Baseline 2029 - Panel Upgrade - Hot-Dry ¦ SCG ¦ Hot-Dry | Com ¦ Com Electric Storage Water Heater (0.92 UEF - 50 Gal) - FS Future Baseline 2029 - Panel Upgrade - Hot-Dry | SCG ¦ Hot-Dry | SCG | All | Electric & Gas | Com Electric Storage Water Heater (0.92 UEF - 50 Gal) - FS Future Baseline 2029 | Efficient | 2029 |  | 1 | Conventional | WaterHeat | Com - Lodging | Com | ROB and NEW | 0 | 1000 sqft2 of floor space | 1000 sqft served | 13 | DEER:Indoor_CFL_Ltg | 2286.4512 | 0.11263 | -131.1951 | SWWH031-04 | 164.9749 | 2024 | 97.7373 | 2024 | 0 | 0 | SWWH031-04 | Com Small Gas Water Heaters - Panel Upgrade - Hot-Dry ¦ SCG ¦ Hot-Dry | Com Small Gas Water Heaters - Panel Upgrade - Hot-Dry | 0.73871 | 0.453 | 0 | CBSA 2019 | 935.4583 | 2012 | 1 | SWWH031-04
COM-WATERHEAT-FS-PU-10C.53 | Com ¦ Com Electric Storage Water Heater (0.92 UEF - 50 Gal) - FS Future Baseline 2029 - Panel Upgrade - Hot-Dry ¦ SCG ¦ Hot-Dry | Com ¦ Com Electric Storage Water Heater (0.92 UEF - 50 Gal) - FS Future Baseline 2029 - Panel Upgrade - Hot-Dry | SCG ¦ Hot-Dry | SCG | All | Electric & Gas | Com Electric Storage Water Heater (0.92 UEF - 50 Gal) - FS Future Baseline 2029 | Efficient | 2029 |  | 1 | Conventional | WaterHeat | Com - Office (Large) | Com | ROB and NEW | 0 | 1000 sqft2 of floor space | 1000 sqft served | 13 | DEER:Indoor_CFL_Ltg | 290.9351 | 0.0063628 | -17.2118 | SWWH031-04 | 53.8656 | 2024 | 31.912 | 2024 | 0 | 0 | SWWH031-04 | Com Small Gas Water Heaters - Panel Upgrade - Hot-Dry ¦ SCG ¦ Hot-Dry | Com Small Gas Water Heaters - Panel Upgrade - Hot-Dry | 0.46177 | 0.453 | 0 | CBSA 2019 | 48.3591 | 2012 | 1 | SWWH031-04
COM-WATERHEAT-FS-PU-10C.54 | Com ¦ Com Electric Storage Water Heater (0.92 UEF - 50 Gal) - FS Future Baseline 2029 - Panel Upgrade - Hot-Dry ¦ SCG ¦ Hot-Dry | Com ¦ Com Electric Storage Water Heater (0.92 UEF - 50 Gal) - FS Future Baseline 2029 - Panel Upgrade - Hot-Dry | SCG ¦ Hot-Dry | SCG | All | Electric & Gas | Com Electric Storage Water Heater (0.92 UEF - 50 Gal) - FS Future Baseline 2029 | Efficient | 2029 |  | 1 | Conventional | WaterHeat | Com - Office (Small) | Com | ROB and NEW | 0 | 1000 sqft2 of floor space | 1000 sqft served | 13 | DEER:Indoor_CFL_Ltg | 267.986 | 0.00095831 | -15.8608 | SWWH031-04 | 53.8656 | 2024 | 31.912 | 2024 | 0 | 0 | SWWH031-04 | Com Small Gas Water Heaters - Panel Upgrade - Hot-Dry ¦ SCG ¦ Hot-Dry | Com Small Gas Water Heaters - Panel Upgrade - Hot-Dry | 0.46177 | 0.453 | 0 | CBSA 2019 | 19.1126 | 2012 | 1 | SWWH031-04
COM-WATERHEAT-FS-PU-10C.55 | Com ¦ Com Electric Storage Water Heater (0.92 UEF - 50 Gal) - FS Future Baseline 2029 - Panel Upgrade - Hot-Dry ¦ SCG ¦ Hot-Dry | Com ¦ Com Electric Storage Water Heater (0.92 UEF - 50 Gal) - FS Future Baseline 2029 - Panel Upgrade - Hot-Dry | SCG ¦ Hot-Dry | SCG | All | Electric & Gas | Com Electric Storage Water Heater (0.92 UEF - 50 Gal) - FS Future Baseline 2029 | Efficient | 2029 |  | 1 | Conventional | WaterHeat | Com - Other | Com | ROB and NEW | 0 | 1000 sqft2 of floor space | 1000 sqft served | 13 | DEER:Indoor_CFL_Ltg | 3447.0385 | 0.20848 | -200.516 | SWWH031-04 | 445.4976 | 2024 | 263.9296 | 2024 | 0 | 0 | SWWH031-04 | Com Small Gas Water Heaters - Panel Upgrade - Hot-Dry ¦ SCG ¦ Hot-Dry | Com Small Gas Water Heaters - Panel Upgrade - Hot-Dry | 0.5433 | 0.453 | 0 | CBSA 2019 | 527.7015 | 2012 | 1 | SWWH031-04
COM-WATERHEAT-FS-PU-10C.56 | Com ¦ Com Electric Storage Water Heater (0.92 UEF - 50 Gal) - FS Future Baseline 2029 - Panel Upgrade - Hot-Dry ¦ SCG ¦ Hot-Dry | Com ¦ Com Electric Storage Water Heater (0.92 UEF - 50 Gal) - FS Future Baseline 2029 - Panel Upgrade - Hot-Dry | SCG ¦ Hot-Dry | SCG | All | Electric & Gas | Com Electric Storage Water Heater (0.92 UEF - 50 Gal) - FS Future Baseline 2029 | Efficient | 2029 |  | 1 | Conventional | WaterHeat | Com - Refrig. Warehouse | Com | ROB and NEW | 0 | 1000 sqft2 of floor space | 1000 sqft served | 13 | DEER:Indoor_CFL_Ltg | 296.9552 | 0.010577 | -17.2011 | SWWH031-04 | 24.9074 | 2024 | 14.7561 | 2024 | 0 | 0 | SWWH031-04 | Com Small Gas Water Heaters - Panel Upgrade - Hot-Dry ¦ SCG ¦ Hot-Dry | Com Small Gas Water Heaters - Panel Upgrade - Hot-Dry | 0.22621 | 0.453 | 0 | CBSA 2019 | 7.6084 | 2012 | 1 | SWWH031-04
COM-WATERHEAT-FS-PU-10C.57 | Com ¦ Com Electric Storage Water Heater (0.92 UEF - 50 Gal) - FS Future Baseline 2029 - Panel Upgrade - Hot-Dry ¦ SCG ¦ Hot-Dry | Com ¦ Com Electric Storage Water Heater (0.92 UEF - 50 Gal) - FS Future Baseline 2029 - Panel Upgrade - Hot-Dry | SCG ¦ Hot-Dry | SCG | All | Electric & Gas | Com Electric Storage Water Heater (0.92 UEF - 50 Gal) - FS Future Baseline 2029 | Efficient | 2029 |  | 1 | Conventional | WaterHeat | Com - Restaurant | Com | ROB and NEW | 0 | 1000 sqft2 of floor space | 1000 sqft served | 13 | DEER:Indoor_CFL_Ltg | 12865.6159 | 1.0211 | -766.4289 | SWWH031-04 | 2333.4416 | 2024 | 1382.4189 | 2024 | 0 | 0 | SWWH031-04 | Com Small Gas Water Heaters - Panel Upgrade - Hot-Dry ¦ SCG ¦ Hot-Dry | Com Small Gas Water Heaters - Panel Upgrade - Hot-Dry | 0.79319 | 0.453 | 0 | CBSA 2019 | 347.1344 | 2012 | 1 | SWWH031-04
COM-WATERHEAT-FS-PU-10C.58 | Com ¦ Com Electric Storage Water Heater (0.92 UEF - 50 Gal) - FS Future Baseline 2029 - Panel Upgrade - Hot-Dry ¦ SCG ¦ Hot-Dry | Com ¦ Com Electric Storage Water Heater (0.92 UEF - 50 Gal) - FS Future Baseline 2029 - Panel Upgrade - Hot-Dry | SCG ¦ Hot-Dry | SCG | All | Electric & Gas | Com Electric Storage Water Heater (0.92 UEF - 50 Gal) - FS Future Baseline 2029 | Efficient | 2029 |  | 1 | Conventional | WaterHeat | Com - Retail | Com | ROB and NEW | 0 | 1000 sqft2 of floor space | 1000 sqft served | 13 | DEER:Indoor_CFL_Ltg | 192.4342 | 0.011905 | -11.3033 | SWWH031-04 | 33.3643 | 2024 | 19.7663 | 2024 | 0 | 0 | SWWH031-04 | Com Small Gas Water Heaters - Panel Upgrade - Hot-Dry ¦ SCG ¦ Hot-Dry | Com Small Gas Water Heaters - Panel Upgrade - Hot-Dry | 0.40063 | 0.453 | 0 | CBSA 2019 | -11.7544 | 2012 | 1 | SWWH031-04
COM-WATERHEAT-FS-PU-10C.59 | Com ¦ Com Electric Storage Water Heater (0.92 UEF - 50 Gal) - FS Future Baseline 2029 - Panel Upgrade - Hot-Dry ¦ SCG ¦ Hot-Dry | Com ¦ Com Electric Storage Water Heater (0.92 UEF - 50 Gal) - FS Future Baseline 2029 - Panel Upgrade - Hot-Dry | SCG ¦ Hot-Dry | SCG | All | Electric & Gas | Com Electric Storage Water Heater (0.92 UEF - 50 Gal) - FS Future Baseline 2029 | Efficient | 2029 |  | 1 | Conventional | WaterHeat | Com - School | Com | ROB and NEW | 0 | 1000 sqft2 of floor space | 1000 sqft served | 13 | DEER:Indoor_CFL_Ltg | 1042.4538 | 0.029802 | -62.9294 | SWWH031-04 | 274.834 | 2024 | 162.822 | 2024 | 0 | 0 | SWWH031-04 | Com Small Gas Water Heaters - Panel Upgrade - Hot-Dry ¦ SCG ¦ Hot-Dry | Com Small Gas Water Heaters - Panel Upgrade - Hot-Dry | 0.76922 | 0.453 | 0 | CBSA 2019 | -27.8584 | 2012 | 1 | SWWH031-04
COM-WATERHEAT-FS-PU-10C.60 | Com ¦ Com Electric Storage Water Heater (0.92 UEF - 50 Gal) - FS Future Baseline 2029 - Panel Upgrade - Hot-Dry ¦ SCG ¦ Hot-Dry | Com ¦ Com Electric Storage Water Heater (0.92 UEF - 50 Gal) - FS Future Baseline 2029 - Panel Upgrade - Hot-Dry | SCG ¦ Hot-Dry | SCG | All | Electric & Gas | Com Electric Storage Water Heater (0.92 UEF - 50 Gal) - FS Future Baseline 2029 | Efficient | 2029 |  | 1 | Conventional | WaterHeat | Com - Warehouse | Com | ROB and NEW | 0 | 1000 sqft2 of floor space | 1000 sqft served | 13 | DEER:Indoor_CFL_Ltg | 30.9107 | 0.0004498 | -1.8143 | SWWH031-04 | 4.9815 | 2024 | 2.9512 | 2024 | 0 | 0 | SWWH031-04 | Com Small Gas Water Heaters - Panel Upgrade - Hot-Dry ¦ SCG ¦ Hot-Dry | Com Small Gas Water Heaters - Panel Upgrade - Hot-Dry | 0.1976 | 0.453 | 0 | CBSA 2019 | -1.6168 | 2012 | 1 | SWWH031-04
COM-WATERHEAT-FS-PU-10C.61 | Com ¦ Com Electric Storage Water Heater (0.92 UEF - 50 Gal) - FS Future Baseline 2029 - Panel Upgrade - Cold ¦ SCG ¦ Cold | Com ¦ Com Electric Storage Water Heater (0.92 UEF - 50 Gal) - FS Future Baseline 2029 - Panel Upgrade - Cold | SCG ¦ Cold | SCG | All | Electric & Gas | Com Electric Storage Water Heater (0.92 UEF - 50 Gal) - FS Future Baseline 2029 | Efficient | 2029 |  | 1 | Conventional | WaterHeat | Com - College | Com | ROB and NEW | 0 | 1000 sqft2 of floor space | 1000 sqft served | 13 | DEER:Indoor_CFL_Ltg | 2498.7388 | 0.12009 | -143.1668 | SWWH031-04 | 346.2063 | 2024 | 205.1057 | 2024 | 0 | 0 | SWWH031-04 | Com Small Gas Water Heaters - Panel Upgrade - Cold ¦ SCG ¦ Cold | Com Small Gas Water Heaters - Panel Upgrade - Cold | 0.74815 | 0.453 | 0 | CBSA 2019 | 283.6077 | 2012 | 1 | SWWH031-04
COM-WATERHEAT-FS-PU-10C.62 | Com ¦ Com Electric Storage Water Heater (0.92 UEF - 50 Gal) - FS Future Baseline 2029 - Panel Upgrade - Cold ¦ SCG ¦ Cold | Com ¦ Com Electric Storage Water Heater (0.92 UEF - 50 Gal) - FS Future Baseline 2029 - Panel Upgrade - Cold | SCG ¦ Cold | SCG | All | Electric & Gas | Com Electric Storage Water Heater (0.92 UEF - 50 Gal) - FS Future Baseline 2029 | Efficient | 2029 |  | 1 | Conventional | WaterHeat | Com - Grocery | Com | ROB and NEW | 0 | 1000 sqft2 of floor space | 1000 sqft served | 13 | DEER:Indoor_CFL_Ltg | 0 | 0 | 0 | SWWH031-04 | 202.482 | 2024 | 123.4818 | 2024 | 0 | 0 | SWWH031-04 | Com Small Gas Water Heaters - Panel Upgrade - Cold ¦ SCG ¦ Cold | Com Small Gas Water Heaters - Panel Upgrade - Cold | 0.59609 | 0.453 | 0 | CBSA 2019 | 0 | 2012 | 1 | SWWH031-04
COM-WATERHEAT-FS-PU-10C.63 | Com ¦ Com Electric Storage Water Heater (0.92 UEF - 50 Gal) - FS Future Baseline 2029 - Panel Upgrade - Cold ¦ SCG ¦ Cold | Com ¦ Com Electric Storage Water Heater (0.92 UEF - 50 Gal) - FS Future Baseline 2029 - Panel Upgrade - Cold | SCG ¦ Cold | SCG | All | Electric & Gas | Com Electric Storage Water Heater (0.92 UEF - 50 Gal) - FS Future Baseline 2029 | Efficient | 2029 |  | 1 | Conventional | WaterHeat | Com - Health | Com | ROB and NEW | 0 | 1000 sqft2 of floor space | 1000 sqft served | 13 | DEER:Indoor_CFL_Ltg | 7079.7553 | 0.34672 | -403.9298 | SWWH031-04 | 524.3885 | 2024 | 310.6675 | 2024 | 0 | 0 | SWWH031-04 | Com Small Gas Water Heaters - Panel Upgrade - Cold ¦ SCG ¦ Cold | Com Small Gas Water Heaters - Panel Upgrade - Cold | 0.52611 | 0.453 | 0 | CBSA 2019 | 677.6569 | 2012 | 1 | SWWH031-04
COM-WATERHEAT-FS-PU-10C.64 | Com ¦ Com Electric Storage Water Heater (0.92 UEF - 50 Gal) - FS Future Baseline 2029 - Panel Upgrade - Cold ¦ SCG ¦ Cold | Com ¦ Com Electric Storage Water Heater (0.92 UEF - 50 Gal) - FS Future Baseline 2029 - Panel Upgrade - Cold | SCG ¦ Cold | SCG | All | Electric & Gas | Com Electric Storage Water Heater (0.92 UEF - 50 Gal) - FS Future Baseline 2029 | Efficient | 2029 |  | 1 | Conventional | WaterHeat | Com - Lodging | Com | ROB and NEW | 0 | 1000 sqft2 of floor space | 1000 sqft served | 13 | DEER:Indoor_CFL_Ltg | 5454.957 | 0.26983 | -309.2482 | SWWH031-04 | 329.9498 | 2024 | 195.4747 | 2024 | 0 | 0 | SWWH031-04 | Com Small Gas Water Heaters - Panel Upgrade - Cold ¦ SCG ¦ Cold | Com Small Gas Water Heaters - Panel Upgrade - Cold | 0.73871 | 0.453 | 0 | CBSA 2019 | 2194.7105 | 2012 | 1 | SWWH031-04
COM-WATERHEAT-FS-PU-10C.65 | Com ¦ Com Electric Storage Water Heater (0.92 UEF - 50 Gal) - FS Future Baseline 2029 - Panel Upgrade - Cold ¦ SCG ¦ Cold | Com ¦ Com Electric Storage Water Heater (0.92 UEF - 50 Gal) - FS Future Baseline 2029 - Panel Upgrade - Cold | SCG ¦ Cold | SCG | All | Electric & Gas | Com Electric Storage Water Heater (0.92 UEF - 50 Gal) - FS Future Baseline 2029 | Efficient | 2029 |  | 1 | Conventional | WaterHeat | Com - Office (Large) | Com | ROB and NEW | 0 | 1000 sqft2 of floor space | 1000 sqft served | 13 | DEER:Indoor_CFL_Ltg | 700.3171 | 0.015124 | -40.346 | SWWH031-04 | 107.7311 | 2024 | 63.824 | 2024 | 0 | 0 | SWWH031-04 | Com Small Gas Water Heaters - Panel Upgrade - Cold ¦ SCG ¦ Cold | Com Small Gas Water Heaters - Panel Upgrade - Cold | 0.46177 | 0.453 | 0 | CBSA 2019 | 111.5339 | 2012 | 1 | SWWH031-04
COM-WATERHEAT-FS-PU-10C.66 | Com ¦ Com Electric Storage Water Heater (0.92 UEF - 50 Gal) - FS Future Baseline 2029 - Panel Upgrade - Cold ¦ SCG ¦ Cold | Com ¦ Com Electric Storage Water Heater (0.92 UEF - 50 Gal) - FS Future Baseline 2029 - Panel Upgrade - Cold | SCG ¦ Cold | SCG | All | Electric & Gas | Com Electric Storage Water Heater (0.92 UEF - 50 Gal) - FS Future Baseline 2029 | Efficient | 2029 |  | 1 | Conventional | WaterHeat | Com - Office (Small) | Com | ROB and NEW | 0 | 1000 sqft2 of floor space | 1000 sqft served | 13 | DEER:Indoor_CFL_Ltg | 644.0549 | 0.002212 | -37.0146 | SWWH031-04 | 107.7311 | 2024 | 63.824 | 2024 | 0 | 0 | SWWH031-04 | Com Small Gas Water Heaters - Panel Upgrade - Cold ¦ SCG ¦ Cold | Com Small Gas Water Heaters - Panel Upgrade - Cold | 0.46177 | 0.453 | 0 | CBSA 2019 | 43.7483 | 2012 | 1 | SWWH031-04
COM-WATERHEAT-FS-PU-10C.67 | Com ¦ Com Electric Storage Water Heater (0.92 UEF - 50 Gal) - FS Future Baseline 2029 - Panel Upgrade - Cold ¦ SCG ¦ Cold | Com ¦ Com Electric Storage Water Heater (0.92 UEF - 50 Gal) - FS Future Baseline 2029 - Panel Upgrade - Cold | SCG ¦ Cold | SCG | All | Electric & Gas | Com Electric Storage Water Heater (0.92 UEF - 50 Gal) - FS Future Baseline 2029 | Efficient | 2029 |  | 1 | Conventional | WaterHeat | Com - Other | Com | ROB and NEW | 0 | 1000 sqft2 of floor space | 1000 sqft served | 13 | DEER:Indoor_CFL_Ltg | 8216.5643 | 0.49593 | -468.3809 | SWWH031-04 | 890.9952 | 2024 | 527.8592 | 2024 | 0 | 0 | SWWH031-04 | Com Small Gas Water Heaters - Panel Upgrade - Cold ¦ SCG ¦ Cold | Com Small Gas Water Heaters - Panel Upgrade - Cold | 0.5433 | 0.453 | 0 | CBSA 2019 | 1214.4589 | 2012 | 1 | SWWH031-04
COM-WATERHEAT-FS-PU-10C.68 | Com ¦ Com Electric Storage Water Heater (0.92 UEF - 50 Gal) - FS Future Baseline 2029 - Panel Upgrade - Cold ¦ SCG ¦ Cold | Com ¦ Com Electric Storage Water Heater (0.92 UEF - 50 Gal) - FS Future Baseline 2029 - Panel Upgrade - Cold | SCG ¦ Cold | SCG | All | Electric & Gas | Com Electric Storage Water Heater (0.92 UEF - 50 Gal) - FS Future Baseline 2029 | Efficient | 2029 |  | 1 | Conventional | WaterHeat | Com - Refrig. Warehouse | Com | ROB and NEW | 0 | 1000 sqft2 of floor space | 1000 sqft served | 13 | DEER:Indoor_CFL_Ltg | 717.1425 | 0.025263 | -40.5639 | SWWH031-04 | 49.8149 | 2024 | 29.5122 | 2024 | 0 | 0 | SWWH031-04 | Com Small Gas Water Heaters - Panel Upgrade - Cold ¦ SCG ¦ Cold | Com Small Gas Water Heaters - Panel Upgrade - Cold | 0.22621 | 0.453 | 0 | CBSA 2019 | 17.6408 | 2012 | 1 | SWWH031-04
COM-WATERHEAT-FS-PU-10C.69 | Com ¦ Com Electric Storage Water Heater (0.92 UEF - 50 Gal) - FS Future Baseline 2029 - Panel Upgrade - Cold ¦ SCG ¦ Cold | Com ¦ Com Electric Storage Water Heater (0.92 UEF - 50 Gal) - FS Future Baseline 2029 - Panel Upgrade - Cold | SCG ¦ Cold | SCG | All | Electric & Gas | Com Electric Storage Water Heater (0.92 UEF - 50 Gal) - FS Future Baseline 2029 | Efficient | 2029 |  | 1 | Conventional | WaterHeat | Com - Restaurant | Com | ROB and NEW | 0 | 1000 sqft2 of floor space | 1000 sqft served | 13 | DEER:Indoor_CFL_Ltg | 30707.1361 | 2.4691 | -1787.3839 | SWWH031-04 | 4666.8833 | 2024 | 2764.8377 | 2024 | 0 | 0 | SWWH031-04 | Com Small Gas Water Heaters - Panel Upgrade - Cold ¦ SCG ¦ Cold | Com Small Gas Water Heaters - Panel Upgrade - Cold | 0.79319 | 0.453 | 0 | CBSA 2019 | 797.0512 | 2012 | 1 | SWWH031-04
COM-WATERHEAT-FS-PU-10C.70 | Com ¦ Com Electric Storage Water Heater (0.92 UEF - 50 Gal) - FS Future Baseline 2029 - Panel Upgrade - Cold ¦ SCG ¦ Cold | Com ¦ Com Electric Storage Water Heater (0.92 UEF - 50 Gal) - FS Future Baseline 2029 - Panel Upgrade - Cold | SCG ¦ Cold | SCG | All | Electric & Gas | Com Electric Storage Water Heater (0.92 UEF - 50 Gal) - FS Future Baseline 2029 | Efficient | 2029 |  | 1 | Conventional | WaterHeat | Com - Retail | Com | ROB and NEW | 0 | 1000 sqft2 of floor space | 1000 sqft served | 13 | DEER:Indoor_CFL_Ltg | 457.5881 | 0.028779 | -26.5374 | SWWH031-04 | 66.7285 | 2024 | 39.5325 | 2024 | 0 | 0 | SWWH031-04 | Com Small Gas Water Heaters - Panel Upgrade - Cold ¦ SCG ¦ Cold | Com Small Gas Water Heaters - Panel Upgrade - Cold | 0.40063 | 0.453 | 0 | CBSA 2019 | -29.6342 | 2012 | 1 | SWWH031-04
COM-WATERHEAT-FS-PU-10C.71 | Com ¦ Com Electric Storage Water Heater (0.92 UEF - 50 Gal) - FS Future Baseline 2029 - Panel Upgrade - Cold ¦ SCG ¦ Cold | Com ¦ Com Electric Storage Water Heater (0.92 UEF - 50 Gal) - FS Future Baseline 2029 - Panel Upgrade - Cold | SCG ¦ Cold | SCG | All | Electric & Gas | Com Electric Storage Water Heater (0.92 UEF - 50 Gal) - FS Future Baseline 2029 | Efficient | 2029 |  | 1 | Conventional | WaterHeat | Com - School | Com | ROB and NEW | 0 | 1000 sqft2 of floor space | 1000 sqft served | 13 | DEER:Indoor_CFL_Ltg | 2526.2015 | -0.00051862 | -147.1997 | SWWH031-04 | 549.668 | 2024 | 325.6441 | 2024 | 0 | 0 | SWWH031-04 | Com Small Gas Water Heaters - Panel Upgrade - Cold ¦ SCG ¦ Cold | Com Small Gas Water Heaters - Panel Upgrade - Cold | 0.76922 | 0.453 | 0 | CBSA 2019 | -79.6158 | 2012 | 1 | SWWH031-04
COM-WATERHEAT-FS-PU-10C.72 | Com ¦ Com Electric Storage Water Heater (0.92 UEF - 50 Gal) - FS Future Baseline 2029 - Panel Upgrade - Cold ¦ SCG ¦ Cold | Com ¦ Com Electric Storage Water Heater (0.92 UEF - 50 Gal) - FS Future Baseline 2029 - Panel Upgrade - Cold | SCG ¦ Cold | SCG | All | Electric & Gas | Com Electric Storage Water Heater (0.92 UEF - 50 Gal) - FS Future Baseline 2029 | Efficient | 2029 |  | 1 | Conventional | WaterHeat | Com - Warehouse | Com | ROB and NEW | 0 | 1000 sqft2 of floor space | 1000 sqft served | 13 | DEER:Indoor_CFL_Ltg | 75.377 | 0.0010824 | -4.2447 | SWWH031-04 | 9.963 | 2024 | 5.9024 | 2024 | 0 | 0 | SWWH031-04 | Com Small Gas Water Heaters - Panel Upgrade - Cold ¦ SCG ¦ Cold | Com Small Gas Water Heaters - Panel Upgrade - Cold | 0.1976 | 0.453 | 0 | CBSA 2019 | -4.699 | 2012 | 1 | SWWH031-04
COM-WATERHEAT-FS-PU-10C.73 | Com ¦ Com Electric Storage Water Heater (0.92 UEF - 50 Gal) - FS Future Baseline 2029 - Panel Upgrade - Marine ¦ SDG&E ¦ Marine | Com ¦ Com Electric Storage Water Heater (0.92 UEF - 50 Gal) - FS Future Baseline 2029 - Panel Upgrade - Marine | SDG&E ¦ Marine | SDG&E | All | Electric & Gas | Com Electric Storage Water Heater (0.92 UEF - 50 Gal) - FS Future Baseline 2029 | Efficient | 2029 |  | 1 | Conventional | WaterHeat | Com - College | Com | ROB and NEW | 0 | 1000 sqft2 of floor space | 1000 sqft served | 13 | DEER:Indoor_CFL_Ltg | 2093.7201 | 0.23824 | -123.9986 | SWWH031-04 | 346.2063 | 2024 | 205.1057 | 2024 | 0 | 0 | SWWH031-04 | Com Small Gas Water Heaters - Panel Upgrade - Marine ¦ SDG&E ¦ Marine | Com Small Gas Water Heaters - Panel Upgrade - Marine | 0.74815 | 0.453 | 0 | CBSA 2019 | 250.9565 | 2012 | 1 | SWWH031-04
COM-WATERHEAT-FS-PU-10C.74 | Com ¦ Com Electric Storage Water Heater (0.92 UEF - 50 Gal) - FS Future Baseline 2029 - Panel Upgrade - Marine ¦ SDG&E ¦ Marine | Com ¦ Com Electric Storage Water Heater (0.92 UEF - 50 Gal) - FS Future Baseline 2029 - Panel Upgrade - Marine | SDG&E ¦ Marine | SDG&E | All | Electric & Gas | Com Electric Storage Water Heater (0.92 UEF - 50 Gal) - FS Future Baseline 2029 | Efficient | 2029 |  | 1 | Conventional | WaterHeat | Com - Grocery | Com | ROB and NEW | 0 | 1000 sqft2 of floor space | 1000 sqft served | 13 | DEER:Indoor_CFL_Ltg | 0 | 0 | 0 | SWWH031-04 | 202.482 | 2024 | 123.4818 | 2024 | 0 | 0 | SWWH031-04 | Com Small Gas Water Heaters - Panel Upgrade - Marine ¦ SDG&E ¦ Marine | Com Small Gas Water Heaters - Panel Upgrade - Marine | 0.59609 | 0.453 | 0 | CBSA 2019 | 0 | 2012 | 1 | SWWH031-04
COM-WATERHEAT-FS-PU-10C.75 | Com ¦ Com Electric Storage Water Heater (0.92 UEF - 50 Gal) - FS Future Baseline 2029 - Panel Upgrade - Marine ¦ SDG&E ¦ Marine | Com ¦ Com Electric Storage Water Heater (0.92 UEF - 50 Gal) - FS Future Baseline 2029 - Panel Upgrade - Marine | SDG&E ¦ Marine | SDG&E | All | Electric & Gas | Com Electric Storage Water Heater (0.92 UEF - 50 Gal) - FS Future Baseline 2029 | Efficient | 2029 |  | 1 | Conventional | WaterHeat | Com - Health | Com | ROB and NEW | 0 | 1000 sqft2 of floor space | 1000 sqft served | 13 | DEER:Indoor_CFL_Ltg | 6015.6079 | 0.32005 | -350.4213 | SWWH031-04 | 524.3885 | 2024 | 310.6675 | 2024 | 0 | 0 | SWWH031-04 | Com Small Gas Water Heaters - Panel Upgrade - Marine ¦ SDG&E ¦ Marine | Com Small Gas Water Heaters - Panel Upgrade - Marine | 0.52611 | 0.453 | 0 | CBSA 2019 | 596.1521 | 2012 | 1 | SWWH031-04
COM-WATERHEAT-FS-PU-10C.76 | Com ¦ Com Electric Storage Water Heater (0.92 UEF - 50 Gal) - FS Future Baseline 2029 - Panel Upgrade - Marine ¦ SDG&E ¦ Marine | Com ¦ Com Electric Storage Water Heater (0.92 UEF - 50 Gal) - FS Future Baseline 2029 - Panel Upgrade - Marine | SDG&E ¦ Marine | SDG&E | All | Electric & Gas | Com Electric Storage Water Heater (0.92 UEF - 50 Gal) - FS Future Baseline 2029 | Efficient | 2029 |  | 1 | Conventional | WaterHeat | Com - Lodging | Com | ROB and NEW | 0 | 1000 sqft2 of floor space | 1000 sqft served | 13 | DEER:Indoor_CFL_Ltg | 4637.7613 | 0.24893 | -267.9555 | SWWH031-04 | 329.9498 | 2024 | 195.4747 | 2024 | 0 | 0 | SWWH031-04 | Com Small Gas Water Heaters - Panel Upgrade - Marine ¦ SDG&E ¦ Marine | Com Small Gas Water Heaters - Panel Upgrade - Marine | 0.73871 | 0.453 | 0 | CBSA 2019 | 1915.6648 | 2012 | 1 | SWWH031-04
COM-WATERHEAT-FS-PU-10C.77 | Com ¦ Com Electric Storage Water Heater (0.92 UEF - 50 Gal) - FS Future Baseline 2029 - Panel Upgrade - Marine ¦ SDG&E ¦ Marine | Com ¦ Com Electric Storage Water Heater (0.92 UEF - 50 Gal) - FS Future Baseline 2029 - Panel Upgrade - Marine | SDG&E ¦ Marine | SDG&E | All | Electric & Gas | Com Electric Storage Water Heater (0.92 UEF - 50 Gal) - FS Future Baseline 2029 | Efficient | 2029 |  | 1 | Conventional | WaterHeat | Com - Office (Large) | Com | ROB and NEW | 0 | 1000 sqft2 of floor space | 1000 sqft served | 13 | DEER:Indoor_CFL_Ltg | 590.0135 | 0.014125 | -35.0899 | SWWH031-04 | 107.7311 | 2024 | 63.824 | 2024 | 0 | 0 | SWWH031-04 | Com Small Gas Water Heaters - Panel Upgrade - Marine ¦ SDG&E ¦ Marine | Com Small Gas Water Heaters - Panel Upgrade - Marine | 0.46177 | 0.453 | 0 | CBSA 2019 | 98.9003 | 2012 | 1 | SWWH031-04
COM-WATERHEAT-FS-PU-10C.78 | Com ¦ Com Electric Storage Water Heater (0.92 UEF - 50 Gal) - FS Future Baseline 2029 - Panel Upgrade - Marine ¦ SDG&E ¦ Marine | Com ¦ Com Electric Storage Water Heater (0.92 UEF - 50 Gal) - FS Future Baseline 2029 - Panel Upgrade - Marine | SDG&E ¦ Marine | SDG&E | All | Electric & Gas | Com Electric Storage Water Heater (0.92 UEF - 50 Gal) - FS Future Baseline 2029 | Efficient | 2029 |  | 1 | Conventional | WaterHeat | Com - Office (Small) | Com | ROB and NEW | 0 | 1000 sqft2 of floor space | 1000 sqft served | 13 | DEER:Indoor_CFL_Ltg | 542.2646 | 0.0021787 | -32.3508 | SWWH031-04 | 107.7311 | 2024 | 63.824 | 2024 | 0 | 0 | SWWH031-04 | Com Small Gas Water Heaters - Panel Upgrade - Marine ¦ SDG&E ¦ Marine | Com Small Gas Water Heaters - Panel Upgrade - Marine | 0.46177 | 0.453 | 0 | CBSA 2019 | 39.1823 | 2012 | 1 | SWWH031-04
COM-WATERHEAT-FS-PU-10C.79 | Com ¦ Com Electric Storage Water Heater (0.92 UEF - 50 Gal) - FS Future Baseline 2029 - Panel Upgrade - Marine ¦ SDG&E ¦ Marine | Com ¦ Com Electric Storage Water Heater (0.92 UEF - 50 Gal) - FS Future Baseline 2029 - Panel Upgrade - Marine | SDG&E ¦ Marine | SDG&E | All | Electric & Gas | Com Electric Storage Water Heater (0.92 UEF - 50 Gal) - FS Future Baseline 2029 | Efficient | 2029 |  | 1 | Conventional | WaterHeat | Com - Other | Com | ROB and NEW | 0 | 1000 sqft2 of floor space | 1000 sqft served | 13 | DEER:Indoor_CFL_Ltg | 6979.7938 | 0.46103 | -407.1546 | SWWH031-04 | 890.9952 | 2024 | 527.8592 | 2024 | 0 | 0 | SWWH031-04 | Com Small Gas Water Heaters - Panel Upgrade - Marine ¦ SDG&E ¦ Marine | Com Small Gas Water Heaters - Panel Upgrade - Marine | 0.5433 | 0.453 | 0 | CBSA 2019 | 1073.6733 | 2012 | 1 | SWWH031-04
COM-WATERHEAT-FS-PU-10C.80 | Com ¦ Com Electric Storage Water Heater (0.92 UEF - 50 Gal) - FS Future Baseline 2029 - Panel Upgrade - Marine ¦ SDG&E ¦ Marine | Com ¦ Com Electric Storage Water Heater (0.92 UEF - 50 Gal) - FS Future Baseline 2029 - Panel Upgrade - Marine | SDG&E ¦ Marine | SDG&E | All | Electric & Gas | Com Electric Storage Water Heater (0.92 UEF - 50 Gal) - FS Future Baseline 2029 | Efficient | 2029 |  | 1 | Conventional | WaterHeat | Com - Refrig. Warehouse | Com | ROB and NEW | 0 | 1000 sqft2 of floor space | 1000 sqft served | 13 | DEER:Indoor_CFL_Ltg | 601.7835 | 0.023414 | -35.0869 | SWWH031-04 | 49.8149 | 2024 | 29.5122 | 2024 | 0 | 0 | SWWH031-04 | Com Small Gas Water Heaters - Panel Upgrade - Marine ¦ SDG&E ¦ Marine | Com Small Gas Water Heaters - Panel Upgrade - Marine | 0.22621 | 0.453 | 0 | CBSA 2019 | 15.59 | 2012 | 1 | SWWH031-04
COM-WATERHEAT-FS-PU-10C.81 | Com ¦ Com Electric Storage Water Heater (0.92 UEF - 50 Gal) - FS Future Baseline 2029 - Panel Upgrade - Marine ¦ SDG&E ¦ Marine | Com ¦ Com Electric Storage Water Heater (0.92 UEF - 50 Gal) - FS Future Baseline 2029 - Panel Upgrade - Marine | SDG&E ¦ Marine | SDG&E | All | Electric & Gas | Com Electric Storage Water Heater (0.92 UEF - 50 Gal) - FS Future Baseline 2029 | Efficient | 2029 |  | 1 | Conventional | WaterHeat | Com - Restaurant | Com | ROB and NEW | 0 | 1000 sqft2 of floor space | 1000 sqft served | 13 | DEER:Indoor_CFL_Ltg | 26069.3754 | 2.2889 | -1563.1821 | SWWH031-04 | 4666.8833 | 2024 | 2764.8377 | 2024 | 0 | 0 | SWWH031-04 | Com Small Gas Water Heaters - Panel Upgrade - Marine ¦ SDG&E ¦ Marine | Com Small Gas Water Heaters - Panel Upgrade - Marine | 0.79319 | 0.453 | 0 | CBSA 2019 | 711.0403 | 2012 | 1 | SWWH031-04
COM-WATERHEAT-FS-PU-10C.82 | Com ¦ Com Electric Storage Water Heater (0.92 UEF - 50 Gal) - FS Future Baseline 2029 - Panel Upgrade - Marine ¦ SDG&E ¦ Marine | Com ¦ Com Electric Storage Water Heater (0.92 UEF - 50 Gal) - FS Future Baseline 2029 - Panel Upgrade - Marine | SDG&E ¦ Marine | SDG&E | All | Electric & Gas | Com Electric Storage Water Heater (0.92 UEF - 50 Gal) - FS Future Baseline 2029 | Efficient | 2029 |  | 1 | Conventional | WaterHeat | Com - Retail | Com | ROB and NEW | 0 | 1000 sqft2 of floor space | 1000 sqft served | 13 | DEER:Indoor_CFL_Ltg | 389.4442 | 0.026709 | -23.0667 | SWWH031-04 | 66.7285 | 2024 | 39.5325 | 2024 | 0 | 0 | SWWH031-04 | Com Small Gas Water Heaters - Panel Upgrade - Marine ¦ SDG&E ¦ Marine | Com Small Gas Water Heaters - Panel Upgrade - Marine | 0.40063 | 0.453 | 0 | CBSA 2019 | -22.8434 | 2012 | 1 | SWWH031-04
COM-WATERHEAT-FS-PU-10C.83 | Com ¦ Com Electric Storage Water Heater (0.92 UEF - 50 Gal) - FS Future Baseline 2029 - Panel Upgrade - Marine ¦ SDG&E ¦ Marine | Com ¦ Com Electric Storage Water Heater (0.92 UEF - 50 Gal) - FS Future Baseline 2029 - Panel Upgrade - Marine | SDG&E ¦ Marine | SDG&E | All | Electric & Gas | Com Electric Storage Water Heater (0.92 UEF - 50 Gal) - FS Future Baseline 2029 | Efficient | 2029 |  | 1 | Conventional | WaterHeat | Com - School | Com | ROB and NEW | 0 | 1000 sqft2 of floor space | 1000 sqft served | 13 | DEER:Indoor_CFL_Ltg | 2103.633 | 0.067536 | -127.9363 | SWWH031-04 | 549.668 | 2024 | 325.6441 | 2024 | 0 | 0 | SWWH031-04 | Com Small Gas Water Heaters - Panel Upgrade - Marine ¦ SDG&E ¦ Marine | Com Small Gas Water Heaters - Panel Upgrade - Marine | 0.76922 | 0.453 | 0 | CBSA 2019 | -54.0535 | 2012 | 1 | SWWH031-04
COM-WATERHEAT-FS-PU-10C.84 | Com ¦ Com Electric Storage Water Heater (0.92 UEF - 50 Gal) - FS Future Baseline 2029 - Panel Upgrade - Marine ¦ SDG&E ¦ Marine | Com ¦ Com Electric Storage Water Heater (0.92 UEF - 50 Gal) - FS Future Baseline 2029 - Panel Upgrade - Marine | SDG&E ¦ Marine | SDG&E | All | Electric & Gas | Com Electric Storage Water Heater (0.92 UEF - 50 Gal) - FS Future Baseline 2029 | Efficient | 2029 |  | 1 | Conventional | WaterHeat | Com - Warehouse | Com | ROB and NEW | 0 | 1000 sqft2 of floor space | 1000 sqft served | 13 | DEER:Indoor_CFL_Ltg | 62.9168 | 0.0010187 | -3.697 | SWWH031-04 | 9.963 | 2024 | 5.9024 | 2024 | 0 | 0 | SWWH031-04 | Com Small Gas Water Heaters - Panel Upgrade - Marine ¦ SDG&E ¦ Marine | Com Small Gas Water Heaters - Panel Upgrade - Marine | 0.1976 | 0.453 | 0 | CBSA 2019 | -3.2732 | 2012 | 1 | SWWH031-04
COM-WATERHEAT-FS-PU-10C.85 | Com ¦ Com Electric Storage Water Heater (0.92 UEF - 50 Gal) - FS Future Baseline 2029 - Panel Upgrade - Hot-Dry ¦ SDG&E ¦ Hot-Dry | Com ¦ Com Electric Storage Water Heater (0.92 UEF - 50 Gal) - FS Future Baseline 2029 - Panel Upgrade - Hot-Dry | SDG&E ¦ Hot-Dry | SDG&E | All | Electric & Gas | Com Electric Storage Water Heater (0.92 UEF - 50 Gal) - FS Future Baseline 2029 | Efficient | 2029 |  | 1 | Conventional | WaterHeat | Com - College | Com | ROB and NEW | 0 | 1000 sqft2 of floor space | 1000 sqft served | 13 | DEER:Indoor_CFL_Ltg | 1044.2321 | 0.12126 | -61.9617 | SWWH031-04 | 173.1032 | 2024 | 102.5529 | 2024 | 0 | 0 | SWWH031-04 | Com Small Gas Water Heaters - Panel Upgrade - Hot-Dry ¦ SDG&E ¦ Hot-Dry | Com Small Gas Water Heaters - Panel Upgrade - Hot-Dry | 0.74815 | 0.453 | 0 | CBSA 2019 | 125.5526 | 2012 | 1 | SWWH031-04
COM-WATERHEAT-FS-PU-10C.86 | Com ¦ Com Electric Storage Water Heater (0.92 UEF - 50 Gal) - FS Future Baseline 2029 - Panel Upgrade - Hot-Dry ¦ SDG&E ¦ Hot-Dry | Com ¦ Com Electric Storage Water Heater (0.92 UEF - 50 Gal) - FS Future Baseline 2029 - Panel Upgrade - Hot-Dry | SDG&E ¦ Hot-Dry | SDG&E | All | Electric & Gas | Com Electric Storage Water Heater (0.92 UEF - 50 Gal) - FS Future Baseline 2029 | Efficient | 2029 |  | 1 | Conventional | WaterHeat | Com - Grocery | Com | ROB and NEW | 0 | 1000 sqft2 of floor space | 1000 sqft served | 13 | DEER:Indoor_CFL_Ltg | 0 | 0 | 0 | SWWH031-04 | 101.241 | 2024 | 61.7409 | 2024 | 0 | 0 | SWWH031-04 | Com Small Gas Water Heaters - Panel Upgrade - Hot-Dry ¦ SDG&E ¦ Hot-Dry | Com Small Gas Water Heaters - Panel Upgrade - Hot-Dry | 0.59609 | 0.453 | 0 | CBSA 2019 | 0 | 2012 | 1 | SWWH031-04
COM-WATERHEAT-FS-PU-10C.87 | Com ¦ Com Electric Storage Water Heater (0.92 UEF - 50 Gal) - FS Future Baseline 2029 - Panel Upgrade - Hot-Dry ¦ SDG&E ¦ Hot-Dry | Com ¦ Com Electric Storage Water Heater (0.92 UEF - 50 Gal) - FS Future Baseline 2029 - Panel Upgrade - Hot-Dry | SDG&E ¦ Hot-Dry | SDG&E | All | Electric & Gas | Com Electric Storage Water Heater (0.92 UEF - 50 Gal) - FS Future Baseline 2029 | Efficient | 2029 |  | 1 | Conventional | WaterHeat | Com - Health | Com | ROB and NEW | 0 | 1000 sqft2 of floor space | 1000 sqft served | 13 | DEER:Indoor_CFL_Ltg | 2998.5731 | 0.16264 | -174.6924 | SWWH031-04 | 262.1943 | 2024 | 155.3338 | 2024 | 0 | 0 | SWWH031-04 | Com Small Gas Water Heaters - Panel Upgrade - Hot-Dry ¦ SDG&E ¦ Hot-Dry | Com Small Gas Water Heaters - Panel Upgrade - Hot-Dry | 0.52611 | 0.453 | 0 | CBSA 2019 | 297.2161 | 2012 | 1 | SWWH031-04
COM-WATERHEAT-FS-PU-10C.88 | Com ¦ Com Electric Storage Water Heater (0.92 UEF - 50 Gal) - FS Future Baseline 2029 - Panel Upgrade - Hot-Dry ¦ SDG&E ¦ Hot-Dry | Com ¦ Com Electric Storage Water Heater (0.92 UEF - 50 Gal) - FS Future Baseline 2029 - Panel Upgrade - Hot-Dry | SDG&E ¦ Hot-Dry | SDG&E | All | Electric & Gas | Com Electric Storage Water Heater (0.92 UEF - 50 Gal) - FS Future Baseline 2029 | Efficient | 2029 |  | 1 | Conventional | WaterHeat | Com - Lodging | Com | ROB and NEW | 0 | 1000 sqft2 of floor space | 1000 sqft served | 13 | DEER:Indoor_CFL_Ltg | 2309.9831 | 0.12649 | -133.4281 | SWWH031-04 | 164.9749 | 2024 | 97.7373 | 2024 | 0 | 0 | SWWH031-04 | Com Small Gas Water Heaters - Panel Upgrade - Hot-Dry ¦ SDG&E ¦ Hot-Dry | Com Small Gas Water Heaters - Panel Upgrade - Hot-Dry | 0.73871 | 0.453 | 0 | CBSA 2019 | 953.8057 | 2012 | 1 | SWWH031-04
COM-WATERHEAT-FS-PU-10C.89 | Com ¦ Com Electric Storage Water Heater (0.92 UEF - 50 Gal) - FS Future Baseline 2029 - Panel Upgrade - Hot-Dry ¦ SDG&E ¦ Hot-Dry | Com ¦ Com Electric Storage Water Heater (0.92 UEF - 50 Gal) - FS Future Baseline 2029 - Panel Upgrade - Hot-Dry | SDG&E ¦ Hot-Dry | SDG&E | All | Electric & Gas | Com Electric Storage Water Heater (0.92 UEF - 50 Gal) - FS Future Baseline 2029 | Efficient | 2029 |  | 1 | Conventional | WaterHeat | Com - Office (Large) | Com | ROB and NEW | 0 | 1000 sqft2 of floor space | 1000 sqft served | 13 | DEER:Indoor_CFL_Ltg | 293.7112 | 0.0071623 | -17.4894 | SWWH031-04 | 53.8656 | 2024 | 31.912 | 2024 | 0 | 0 | SWWH031-04 | Com Small Gas Water Heaters - Panel Upgrade - Hot-Dry ¦ SDG&E ¦ Hot-Dry | Com Small Gas Water Heaters - Panel Upgrade - Hot-Dry | 0.46177 | 0.453 | 0 | CBSA 2019 | 49.3296 | 2012 | 1 | SWWH031-04
COM-WATERHEAT-FS-PU-10C.90 | Com ¦ Com Electric Storage Water Heater (0.92 UEF - 50 Gal) - FS Future Baseline 2029 - Panel Upgrade - Hot-Dry ¦ SDG&E ¦ Hot-Dry | Com ¦ Com Electric Storage Water Heater (0.92 UEF - 50 Gal) - FS Future Baseline 2029 - Panel Upgrade - Hot-Dry | SDG&E ¦ Hot-Dry | SDG&E | All | Electric & Gas | Com Electric Storage Water Heater (0.92 UEF - 50 Gal) - FS Future Baseline 2029 | Efficient | 2029 |  | 1 | Conventional | WaterHeat | Com - Office (Small) | Com | ROB and NEW | 0 | 1000 sqft2 of floor space | 1000 sqft served | 13 | DEER:Indoor_CFL_Ltg | 270.9472 | 0.0011049 | -16.1384 | SWWH031-04 | 53.8656 | 2024 | 31.912 | 2024 | 0 | 0 | SWWH031-04 | Com Small Gas Water Heaters - Panel Upgrade - Hot-Dry ¦ SDG&E ¦ Hot-Dry | Com Small Gas Water Heaters - Panel Upgrade - Hot-Dry | 0.46177 | 0.453 | 0 | CBSA 2019 | 19.5264 | 2012 | 1 | SWWH031-04
COM-WATERHEAT-FS-PU-10C.91 | Com ¦ Com Electric Storage Water Heater (0.92 UEF - 50 Gal) - FS Future Baseline 2029 - Panel Upgrade - Hot-Dry ¦ SDG&E ¦ Hot-Dry | Com ¦ Com Electric Storage Water Heater (0.92 UEF - 50 Gal) - FS Future Baseline 2029 - Panel Upgrade - Hot-Dry | SDG&E ¦ Hot-Dry | SDG&E | All | Electric & Gas | Com Electric Storage Water Heater (0.92 UEF - 50 Gal) - FS Future Baseline 2029 | Efficient | 2029 |  | 1 | Conventional | WaterHeat | Com - Other | Com | ROB and NEW | 0 | 1000 sqft2 of floor space | 1000 sqft served | 13 | DEER:Indoor_CFL_Ltg | 3480.713 | 0.23419 | -203.5773 | SWWH031-04 | 445.4976 | 2024 | 263.9296 | 2024 | 0 | 0 | SWWH031-04 | Com Small Gas Water Heaters - Panel Upgrade - Hot-Dry ¦ SDG&E ¦ Hot-Dry | Com Small Gas Water Heaters - Panel Upgrade - Hot-Dry | 0.5433 | 0.453 | 0 | CBSA 2019 | 537.8508 | 2012 | 1 | SWWH031-04
COM-WATERHEAT-FS-PU-10C.92 | Com ¦ Com Electric Storage Water Heater (0.92 UEF - 50 Gal) - FS Future Baseline 2029 - Panel Upgrade - Hot-Dry ¦ SDG&E ¦ Hot-Dry | Com ¦ Com Electric Storage Water Heater (0.92 UEF - 50 Gal) - FS Future Baseline 2029 - Panel Upgrade - Hot-Dry | SDG&E ¦ Hot-Dry | SDG&E | All | Electric & Gas | Com Electric Storage Water Heater (0.92 UEF - 50 Gal) - FS Future Baseline 2029 | Efficient | 2029 |  | 1 | Conventional | WaterHeat | Com - Refrig. Warehouse | Com | ROB and NEW | 0 | 1000 sqft2 of floor space | 1000 sqft served | 13 | DEER:Indoor_CFL_Ltg | 300.8918 | 0.011912 | -17.5435 | SWWH031-04 | 24.9074 | 2024 | 14.7561 | 2024 | 0 | 0 | SWWH031-04 | Com Small Gas Water Heaters - Panel Upgrade - Hot-Dry ¦ SDG&E ¦ Hot-Dry | Com Small Gas Water Heaters - Panel Upgrade - Hot-Dry | 0.22621 | 0.453 | 0 | CBSA 2019 | 7.795 | 2012 | 1 | SWWH031-04
COM-WATERHEAT-FS-PU-10C.93 | Com ¦ Com Electric Storage Water Heater (0.92 UEF - 50 Gal) - FS Future Baseline 2029 - Panel Upgrade - Hot-Dry ¦ SDG&E ¦ Hot-Dry | Com ¦ Com Electric Storage Water Heater (0.92 UEF - 50 Gal) - FS Future Baseline 2029 - Panel Upgrade - Hot-Dry | SDG&E ¦ Hot-Dry | SDG&E | All | Electric & Gas | Com Electric Storage Water Heater (0.92 UEF - 50 Gal) - FS Future Baseline 2029 | Efficient | 2029 |  | 1 | Conventional | WaterHeat | Com - Restaurant | Com | ROB and NEW | 0 | 1000 sqft2 of floor space | 1000 sqft served | 13 | DEER:Indoor_CFL_Ltg | 13015.113 | 1.1589 | -779.9876 | SWWH031-04 | 2333.4416 | 2024 | 1382.4189 | 2024 | 0 | 0 | SWWH031-04 | Com Small Gas Water Heaters - Panel Upgrade - Hot-Dry ¦ SDG&E ¦ Hot-Dry | Com Small Gas Water Heaters - Panel Upgrade - Hot-Dry | 0.79319 | 0.453 | 0 | CBSA 2019 | 354.6634 | 2012 | 1 | SWWH031-04
COM-WATERHEAT-FS-PU-10C.94 | Com ¦ Com Electric Storage Water Heater (0.92 UEF - 50 Gal) - FS Future Baseline 2029 - Panel Upgrade - Hot-Dry ¦ SDG&E ¦ Hot-Dry | Com ¦ Com Electric Storage Water Heater (0.92 UEF - 50 Gal) - FS Future Baseline 2029 - Panel Upgrade - Hot-Dry | SDG&E ¦ Hot-Dry | SDG&E | All | Electric & Gas | Com Electric Storage Water Heater (0.92 UEF - 50 Gal) - FS Future Baseline 2029 | Efficient | 2029 |  | 1 | Conventional | WaterHeat | Com - Retail | Com | ROB and NEW | 0 | 1000 sqft2 of floor space | 1000 sqft served | 13 | DEER:Indoor_CFL_Ltg | 194.4506 | 0.013575 | -11.5052 | SWWH031-04 | 33.3643 | 2024 | 19.7663 | 2024 | 0 | 0 | SWWH031-04 | Com Small Gas Water Heaters - Panel Upgrade - Hot-Dry ¦ SDG&E ¦ Hot-Dry | Com Small Gas Water Heaters - Panel Upgrade - Hot-Dry | 0.40063 | 0.453 | 0 | CBSA 2019 | -11.4651 | 2012 | 1 | SWWH031-04
COM-WATERHEAT-FS-PU-10C.95 | Com ¦ Com Electric Storage Water Heater (0.92 UEF - 50 Gal) - FS Future Baseline 2029 - Panel Upgrade - Hot-Dry ¦ SDG&E ¦ Hot-Dry | Com ¦ Com Electric Storage Water Heater (0.92 UEF - 50 Gal) - FS Future Baseline 2029 - Panel Upgrade - Hot-Dry | SDG&E ¦ Hot-Dry | SDG&E | All | Electric & Gas | Com Electric Storage Water Heater (0.92 UEF - 50 Gal) - FS Future Baseline 2029 | Efficient | 2029 |  | 1 | Conventional | WaterHeat | Com - School | Com | ROB and NEW | 0 | 1000 sqft2 of floor space | 1000 sqft served | 13 | DEER:Indoor_CFL_Ltg | 1046.4742 | 0.034035 | -63.6849 | SWWH031-04 | 274.834 | 2024 | 162.822 | 2024 | 0 | 0 | SWWH031-04 | Com Small Gas Water Heaters - Panel Upgrade - Hot-Dry ¦ SDG&E ¦ Hot-Dry | Com Small Gas Water Heaters - Panel Upgrade - Hot-Dry | 0.76922 | 0.453 | 0 | CBSA 2019 | -26.7944 | 2012 | 1 | SWWH031-04
COM-WATERHEAT-FS-PU-10C.96 | Com ¦ Com Electric Storage Water Heater (0.92 UEF - 50 Gal) - FS Future Baseline 2029 - Panel Upgrade - Hot-Dry ¦ SDG&E ¦ Hot-Dry | Com ¦ Com Electric Storage Water Heater (0.92 UEF - 50 Gal) - FS Future Baseline 2029 - Panel Upgrade - Hot-Dry | SDG&E ¦ Hot-Dry | SDG&E | All | Electric & Gas | Com Electric Storage Water Heater (0.92 UEF - 50 Gal) - FS Future Baseline 2029 | Efficient | 2029 |  | 1 | Conventional | WaterHeat | Com - Warehouse | Com | ROB and NEW | 0 | 1000 sqft2 of floor space | 1000 sqft served | 13 | DEER:Indoor_CFL_Ltg | 31.3557 | 0.00051347 | -1.8485 | SWWH031-04 | 4.9815 | 2024 | 2.9512 | 2024 | 0 | 0 | SWWH031-04 | Com Small Gas Water Heaters - Panel Upgrade - Hot-Dry ¦ SDG&E ¦ Hot-Dry | Com Small Gas Water Heaters - Panel Upgrade - Hot-Dry | 0.1976 | 0.453 | 0 | CBSA 2019 | -1.6058 | 2012 | 1 | SWWH031-04
COM-WATERHEAT-FS-PU-11.1 | Com ¦ Com Efficient Gas Storage Water Heater (0.68 UEF - 50 Gal) - Panel Upgrade - Marine ¦ PG&E ¦ Marine | Com ¦ Com Efficient Gas Storage Water Heater (0.68 UEF - 50 Gal) - Panel Upgrade - Marine | PG&E ¦ Marine | PG&E | All | Electric & Gas | Efficient Gas Storage WH (0.68 UEF - 50 Gal) | Efficient |  | 2029 | 1 | Conventional | WaterHeat | Com - College | Com | ROB and NEW | 0 | 1000 sqft2 of floor space | 1000 sqft served | 13 | DEER:Indoor_CFL_Ltg | 0 | 0 | -0.55902 | SWWH007-06 | 135.6155 | 2022 | 74.4043 | 2022 | 0 | 0 | SWWH007-06 | Com Small Gas Water Heaters - Panel Upgrade - Marine ¦ PG&E ¦ Marine | Com Small Gas Water Heaters - Panel Upgrade - Marine | 0.74815 | 0.453 | 0.025 | CBSA 2019 | 1.844 | 2032 | 1 | SWWH007-06
COM-WATERHEAT-FS-PU-11.2 | Com ¦ Com Efficient Gas Storage Water Heater (0.68 UEF - 50 Gal) - Panel Upgrade - Marine ¦ PG&E ¦ Marine | Com ¦ Com Efficient Gas Storage Water Heater (0.68 UEF - 50 Gal) - Panel Upgrade - Marine | PG&E ¦ Marine | PG&E | All | Electric & Gas | Efficient Gas Storage WH (0.68 UEF - 50 Gal) | Efficient |  | 2029 | 1 | Conventional | WaterHeat | Com - Grocery | Com | ROB and NEW | 0 | 1000 sqft2 of floor space | 1000 sqft served | 13 | DEER:Indoor_CFL_Ltg | 0 | 0 | 0 | SWWH007-06 | 101.241 | 2022 | 61.7409 | 2022 | 0 | 0 | SWWH007-06 | Com Small Gas Water Heaters - Panel Upgrade - Marine ¦ PG&E ¦ Marine | Com Small Gas Water Heaters - Panel Upgrade - Marine | 0.59609 | 0.453 | 0.025 | CBSA 2019 | 0 | 2032 | 1 | SWWH007-06
COM-WATERHEAT-FS-PU-11.3 | Com ¦ Com Efficient Gas Storage Water Heater (0.68 UEF - 50 Gal) - Panel Upgrade - Marine ¦ PG&E ¦ Marine | Com ¦ Com Efficient Gas Storage Water Heater (0.68 UEF - 50 Gal) - Panel Upgrade - Marine | PG&E ¦ Marine | PG&E | All | Electric & Gas | Efficient Gas Storage WH (0.68 UEF - 50 Gal) | Efficient |  | 2029 | 1 | Conventional | WaterHeat | Com - Health | Com | ROB and NEW | 0 | 1000 sqft2 of floor space | 1000 sqft served | 13 | DEER:Indoor_CFL_Ltg | 0 | 0 | -0.5958 | SWWH007-06 | 205.4128 | 2022 | 112.698 | 2022 | 0 | 0 | SWWH007-06 | Com Small Gas Water Heaters - Panel Upgrade - Marine ¦ PG&E ¦ Marine | Com Small Gas Water Heaters - Panel Upgrade - Marine | 0.52611 | 0.453 | 0.025 | CBSA 2019 | 1.6829 | 2032 | 1 | SWWH007-06
COM-WATERHEAT-FS-PU-11.4 | Com ¦ Com Efficient Gas Storage Water Heater (0.68 UEF - 50 Gal) - Panel Upgrade - Marine ¦ PG&E ¦ Marine | Com ¦ Com Efficient Gas Storage Water Heater (0.68 UEF - 50 Gal) - Panel Upgrade - Marine | PG&E ¦ Marine | PG&E | All | Electric & Gas | Efficient Gas Storage WH (0.68 UEF - 50 Gal) | Efficient |  | 2029 | 1 | Conventional | WaterHeat | Com - Lodging | Com | ROB and NEW | 0 | 1000 sqft2 of floor space | 1000 sqft served | 13 | DEER:Indoor_CFL_Ltg | 0 | 0 | -0.31379 | SWWH007-06 | 129.2475 | 2022 | 70.9106 | 2022 | 0 | 0 | SWWH007-06 | Com Small Gas Water Heaters - Panel Upgrade - Marine ¦ PG&E ¦ Marine | Com Small Gas Water Heaters - Panel Upgrade - Marine | 0.73871 | 0.453 | 0.025 | CBSA 2019 | 3.0997 | 2032 | 1 | SWWH007-06
COM-WATERHEAT-FS-PU-11.5 | Com ¦ Com Efficient Gas Storage Water Heater (0.68 UEF - 50 Gal) - Panel Upgrade - Marine ¦ PG&E ¦ Marine | Com ¦ Com Efficient Gas Storage Water Heater (0.68 UEF - 50 Gal) - Panel Upgrade - Marine | PG&E ¦ Marine | PG&E | All | Electric & Gas | Efficient Gas Storage WH (0.68 UEF - 50 Gal) | Efficient |  | 2029 | 1 | Conventional | WaterHeat | Com - Office (Large) | Com | ROB and NEW | 0 | 1000 sqft2 of floor space | 1000 sqft served | 13 | DEER:Indoor_CFL_Ltg | 0 | 0 | -0.16897 | SWWH007-06 | 42.2003 | 2022 | 23.1528 | 2022 | 0 | 0 | SWWH007-06 | Com Small Gas Water Heaters - Panel Upgrade - Marine ¦ PG&E ¦ Marine | Com Small Gas Water Heaters - Panel Upgrade - Marine | 0.46177 | 0.453 | 0.025 | CBSA 2019 | 0.7588 | 2032 | 1 | SWWH007-06
COM-WATERHEAT-FS-PU-11.6 | Com ¦ Com Efficient Gas Storage Water Heater (0.68 UEF - 50 Gal) - Panel Upgrade - Marine ¦ PG&E ¦ Marine | Com ¦ Com Efficient Gas Storage Water Heater (0.68 UEF - 50 Gal) - Panel Upgrade - Marine | PG&E ¦ Marine | PG&E | All | Electric & Gas | Efficient Gas Storage WH (0.68 UEF - 50 Gal) | Efficient |  | 2029 | 1 | Conventional | WaterHeat | Com - Office (Small) | Com | ROB and NEW | 0 | 1000 sqft2 of floor space | 1000 sqft served | 13 | DEER:Indoor_CFL_Ltg | 0 | 0 | -0.17216 | SWWH007-06 | 42.2003 | 2022 | 23.1528 | 2022 | 0 | 0 | SWWH007-06 | Com Small Gas Water Heaters - Panel Upgrade - Marine ¦ PG&E ¦ Marine | Com Small Gas Water Heaters - Panel Upgrade - Marine | 0.46177 | 0.453 | 0.025 | CBSA 2019 | 0.34082 | 2032 | 1 | SWWH007-06
COM-WATERHEAT-FS-PU-11.7 | Com ¦ Com Efficient Gas Storage Water Heater (0.68 UEF - 50 Gal) - Panel Upgrade - Marine ¦ PG&E ¦ Marine | Com ¦ Com Efficient Gas Storage Water Heater (0.68 UEF - 50 Gal) - Panel Upgrade - Marine | PG&E ¦ Marine | PG&E | All | Electric & Gas | Efficient Gas Storage WH (0.68 UEF - 50 Gal) | Efficient |  | 2029 | 1 | Conventional | WaterHeat | Com - Other | Com | ROB and NEW | 0 | 1000 sqft2 of floor space | 1000 sqft served | 13 | DEER:Indoor_CFL_Ltg | 0 | 0 | -1.2481 | SWWH007-06 | 349.0195 | 2022 | 191.4867 | 2022 | 0 | 0 | SWWH007-06 | Com Small Gas Water Heaters - Panel Upgrade - Marine ¦ PG&E ¦ Marine | Com Small Gas Water Heaters - Panel Upgrade - Marine | 0.5433 | 0.453 | 0.025 | CBSA 2019 | 5.6538 | 2032 | 1 | SWWH007-06
COM-WATERHEAT-FS-PU-11.8 | Com ¦ Com Efficient Gas Storage Water Heater (0.68 UEF - 50 Gal) - Panel Upgrade - Marine ¦ PG&E ¦ Marine | Com ¦ Com Efficient Gas Storage Water Heater (0.68 UEF - 50 Gal) - Panel Upgrade - Marine | PG&E ¦ Marine | PG&E | All | Electric & Gas | Efficient Gas Storage WH (0.68 UEF - 50 Gal) | Efficient |  | 2029 | 1 | Conventional | WaterHeat | Com - Refrig. Warehouse | Com | ROB and NEW | 0 | 1000 sqft2 of floor space | 1000 sqft served | 13 | DEER:Indoor_CFL_Ltg | 0 | 0 | -0.0543 | SWWH007-06 | 19.5134 | 2022 | 10.7059 | 2022 | 0 | 0 | SWWH007-06 | Com Small Gas Water Heaters - Panel Upgrade - Marine ¦ PG&E ¦ Marine | Com Small Gas Water Heaters - Panel Upgrade - Marine | 0.22621 | 0.453 | 0.025 | CBSA 2019 | 0.040768 | 2032 | 1 | SWWH007-06
COM-WATERHEAT-FS-PU-11.9 | Com ¦ Com Efficient Gas Storage Water Heater (0.68 UEF - 50 Gal) - Panel Upgrade - Marine ¦ PG&E ¦ Marine | Com ¦ Com Efficient Gas Storage Water Heater (0.68 UEF - 50 Gal) - Panel Upgrade - Marine | PG&E ¦ Marine | PG&E | All | Electric & Gas | Efficient Gas Storage WH (0.68 UEF - 50 Gal) | Efficient |  | 2029 | 1 | Conventional | WaterHeat | Com - Restaurant | Com | ROB and NEW | 0 | 1000 sqft2 of floor space | 1000 sqft served | 13 | DEER:Indoor_CFL_Ltg | 0 | 0 | -7.6753 | SWWH007-06 | 1828.1059 | 2022 | 1002.975 | 2022 | 0 | 0 | SWWH007-06 | Com Small Gas Water Heaters - Panel Upgrade - Marine ¦ PG&E ¦ Marine | Com Small Gas Water Heaters - Panel Upgrade - Marine | 0.79319 | 0.453 | 0.025 | CBSA 2019 | 5.766 | 2032 | 1 | SWWH007-06
COM-WATERHEAT-FS-PU-11.10 | Com ¦ Com Efficient Gas Storage Water Heater (0.68 UEF - 50 Gal) - Panel Upgrade - Marine ¦ PG&E ¦ Marine | Com ¦ Com Efficient Gas Storage Water Heater (0.68 UEF - 50 Gal) - Panel Upgrade - Marine | PG&E ¦ Marine | PG&E | All | Electric & Gas | Efficient Gas Storage WH (0.68 UEF - 50 Gal) | Efficient |  | 2029 | 1 | Conventional | WaterHeat | Com - Retail | Com | ROB and NEW | 0 | 1000 sqft2 of floor space | 1000 sqft served | 13 | DEER:Indoor_CFL_Ltg | 0 | 0 | -0.10901 | SWWH007-06 | 26.1388 | 2022 | 14.3408 | 2022 | 0 | 0 | SWWH007-06 | Com Small Gas Water Heaters - Panel Upgrade - Marine ¦ PG&E ¦ Marine | Com Small Gas Water Heaters - Panel Upgrade - Marine | 0.40063 | 0.453 | 0.025 | CBSA 2019 | 0.53863 | 2032 | 1 | SWWH007-06
COM-WATERHEAT-FS-PU-11.11 | Com ¦ Com Efficient Gas Storage Water Heater (0.68 UEF - 50 Gal) - Panel Upgrade - Marine ¦ PG&E ¦ Marine | Com ¦ Com Efficient Gas Storage Water Heater (0.68 UEF - 50 Gal) - Panel Upgrade - Marine | PG&E ¦ Marine | PG&E | All | Electric & Gas | Efficient Gas Storage WH (0.68 UEF - 50 Gal) | Efficient |  | 2029 | 1 | Conventional | WaterHeat | Com - School | Com | ROB and NEW | 0 | 1000 sqft2 of floor space | 1000 sqft served | 13 | DEER:Indoor_CFL_Ltg | 0 | 0 | -0.96391 | SWWH007-06 | 215.3153 | 2022 | 118.1309 | 2022 | 0 | 0 | SWWH007-06 | Com Small Gas Water Heaters - Panel Upgrade - Marine ¦ PG&E ¦ Marine | Com Small Gas Water Heaters - Panel Upgrade - Marine | 0.76922 | 0.453 | 0.025 | CBSA 2019 | 2.2023 | 2032 | 1 | SWWH007-06
COM-WATERHEAT-FS-PU-11.12 | Com ¦ Com Efficient Gas Storage Water Heater (0.68 UEF - 50 Gal) - Panel Upgrade - Marine ¦ PG&E ¦ Marine | Com ¦ Com Efficient Gas Storage Water Heater (0.68 UEF - 50 Gal) - Panel Upgrade - Marine | PG&E ¦ Marine | PG&E | All | Electric & Gas | Efficient Gas Storage WH (0.68 UEF - 50 Gal) | Efficient |  | 2029 | 1 | Conventional | WaterHeat | Com - Warehouse | Com | ROB and NEW | 0 | 1000 sqft2 of floor space | 1000 sqft served | 13 | DEER:Indoor_CFL_Ltg | 0 | 0 | -0.015971 | SWWH007-06 | 3.9027 | 2022 | 2.1412 | 2022 | 0 | 0 | SWWH007-06 | Com Small Gas Water Heaters - Panel Upgrade - Marine ¦ PG&E ¦ Marine | Com Small Gas Water Heaters - Panel Upgrade - Marine | 0.1976 | 0.453 | 0.025 | CBSA 2019 | 0.067323 | 2032 | 1 | SWWH007-06
COM-WATERHEAT-FS-PU-11.13 | Com ¦ Com Efficient Gas Storage Water Heater (0.68 UEF - 50 Gal) - Panel Upgrade - Hot-Dry ¦ PG&E ¦ Hot-Dry | Com ¦ Com Efficient Gas Storage Water Heater (0.68 UEF - 50 Gal) - Panel Upgrade - Hot-Dry | PG&E ¦ Hot-Dry | PG&E | All | Electric & Gas | Efficient Gas Storage WH (0.68 UEF - 50 Gal) | Efficient |  | 2029 | 1 | Conventional | WaterHeat | Com - College | Com | ROB and NEW | 0 | 1000 sqft2 of floor space | 1000 sqft served | 13 | DEER:Indoor_CFL_Ltg | 0 | 0 | -0.52892 | SWWH007-06 | 135.6155 | 2022 | 74.4043 | 2022 | 0 | 0 | SWWH007-06 | Com Small Gas Water Heaters - Panel Upgrade - Hot-Dry ¦ PG&E ¦ Hot-Dry | Com Small Gas Water Heaters - Panel Upgrade - Hot-Dry | 0.74815 | 0.453 | 0.025 | CBSA 2019 | 1.7447 | 2032 | 1 | SWWH007-06
COM-WATERHEAT-FS-PU-11.14 | Com ¦ Com Efficient Gas Storage Water Heater (0.68 UEF - 50 Gal) - Panel Upgrade - Hot-Dry ¦ PG&E ¦ Hot-Dry | Com ¦ Com Efficient Gas Storage Water Heater (0.68 UEF - 50 Gal) - Panel Upgrade - Hot-Dry | PG&E ¦ Hot-Dry | PG&E | All | Electric & Gas | Efficient Gas Storage WH (0.68 UEF - 50 Gal) | Efficient |  | 2029 | 1 | Conventional | WaterHeat | Com - Grocery | Com | ROB and NEW | 0 | 1000 sqft2 of floor space | 1000 sqft served | 13 | DEER:Indoor_CFL_Ltg | 0 | 0 | 0 | SWWH007-06 | 101.241 | 2022 | 61.7409 | 2022 | 0 | 0 | SWWH007-06 | Com Small Gas Water Heaters - Panel Upgrade - Hot-Dry ¦ PG&E ¦ Hot-Dry | Com Small Gas Water Heaters - Panel Upgrade - Hot-Dry | 0.59609 | 0.453 | 0.025 | CBSA 2019 | 0 | 2032 | 1 | SWWH007-06
COM-WATERHEAT-FS-PU-11.15 | Com ¦ Com Efficient Gas Storage Water Heater (0.68 UEF - 50 Gal) - Panel Upgrade - Hot-Dry ¦ PG&E ¦ Hot-Dry | Com ¦ Com Efficient Gas Storage Water Heater (0.68 UEF - 50 Gal) - Panel Upgrade - Hot-Dry | PG&E ¦ Hot-Dry | PG&E | All | Electric & Gas | Efficient Gas Storage WH (0.68 UEF - 50 Gal) | Efficient |  | 2029 | 1 | Conventional | WaterHeat | Com - Health | Com | ROB and NEW | 0 | 1000 sqft2 of floor space | 1000 sqft served | 13 | DEER:Indoor_CFL_Ltg | 0 | 0 | -0.58506 | SWWH007-06 | 205.4128 | 2022 | 112.698 | 2022 | 0 | 0 | SWWH007-06 | Com Small Gas Water Heaters - Panel Upgrade - Hot-Dry ¦ PG&E ¦ Hot-Dry | Com Small Gas Water Heaters - Panel Upgrade - Hot-Dry | 0.52611 | 0.453 | 0.025 | CBSA 2019 | 1.6526 | 2032 | 1 | SWWH007-06
COM-WATERHEAT-FS-PU-11.16 | Com ¦ Com Efficient Gas Storage Water Heater (0.68 UEF - 50 Gal) - Panel Upgrade - Hot-Dry ¦ PG&E ¦ Hot-Dry | Com ¦ Com Efficient Gas Storage Water Heater (0.68 UEF - 50 Gal) - Panel Upgrade - Hot-Dry | PG&E ¦ Hot-Dry | PG&E | All | Electric & Gas | Efficient Gas Storage WH (0.68 UEF - 50 Gal) | Efficient |  | 2029 | 1 | Conventional | WaterHeat | Com - Lodging | Com | ROB and NEW | 0 | 1000 sqft2 of floor space | 1000 sqft served | 13 | DEER:Indoor_CFL_Ltg | 0 | 0 | -0.31177 | SWWH007-06 | 129.2475 | 2022 | 70.9106 | 2022 | 0 | 0 | SWWH007-06 | Com Small Gas Water Heaters - Panel Upgrade - Hot-Dry ¦ PG&E ¦ Hot-Dry | Com Small Gas Water Heaters - Panel Upgrade - Hot-Dry | 0.73871 | 0.453 | 0.025 | CBSA 2019 | 3.0798 | 2032 | 1 | SWWH007-06
COM-WATERHEAT-FS-PU-11.17 | Com ¦ Com Efficient Gas Storage Water Heater (0.68 UEF - 50 Gal) - Panel Upgrade - Hot-Dry ¦ PG&E ¦ Hot-Dry | Com ¦ Com Efficient Gas Storage Water Heater (0.68 UEF - 50 Gal) - Panel Upgrade - Hot-Dry | PG&E ¦ Hot-Dry | PG&E | All | Electric & Gas | Efficient Gas Storage WH (0.68 UEF - 50 Gal) | Efficient |  | 2029 | 1 | Conventional | WaterHeat | Com - Office (Large) | Com | ROB and NEW | 0 | 1000 sqft2 of floor space | 1000 sqft served | 13 | DEER:Indoor_CFL_Ltg | 0 | 0 | -0.16472 | SWWH007-06 | 42.2003 | 2022 | 23.1528 | 2022 | 0 | 0 | SWWH007-06 | Com Small Gas Water Heaters - Panel Upgrade - Hot-Dry ¦ PG&E ¦ Hot-Dry | Com Small Gas Water Heaters - Panel Upgrade - Hot-Dry | 0.46177 | 0.453 | 0.025 | CBSA 2019 | 0.73971 | 2032 | 1 | SWWH007-06
COM-WATERHEAT-FS-PU-11.18 | Com ¦ Com Efficient Gas Storage Water Heater (0.68 UEF - 50 Gal) - Panel Upgrade - Hot-Dry ¦ PG&E ¦ Hot-Dry | Com ¦ Com Efficient Gas Storage Water Heater (0.68 UEF - 50 Gal) - Panel Upgrade - Hot-Dry | PG&E ¦ Hot-Dry | PG&E | All | Electric & Gas | Efficient Gas Storage WH (0.68 UEF - 50 Gal) | Efficient |  | 2029 | 1 | Conventional | WaterHeat | Com - Office (Small) | Com | ROB and NEW | 0 | 1000 sqft2 of floor space | 1000 sqft served | 13 | DEER:Indoor_CFL_Ltg | 0 | 0 | -0.16791 | SWWH007-06 | 42.2003 | 2022 | 23.1528 | 2022 | 0 | 0 | SWWH007-06 | Com Small Gas Water Heaters - Panel Upgrade - Hot-Dry ¦ PG&E ¦ Hot-Dry | Com Small Gas Water Heaters - Panel Upgrade - Hot-Dry | 0.46177 | 0.453 | 0.025 | CBSA 2019 | 0.33241 | 2032 | 1 | SWWH007-06
COM-WATERHEAT-FS-PU-11.19 | Com ¦ Com Efficient Gas Storage Water Heater (0.68 UEF - 50 Gal) - Panel Upgrade - Hot-Dry ¦ PG&E ¦ Hot-Dry | Com ¦ Com Efficient Gas Storage Water Heater (0.68 UEF - 50 Gal) - Panel Upgrade - Hot-Dry | PG&E ¦ Hot-Dry | PG&E | All | Electric & Gas | Efficient Gas Storage WH (0.68 UEF - 50 Gal) | Efficient |  | 2029 | 1 | Conventional | WaterHeat | Com - Other | Com | ROB and NEW | 0 | 1000 sqft2 of floor space | 1000 sqft served | 13 | DEER:Indoor_CFL_Ltg | 0 | 0 | -1.2173 | SWWH007-06 | 349.0195 | 2022 | 191.4867 | 2022 | 0 | 0 | SWWH007-06 | Com Small Gas Water Heaters - Panel Upgrade - Hot-Dry ¦ PG&E ¦ Hot-Dry | Com Small Gas Water Heaters - Panel Upgrade - Hot-Dry | 0.5433 | 0.453 | 0.025 | CBSA 2019 | 5.5144 | 2032 | 1 | SWWH007-06
COM-WATERHEAT-FS-PU-11.20 | Com ¦ Com Efficient Gas Storage Water Heater (0.68 UEF - 50 Gal) - Panel Upgrade - Hot-Dry ¦ PG&E ¦ Hot-Dry | Com ¦ Com Efficient Gas Storage Water Heater (0.68 UEF - 50 Gal) - Panel Upgrade - Hot-Dry | PG&E ¦ Hot-Dry | PG&E | All | Electric & Gas | Efficient Gas Storage WH (0.68 UEF - 50 Gal) | Efficient |  | 2029 | 1 | Conventional | WaterHeat | Com - Refrig. Warehouse | Com | ROB and NEW | 0 | 1000 sqft2 of floor space | 1000 sqft served | 13 | DEER:Indoor_CFL_Ltg | 0 | 0 | -0.053317 | SWWH007-06 | 19.5134 | 2022 | 10.7059 | 2022 | 0 | 0 | SWWH007-06 | Com Small Gas Water Heaters - Panel Upgrade - Hot-Dry ¦ PG&E ¦ Hot-Dry | Com Small Gas Water Heaters - Panel Upgrade - Hot-Dry | 0.22621 | 0.453 | 0.025 | CBSA 2019 | 0.04003 | 2032 | 1 | SWWH007-06
COM-WATERHEAT-FS-PU-11.21 | Com ¦ Com Efficient Gas Storage Water Heater (0.68 UEF - 50 Gal) - Panel Upgrade - Hot-Dry ¦ PG&E ¦ Hot-Dry | Com ¦ Com Efficient Gas Storage Water Heater (0.68 UEF - 50 Gal) - Panel Upgrade - Hot-Dry | PG&E ¦ Hot-Dry | PG&E | All | Electric & Gas | Efficient Gas Storage WH (0.68 UEF - 50 Gal) | Efficient |  | 2029 | 1 | Conventional | WaterHeat | Com - Restaurant | Com | ROB and NEW | 0 | 1000 sqft2 of floor space | 1000 sqft served | 13 | DEER:Indoor_CFL_Ltg | 0 | 0 | -7.261 | SWWH007-06 | 1828.1059 | 2022 | 1002.975 | 2022 | 0 | 0 | SWWH007-06 | Com Small Gas Water Heaters - Panel Upgrade - Hot-Dry ¦ PG&E ¦ Hot-Dry | Com Small Gas Water Heaters - Panel Upgrade - Hot-Dry | 0.79319 | 0.453 | 0.025 | CBSA 2019 | 5.4547 | 2032 | 1 | SWWH007-06
COM-WATERHEAT-FS-PU-11.22 | Com ¦ Com Efficient Gas Storage Water Heater (0.68 UEF - 50 Gal) - Panel Upgrade - Hot-Dry ¦ PG&E ¦ Hot-Dry | Com ¦ Com Efficient Gas Storage Water Heater (0.68 UEF - 50 Gal) - Panel Upgrade - Hot-Dry | PG&E ¦ Hot-Dry | PG&E | All | Electric & Gas | Efficient Gas Storage WH (0.68 UEF - 50 Gal) | Efficient |  | 2029 | 1 | Conventional | WaterHeat | Com - Retail | Com | ROB and NEW | 0 | 1000 sqft2 of floor space | 1000 sqft served | 13 | DEER:Indoor_CFL_Ltg | 0 | 0 | -0.10308 | SWWH007-06 | 26.1388 | 2022 | 14.3408 | 2022 | 0 | 0 | SWWH007-06 | Com Small Gas Water Heaters - Panel Upgrade - Hot-Dry ¦ PG&E ¦ Hot-Dry | Com Small Gas Water Heaters - Panel Upgrade - Hot-Dry | 0.40063 | 0.453 | 0.025 | CBSA 2019 | 0.50935 | 2032 | 1 | SWWH007-06
COM-WATERHEAT-FS-PU-11.23 | Com ¦ Com Efficient Gas Storage Water Heater (0.68 UEF - 50 Gal) - Panel Upgrade - Hot-Dry ¦ PG&E ¦ Hot-Dry | Com ¦ Com Efficient Gas Storage Water Heater (0.68 UEF - 50 Gal) - Panel Upgrade - Hot-Dry | PG&E ¦ Hot-Dry | PG&E | All | Electric & Gas | Efficient Gas Storage WH (0.68 UEF - 50 Gal) | Efficient |  | 2029 | 1 | Conventional | WaterHeat | Com - School | Com | ROB and NEW | 0 | 1000 sqft2 of floor space | 1000 sqft served | 13 | DEER:Indoor_CFL_Ltg | 0 | 0 | -0.9132 | SWWH007-06 | 215.3153 | 2022 | 118.1309 | 2022 | 0 | 0 | SWWH007-06 | Com Small Gas Water Heaters - Panel Upgrade - Hot-Dry ¦ PG&E ¦ Hot-Dry | Com Small Gas Water Heaters - Panel Upgrade - Hot-Dry | 0.76922 | 0.453 | 0.025 | CBSA 2019 | 2.0864 | 2032 | 1 | SWWH007-06
COM-WATERHEAT-FS-PU-11.24 | Com ¦ Com Efficient Gas Storage Water Heater (0.68 UEF - 50 Gal) - Panel Upgrade - Hot-Dry ¦ PG&E ¦ Hot-Dry | Com ¦ Com Efficient Gas Storage Water Heater (0.68 UEF - 50 Gal) - Panel Upgrade - Hot-Dry | PG&E ¦ Hot-Dry | PG&E | All | Electric & Gas | Efficient Gas Storage WH (0.68 UEF - 50 Gal) | Efficient |  | 2029 | 1 | Conventional | WaterHeat | Com - Warehouse | Com | ROB and NEW | 0 | 1000 sqft2 of floor space | 1000 sqft served | 13 | DEER:Indoor_CFL_Ltg | 0 | 0 | -0.015086 | SWWH007-06 | 3.9027 | 2022 | 2.1412 | 2022 | 0 | 0 | SWWH007-06 | Com Small Gas Water Heaters - Panel Upgrade - Hot-Dry ¦ PG&E ¦ Hot-Dry | Com Small Gas Water Heaters - Panel Upgrade - Hot-Dry | 0.1976 | 0.453 | 0.025 | CBSA 2019 | 0.063595 | 2032 | 1 | SWWH007-06
COM-WATERHEAT-FS-PU-11.25 | Com ¦ Com Efficient Gas Storage Water Heater (0.68 UEF - 50 Gal) - Panel Upgrade - Cold ¦ PG&E ¦ Cold | Com ¦ Com Efficient Gas Storage Water Heater (0.68 UEF - 50 Gal) - Panel Upgrade - Cold | PG&E ¦ Cold | PG&E | All | Electric & Gas | Efficient Gas Storage WH (0.68 UEF - 50 Gal) | Efficient |  | 2029 | 1 | Conventional | WaterHeat | Com - College | Com | ROB and NEW | 0 | 1000 sqft2 of floor space | 1000 sqft served | 13 | DEER:Indoor_CFL_Ltg | 0 | 0 | -1.003 | SWWH007-06 | 271.2311 | 2022 | 148.8087 | 2022 | 0 | 0 | SWWH007-06 | Com Small Gas Water Heaters - Panel Upgrade - Cold ¦ PG&E ¦ Cold | Com Small Gas Water Heaters - Panel Upgrade - Cold | 0.74815 | 0.453 | 0.025 | CBSA 2019 | 3.3086 | 2032 | 1 | SWWH007-06
COM-WATERHEAT-FS-PU-11.26 | Com ¦ Com Efficient Gas Storage Water Heater (0.68 UEF - 50 Gal) - Panel Upgrade - Cold ¦ PG&E ¦ Cold | Com ¦ Com Efficient Gas Storage Water Heater (0.68 UEF - 50 Gal) - Panel Upgrade - Cold | PG&E ¦ Cold | PG&E | All | Electric & Gas | Efficient Gas Storage WH (0.68 UEF - 50 Gal) | Efficient |  | 2029 | 1 | Conventional | WaterHeat | Com - Grocery | Com | ROB and NEW | 0 | 1000 sqft2 of floor space | 1000 sqft served | 13 | DEER:Indoor_CFL_Ltg | 0 | 0 | 0 | SWWH007-06 | 202.482 | 2022 | 123.4818 | 2022 | 0 | 0 | SWWH007-06 | Com Small Gas Water Heaters - Panel Upgrade - Cold ¦ PG&E ¦ Cold | Com Small Gas Water Heaters - Panel Upgrade - Cold | 0.59609 | 0.453 | 0.025 | CBSA 2019 | 0 | 2032 | 1 | SWWH007-06
COM-WATERHEAT-FS-PU-11.27 | Com ¦ Com Efficient Gas Storage Water Heater (0.68 UEF - 50 Gal) - Panel Upgrade - Cold ¦ PG&E ¦ Cold | Com ¦ Com Efficient Gas Storage Water Heater (0.68 UEF - 50 Gal) - Panel Upgrade - Cold | PG&E ¦ Cold | PG&E | All | Electric & Gas | Efficient Gas Storage WH (0.68 UEF - 50 Gal) | Efficient |  | 2029 | 1 | Conventional | WaterHeat | Com - Health | Com | ROB and NEW | 0 | 1000 sqft2 of floor space | 1000 sqft served | 13 | DEER:Indoor_CFL_Ltg | 0 | 0 | -1.032 | SWWH007-06 | 410.8257 | 2022 | 225.3961 | 2022 | 0 | 0 | SWWH007-06 | Com Small Gas Water Heaters - Panel Upgrade - Cold ¦ PG&E ¦ Cold | Com Small Gas Water Heaters - Panel Upgrade - Cold | 0.52611 | 0.453 | 0.025 | CBSA 2019 | 2.915 | 2032 | 1 | SWWH007-06
COM-WATERHEAT-FS-PU-11.28 | Com ¦ Com Efficient Gas Storage Water Heater (0.68 UEF - 50 Gal) - Panel Upgrade - Cold ¦ PG&E ¦ Cold | Com ¦ Com Efficient Gas Storage Water Heater (0.68 UEF - 50 Gal) - Panel Upgrade - Cold | PG&E ¦ Cold | PG&E | All | Electric & Gas | Efficient Gas Storage WH (0.68 UEF - 50 Gal) | Efficient |  | 2029 | 1 | Conventional | WaterHeat | Com - Lodging | Com | ROB and NEW | 0 | 1000 sqft2 of floor space | 1000 sqft served | 13 | DEER:Indoor_CFL_Ltg | 0 | 0 | -0.51722 | SWWH007-06 | 258.4951 | 2022 | 141.8212 | 2022 | 0 | 0 | SWWH007-06 | Com Small Gas Water Heaters - Panel Upgrade - Cold ¦ PG&E ¦ Cold | Com Small Gas Water Heaters - Panel Upgrade - Cold | 0.73871 | 0.453 | 0.025 | CBSA 2019 | 5.1092 | 2032 | 1 | SWWH007-06
COM-WATERHEAT-FS-PU-11.29 | Com ¦ Com Efficient Gas Storage Water Heater (0.68 UEF - 50 Gal) - Panel Upgrade - Cold ¦ PG&E ¦ Cold | Com ¦ Com Efficient Gas Storage Water Heater (0.68 UEF - 50 Gal) - Panel Upgrade - Cold | PG&E ¦ Cold | PG&E | All | Electric & Gas | Efficient Gas Storage WH (0.68 UEF - 50 Gal) | Efficient |  | 2029 | 1 | Conventional | WaterHeat | Com - Office (Large) | Com | ROB and NEW | 0 | 1000 sqft2 of floor space | 1000 sqft served | 13 | DEER:Indoor_CFL_Ltg | 0 | 0 | -0.31031 | SWWH007-06 | 84.4006 | 2022 | 46.3057 | 2022 | 0 | 0 | SWWH007-06 | Com Small Gas Water Heaters - Panel Upgrade - Cold ¦ PG&E ¦ Cold | Com Small Gas Water Heaters - Panel Upgrade - Cold | 0.46177 | 0.453 | 0.025 | CBSA 2019 | 1.3935 | 2032 | 1 | SWWH007-06
COM-WATERHEAT-FS-PU-11.30 | Com ¦ Com Efficient Gas Storage Water Heater (0.68 UEF - 50 Gal) - Panel Upgrade - Cold ¦ PG&E ¦ Cold | Com ¦ Com Efficient Gas Storage Water Heater (0.68 UEF - 50 Gal) - Panel Upgrade - Cold | PG&E ¦ Cold | PG&E | All | Electric & Gas | Efficient Gas Storage WH (0.68 UEF - 50 Gal) | Efficient |  | 2029 | 1 | Conventional | WaterHeat | Com - Office (Small) | Com | ROB and NEW | 0 | 1000 sqft2 of floor space | 1000 sqft served | 13 | DEER:Indoor_CFL_Ltg | 0 | 0 | -0.31775 | SWWH007-06 | 84.4006 | 2022 | 46.3057 | 2022 | 0 | 0 | SWWH007-06 | Com Small Gas Water Heaters - Panel Upgrade - Cold ¦ PG&E ¦ Cold | Com Small Gas Water Heaters - Panel Upgrade - Cold | 0.46177 | 0.453 | 0.025 | CBSA 2019 | 0.62905 | 2032 | 1 | SWWH007-06
COM-WATERHEAT-FS-PU-11.31 | Com ¦ Com Efficient Gas Storage Water Heater (0.68 UEF - 50 Gal) - Panel Upgrade - Cold ¦ PG&E ¦ Cold | Com ¦ Com Efficient Gas Storage Water Heater (0.68 UEF - 50 Gal) - Panel Upgrade - Cold | PG&E ¦ Cold | PG&E | All | Electric & Gas | Efficient Gas Storage WH (0.68 UEF - 50 Gal) | Efficient |  | 2029 | 1 | Conventional | WaterHeat | Com - Other | Com | ROB and NEW | 0 | 1000 sqft2 of floor space | 1000 sqft served | 13 | DEER:Indoor_CFL_Ltg | 0 | 0 | -2.2501 | SWWH007-06 | 698.0391 | 2022 | 382.9733 | 2022 | 0 | 0 | SWWH007-06 | Com Small Gas Water Heaters - Panel Upgrade - Cold ¦ PG&E ¦ Cold | Com Small Gas Water Heaters - Panel Upgrade - Cold | 0.5433 | 0.453 | 0.025 | CBSA 2019 | 10.1928 | 2032 | 1 | SWWH007-06
COM-WATERHEAT-FS-PU-11.32 | Com ¦ Com Efficient Gas Storage Water Heater (0.68 UEF - 50 Gal) - Panel Upgrade - Cold ¦ PG&E ¦ Cold | Com ¦ Com Efficient Gas Storage Water Heater (0.68 UEF - 50 Gal) - Panel Upgrade - Cold | PG&E ¦ Cold | PG&E | All | Electric & Gas | Efficient Gas Storage WH (0.68 UEF - 50 Gal) | Efficient |  | 2029 | 1 | Conventional | WaterHeat | Com - Refrig. Warehouse | Com | ROB and NEW | 0 | 1000 sqft2 of floor space | 1000 sqft served | 13 | DEER:Indoor_CFL_Ltg | 0 | 0 | -0.092875 | SWWH007-06 | 39.0268 | 2022 | 21.4118 | 2022 | 0 | 0 | SWWH007-06 | Com Small Gas Water Heaters - Panel Upgrade - Cold ¦ PG&E ¦ Cold | Com Small Gas Water Heaters - Panel Upgrade - Cold | 0.22621 | 0.453 | 0.025 | CBSA 2019 | 0.06973 | 2032 | 1 | SWWH007-06
COM-WATERHEAT-FS-PU-11.33 | Com ¦ Com Efficient Gas Storage Water Heater (0.68 UEF - 50 Gal) - Panel Upgrade - Cold ¦ PG&E ¦ Cold | Com ¦ Com Efficient Gas Storage Water Heater (0.68 UEF - 50 Gal) - Panel Upgrade - Cold | PG&E ¦ Cold | PG&E | All | Electric & Gas | Efficient Gas Storage WH (0.68 UEF - 50 Gal) | Efficient |  | 2029 | 1 | Conventional | WaterHeat | Com - Restaurant | Com | ROB and NEW | 0 | 1000 sqft2 of floor space | 1000 sqft served | 13 | DEER:Indoor_CFL_Ltg | 0 | 0 | -13.8354 | SWWH007-06 | 3656.2117 | 2022 | 2005.9501 | 2022 | 0 | 0 | SWWH007-06 | Com Small Gas Water Heaters - Panel Upgrade - Cold ¦ PG&E ¦ Cold | Com Small Gas Water Heaters - Panel Upgrade - Cold | 0.79319 | 0.453 | 0.025 | CBSA 2019 | 10.3937 | 2032 | 1 | SWWH007-06
COM-WATERHEAT-FS-PU-11.34 | Com ¦ Com Efficient Gas Storage Water Heater (0.68 UEF - 50 Gal) - Panel Upgrade - Cold ¦ PG&E ¦ Cold | Com ¦ Com Efficient Gas Storage Water Heater (0.68 UEF - 50 Gal) - Panel Upgrade - Cold | PG&E ¦ Cold | PG&E | All | Electric & Gas | Efficient Gas Storage WH (0.68 UEF - 50 Gal) | Efficient |  | 2029 | 1 | Conventional | WaterHeat | Com - Retail | Com | ROB and NEW | 0 | 1000 sqft2 of floor space | 1000 sqft served | 13 | DEER:Indoor_CFL_Ltg | 0 | 0 | -0.1961 | SWWH007-06 | 52.2776 | 2022 | 28.6817 | 2022 | 0 | 0 | SWWH007-06 | Com Small Gas Water Heaters - Panel Upgrade - Cold ¦ PG&E ¦ Cold | Com Small Gas Water Heaters - Panel Upgrade - Cold | 0.40063 | 0.453 | 0.025 | CBSA 2019 | 0.96898 | 2032 | 1 | SWWH007-06
COM-WATERHEAT-FS-PU-11.35 | Com ¦ Com Efficient Gas Storage Water Heater (0.68 UEF - 50 Gal) - Panel Upgrade - Cold ¦ PG&E ¦ Cold | Com ¦ Com Efficient Gas Storage Water Heater (0.68 UEF - 50 Gal) - Panel Upgrade - Cold | PG&E ¦ Cold | PG&E | All | Electric & Gas | Efficient Gas Storage WH (0.68 UEF - 50 Gal) | Efficient |  | 2029 | 1 | Conventional | WaterHeat | Com - School | Com | ROB and NEW | 0 | 1000 sqft2 of floor space | 1000 sqft served | 13 | DEER:Indoor_CFL_Ltg | 0 | 0 | -1.7629 | SWWH007-06 | 430.6306 | 2022 | 236.2619 | 2022 | 0 | 0 | SWWH007-06 | Com Small Gas Water Heaters - Panel Upgrade - Cold ¦ PG&E ¦ Cold | Com Small Gas Water Heaters - Panel Upgrade - Cold | 0.76922 | 0.453 | 0.025 | CBSA 2019 | 4.0277 | 2032 | 1 | SWWH007-06
COM-WATERHEAT-FS-PU-11.36 | Com ¦ Com Efficient Gas Storage Water Heater (0.68 UEF - 50 Gal) - Panel Upgrade - Cold ¦ PG&E ¦ Cold | Com ¦ Com Efficient Gas Storage Water Heater (0.68 UEF - 50 Gal) - Panel Upgrade - Cold | PG&E ¦ Cold | PG&E | All | Electric & Gas | Efficient Gas Storage WH (0.68 UEF - 50 Gal) | Efficient |  | 2029 | 1 | Conventional | WaterHeat | Com - Warehouse | Com | ROB and NEW | 0 | 1000 sqft2 of floor space | 1000 sqft served | 13 | DEER:Indoor_CFL_Ltg | 0 | 0 | -0.0286 | SWWH007-06 | 7.8054 | 2022 | 4.2824 | 2022 | 0 | 0 | SWWH007-06 | Com Small Gas Water Heaters - Panel Upgrade - Cold ¦ PG&E ¦ Cold | Com Small Gas Water Heaters - Panel Upgrade - Cold | 0.1976 | 0.453 | 0.025 | CBSA 2019 | 0.12056 | 2032 | 1 | SWWH007-06
COM-WATERHEAT-FS-PU-11.37 | Com ¦ Com Efficient Gas Storage Water Heater (0.68 UEF - 50 Gal) - Panel Upgrade - Marine ¦ SCG ¦ Marine | Com ¦ Com Efficient Gas Storage Water Heater (0.68 UEF - 50 Gal) - Panel Upgrade - Marine | SCG ¦ Marine | SCG | All | Electric & Gas | Efficient Gas Storage WH (0.68 UEF - 50 Gal) | Efficient |  | 2029 | 1 | Conventional | WaterHeat | Com - College | Com | ROB and NEW | 0 | 1000 sqft2 of floor space | 1000 sqft served | 13 | DEER:Indoor_CFL_Ltg | 0 | 0 | -1.1011 | SWWH007-06 | 271.2311 | 2022 | 148.8087 | 2022 | 0 | 0 | SWWH007-06 | Com Small Gas Water Heaters - Panel Upgrade - Marine ¦ SCG ¦ Marine | Com Small Gas Water Heaters - Panel Upgrade - Marine | 0.74815 | 0.453 | 0.025 | CBSA 2019 | 3.6323 | 2032 | 1 | SWWH007-06
COM-WATERHEAT-FS-PU-11.38 | Com ¦ Com Efficient Gas Storage Water Heater (0.68 UEF - 50 Gal) - Panel Upgrade - Marine ¦ SCG ¦ Marine | Com ¦ Com Efficient Gas Storage Water Heater (0.68 UEF - 50 Gal) - Panel Upgrade - Marine | SCG ¦ Marine | SCG | All | Electric & Gas | Efficient Gas Storage WH (0.68 UEF - 50 Gal) | Efficient |  | 2029 | 1 | Conventional | WaterHeat | Com - Grocery | Com | ROB and NEW | 0 | 1000 sqft2 of floor space | 1000 sqft served | 13 | DEER:Indoor_CFL_Ltg | 0 | 0 | 0 | SWWH007-06 | 202.482 | 2022 | 123.4818 | 2022 | 0 | 0 | SWWH007-06 | Com Small Gas Water Heaters - Panel Upgrade - Marine ¦ SCG ¦ Marine | Com Small Gas Water Heaters - Panel Upgrade - Marine | 0.59609 | 0.453 | 0.025 | CBSA 2019 | 0 | 2032 | 1 | SWWH007-06
COM-WATERHEAT-FS-PU-11.39 | Com ¦ Com Efficient Gas Storage Water Heater (0.68 UEF - 50 Gal) - Panel Upgrade - Marine ¦ SCG ¦ Marine | Com ¦ Com Efficient Gas Storage Water Heater (0.68 UEF - 50 Gal) - Panel Upgrade - Marine | SCG ¦ Marine | SCG | All | Electric & Gas | Efficient Gas Storage WH (0.68 UEF - 50 Gal) | Efficient |  | 2029 | 1 | Conventional | WaterHeat | Com - Health | Com | ROB and NEW | 0 | 1000 sqft2 of floor space | 1000 sqft served | 13 | DEER:Indoor_CFL_Ltg | 0 | 0 | -1.2529 | SWWH007-06 | 410.8257 | 2022 | 225.3961 | 2022 | 0 | 0 | SWWH007-06 | Com Small Gas Water Heaters - Panel Upgrade - Marine ¦ SCG ¦ Marine | Com Small Gas Water Heaters - Panel Upgrade - Marine | 0.52611 | 0.453 | 0.025 | CBSA 2019 | 3.5389 | 2032 | 1 | SWWH007-06
COM-WATERHEAT-FS-PU-11.40 | Com ¦ Com Efficient Gas Storage Water Heater (0.68 UEF - 50 Gal) - Panel Upgrade - Marine ¦ SCG ¦ Marine | Com ¦ Com Efficient Gas Storage Water Heater (0.68 UEF - 50 Gal) - Panel Upgrade - Marine | SCG ¦ Marine | SCG | All | Electric & Gas | Efficient Gas Storage WH (0.68 UEF - 50 Gal) | Efficient |  | 2029 | 1 | Conventional | WaterHeat | Com - Lodging | Com | ROB and NEW | 0 | 1000 sqft2 of floor space | 1000 sqft served | 13 | DEER:Indoor_CFL_Ltg | 0 | 0 | -0.67779 | SWWH007-06 | 258.4951 | 2022 | 141.8212 | 2022 | 0 | 0 | SWWH007-06 | Com Small Gas Water Heaters - Panel Upgrade - Marine ¦ SCG ¦ Marine | Com Small Gas Water Heaters - Panel Upgrade - Marine | 0.73871 | 0.453 | 0.025 | CBSA 2019 | 6.6954 | 2032 | 1 | SWWH007-06
COM-WATERHEAT-FS-PU-11.41 | Com ¦ Com Efficient Gas Storage Water Heater (0.68 UEF - 50 Gal) - Panel Upgrade - Marine ¦ SCG ¦ Marine | Com ¦ Com Efficient Gas Storage Water Heater (0.68 UEF - 50 Gal) - Panel Upgrade - Marine | SCG ¦ Marine | SCG | All | Electric & Gas | Efficient Gas Storage WH (0.68 UEF - 50 Gal) | Efficient |  | 2029 | 1 | Conventional | WaterHeat | Com - Office (Large) | Com | ROB and NEW | 0 | 1000 sqft2 of floor space | 1000 sqft served | 13 | DEER:Indoor_CFL_Ltg | 0 | 0 | -0.34326 | SWWH007-06 | 84.4006 | 2022 | 46.3057 | 2022 | 0 | 0 | SWWH007-06 | Com Small Gas Water Heaters - Panel Upgrade - Marine ¦ SCG ¦ Marine | Com Small Gas Water Heaters - Panel Upgrade - Marine | 0.46177 | 0.453 | 0.025 | CBSA 2019 | 1.5415 | 2032 | 1 | SWWH007-06
COM-WATERHEAT-FS-PU-11.42 | Com ¦ Com Efficient Gas Storage Water Heater (0.68 UEF - 50 Gal) - Panel Upgrade - Marine ¦ SCG ¦ Marine | Com ¦ Com Efficient Gas Storage Water Heater (0.68 UEF - 50 Gal) - Panel Upgrade - Marine | SCG ¦ Marine | SCG | All | Electric & Gas | Efficient Gas Storage WH (0.68 UEF - 50 Gal) | Efficient |  | 2029 | 1 | Conventional | WaterHeat | Com - Office (Small) | Com | ROB and NEW | 0 | 1000 sqft2 of floor space | 1000 sqft served | 13 | DEER:Indoor_CFL_Ltg | 0 | 0 | -0.34963 | SWWH007-06 | 84.4006 | 2022 | 46.3057 | 2022 | 0 | 0 | SWWH007-06 | Com Small Gas Water Heaters - Panel Upgrade - Marine ¦ SCG ¦ Marine | Com Small Gas Water Heaters - Panel Upgrade - Marine | 0.46177 | 0.453 | 0.025 | CBSA 2019 | 0.69216 | 2032 | 1 | SWWH007-06
COM-WATERHEAT-FS-PU-11.43 | Com ¦ Com Efficient Gas Storage Water Heater (0.68 UEF - 50 Gal) - Panel Upgrade - Marine ¦ SCG ¦ Marine | Com ¦ Com Efficient Gas Storage Water Heater (0.68 UEF - 50 Gal) - Panel Upgrade - Marine | SCG ¦ Marine | SCG | All | Electric & Gas | Efficient Gas Storage WH (0.68 UEF - 50 Gal) | Efficient |  | 2029 | 1 | Conventional | WaterHeat | Com - Other | Com | ROB and NEW | 0 | 1000 sqft2 of floor space | 1000 sqft served | 13 | DEER:Indoor_CFL_Ltg | 0 | 0 | -2.5665 | SWWH007-06 | 698.0391 | 2022 | 382.9733 | 2022 | 0 | 0 | SWWH007-06 | Com Small Gas Water Heaters - Panel Upgrade - Marine ¦ SCG ¦ Marine | Com Small Gas Water Heaters - Panel Upgrade - Marine | 0.5433 | 0.453 | 0.025 | CBSA 2019 | 11.6261 | 2032 | 1 | SWWH007-06
COM-WATERHEAT-FS-PU-11.44 | Com ¦ Com Efficient Gas Storage Water Heater (0.68 UEF - 50 Gal) - Panel Upgrade - Marine ¦ SCG ¦ Marine | Com ¦ Com Efficient Gas Storage Water Heater (0.68 UEF - 50 Gal) - Panel Upgrade - Marine | SCG ¦ Marine | SCG | All | Electric & Gas | Efficient Gas Storage WH (0.68 UEF - 50 Gal) | Efficient |  | 2029 | 1 | Conventional | WaterHeat | Com - Refrig. Warehouse | Com | ROB and NEW | 0 | 1000 sqft2 of floor space | 1000 sqft served | 13 | DEER:Indoor_CFL_Ltg | 0 | 0 | -0.1145 | SWWH007-06 | 39.0268 | 2022 | 21.4118 | 2022 | 0 | 0 | SWWH007-06 | Com Small Gas Water Heaters - Panel Upgrade - Marine ¦ SCG ¦ Marine | Com Small Gas Water Heaters - Panel Upgrade - Marine | 0.22621 | 0.453 | 0.025 | CBSA 2019 | 0.085963 | 2032 | 1 | SWWH007-06
COM-WATERHEAT-FS-PU-11.45 | Com ¦ Com Efficient Gas Storage Water Heater (0.68 UEF - 50 Gal) - Panel Upgrade - Marine ¦ SCG ¦ Marine | Com ¦ Com Efficient Gas Storage Water Heater (0.68 UEF - 50 Gal) - Panel Upgrade - Marine | SCG ¦ Marine | SCG | All | Electric & Gas | Efficient Gas Storage WH (0.68 UEF - 50 Gal) | Efficient |  | 2029 | 1 | Conventional | WaterHeat | Com - Restaurant | Com | ROB and NEW | 0 | 1000 sqft2 of floor space | 1000 sqft served | 13 | DEER:Indoor_CFL_Ltg | 0 | 0 | -15.0743 | SWWH007-06 | 3656.2117 | 2022 | 2005.9501 | 2022 | 0 | 0 | SWWH007-06 | Com Small Gas Water Heaters - Panel Upgrade - Marine ¦ SCG ¦ Marine | Com Small Gas Water Heaters - Panel Upgrade - Marine | 0.79319 | 0.453 | 0.025 | CBSA 2019 | 11.3244 | 2032 | 1 | SWWH007-06
COM-WATERHEAT-FS-PU-11.46 | Com ¦ Com Efficient Gas Storage Water Heater (0.68 UEF - 50 Gal) - Panel Upgrade - Marine ¦ SCG ¦ Marine | Com ¦ Com Efficient Gas Storage Water Heater (0.68 UEF - 50 Gal) - Panel Upgrade - Marine | SCG ¦ Marine | SCG | All | Electric & Gas | Efficient Gas Storage WH (0.68 UEF - 50 Gal) | Efficient |  | 2029 | 1 | Conventional | WaterHeat | Com - Retail | Com | ROB and NEW | 0 | 1000 sqft2 of floor space | 1000 sqft served | 13 | DEER:Indoor_CFL_Ltg | 0 | 0 | -0.21413 | SWWH007-06 | 52.2776 | 2022 | 28.6817 | 2022 | 0 | 0 | SWWH007-06 | Com Small Gas Water Heaters - Panel Upgrade - Marine ¦ SCG ¦ Marine | Com Small Gas Water Heaters - Panel Upgrade - Marine | 0.40063 | 0.453 | 0.025 | CBSA 2019 | 1.058 | 2032 | 1 | SWWH007-06
COM-WATERHEAT-FS-PU-11.47 | Com ¦ Com Efficient Gas Storage Water Heater (0.68 UEF - 50 Gal) - Panel Upgrade - Marine ¦ SCG ¦ Marine | Com ¦ Com Efficient Gas Storage Water Heater (0.68 UEF - 50 Gal) - Panel Upgrade - Marine | SCG ¦ Marine | SCG | All | Electric & Gas | Efficient Gas Storage WH (0.68 UEF - 50 Gal) | Efficient |  | 2029 | 1 | Conventional | WaterHeat | Com - School | Com | ROB and NEW | 0 | 1000 sqft2 of floor space | 1000 sqft served | 13 | DEER:Indoor_CFL_Ltg | 0 | 0 | -1.8806 | SWWH007-06 | 430.6306 | 2022 | 236.2619 | 2022 | 0 | 0 | SWWH007-06 | Com Small Gas Water Heaters - Panel Upgrade - Marine ¦ SCG ¦ Marine | Com Small Gas Water Heaters - Panel Upgrade - Marine | 0.76922 | 0.453 | 0.025 | CBSA 2019 | 4.2967 | 2032 | 1 | SWWH007-06
COM-WATERHEAT-FS-PU-11.48 | Com ¦ Com Efficient Gas Storage Water Heater (0.68 UEF - 50 Gal) - Panel Upgrade - Marine ¦ SCG ¦ Marine | Com ¦ Com Efficient Gas Storage Water Heater (0.68 UEF - 50 Gal) - Panel Upgrade - Marine | SCG ¦ Marine | SCG | All | Electric & Gas | Efficient Gas Storage WH (0.68 UEF - 50 Gal) | Efficient |  | 2029 | 1 | Conventional | WaterHeat | Com - Warehouse | Com | ROB and NEW | 0 | 1000 sqft2 of floor space | 1000 sqft served | 13 | DEER:Indoor_CFL_Ltg | 0 | 0 | -0.031351 | SWWH007-06 | 7.8054 | 2022 | 4.2824 | 2022 | 0 | 0 | SWWH007-06 | Com Small Gas Water Heaters - Panel Upgrade - Marine ¦ SCG ¦ Marine | Com Small Gas Water Heaters - Panel Upgrade - Marine | 0.1976 | 0.453 | 0.025 | CBSA 2019 | 0.13216 | 2032 | 1 | SWWH007-06
COM-WATERHEAT-FS-PU-11.49 | Com ¦ Com Efficient Gas Storage Water Heater (0.68 UEF - 50 Gal) - Panel Upgrade - Hot-Dry ¦ SCG ¦ Hot-Dry | Com ¦ Com Efficient Gas Storage Water Heater (0.68 UEF - 50 Gal) - Panel Upgrade - Hot-Dry | SCG ¦ Hot-Dry | SCG | All | Electric & Gas | Efficient Gas Storage WH (0.68 UEF - 50 Gal) | Efficient |  | 2029 | 1 | Conventional | WaterHeat | Com - College | Com | ROB and NEW | 0 | 1000 sqft2 of floor space | 1000 sqft served | 13 | DEER:Indoor_CFL_Ltg | 0 | 0 | -0.54374 | SWWH007-06 | 135.6155 | 2022 | 74.4043 | 2022 | 0 | 0 | SWWH007-06 | Com Small Gas Water Heaters - Panel Upgrade - Hot-Dry ¦ SCG ¦ Hot-Dry | Com Small Gas Water Heaters - Panel Upgrade - Hot-Dry | 0.74815 | 0.453 | 0.025 | CBSA 2019 | 1.7936 | 2032 | 1 | SWWH007-06
COM-WATERHEAT-FS-PU-11.50 | Com ¦ Com Efficient Gas Storage Water Heater (0.68 UEF - 50 Gal) - Panel Upgrade - Hot-Dry ¦ SCG ¦ Hot-Dry | Com ¦ Com Efficient Gas Storage Water Heater (0.68 UEF - 50 Gal) - Panel Upgrade - Hot-Dry | SCG ¦ Hot-Dry | SCG | All | Electric & Gas | Efficient Gas Storage WH (0.68 UEF - 50 Gal) | Efficient |  | 2029 | 1 | Conventional | WaterHeat | Com - Grocery | Com | ROB and NEW | 0 | 1000 sqft2 of floor space | 1000 sqft served | 13 | DEER:Indoor_CFL_Ltg | 0 | 0 | 0 | SWWH007-06 | 101.241 | 2022 | 61.7409 | 2022 | 0 | 0 | SWWH007-06 | Com Small Gas Water Heaters - Panel Upgrade - Hot-Dry ¦ SCG ¦ Hot-Dry | Com Small Gas Water Heaters - Panel Upgrade - Hot-Dry | 0.59609 | 0.453 | 0.025 | CBSA 2019 | 0 | 2032 | 1 | SWWH007-06
COM-WATERHEAT-FS-PU-11.51 | Com ¦ Com Efficient Gas Storage Water Heater (0.68 UEF - 50 Gal) - Panel Upgrade - Hot-Dry ¦ SCG ¦ Hot-Dry | Com ¦ Com Efficient Gas Storage Water Heater (0.68 UEF - 50 Gal) - Panel Upgrade - Hot-Dry | SCG ¦ Hot-Dry | SCG | All | Electric & Gas | Efficient Gas Storage WH (0.68 UEF - 50 Gal) | Efficient |  | 2029 | 1 | Conventional | WaterHeat | Com - Health | Com | ROB and NEW | 0 | 1000 sqft2 of floor space | 1000 sqft served | 13 | DEER:Indoor_CFL_Ltg | 0 | 0 | -0.62276 | SWWH007-06 | 205.4128 | 2022 | 112.698 | 2022 | 0 | 0 | SWWH007-06 | Com Small Gas Water Heaters - Panel Upgrade - Hot-Dry ¦ SCG ¦ Hot-Dry | Com Small Gas Water Heaters - Panel Upgrade - Hot-Dry | 0.52611 | 0.453 | 0.025 | CBSA 2019 | 1.759 | 2032 | 1 | SWWH007-06
COM-WATERHEAT-FS-PU-11.52 | Com ¦ Com Efficient Gas Storage Water Heater (0.68 UEF - 50 Gal) - Panel Upgrade - Hot-Dry ¦ SCG ¦ Hot-Dry | Com ¦ Com Efficient Gas Storage Water Heater (0.68 UEF - 50 Gal) - Panel Upgrade - Hot-Dry | SCG ¦ Hot-Dry | SCG | All | Electric & Gas | Efficient Gas Storage WH (0.68 UEF - 50 Gal) | Efficient |  | 2029 | 1 | Conventional | WaterHeat | Com - Lodging | Com | ROB and NEW | 0 | 1000 sqft2 of floor space | 1000 sqft served | 13 | DEER:Indoor_CFL_Ltg | 0 | 0 | -0.33559 | SWWH007-06 | 129.2475 | 2022 | 70.9106 | 2022 | 0 | 0 | SWWH007-06 | Com Small Gas Water Heaters - Panel Upgrade - Hot-Dry ¦ SCG ¦ Hot-Dry | Com Small Gas Water Heaters - Panel Upgrade - Hot-Dry | 0.73871 | 0.453 | 0.025 | CBSA 2019 | 3.3151 | 2032 | 1 | SWWH007-06
COM-WATERHEAT-FS-PU-11.53 | Com ¦ Com Efficient Gas Storage Water Heater (0.68 UEF - 50 Gal) - Panel Upgrade - Hot-Dry ¦ SCG ¦ Hot-Dry | Com ¦ Com Efficient Gas Storage Water Heater (0.68 UEF - 50 Gal) - Panel Upgrade - Hot-Dry | SCG ¦ Hot-Dry | SCG | All | Electric & Gas | Efficient Gas Storage WH (0.68 UEF - 50 Gal) | Efficient |  | 2029 | 1 | Conventional | WaterHeat | Com - Office (Large) | Com | ROB and NEW | 0 | 1000 sqft2 of floor space | 1000 sqft served | 13 | DEER:Indoor_CFL_Ltg | 0 | 0 | -0.1695 | SWWH007-06 | 42.2003 | 2022 | 23.1528 | 2022 | 0 | 0 | SWWH007-06 | Com Small Gas Water Heaters - Panel Upgrade - Hot-Dry ¦ SCG ¦ Hot-Dry | Com Small Gas Water Heaters - Panel Upgrade - Hot-Dry | 0.46177 | 0.453 | 0.025 | CBSA 2019 | 0.76119 | 2032 | 1 | SWWH007-06
COM-WATERHEAT-FS-PU-11.54 | Com ¦ Com Efficient Gas Storage Water Heater (0.68 UEF - 50 Gal) - Panel Upgrade - Hot-Dry ¦ SCG ¦ Hot-Dry | Com ¦ Com Efficient Gas Storage Water Heater (0.68 UEF - 50 Gal) - Panel Upgrade - Hot-Dry | SCG ¦ Hot-Dry | SCG | All | Electric & Gas | Efficient Gas Storage WH (0.68 UEF - 50 Gal) | Efficient |  | 2029 | 1 | Conventional | WaterHeat | Com - Office (Small) | Com | ROB and NEW | 0 | 1000 sqft2 of floor space | 1000 sqft served | 13 | DEER:Indoor_CFL_Ltg | 0 | 0 | -0.17269 | SWWH007-06 | 42.2003 | 2022 | 23.1528 | 2022 | 0 | 0 | SWWH007-06 | Com Small Gas Water Heaters - Panel Upgrade - Hot-Dry ¦ SCG ¦ Hot-Dry | Com Small Gas Water Heaters - Panel Upgrade - Hot-Dry | 0.46177 | 0.453 | 0.025 | CBSA 2019 | 0.34187 | 2032 | 1 | SWWH007-06
COM-WATERHEAT-FS-PU-11.55 | Com ¦ Com Efficient Gas Storage Water Heater (0.68 UEF - 50 Gal) - Panel Upgrade - Hot-Dry ¦ SCG ¦ Hot-Dry | Com ¦ Com Efficient Gas Storage Water Heater (0.68 UEF - 50 Gal) - Panel Upgrade - Hot-Dry | SCG ¦ Hot-Dry | SCG | All | Electric & Gas | Efficient Gas Storage WH (0.68 UEF - 50 Gal) | Efficient |  | 2029 | 1 | Conventional | WaterHeat | Com - Other | Com | ROB and NEW | 0 | 1000 sqft2 of floor space | 1000 sqft served | 13 | DEER:Indoor_CFL_Ltg | 0 | 0 | -1.2701 | SWWH007-06 | 349.0195 | 2022 | 191.4867 | 2022 | 0 | 0 | SWWH007-06 | Com Small Gas Water Heaters - Panel Upgrade - Hot-Dry ¦ SCG ¦ Hot-Dry | Com Small Gas Water Heaters - Panel Upgrade - Hot-Dry | 0.5433 | 0.453 | 0.025 | CBSA 2019 | 5.7533 | 2032 | 1 | SWWH007-06
COM-WATERHEAT-FS-PU-11.56 | Com ¦ Com Efficient Gas Storage Water Heater (0.68 UEF - 50 Gal) - Panel Upgrade - Hot-Dry ¦ SCG ¦ Hot-Dry | Com ¦ Com Efficient Gas Storage Water Heater (0.68 UEF - 50 Gal) - Panel Upgrade - Hot-Dry | SCG ¦ Hot-Dry | SCG | All | Electric & Gas | Efficient Gas Storage WH (0.68 UEF - 50 Gal) | Efficient |  | 2029 | 1 | Conventional | WaterHeat | Com - Refrig. Warehouse | Com | ROB and NEW | 0 | 1000 sqft2 of floor space | 1000 sqft served | 13 | DEER:Indoor_CFL_Ltg | 0 | 0 | -0.057003 | SWWH007-06 | 19.5134 | 2022 | 10.7059 | 2022 | 0 | 0 | SWWH007-06 | Com Small Gas Water Heaters - Panel Upgrade - Hot-Dry ¦ SCG ¦ Hot-Dry | Com Small Gas Water Heaters - Panel Upgrade - Hot-Dry | 0.22621 | 0.453 | 0.025 | CBSA 2019 | 0.042797 | 2032 | 1 | SWWH007-06
COM-WATERHEAT-FS-PU-11.57 | Com ¦ Com Efficient Gas Storage Water Heater (0.68 UEF - 50 Gal) - Panel Upgrade - Hot-Dry ¦ SCG ¦ Hot-Dry | Com ¦ Com Efficient Gas Storage Water Heater (0.68 UEF - 50 Gal) - Panel Upgrade - Hot-Dry | SCG ¦ Hot-Dry | SCG | All | Electric & Gas | Efficient Gas Storage WH (0.68 UEF - 50 Gal) | Efficient |  | 2029 | 1 | Conventional | WaterHeat | Com - Restaurant | Com | ROB and NEW | 0 | 1000 sqft2 of floor space | 1000 sqft served | 13 | DEER:Indoor_CFL_Ltg | 0 | 0 | -7.4451 | SWWH007-06 | 1828.1059 | 2022 | 1002.975 | 2022 | 0 | 0 | SWWH007-06 | Com Small Gas Water Heaters - Panel Upgrade - Hot-Dry ¦ SCG ¦ Hot-Dry | Com Small Gas Water Heaters - Panel Upgrade - Hot-Dry | 0.79319 | 0.453 | 0.025 | CBSA 2019 | 5.593 | 2032 | 1 | SWWH007-06
COM-WATERHEAT-FS-PU-11.58 | Com ¦ Com Efficient Gas Storage Water Heater (0.68 UEF - 50 Gal) - Panel Upgrade - Hot-Dry ¦ SCG ¦ Hot-Dry | Com ¦ Com Efficient Gas Storage Water Heater (0.68 UEF - 50 Gal) - Panel Upgrade - Hot-Dry | SCG ¦ Hot-Dry | SCG | All | Electric & Gas | Efficient Gas Storage WH (0.68 UEF - 50 Gal) | Efficient |  | 2029 | 1 | Conventional | WaterHeat | Com - Retail | Com | ROB and NEW | 0 | 1000 sqft2 of floor space | 1000 sqft served | 13 | DEER:Indoor_CFL_Ltg | 0 | 0 | -0.10575 | SWWH007-06 | 26.1388 | 2022 | 14.3408 | 2022 | 0 | 0 | SWWH007-06 | Com Small Gas Water Heaters - Panel Upgrade - Hot-Dry ¦ SCG ¦ Hot-Dry | Com Small Gas Water Heaters - Panel Upgrade - Hot-Dry | 0.40063 | 0.453 | 0.025 | CBSA 2019 | 0.5225 | 2032 | 1 | SWWH007-06
COM-WATERHEAT-FS-PU-11.59 | Com ¦ Com Efficient Gas Storage Water Heater (0.68 UEF - 50 Gal) - Panel Upgrade - Hot-Dry ¦ SCG ¦ Hot-Dry | Com ¦ Com Efficient Gas Storage Water Heater (0.68 UEF - 50 Gal) - Panel Upgrade - Hot-Dry | SCG ¦ Hot-Dry | SCG | All | Electric & Gas | Efficient Gas Storage WH (0.68 UEF - 50 Gal) | Efficient |  | 2029 | 1 | Conventional | WaterHeat | Com - School | Com | ROB and NEW | 0 | 1000 sqft2 of floor space | 1000 sqft served | 13 | DEER:Indoor_CFL_Ltg | 0 | 0 | -0.92984 | SWWH007-06 | 215.3153 | 2022 | 118.1309 | 2022 | 0 | 0 | SWWH007-06 | Com Small Gas Water Heaters - Panel Upgrade - Hot-Dry ¦ SCG ¦ Hot-Dry | Com Small Gas Water Heaters - Panel Upgrade - Hot-Dry | 0.76922 | 0.453 | 0.025 | CBSA 2019 | 2.1244 | 2032 | 1 | SWWH007-06
COM-WATERHEAT-FS-PU-11.60 | Com ¦ Com Efficient Gas Storage Water Heater (0.68 UEF - 50 Gal) - Panel Upgrade - Hot-Dry ¦ SCG ¦ Hot-Dry | Com ¦ Com Efficient Gas Storage Water Heater (0.68 UEF - 50 Gal) - Panel Upgrade - Hot-Dry | SCG ¦ Hot-Dry | SCG | All | Electric & Gas | Efficient Gas Storage WH (0.68 UEF - 50 Gal) | Efficient |  | 2029 | 1 | Conventional | WaterHeat | Com - Warehouse | Com | ROB and NEW | 0 | 1000 sqft2 of floor space | 1000 sqft served | 13 | DEER:Indoor_CFL_Ltg | 0 | 0 | -0.015479 | SWWH007-06 | 3.9027 | 2022 | 2.1412 | 2022 | 0 | 0 | SWWH007-06 | Com Small Gas Water Heaters - Panel Upgrade - Hot-Dry ¦ SCG ¦ Hot-Dry | Com Small Gas Water Heaters - Panel Upgrade - Hot-Dry | 0.1976 | 0.453 | 0.025 | CBSA 2019 | 0.065252 | 2032 | 1 | SWWH007-06
COM-WATERHEAT-FS-PU-11.61 | Com ¦ Com Efficient Gas Storage Water Heater (0.68 UEF - 50 Gal) - Panel Upgrade - Cold ¦ SCG ¦ Cold | Com ¦ Com Efficient Gas Storage Water Heater (0.68 UEF - 50 Gal) - Panel Upgrade - Cold | SCG ¦ Cold | SCG | All | Electric & Gas | Efficient Gas Storage WH (0.68 UEF - 50 Gal) | Efficient |  | 2029 | 1 | Conventional | WaterHeat | Com - College | Com | ROB and NEW | 0 | 1000 sqft2 of floor space | 1000 sqft served | 13 | DEER:Indoor_CFL_Ltg | 0 | 0 | -1.003 | SWWH007-06 | 271.2311 | 2022 | 148.8087 | 2022 | 0 | 0 | SWWH007-06 | Com Small Gas Water Heaters - Panel Upgrade - Cold ¦ SCG ¦ Cold | Com Small Gas Water Heaters - Panel Upgrade - Cold | 0.74815 | 0.453 | 0.025 | CBSA 2019 | 3.3086 | 2032 | 1 | SWWH007-06
COM-WATERHEAT-FS-PU-11.62 | Com ¦ Com Efficient Gas Storage Water Heater (0.68 UEF - 50 Gal) - Panel Upgrade - Cold ¦ SCG ¦ Cold | Com ¦ Com Efficient Gas Storage Water Heater (0.68 UEF - 50 Gal) - Panel Upgrade - Cold | SCG ¦ Cold | SCG | All | Electric & Gas | Efficient Gas Storage WH (0.68 UEF - 50 Gal) | Efficient |  | 2029 | 1 | Conventional | WaterHeat | Com - Grocery | Com | ROB and NEW | 0 | 1000 sqft2 of floor space | 1000 sqft served | 13 | DEER:Indoor_CFL_Ltg | 0 | 0 | 0 | SWWH007-06 | 202.482 | 2022 | 123.4818 | 2022 | 0 | 0 | SWWH007-06 | Com Small Gas Water Heaters - Panel Upgrade - Cold ¦ SCG ¦ Cold | Com Small Gas Water Heaters - Panel Upgrade - Cold | 0.59609 | 0.453 | 0.025 | CBSA 2019 | 0 | 2032 | 1 | SWWH007-06
COM-WATERHEAT-FS-PU-11.63 | Com ¦ Com Efficient Gas Storage Water Heater (0.68 UEF - 50 Gal) - Panel Upgrade - Cold ¦ SCG ¦ Cold | Com ¦ Com Efficient Gas Storage Water Heater (0.68 UEF - 50 Gal) - Panel Upgrade - Cold | SCG ¦ Cold | SCG | All | Electric & Gas | Efficient Gas Storage WH (0.68 UEF - 50 Gal) | Efficient |  | 2029 | 1 | Conventional | WaterHeat | Com - Health | Com | ROB and NEW | 0 | 1000 sqft2 of floor space | 1000 sqft served | 13 | DEER:Indoor_CFL_Ltg | 0 | 0 | -1.032 | SWWH007-06 | 410.8257 | 2022 | 225.3961 | 2022 | 0 | 0 | SWWH007-06 | Com Small Gas Water Heaters - Panel Upgrade - Cold ¦ SCG ¦ Cold | Com Small Gas Water Heaters - Panel Upgrade - Cold | 0.52611 | 0.453 | 0.025 | CBSA 2019 | 2.915 | 2032 | 1 | SWWH007-06
COM-WATERHEAT-FS-PU-11.64 | Com ¦ Com Efficient Gas Storage Water Heater (0.68 UEF - 50 Gal) - Panel Upgrade - Cold ¦ SCG ¦ Cold | Com ¦ Com Efficient Gas Storage Water Heater (0.68 UEF - 50 Gal) - Panel Upgrade - Cold | SCG ¦ Cold | SCG | All | Electric & Gas | Efficient Gas Storage WH (0.68 UEF - 50 Gal) | Efficient |  | 2029 | 1 | Conventional | WaterHeat | Com - Lodging | Com | ROB and NEW | 0 | 1000 sqft2 of floor space | 1000 sqft served | 13 | DEER:Indoor_CFL_Ltg | 0 | 0 | -0.51722 | SWWH007-06 | 258.4951 | 2022 | 141.8212 | 2022 | 0 | 0 | SWWH007-06 | Com Small Gas Water Heaters - Panel Upgrade - Cold ¦ SCG ¦ Cold | Com Small Gas Water Heaters - Panel Upgrade - Cold | 0.73871 | 0.453 | 0.025 | CBSA 2019 | 5.1092 | 2032 | 1 | SWWH007-06
COM-WATERHEAT-FS-PU-11.65 | Com ¦ Com Efficient Gas Storage Water Heater (0.68 UEF - 50 Gal) - Panel Upgrade - Cold ¦ SCG ¦ Cold | Com ¦ Com Efficient Gas Storage Water Heater (0.68 UEF - 50 Gal) - Panel Upgrade - Cold | SCG ¦ Cold | SCG | All | Electric & Gas | Efficient Gas Storage WH (0.68 UEF - 50 Gal) | Efficient |  | 2029 | 1 | Conventional | WaterHeat | Com - Office (Large) | Com | ROB and NEW | 0 | 1000 sqft2 of floor space | 1000 sqft served | 13 | DEER:Indoor_CFL_Ltg | 0 | 0 | -0.31031 | SWWH007-06 | 84.4006 | 2022 | 46.3057 | 2022 | 0 | 0 | SWWH007-06 | Com Small Gas Water Heaters - Panel Upgrade - Cold ¦ SCG ¦ Cold | Com Small Gas Water Heaters - Panel Upgrade - Cold | 0.46177 | 0.453 | 0.025 | CBSA 2019 | 1.3935 | 2032 | 1 | SWWH007-06
COM-WATERHEAT-FS-PU-11.66 | Com ¦ Com Efficient Gas Storage Water Heater (0.68 UEF - 50 Gal) - Panel Upgrade - Cold ¦ SCG ¦ Cold | Com ¦ Com Efficient Gas Storage Water Heater (0.68 UEF - 50 Gal) - Panel Upgrade - Cold | SCG ¦ Cold | SCG | All | Electric & Gas | Efficient Gas Storage WH (0.68 UEF - 50 Gal) | Efficient |  | 2029 | 1 | Conventional | WaterHeat | Com - Office (Small) | Com | ROB and NEW | 0 | 1000 sqft2 of floor space | 1000 sqft served | 13 | DEER:Indoor_CFL_Ltg | 0 | 0 | -0.31775 | SWWH007-06 | 84.4006 | 2022 | 46.3057 | 2022 | 0 | 0 | SWWH007-06 | Com Small Gas Water Heaters - Panel Upgrade - Cold ¦ SCG ¦ Cold | Com Small Gas Water Heaters - Panel Upgrade - Cold | 0.46177 | 0.453 | 0.025 | CBSA 2019 | 0.62905 | 2032 | 1 | SWWH007-06
COM-WATERHEAT-FS-PU-11.67 | Com ¦ Com Efficient Gas Storage Water Heater (0.68 UEF - 50 Gal) - Panel Upgrade - Cold ¦ SCG ¦ Cold | Com ¦ Com Efficient Gas Storage Water Heater (0.68 UEF - 50 Gal) - Panel Upgrade - Cold | SCG ¦ Cold | SCG | All | Electric & Gas | Efficient Gas Storage WH (0.68 UEF - 50 Gal) | Efficient |  | 2029 | 1 | Conventional | WaterHeat | Com - Other | Com | ROB and NEW | 0 | 1000 sqft2 of floor space | 1000 sqft served | 13 | DEER:Indoor_CFL_Ltg | 0 | 0 | -2.2501 | SWWH007-06 | 698.0391 | 2022 | 382.9733 | 2022 | 0 | 0 | SWWH007-06 | Com Small Gas Water Heaters - Panel Upgrade - Cold ¦ SCG ¦ Cold | Com Small Gas Water Heaters - Panel Upgrade - Cold | 0.5433 | 0.453 | 0.025 | CBSA 2019 | 10.1928 | 2032 | 1 | SWWH007-06
COM-WATERHEAT-FS-PU-11.68 | Com ¦ Com Efficient Gas Storage Water Heater (0.68 UEF - 50 Gal) - Panel Upgrade - Cold ¦ SCG ¦ Cold | Com ¦ Com Efficient Gas Storage Water Heater (0.68 UEF - 50 Gal) - Panel Upgrade - Cold | SCG ¦ Cold | SCG | All | Electric & Gas | Efficient Gas Storage WH (0.68 UEF - 50 Gal) | Efficient |  | 2029 | 1 | Conventional | WaterHeat | Com - Refrig. Warehouse | Com | ROB and NEW | 0 | 1000 sqft2 of floor space | 1000 sqft served | 13 | DEER:Indoor_CFL_Ltg | 0 | 0 | -0.092875 | SWWH007-06 | 39.0268 | 2022 | 21.4118 | 2022 | 0 | 0 | SWWH007-06 | Com Small Gas Water Heaters - Panel Upgrade - Cold ¦ SCG ¦ Cold | Com Small Gas Water Heaters - Panel Upgrade - Cold | 0.22621 | 0.453 | 0.025 | CBSA 2019 | 0.06973 | 2032 | 1 | SWWH007-06
COM-WATERHEAT-FS-PU-11.69 | Com ¦ Com Efficient Gas Storage Water Heater (0.68 UEF - 50 Gal) - Panel Upgrade - Cold ¦ SCG ¦ Cold | Com ¦ Com Efficient Gas Storage Water Heater (0.68 UEF - 50 Gal) - Panel Upgrade - Cold | SCG ¦ Cold | SCG | All | Electric & Gas | Efficient Gas Storage WH (0.68 UEF - 50 Gal) | Efficient |  | 2029 | 1 | Conventional | WaterHeat | Com - Restaurant | Com | ROB and NEW | 0 | 1000 sqft2 of floor space | 1000 sqft served | 13 | DEER:Indoor_CFL_Ltg | 0 | 0 | -13.8354 | SWWH007-06 | 3656.2117 | 2022 | 2005.9501 | 2022 | 0 | 0 | SWWH007-06 | Com Small Gas Water Heaters - Panel Upgrade - Cold ¦ SCG ¦ Cold | Com Small Gas Water Heaters - Panel Upgrade - Cold | 0.79319 | 0.453 | 0.025 | CBSA 2019 | 10.3937 | 2032 | 1 | SWWH007-06
COM-WATERHEAT-FS-PU-11.70 | Com ¦ Com Efficient Gas Storage Water Heater (0.68 UEF - 50 Gal) - Panel Upgrade - Cold ¦ SCG ¦ Cold | Com ¦ Com Efficient Gas Storage Water Heater (0.68 UEF - 50 Gal) - Panel Upgrade - Cold | SCG ¦ Cold | SCG | All | Electric & Gas | Efficient Gas Storage WH (0.68 UEF - 50 Gal) | Efficient |  | 2029 | 1 | Conventional | WaterHeat | Com - Retail | Com | ROB and NEW | 0 | 1000 sqft2 of floor space | 1000 sqft served | 13 | DEER:Indoor_CFL_Ltg | 0 | 0 | -0.1961 | SWWH007-06 | 52.2776 | 2022 | 28.6817 | 2022 | 0 | 0 | SWWH007-06 | Com Small Gas Water Heaters - Panel Upgrade - Cold ¦ SCG ¦ Cold | Com Small Gas Water Heaters - Panel Upgrade - Cold | 0.40063 | 0.453 | 0.025 | CBSA 2019 | 0.96898 | 2032 | 1 | SWWH007-06
COM-WATERHEAT-FS-PU-11.71 | Com ¦ Com Efficient Gas Storage Water Heater (0.68 UEF - 50 Gal) - Panel Upgrade - Cold ¦ SCG ¦ Cold | Com ¦ Com Efficient Gas Storage Water Heater (0.68 UEF - 50 Gal) - Panel Upgrade - Cold | SCG ¦ Cold | SCG | All | Electric & Gas | Efficient Gas Storage WH (0.68 UEF - 50 Gal) | Efficient |  | 2029 | 1 | Conventional | WaterHeat | Com - School | Com | ROB and NEW | 0 | 1000 sqft2 of floor space | 1000 sqft served | 13 | DEER:Indoor_CFL_Ltg | 0 | 0 | -1.7629 | SWWH007-06 | 430.6306 | 2022 | 236.2619 | 2022 | 0 | 0 | SWWH007-06 | Com Small Gas Water Heaters - Panel Upgrade - Cold ¦ SCG ¦ Cold | Com Small Gas Water Heaters - Panel Upgrade - Cold | 0.76922 | 0.453 | 0.025 | CBSA 2019 | 4.0277 | 2032 | 1 | SWWH007-06
COM-WATERHEAT-FS-PU-11.72 | Com ¦ Com Efficient Gas Storage Water Heater (0.68 UEF - 50 Gal) - Panel Upgrade - Cold ¦ SCG ¦ Cold | Com ¦ Com Efficient Gas Storage Water Heater (0.68 UEF - 50 Gal) - Panel Upgrade - Cold | SCG ¦ Cold | SCG | All | Electric & Gas | Efficient Gas Storage WH (0.68 UEF - 50 Gal) | Efficient |  | 2029 | 1 | Conventional | WaterHeat | Com - Warehouse | Com | ROB and NEW | 0 | 1000 sqft2 of floor space | 1000 sqft served | 13 | DEER:Indoor_CFL_Ltg | 0 | 0 | -0.0286 | SWWH007-06 | 7.8054 | 2022 | 4.2824 | 2022 | 0 | 0 | SWWH007-06 | Com Small Gas Water Heaters - Panel Upgrade - Cold ¦ SCG ¦ Cold | Com Small Gas Water Heaters - Panel Upgrade - Cold | 0.1976 | 0.453 | 0.025 | CBSA 2019 | 0.12056 | 2032 | 1 | SWWH007-06
COM-WATERHEAT-FS-PU-11.73 | Com ¦ Com Efficient Gas Storage Water Heater (0.68 UEF - 50 Gal) - Panel Upgrade - Marine ¦ SDG&E ¦ Marine | Com ¦ Com Efficient Gas Storage Water Heater (0.68 UEF - 50 Gal) - Panel Upgrade - Marine | SDG&E ¦ Marine | SDG&E | All | Electric & Gas | Efficient Gas Storage WH (0.68 UEF - 50 Gal) | Efficient |  | 2029 | 1 | Conventional | WaterHeat | Com - College | Com | ROB and NEW | 0 | 1000 sqft2 of floor space | 1000 sqft served | 13 | DEER:Indoor_CFL_Ltg | 0 | 0 | -1.1011 | SWWH007-06 | 271.2311 | 2022 | 148.8087 | 2022 | 0 | 0 | SWWH007-06 | Com Small Gas Water Heaters - Panel Upgrade - Marine ¦ SDG&E ¦ Marine | Com Small Gas Water Heaters - Panel Upgrade - Marine | 0.74815 | 0.453 | 0.025 | CBSA 2019 | 3.6323 | 2032 | 1 | SWWH007-06
COM-WATERHEAT-FS-PU-11.74 | Com ¦ Com Efficient Gas Storage Water Heater (0.68 UEF - 50 Gal) - Panel Upgrade - Marine ¦ SDG&E ¦ Marine | Com ¦ Com Efficient Gas Storage Water Heater (0.68 UEF - 50 Gal) - Panel Upgrade - Marine | SDG&E ¦ Marine | SDG&E | All | Electric & Gas | Efficient Gas Storage WH (0.68 UEF - 50 Gal) | Efficient |  | 2029 | 1 | Conventional | WaterHeat | Com - Grocery | Com | ROB and NEW | 0 | 1000 sqft2 of floor space | 1000 sqft served | 13 | DEER:Indoor_CFL_Ltg | 0 | 0 | 0 | SWWH007-06 | 202.482 | 2022 | 123.4818 | 2022 | 0 | 0 | SWWH007-06 | Com Small Gas Water Heaters - Panel Upgrade - Marine ¦ SDG&E ¦ Marine | Com Small Gas Water Heaters - Panel Upgrade - Marine | 0.59609 | 0.453 | 0.025 | CBSA 2019 | 0 | 2032 | 1 | SWWH007-06
COM-WATERHEAT-FS-PU-11.75 | Com ¦ Com Efficient Gas Storage Water Heater (0.68 UEF - 50 Gal) - Panel Upgrade - Marine ¦ SDG&E ¦ Marine | Com ¦ Com Efficient Gas Storage Water Heater (0.68 UEF - 50 Gal) - Panel Upgrade - Marine | SDG&E ¦ Marine | SDG&E | All | Electric & Gas | Efficient Gas Storage WH (0.68 UEF - 50 Gal) | Efficient |  | 2029 | 1 | Conventional | WaterHeat | Com - Health | Com | ROB and NEW | 0 | 1000 sqft2 of floor space | 1000 sqft served | 13 | DEER:Indoor_CFL_Ltg | 0 | 0 | -1.2529 | SWWH007-06 | 410.8257 | 2022 | 225.3961 | 2022 | 0 | 0 | SWWH007-06 | Com Small Gas Water Heaters - Panel Upgrade - Marine ¦ SDG&E ¦ Marine | Com Small Gas Water Heaters - Panel Upgrade - Marine | 0.52611 | 0.453 | 0.025 | CBSA 2019 | 3.5389 | 2032 | 1 | SWWH007-06
COM-WATERHEAT-FS-PU-11.76 | Com ¦ Com Efficient Gas Storage Water Heater (0.68 UEF - 50 Gal) - Panel Upgrade - Marine ¦ SDG&E ¦ Marine | Com ¦ Com Efficient Gas Storage Water Heater (0.68 UEF - 50 Gal) - Panel Upgrade - Marine | SDG&E ¦ Marine | SDG&E | All | Electric & Gas | Efficient Gas Storage WH (0.68 UEF - 50 Gal) | Efficient |  | 2029 | 1 | Conventional | WaterHeat | Com - Lodging | Com | ROB and NEW | 0 | 1000 sqft2 of floor space | 1000 sqft served | 13 | DEER:Indoor_CFL_Ltg | 0 | 0 | -0.67779 | SWWH007-06 | 258.4951 | 2022 | 141.8212 | 2022 | 0 | 0 | SWWH007-06 | Com Small Gas Water Heaters - Panel Upgrade - Marine ¦ SDG&E ¦ Marine | Com Small Gas Water Heaters - Panel Upgrade - Marine | 0.73871 | 0.453 | 0.025 | CBSA 2019 | 6.6954 | 2032 | 1 | SWWH007-06
COM-WATERHEAT-FS-PU-11.77 | Com ¦ Com Efficient Gas Storage Water Heater (0.68 UEF - 50 Gal) - Panel Upgrade - Marine ¦ SDG&E ¦ Marine | Com ¦ Com Efficient Gas Storage Water Heater (0.68 UEF - 50 Gal) - Panel Upgrade - Marine | SDG&E ¦ Marine | SDG&E | All | Electric & Gas | Efficient Gas Storage WH (0.68 UEF - 50 Gal) | Efficient |  | 2029 | 1 | Conventional | WaterHeat | Com - Office (Large) | Com | ROB and NEW | 0 | 1000 sqft2 of floor space | 1000 sqft served | 13 | DEER:Indoor_CFL_Ltg | 0 | 0 | -0.34326 | SWWH007-06 | 84.4006 | 2022 | 46.3057 | 2022 | 0 | 0 | SWWH007-06 | Com Small Gas Water Heaters - Panel Upgrade - Marine ¦ SDG&E ¦ Marine | Com Small Gas Water Heaters - Panel Upgrade - Marine | 0.46177 | 0.453 | 0.025 | CBSA 2019 | 1.5415 | 2032 | 1 | SWWH007-06
COM-WATERHEAT-FS-PU-11.78 | Com ¦ Com Efficient Gas Storage Water Heater (0.68 UEF - 50 Gal) - Panel Upgrade - Marine ¦ SDG&E ¦ Marine | Com ¦ Com Efficient Gas Storage Water Heater (0.68 UEF - 50 Gal) - Panel Upgrade - Marine | SDG&E ¦ Marine | SDG&E | All | Electric & Gas | Efficient Gas Storage WH (0.68 UEF - 50 Gal) | Efficient |  | 2029 | 1 | Conventional | WaterHeat | Com - Office (Small) | Com | ROB and NEW | 0 | 1000 sqft2 of floor space | 1000 sqft served | 13 | DEER:Indoor_CFL_Ltg | 0 | 0 | -0.34963 | SWWH007-06 | 84.4006 | 2022 | 46.3057 | 2022 | 0 | 0 | SWWH007-06 | Com Small Gas Water Heaters - Panel Upgrade - Marine ¦ SDG&E ¦ Marine | Com Small Gas Water Heaters - Panel Upgrade - Marine | 0.46177 | 0.453 | 0.025 | CBSA 2019 | 0.69216 | 2032 | 1 | SWWH007-06
COM-WATERHEAT-FS-PU-11.79 | Com ¦ Com Efficient Gas Storage Water Heater (0.68 UEF - 50 Gal) - Panel Upgrade - Marine ¦ SDG&E ¦ Marine | Com ¦ Com Efficient Gas Storage Water Heater (0.68 UEF - 50 Gal) - Panel Upgrade - Marine | SDG&E ¦ Marine | SDG&E | All | Electric & Gas | Efficient Gas Storage WH (0.68 UEF - 50 Gal) | Efficient |  | 2029 | 1 | Conventional | WaterHeat | Com - Other | Com | ROB and NEW | 0 | 1000 sqft2 of floor space | 1000 sqft served | 13 | DEER:Indoor_CFL_Ltg | 0 | 0 | -2.5665 | SWWH007-06 | 698.0391 | 2022 | 382.9733 | 2022 | 0 | 0 | SWWH007-06 | Com Small Gas Water Heaters - Panel Upgrade - Marine ¦ SDG&E ¦ Marine | Com Small Gas Water Heaters - Panel Upgrade - Marine | 0.5433 | 0.453 | 0.025 | CBSA 2019 | 11.6261 | 2032 | 1 | SWWH007-06
COM-WATERHEAT-FS-PU-11.80 | Com ¦ Com Efficient Gas Storage Water Heater (0.68 UEF - 50 Gal) - Panel Upgrade - Marine ¦ SDG&E ¦ Marine | Com ¦ Com Efficient Gas Storage Water Heater (0.68 UEF - 50 Gal) - Panel Upgrade - Marine | SDG&E ¦ Marine | SDG&E | All | Electric & Gas | Efficient Gas Storage WH (0.68 UEF - 50 Gal) | Efficient |  | 2029 | 1 | Conventional | WaterHeat | Com - Refrig. Warehouse | Com | ROB and NEW | 0 | 1000 sqft2 of floor space | 1000 sqft served | 13 | DEER:Indoor_CFL_Ltg | 0 | 0 | -0.1145 | SWWH007-06 | 39.0268 | 2022 | 21.4118 | 2022 | 0 | 0 | SWWH007-06 | Com Small Gas Water Heaters - Panel Upgrade - Marine ¦ SDG&E ¦ Marine | Com Small Gas Water Heaters - Panel Upgrade - Marine | 0.22621 | 0.453 | 0.025 | CBSA 2019 | 0.085963 | 2032 | 1 | SWWH007-06
COM-WATERHEAT-FS-PU-11.81 | Com ¦ Com Efficient Gas Storage Water Heater (0.68 UEF - 50 Gal) - Panel Upgrade - Marine ¦ SDG&E ¦ Marine | Com ¦ Com Efficient Gas Storage Water Heater (0.68 UEF - 50 Gal) - Panel Upgrade - Marine | SDG&E ¦ Marine | SDG&E | All | Electric & Gas | Efficient Gas Storage WH (0.68 UEF - 50 Gal) | Efficient |  | 2029 | 1 | Conventional | WaterHeat | Com - Restaurant | Com | ROB and NEW | 0 | 1000 sqft2 of floor space | 1000 sqft served | 13 | DEER:Indoor_CFL_Ltg | 0 | 0 | -15.0743 | SWWH007-06 | 3656.2117 | 2022 | 2005.9501 | 2022 | 0 | 0 | SWWH007-06 | Com Small Gas Water Heaters - Panel Upgrade - Marine ¦ SDG&E ¦ Marine | Com Small Gas Water Heaters - Panel Upgrade - Marine | 0.79319 | 0.453 | 0.025 | CBSA 2019 | 11.3244 | 2032 | 1 | SWWH007-06
COM-WATERHEAT-FS-PU-11.82 | Com ¦ Com Efficient Gas Storage Water Heater (0.68 UEF - 50 Gal) - Panel Upgrade - Marine ¦ SDG&E ¦ Marine | Com ¦ Com Efficient Gas Storage Water Heater (0.68 UEF - 50 Gal) - Panel Upgrade - Marine | SDG&E ¦ Marine | SDG&E | All | Electric & Gas | Efficient Gas Storage WH (0.68 UEF - 50 Gal) | Efficient |  | 2029 | 1 | Conventional | WaterHeat | Com - Retail | Com | ROB and NEW | 0 | 1000 sqft2 of floor space | 1000 sqft served | 13 | DEER:Indoor_CFL_Ltg | 0 | 0 | -0.21413 | SWWH007-06 | 52.2776 | 2022 | 28.6817 | 2022 | 0 | 0 | SWWH007-06 | Com Small Gas Water Heaters - Panel Upgrade - Marine ¦ SDG&E ¦ Marine | Com Small Gas Water Heaters - Panel Upgrade - Marine | 0.40063 | 0.453 | 0.025 | CBSA 2019 | 1.058 | 2032 | 1 | SWWH007-06
COM-WATERHEAT-FS-PU-11.83 | Com ¦ Com Efficient Gas Storage Water Heater (0.68 UEF - 50 Gal) - Panel Upgrade - Marine ¦ SDG&E ¦ Marine | Com ¦ Com Efficient Gas Storage Water Heater (0.68 UEF - 50 Gal) - Panel Upgrade - Marine | SDG&E ¦ Marine | SDG&E | All | Electric & Gas | Efficient Gas Storage WH (0.68 UEF - 50 Gal) | Efficient |  | 2029 | 1 | Conventional | WaterHeat | Com - School | Com | ROB and NEW | 0 | 1000 sqft2 of floor space | 1000 sqft served | 13 | DEER:Indoor_CFL_Ltg | 0 | 0 | -1.8806 | SWWH007-06 | 430.6306 | 2022 | 236.2619 | 2022 | 0 | 0 | SWWH007-06 | Com Small Gas Water Heaters - Panel Upgrade - Marine ¦ SDG&E ¦ Marine | Com Small Gas Water Heaters - Panel Upgrade - Marine | 0.76922 | 0.453 | 0.025 | CBSA 2019 | 4.2967 | 2032 | 1 | SWWH007-06
COM-WATERHEAT-FS-PU-11.84 | Com ¦ Com Efficient Gas Storage Water Heater (0.68 UEF - 50 Gal) - Panel Upgrade - Marine ¦ SDG&E ¦ Marine | Com ¦ Com Efficient Gas Storage Water Heater (0.68 UEF - 50 Gal) - Panel Upgrade - Marine | SDG&E ¦ Marine | SDG&E | All | Electric & Gas | Efficient Gas Storage WH (0.68 UEF - 50 Gal) | Efficient |  | 2029 | 1 | Conventional | WaterHeat | Com - Warehouse | Com | ROB and NEW | 0 | 1000 sqft2 of floor space | 1000 sqft served | 13 | DEER:Indoor_CFL_Ltg | 0 | 0 | -0.031351 | SWWH007-06 | 7.8054 | 2022 | 4.2824 | 2022 | 0 | 0 | SWWH007-06 | Com Small Gas Water Heaters - Panel Upgrade - Marine ¦ SDG&E ¦ Marine | Com Small Gas Water Heaters - Panel Upgrade - Marine | 0.1976 | 0.453 | 0.025 | CBSA 2019 | 0.13216 | 2032 | 1 | SWWH007-06
COM-WATERHEAT-FS-PU-11.85 | Com ¦ Com Efficient Gas Storage Water Heater (0.68 UEF - 50 Gal) - Panel Upgrade - Hot-Dry ¦ SDG&E ¦ Hot-Dry | Com ¦ Com Efficient Gas Storage Water Heater (0.68 UEF - 50 Gal) - Panel Upgrade - Hot-Dry | SDG&E ¦ Hot-Dry | SDG&E | All | Electric & Gas | Efficient Gas Storage WH (0.68 UEF - 50 Gal) | Efficient |  | 2029 | 1 | Conventional | WaterHeat | Com - College | Com | ROB and NEW | 0 | 1000 sqft2 of floor space | 1000 sqft served | 13 | DEER:Indoor_CFL_Ltg | 0 | 0 | -0.55507 | SWWH007-06 | 135.6155 | 2022 | 74.4043 | 2022 | 0 | 0 | SWWH007-06 | Com Small Gas Water Heaters - Panel Upgrade - Hot-Dry ¦ SDG&E ¦ Hot-Dry | Com Small Gas Water Heaters - Panel Upgrade - Hot-Dry | 0.74815 | 0.453 | 0.025 | CBSA 2019 | 1.831 | 2032 | 1 | SWWH007-06
COM-WATERHEAT-FS-PU-11.86 | Com ¦ Com Efficient Gas Storage Water Heater (0.68 UEF - 50 Gal) - Panel Upgrade - Hot-Dry ¦ SDG&E ¦ Hot-Dry | Com ¦ Com Efficient Gas Storage Water Heater (0.68 UEF - 50 Gal) - Panel Upgrade - Hot-Dry | SDG&E ¦ Hot-Dry | SDG&E | All | Electric & Gas | Efficient Gas Storage WH (0.68 UEF - 50 Gal) | Efficient |  | 2029 | 1 | Conventional | WaterHeat | Com - Grocery | Com | ROB and NEW | 0 | 1000 sqft2 of floor space | 1000 sqft served | 13 | DEER:Indoor_CFL_Ltg | 0 | 0 | 0 | SWWH007-06 | 101.241 | 2022 | 61.7409 | 2022 | 0 | 0 | SWWH007-06 | Com Small Gas Water Heaters - Panel Upgrade - Hot-Dry ¦ SDG&E ¦ Hot-Dry | Com Small Gas Water Heaters - Panel Upgrade - Hot-Dry | 0.59609 | 0.453 | 0.025 | CBSA 2019 | 0 | 2032 | 1 | SWWH007-06
COM-WATERHEAT-FS-PU-11.87 | Com ¦ Com Efficient Gas Storage Water Heater (0.68 UEF - 50 Gal) - Panel Upgrade - Hot-Dry ¦ SDG&E ¦ Hot-Dry | Com ¦ Com Efficient Gas Storage Water Heater (0.68 UEF - 50 Gal) - Panel Upgrade - Hot-Dry | SDG&E ¦ Hot-Dry | SDG&E | All | Electric & Gas | Efficient Gas Storage WH (0.68 UEF - 50 Gal) | Efficient |  | 2029 | 1 | Conventional | WaterHeat | Com - Health | Com | ROB and NEW | 0 | 1000 sqft2 of floor space | 1000 sqft served | 13 | DEER:Indoor_CFL_Ltg | 0 | 0 | -0.63052 | SWWH007-06 | 205.4128 | 2022 | 112.698 | 2022 | 0 | 0 | SWWH007-06 | Com Small Gas Water Heaters - Panel Upgrade - Hot-Dry ¦ SDG&E ¦ Hot-Dry | Com Small Gas Water Heaters - Panel Upgrade - Hot-Dry | 0.52611 | 0.453 | 0.025 | CBSA 2019 | 1.781 | 2032 | 1 | SWWH007-06
COM-WATERHEAT-FS-PU-11.88 | Com ¦ Com Efficient Gas Storage Water Heater (0.68 UEF - 50 Gal) - Panel Upgrade - Hot-Dry ¦ SDG&E ¦ Hot-Dry | Com ¦ Com Efficient Gas Storage Water Heater (0.68 UEF - 50 Gal) - Panel Upgrade - Hot-Dry | SDG&E ¦ Hot-Dry | SDG&E | All | Electric & Gas | Efficient Gas Storage WH (0.68 UEF - 50 Gal) | Efficient |  | 2029 | 1 | Conventional | WaterHeat | Com - Lodging | Com | ROB and NEW | 0 | 1000 sqft2 of floor space | 1000 sqft served | 13 | DEER:Indoor_CFL_Ltg | 0 | 0 | -0.3421 | SWWH007-06 | 129.2475 | 2022 | 70.9106 | 2022 | 0 | 0 | SWWH007-06 | Com Small Gas Water Heaters - Panel Upgrade - Hot-Dry ¦ SDG&E ¦ Hot-Dry | Com Small Gas Water Heaters - Panel Upgrade - Hot-Dry | 0.73871 | 0.453 | 0.025 | CBSA 2019 | 3.3794 | 2032 | 1 | SWWH007-06
COM-WATERHEAT-FS-PU-11.89 | Com ¦ Com Efficient Gas Storage Water Heater (0.68 UEF - 50 Gal) - Panel Upgrade - Hot-Dry ¦ SDG&E ¦ Hot-Dry | Com ¦ Com Efficient Gas Storage Water Heater (0.68 UEF - 50 Gal) - Panel Upgrade - Hot-Dry | SDG&E ¦ Hot-Dry | SDG&E | All | Electric & Gas | Efficient Gas Storage WH (0.68 UEF - 50 Gal) | Efficient |  | 2029 | 1 | Conventional | WaterHeat | Com - Office (Large) | Com | ROB and NEW | 0 | 1000 sqft2 of floor space | 1000 sqft served | 13 | DEER:Indoor_CFL_Ltg | 0 | 0 | -0.17269 | SWWH007-06 | 42.2003 | 2022 | 23.1528 | 2022 | 0 | 0 | SWWH007-06 | Com Small Gas Water Heaters - Panel Upgrade - Hot-Dry ¦ SDG&E ¦ Hot-Dry | Com Small Gas Water Heaters - Panel Upgrade - Hot-Dry | 0.46177 | 0.453 | 0.025 | CBSA 2019 | 0.77551 | 2032 | 1 | SWWH007-06
COM-WATERHEAT-FS-PU-11.90 | Com ¦ Com Efficient Gas Storage Water Heater (0.68 UEF - 50 Gal) - Panel Upgrade - Hot-Dry ¦ SDG&E ¦ Hot-Dry | Com ¦ Com Efficient Gas Storage Water Heater (0.68 UEF - 50 Gal) - Panel Upgrade - Hot-Dry | SDG&E ¦ Hot-Dry | SDG&E | All | Electric & Gas | Efficient Gas Storage WH (0.68 UEF - 50 Gal) | Efficient |  | 2029 | 1 | Conventional | WaterHeat | Com - Office (Small) | Com | ROB and NEW | 0 | 1000 sqft2 of floor space | 1000 sqft served | 13 | DEER:Indoor_CFL_Ltg | 0 | 0 | -0.17535 | SWWH007-06 | 42.2003 | 2022 | 23.1528 | 2022 | 0 | 0 | SWWH007-06 | Com Small Gas Water Heaters - Panel Upgrade - Hot-Dry ¦ SDG&E ¦ Hot-Dry | Com Small Gas Water Heaters - Panel Upgrade - Hot-Dry | 0.46177 | 0.453 | 0.025 | CBSA 2019 | 0.34713 | 2032 | 1 | SWWH007-06
COM-WATERHEAT-FS-PU-11.91 | Com ¦ Com Efficient Gas Storage Water Heater (0.68 UEF - 50 Gal) - Panel Upgrade - Hot-Dry ¦ SDG&E ¦ Hot-Dry | Com ¦ Com Efficient Gas Storage Water Heater (0.68 UEF - 50 Gal) - Panel Upgrade - Hot-Dry | SDG&E ¦ Hot-Dry | SDG&E | All | Electric & Gas | Efficient Gas Storage WH (0.68 UEF - 50 Gal) | Efficient |  | 2029 | 1 | Conventional | WaterHeat | Com - Other | Com | ROB and NEW | 0 | 1000 sqft2 of floor space | 1000 sqft served | 13 | DEER:Indoor_CFL_Ltg | 0 | 0 | -1.2876 | SWWH007-06 | 349.0195 | 2022 | 191.4867 | 2022 | 0 | 0 | SWWH007-06 | Com Small Gas Water Heaters - Panel Upgrade - Hot-Dry ¦ SDG&E ¦ Hot-Dry | Com Small Gas Water Heaters - Panel Upgrade - Hot-Dry | 0.5433 | 0.453 | 0.025 | CBSA 2019 | 5.833 | 2032 | 1 | SWWH007-06
COM-WATERHEAT-FS-PU-11.92 | Com ¦ Com Efficient Gas Storage Water Heater (0.68 UEF - 50 Gal) - Panel Upgrade - Hot-Dry ¦ SDG&E ¦ Hot-Dry | Com ¦ Com Efficient Gas Storage Water Heater (0.68 UEF - 50 Gal) - Panel Upgrade - Hot-Dry | SDG&E ¦ Hot-Dry | SDG&E | All | Electric & Gas | Efficient Gas Storage WH (0.68 UEF - 50 Gal) | Efficient |  | 2029 | 1 | Conventional | WaterHeat | Com - Refrig. Warehouse | Com | ROB and NEW | 0 | 1000 sqft2 of floor space | 1000 sqft served | 13 | DEER:Indoor_CFL_Ltg | 0 | 0 | -0.05774 | SWWH007-06 | 19.5134 | 2022 | 10.7059 | 2022 | 0 | 0 | SWWH007-06 | Com Small Gas Water Heaters - Panel Upgrade - Hot-Dry ¦ SDG&E ¦ Hot-Dry | Com Small Gas Water Heaters - Panel Upgrade - Hot-Dry | 0.22621 | 0.453 | 0.025 | CBSA 2019 | 0.04335 | 2032 | 1 | SWWH007-06
COM-WATERHEAT-FS-PU-11.93 | Com ¦ Com Efficient Gas Storage Water Heater (0.68 UEF - 50 Gal) - Panel Upgrade - Hot-Dry ¦ SDG&E ¦ Hot-Dry | Com ¦ Com Efficient Gas Storage Water Heater (0.68 UEF - 50 Gal) - Panel Upgrade - Hot-Dry | SDG&E ¦ Hot-Dry | SDG&E | All | Electric & Gas | Efficient Gas Storage WH (0.68 UEF - 50 Gal) | Efficient |  | 2029 | 1 | Conventional | WaterHeat | Com - Restaurant | Com | ROB and NEW | 0 | 1000 sqft2 of floor space | 1000 sqft served | 13 | DEER:Indoor_CFL_Ltg | 0 | 0 | -7.6062 | SWWH007-06 | 1828.1059 | 2022 | 1002.975 | 2022 | 0 | 0 | SWWH007-06 | Com Small Gas Water Heaters - Panel Upgrade - Hot-Dry ¦ SDG&E ¦ Hot-Dry | Com Small Gas Water Heaters - Panel Upgrade - Hot-Dry | 0.79319 | 0.453 | 0.025 | CBSA 2019 | 5.7141 | 2032 | 1 | SWWH007-06
COM-WATERHEAT-FS-PU-11.94 | Com ¦ Com Efficient Gas Storage Water Heater (0.68 UEF - 50 Gal) - Panel Upgrade - Hot-Dry ¦ SDG&E ¦ Hot-Dry | Com ¦ Com Efficient Gas Storage Water Heater (0.68 UEF - 50 Gal) - Panel Upgrade - Hot-Dry | SDG&E ¦ Hot-Dry | SDG&E | All | Electric & Gas | Efficient Gas Storage WH (0.68 UEF - 50 Gal) | Efficient |  | 2029 | 1 | Conventional | WaterHeat | Com - Retail | Com | ROB and NEW | 0 | 1000 sqft2 of floor space | 1000 sqft served | 13 | DEER:Indoor_CFL_Ltg | 0 | 0 | -0.10805 | SWWH007-06 | 26.1388 | 2022 | 14.3408 | 2022 | 0 | 0 | SWWH007-06 | Com Small Gas Water Heaters - Panel Upgrade - Hot-Dry ¦ SDG&E ¦ Hot-Dry | Com Small Gas Water Heaters - Panel Upgrade - Hot-Dry | 0.40063 | 0.453 | 0.025 | CBSA 2019 | 0.53389 | 2032 | 1 | SWWH007-06
COM-WATERHEAT-FS-PU-11.95 | Com ¦ Com Efficient Gas Storage Water Heater (0.68 UEF - 50 Gal) - Panel Upgrade - Hot-Dry ¦ SDG&E ¦ Hot-Dry | Com ¦ Com Efficient Gas Storage Water Heater (0.68 UEF - 50 Gal) - Panel Upgrade - Hot-Dry | SDG&E ¦ Hot-Dry | SDG&E | All | Electric & Gas | Efficient Gas Storage WH (0.68 UEF - 50 Gal) | Efficient |  | 2029 | 1 | Conventional | WaterHeat | Com - School | Com | ROB and NEW | 0 | 1000 sqft2 of floor space | 1000 sqft served | 13 | DEER:Indoor_CFL_Ltg | 0 | 0 | -0.94765 | SWWH007-06 | 215.3153 | 2022 | 118.1309 | 2022 | 0 | 0 | SWWH007-06 | Com Small Gas Water Heaters - Panel Upgrade - Hot-Dry ¦ SDG&E ¦ Hot-Dry | Com Small Gas Water Heaters - Panel Upgrade - Hot-Dry | 0.76922 | 0.453 | 0.025 | CBSA 2019 | 2.1651 | 2032 | 1 | SWWH007-06
COM-WATERHEAT-FS-PU-11.96 | Com ¦ Com Efficient Gas Storage Water Heater (0.68 UEF - 50 Gal) - Panel Upgrade - Hot-Dry ¦ SDG&E ¦ Hot-Dry | Com ¦ Com Efficient Gas Storage Water Heater (0.68 UEF - 50 Gal) - Panel Upgrade - Hot-Dry | SDG&E ¦ Hot-Dry | SDG&E | All | Electric & Gas | Efficient Gas Storage WH (0.68 UEF - 50 Gal) | Efficient |  | 2029 | 1 | Conventional | WaterHeat | Com - Warehouse | Com | ROB and NEW | 0 | 1000 sqft2 of floor space | 1000 sqft served | 13 | DEER:Indoor_CFL_Ltg | 0 | 0 | -0.015823 | SWWH007-06 | 3.9027 | 2022 | 2.1412 | 2022 | 0 | 0 | SWWH007-06 | Com Small Gas Water Heaters - Panel Upgrade - Hot-Dry ¦ SDG&E ¦ Hot-Dry | Com Small Gas Water Heaters - Panel Upgrade - Hot-Dry | 0.1976 | 0.453 | 0.025 | CBSA 2019 | 0.066702 | 2032 | 1 | SWWH007-06
COM-WATERHEAT-FS-PU-12.1 | Com ¦ Com Efficient Tankless Gas Water Heater (0.87 UEF - High Draw) - Panel Upgrade - Marine ¦ PG&E ¦ Marine | Com ¦ Com Efficient Tankless Gas Water Heater (0.87 UEF - High Draw) - Panel Upgrade - Marine | PG&E ¦ Marine | PG&E | All | Electric & Gas | Tankless Gas WH (0.87 UEF - High Draw) | Efficient |  | 2029 | 1 | Conventional | WaterHeat | Com - College | Com | ROB and NEW | 0 | 1000 sqft2 of floor space | 1000 sqft served | 20 | DEER:Indoor_CFL_Ltg | 0.89595 | 0.00010128 | -8.2803 | SWWH006-08 | 127.5045 | 2022 | 78.9636 | 2022 | 0 | 0 | SWWH006-08 | Com Small Gas Water Heaters - Panel Upgrade - Marine ¦ PG&E ¦ Marine | Com Small Gas Water Heaters - Panel Upgrade - Marine | 0.74815 | 0.453 | 0.025 | CBSA 2019 | 27.2461 | 2032 | 1 | SWWH006-08
COM-WATERHEAT-FS-PU-12.2 | Com ¦ Com Efficient Tankless Gas Water Heater (0.87 UEF - High Draw) - Panel Upgrade - Marine ¦ PG&E ¦ Marine | Com ¦ Com Efficient Tankless Gas Water Heater (0.87 UEF - High Draw) - Panel Upgrade - Marine | PG&E ¦ Marine | PG&E | All | Electric & Gas | Tankless Gas WH (0.87 UEF - High Draw) | Efficient |  | 2029 | 1 | Conventional | WaterHeat | Com - Grocery | Com | ROB and NEW | 0 | 1000 sqft2 of floor space | 1000 sqft served | 20 | DEER:Indoor_CFL_Ltg | 0 | 0 | 0 | SWWH006-08 | 101.241 | 2022 | 61.7409 | 2022 | 0 | 0 | SWWH006-08 | Com Small Gas Water Heaters - Panel Upgrade - Marine ¦ PG&E ¦ Marine | Com Small Gas Water Heaters - Panel Upgrade - Marine | 0.59609 | 0.453 | 0.025 | CBSA 2019 | 0 | 2032 | 1 | SWWH006-08
COM-WATERHEAT-FS-PU-12.3 | Com ¦ Com Efficient Tankless Gas Water Heater (0.87 UEF - High Draw) - Panel Upgrade - Marine ¦ PG&E ¦ Marine | Com ¦ Com Efficient Tankless Gas Water Heater (0.87 UEF - High Draw) - Panel Upgrade - Marine | PG&E ¦ Marine | PG&E | All | Electric & Gas | Tankless Gas WH (0.87 UEF - High Draw) | Efficient |  | 2029 | 1 | Conventional | WaterHeat | Com - Health | Com | ROB and NEW | 0 | 1000 sqft2 of floor space | 1000 sqft served | 20 | DEER:Indoor_CFL_Ltg | 2.5993 | 0.00031571 | -21.4557 | SWWH006-08 | 193.1273 | 2022 | 119.6038 | 2022 | 0 | 0 | SWWH006-08 | Com Small Gas Water Heaters - Panel Upgrade - Marine ¦ PG&E ¦ Marine | Com Small Gas Water Heaters - Panel Upgrade - Marine | 0.52611 | 0.453 | 0.025 | CBSA 2019 | 60.4333 | 2032 | 1 | SWWH006-08
COM-WATERHEAT-FS-PU-12.4 | Com ¦ Com Efficient Tankless Gas Water Heater (0.87 UEF - High Draw) - Panel Upgrade - Marine ¦ PG&E ¦ Marine | Com ¦ Com Efficient Tankless Gas Water Heater (0.87 UEF - High Draw) - Panel Upgrade - Marine | PG&E ¦ Marine | PG&E | All | Electric & Gas | Tankless Gas WH (0.87 UEF - High Draw) | Efficient |  | 2029 | 1 | Conventional | WaterHeat | Com - Lodging | Com | ROB and NEW | 0 | 1000 sqft2 of floor space | 1000 sqft served | 20 | DEER:Indoor_CFL_Ltg | 1.987 | 0.00025471 | -16.0473 | SWWH006-08 | 121.5174 | 2022 | 75.2557 | 2022 | 0 | 0 | SWWH006-08 | Com Small Gas Water Heaters - Panel Upgrade - Marine ¦ PG&E ¦ Marine | Com Small Gas Water Heaters - Panel Upgrade - Marine | 0.73871 | 0.453 | 0.025 | CBSA 2019 | 158.2071 | 2032 | 1 | SWWH006-08
COM-WATERHEAT-FS-PU-12.5 | Com ¦ Com Efficient Tankless Gas Water Heater (0.87 UEF - High Draw) - Panel Upgrade - Marine ¦ PG&E ¦ Marine | Com ¦ Com Efficient Tankless Gas Water Heater (0.87 UEF - High Draw) - Panel Upgrade - Marine | PG&E ¦ Marine | PG&E | All | Electric & Gas | Tankless Gas WH (0.87 UEF - High Draw) | Efficient |  | 2029 | 1 | Conventional | WaterHeat | Com - Office (Large) | Com | ROB and NEW | 0 | 1000 sqft2 of floor space | 1000 sqft served | 20 | DEER:Indoor_CFL_Ltg | 0.25186 | 1.3018e-05 | -2.3539 | SWWH006-08 | 39.6763 | 2022 | 24.5716 | 2022 | 0 | 0 | SWWH006-08 | Com Small Gas Water Heaters - Panel Upgrade - Marine ¦ PG&E ¦ Marine | Com Small Gas Water Heaters - Panel Upgrade - Marine | 0.46177 | 0.453 | 0.025 | CBSA 2019 | 10.5457 | 2032 | 1 | SWWH006-08
COM-WATERHEAT-FS-PU-12.6 | Com ¦ Com Efficient Tankless Gas Water Heater (0.87 UEF - High Draw) - Panel Upgrade - Marine ¦ PG&E ¦ Marine | Com ¦ Com Efficient Tankless Gas Water Heater (0.87 UEF - High Draw) - Panel Upgrade - Marine | PG&E ¦ Marine | PG&E | All | Electric & Gas | Tankless Gas WH (0.87 UEF - High Draw) | Efficient |  | 2029 | 1 | Conventional | WaterHeat | Com - Office (Small) | Com | ROB and NEW | 0 | 1000 sqft2 of floor space | 1000 sqft served | 20 | DEER:Indoor_CFL_Ltg | 0.23061 | 1.9979e-06 | -2.1998 | SWWH006-08 | 39.6763 | 2022 | 24.5716 | 2022 | 0 | 0 | SWWH006-08 | Com Small Gas Water Heaters - Panel Upgrade - Marine ¦ PG&E ¦ Marine | Com Small Gas Water Heaters - Panel Upgrade - Marine | 0.46177 | 0.453 | 0.025 | CBSA 2019 | 4.3444 | 2032 | 1 | SWWH006-08
COM-WATERHEAT-FS-PU-12.7 | Com ¦ Com Efficient Tankless Gas Water Heater (0.87 UEF - High Draw) - Panel Upgrade - Marine ¦ PG&E ¦ Marine | Com ¦ Com Efficient Tankless Gas Water Heater (0.87 UEF - High Draw) - Panel Upgrade - Marine | PG&E ¦ Marine | PG&E | All | Electric & Gas | Tankless Gas WH (0.87 UEF - High Draw) | Efficient |  | 2029 | 1 | Conventional | WaterHeat | Com - Other | Com | ROB and NEW | 0 | 1000 sqft2 of floor space | 1000 sqft served | 20 | DEER:Indoor_CFL_Ltg | 2.9796 | 0.00047462 | -26.0163 | SWWH006-08 | 328.145 | 2022 | 203.2203 | 2022 | 0 | 0 | SWWH006-08 | Com Small Gas Water Heaters - Panel Upgrade - Marine ¦ PG&E ¦ Marine | Com Small Gas Water Heaters - Panel Upgrade - Marine | 0.5433 | 0.453 | 0.025 | CBSA 2019 | 117.5248 | 2032 | 1 | SWWH006-08
COM-WATERHEAT-FS-PU-12.8 | Com ¦ Com Efficient Tankless Gas Water Heater (0.87 UEF - High Draw) - Panel Upgrade - Marine ¦ PG&E ¦ Marine | Com ¦ Com Efficient Tankless Gas Water Heater (0.87 UEF - High Draw) - Panel Upgrade - Marine | PG&E ¦ Marine | PG&E | All | Electric & Gas | Tankless Gas WH (0.87 UEF - High Draw) | Efficient |  | 2029 | 1 | Conventional | WaterHeat | Com - Refrig. Warehouse | Com | ROB and NEW | 0 | 1000 sqft2 of floor space | 1000 sqft served | 20 | DEER:Indoor_CFL_Ltg | 0.26044 | 2.2506e-05 | -2.1401 | SWWH006-08 | 18.3463 | 2022 | 11.3619 | 2022 | 0 | 0 | SWWH006-08 | Com Small Gas Water Heaters - Panel Upgrade - Marine ¦ PG&E ¦ Marine | Com Small Gas Water Heaters - Panel Upgrade - Marine | 0.22621 | 0.453 | 0.025 | CBSA 2019 | 1.6021 | 2032 | 1 | SWWH006-08
COM-WATERHEAT-FS-PU-12.9 | Com ¦ Com Efficient Tankless Gas Water Heater (0.87 UEF - High Draw) - Panel Upgrade - Marine ¦ PG&E ¦ Marine | Com ¦ Com Efficient Tankless Gas Water Heater (0.87 UEF - High Draw) - Panel Upgrade - Marine | PG&E ¦ Marine | PG&E | All | Electric & Gas | Tankless Gas WH (0.87 UEF - High Draw) | Efficient |  | 2029 | 1 | Conventional | WaterHeat | Com - Restaurant | Com | ROB and NEW | 0 | 1000 sqft2 of floor space | 1000 sqft served | 20 | DEER:Indoor_CFL_Ltg | 11.195 | 0.0022504 | -105.2071 | SWWH006-08 | 1718.7686 | 2022 | 1064.4341 | 2022 | 0 | 0 | SWWH006-08 | Com Small Gas Water Heaters - Panel Upgrade - Marine ¦ PG&E ¦ Marine | Com Small Gas Water Heaters - Panel Upgrade - Marine | 0.79319 | 0.453 | 0.025 | CBSA 2019 | 78.8365 | 2032 | 1 | SWWH006-08
COM-WATERHEAT-FS-PU-12.10 | Com ¦ Com Efficient Tankless Gas Water Heater (0.87 UEF - High Draw) - Panel Upgrade - Marine ¦ PG&E ¦ Marine | Com ¦ Com Efficient Tankless Gas Water Heater (0.87 UEF - High Draw) - Panel Upgrade - Marine | PG&E ¦ Marine | PG&E | All | Electric & Gas | Tankless Gas WH (0.87 UEF - High Draw) | Efficient |  | 2029 | 1 | Conventional | WaterHeat | Com - Retail | Com | ROB and NEW | 0 | 1000 sqft2 of floor space | 1000 sqft served | 20 | DEER:Indoor_CFL_Ltg | 0.16606 | 2.6793e-05 | -1.5464 | SWWH006-08 | 24.5755 | 2022 | 15.2196 | 2022 | 0 | 0 | SWWH006-08 | Com Small Gas Water Heaters - Panel Upgrade - Marine ¦ PG&E ¦ Marine | Com Small Gas Water Heaters - Panel Upgrade - Marine | 0.40063 | 0.453 | 0.025 | CBSA 2019 | 7.5826 | 2032 | 1 | SWWH006-08
COM-WATERHEAT-FS-PU-12.11 | Com ¦ Com Efficient Tankless Gas Water Heater (0.87 UEF - High Draw) - Panel Upgrade - Marine ¦ PG&E ¦ Marine | Com ¦ Com Efficient Tankless Gas Water Heater (0.87 UEF - High Draw) - Panel Upgrade - Marine | PG&E ¦ Marine | PG&E | All | Electric & Gas | Tankless Gas WH (0.87 UEF - High Draw) | Efficient |  | 2029 | 1 | Conventional | WaterHeat | Com - School | Com | ROB and NEW | 0 | 1000 sqft2 of floor space | 1000 sqft served | 20 | DEER:Indoor_CFL_Ltg | 0.88925 | 0 | -9.2447 | SWWH006-08 | 202.4375 | 2022 | 125.3696 | 2022 | 0 | 0 | SWWH006-08 | Com Small Gas Water Heaters - Panel Upgrade - Marine ¦ PG&E ¦ Marine | Com Small Gas Water Heaters - Panel Upgrade - Marine | 0.76922 | 0.453 | 0.025 | CBSA 2019 | 20.9754 | 2032 | 1 | SWWH006-08
COM-WATERHEAT-FS-PU-12.12 | Com ¦ Com Efficient Tankless Gas Water Heater (0.87 UEF - High Draw) - Panel Upgrade - Marine ¦ PG&E ¦ Marine | Com ¦ Com Efficient Tankless Gas Water Heater (0.87 UEF - High Draw) - Panel Upgrade - Marine | PG&E ¦ Marine | PG&E | All | Electric & Gas | Tankless Gas WH (0.87 UEF - High Draw) | Efficient |  | 2029 | 1 | Conventional | WaterHeat | Com - Warehouse | Com | ROB and NEW | 0 | 1000 sqft2 of floor space | 1000 sqft served | 20 | DEER:Indoor_CFL_Ltg | 0.026781 | 9.2384e-07 | -0.24521 | SWWH006-08 | 3.6693 | 2022 | 2.2724 | 2022 | 0 | 0 | SWWH006-08 | Com Small Gas Water Heaters - Panel Upgrade - Marine ¦ PG&E ¦ Marine | Com Small Gas Water Heaters - Panel Upgrade - Marine | 0.1976 | 0.453 | 0.025 | CBSA 2019 | 1.0256 | 2032 | 1 | SWWH006-08
COM-WATERHEAT-FS-PU-12.13 | Com ¦ Com Efficient Tankless Gas Water Heater (0.87 UEF - High Draw) - Panel Upgrade - Hot-Dry ¦ PG&E ¦ Hot-Dry | Com ¦ Com Efficient Tankless Gas Water Heater (0.87 UEF - High Draw) - Panel Upgrade - Hot-Dry | PG&E ¦ Hot-Dry | PG&E | All | Electric & Gas | Tankless Gas WH (0.87 UEF - High Draw) | Efficient |  | 2029 | 1 | Conventional | WaterHeat | Com - College | Com | ROB and NEW | 0 | 1000 sqft2 of floor space | 1000 sqft served | 20 | DEER:Indoor_CFL_Ltg | 0.85425 | 9.0242e-05 | -7.8921 | SWWH006-08 | 127.5045 | 2022 | 78.9636 | 2022 | 0 | 0 | SWWH006-08 | Com Small Gas Water Heaters - Panel Upgrade - Hot-Dry ¦ PG&E ¦ Hot-Dry | Com Small Gas Water Heaters - Panel Upgrade - Hot-Dry | 0.74815 | 0.453 | 0.025 | CBSA 2019 | 25.9687 | 2032 | 1 | SWWH006-08
COM-WATERHEAT-FS-PU-12.14 | Com ¦ Com Efficient Tankless Gas Water Heater (0.87 UEF - High Draw) - Panel Upgrade - Hot-Dry ¦ PG&E ¦ Hot-Dry | Com ¦ Com Efficient Tankless Gas Water Heater (0.87 UEF - High Draw) - Panel Upgrade - Hot-Dry | PG&E ¦ Hot-Dry | PG&E | All | Electric & Gas | Tankless Gas WH (0.87 UEF - High Draw) | Efficient |  | 2029 | 1 | Conventional | WaterHeat | Com - Grocery | Com | ROB and NEW | 0 | 1000 sqft2 of floor space | 1000 sqft served | 20 | DEER:Indoor_CFL_Ltg | 0 | 0 | 0 | SWWH006-08 | 101.241 | 2022 | 61.7409 | 2022 | 0 | 0 | SWWH006-08 | Com Small Gas Water Heaters - Panel Upgrade - Hot-Dry ¦ PG&E ¦ Hot-Dry | Com Small Gas Water Heaters - Panel Upgrade - Hot-Dry | 0.59609 | 0.453 | 0.025 | CBSA 2019 | 0 | 2032 | 1 | SWWH006-08
COM-WATERHEAT-FS-PU-12.15 | Com ¦ Com Efficient Tankless Gas Water Heater (0.87 UEF - High Draw) - Panel Upgrade - Hot-Dry ¦ PG&E ¦ Hot-Dry | Com ¦ Com Efficient Tankless Gas Water Heater (0.87 UEF - High Draw) - Panel Upgrade - Hot-Dry | PG&E ¦ Hot-Dry | PG&E | All | Electric & Gas | Tankless Gas WH (0.87 UEF - High Draw) | Efficient |  | 2029 | 1 | Conventional | WaterHeat | Com - Health | Com | ROB and NEW | 0 | 1000 sqft2 of floor space | 1000 sqft served | 20 | DEER:Indoor_CFL_Ltg | 2.4635 | 0.00028296 | -20.4399 | SWWH006-08 | 193.1273 | 2022 | 119.6038 | 2022 | 0 | 0 | SWWH006-08 | Com Small Gas Water Heaters - Panel Upgrade - Hot-Dry ¦ PG&E ¦ Hot-Dry | Com Small Gas Water Heaters - Panel Upgrade - Hot-Dry | 0.52611 | 0.453 | 0.025 | CBSA 2019 | 57.573 | 2032 | 1 | SWWH006-08
COM-WATERHEAT-FS-PU-12.16 | Com ¦ Com Efficient Tankless Gas Water Heater (0.87 UEF - High Draw) - Panel Upgrade - Hot-Dry ¦ PG&E ¦ Hot-Dry | Com ¦ Com Efficient Tankless Gas Water Heater (0.87 UEF - High Draw) - Panel Upgrade - Hot-Dry | PG&E ¦ Hot-Dry | PG&E | All | Electric & Gas | Tankless Gas WH (0.87 UEF - High Draw) | Efficient |  | 2029 | 1 | Conventional | WaterHeat | Com - Lodging | Com | ROB and NEW | 0 | 1000 sqft2 of floor space | 1000 sqft served | 20 | DEER:Indoor_CFL_Ltg | 1.9066 | 0.00022732 | -15.3563 | SWWH006-08 | 121.5174 | 2022 | 75.2557 | 2022 | 0 | 0 | SWWH006-08 | Com Small Gas Water Heaters - Panel Upgrade - Hot-Dry ¦ PG&E ¦ Hot-Dry | Com Small Gas Water Heaters - Panel Upgrade - Hot-Dry | 0.73871 | 0.453 | 0.025 | CBSA 2019 | 151.3948 | 2032 | 1 | SWWH006-08
COM-WATERHEAT-FS-PU-12.17 | Com ¦ Com Efficient Tankless Gas Water Heater (0.87 UEF - High Draw) - Panel Upgrade - Hot-Dry ¦ PG&E ¦ Hot-Dry | Com ¦ Com Efficient Tankless Gas Water Heater (0.87 UEF - High Draw) - Panel Upgrade - Hot-Dry | PG&E ¦ Hot-Dry | PG&E | All | Electric & Gas | Tankless Gas WH (0.87 UEF - High Draw) | Efficient |  | 2029 | 1 | Conventional | WaterHeat | Com - Office (Large) | Com | ROB and NEW | 0 | 1000 sqft2 of floor space | 1000 sqft served | 20 | DEER:Indoor_CFL_Ltg | 0.23911 | 1.1584e-05 | -2.2477 | SWWH006-08 | 39.6763 | 2022 | 24.5716 | 2022 | 0 | 0 | SWWH006-08 | Com Small Gas Water Heaters - Panel Upgrade - Hot-Dry ¦ PG&E ¦ Hot-Dry | Com Small Gas Water Heaters - Panel Upgrade - Hot-Dry | 0.46177 | 0.453 | 0.025 | CBSA 2019 | 10.0697 | 2032 | 1 | SWWH006-08
COM-WATERHEAT-FS-PU-12.18 | Com ¦ Com Efficient Tankless Gas Water Heater (0.87 UEF - High Draw) - Panel Upgrade - Hot-Dry ¦ PG&E ¦ Hot-Dry | Com ¦ Com Efficient Tankless Gas Water Heater (0.87 UEF - High Draw) - Panel Upgrade - Hot-Dry | PG&E ¦ Hot-Dry | PG&E | All | Electric & Gas | Tankless Gas WH (0.87 UEF - High Draw) | Efficient |  | 2029 | 1 | Conventional | WaterHeat | Com - Office (Small) | Com | ROB and NEW | 0 | 1000 sqft2 of floor space | 1000 sqft served | 20 | DEER:Indoor_CFL_Ltg | 0.21892 | 1.7854e-06 | -2.1042 | SWWH006-08 | 39.6763 | 2022 | 24.5716 | 2022 | 0 | 0 | SWWH006-08 | Com Small Gas Water Heaters - Panel Upgrade - Hot-Dry ¦ PG&E ¦ Hot-Dry | Com Small Gas Water Heaters - Panel Upgrade - Hot-Dry | 0.46177 | 0.453 | 0.025 | CBSA 2019 | 4.1556 | 2032 | 1 | SWWH006-08
COM-WATERHEAT-FS-PU-12.19 | Com ¦ Com Efficient Tankless Gas Water Heater (0.87 UEF - High Draw) - Panel Upgrade - Hot-Dry ¦ PG&E ¦ Hot-Dry | Com ¦ Com Efficient Tankless Gas Water Heater (0.87 UEF - High Draw) - Panel Upgrade - Hot-Dry | PG&E ¦ Hot-Dry | PG&E | All | Electric & Gas | Tankless Gas WH (0.87 UEF - High Draw) | Efficient |  | 2029 | 1 | Conventional | WaterHeat | Com - Other | Com | ROB and NEW | 0 | 1000 sqft2 of floor space | 1000 sqft served | 20 | DEER:Indoor_CFL_Ltg | 2.8345 | 0.00042057 | -24.8297 | SWWH006-08 | 328.145 | 2022 | 203.2203 | 2022 | 0 | 0 | SWWH006-08 | Com Small Gas Water Heaters - Panel Upgrade - Hot-Dry ¦ PG&E ¦ Hot-Dry | Com Small Gas Water Heaters - Panel Upgrade - Hot-Dry | 0.5433 | 0.453 | 0.025 | CBSA 2019 | 112.1657 | 2032 | 1 | SWWH006-08
COM-WATERHEAT-FS-PU-12.20 | Com ¦ Com Efficient Tankless Gas Water Heater (0.87 UEF - High Draw) - Panel Upgrade - Hot-Dry ¦ PG&E ¦ Hot-Dry | Com ¦ Com Efficient Tankless Gas Water Heater (0.87 UEF - High Draw) - Panel Upgrade - Hot-Dry | PG&E ¦ Hot-Dry | PG&E | All | Electric & Gas | Tankless Gas WH (0.87 UEF - High Draw) | Efficient |  | 2029 | 1 | Conventional | WaterHeat | Com - Refrig. Warehouse | Com | ROB and NEW | 0 | 1000 sqft2 of floor space | 1000 sqft served | 20 | DEER:Indoor_CFL_Ltg | 0.24816 | 2.0074e-05 | -2.0418 | SWWH006-08 | 18.3463 | 2022 | 11.3619 | 2022 | 0 | 0 | SWWH006-08 | Com Small Gas Water Heaters - Panel Upgrade - Hot-Dry ¦ PG&E ¦ Hot-Dry | Com Small Gas Water Heaters - Panel Upgrade - Hot-Dry | 0.22621 | 0.453 | 0.025 | CBSA 2019 | 1.5285 | 2032 | 1 | SWWH006-08
COM-WATERHEAT-FS-PU-12.21 | Com ¦ Com Efficient Tankless Gas Water Heater (0.87 UEF - High Draw) - Panel Upgrade - Hot-Dry ¦ PG&E ¦ Hot-Dry | Com ¦ Com Efficient Tankless Gas Water Heater (0.87 UEF - High Draw) - Panel Upgrade - Hot-Dry | PG&E ¦ Hot-Dry | PG&E | All | Electric & Gas | Tankless Gas WH (0.87 UEF - High Draw) | Efficient |  | 2029 | 1 | Conventional | WaterHeat | Com - Restaurant | Com | ROB and NEW | 0 | 1000 sqft2 of floor space | 1000 sqft served | 20 | DEER:Indoor_CFL_Ltg | 10.6676 | 0.0020038 | -100.1634 | SWWH006-08 | 1718.7686 | 2022 | 1064.4341 | 2022 | 0 | 0 | SWWH006-08 | Com Small Gas Water Heaters - Panel Upgrade - Hot-Dry ¦ PG&E ¦ Hot-Dry | Com Small Gas Water Heaters - Panel Upgrade - Hot-Dry | 0.79319 | 0.453 | 0.025 | CBSA 2019 | 75.0569 | 2032 | 1 | SWWH006-08
COM-WATERHEAT-FS-PU-12.22 | Com ¦ Com Efficient Tankless Gas Water Heater (0.87 UEF - High Draw) - Panel Upgrade - Hot-Dry ¦ PG&E ¦ Hot-Dry | Com ¦ Com Efficient Tankless Gas Water Heater (0.87 UEF - High Draw) - Panel Upgrade - Hot-Dry | PG&E ¦ Hot-Dry | PG&E | All | Electric & Gas | Tankless Gas WH (0.87 UEF - High Draw) | Efficient |  | 2029 | 1 | Conventional | WaterHeat | Com - Retail | Com | ROB and NEW | 0 | 1000 sqft2 of floor space | 1000 sqft served | 20 | DEER:Indoor_CFL_Ltg | 0.15788 | 2.3891e-05 | -1.4691 | SWWH006-08 | 24.5755 | 2022 | 15.2196 | 2022 | 0 | 0 | SWWH006-08 | Com Small Gas Water Heaters - Panel Upgrade - Hot-Dry ¦ PG&E ¦ Hot-Dry | Com Small Gas Water Heaters - Panel Upgrade - Hot-Dry | 0.40063 | 0.453 | 0.025 | CBSA 2019 | 7.2033 | 2032 | 1 | SWWH006-08
COM-WATERHEAT-FS-PU-12.23 | Com ¦ Com Efficient Tankless Gas Water Heater (0.87 UEF - High Draw) - Panel Upgrade - Hot-Dry ¦ PG&E ¦ Hot-Dry | Com ¦ Com Efficient Tankless Gas Water Heater (0.87 UEF - High Draw) - Panel Upgrade - Hot-Dry | PG&E ¦ Hot-Dry | PG&E | All | Electric & Gas | Tankless Gas WH (0.87 UEF - High Draw) | Efficient |  | 2029 | 1 | Conventional | WaterHeat | Com - School | Com | ROB and NEW | 0 | 1000 sqft2 of floor space | 1000 sqft served | 20 | DEER:Indoor_CFL_Ltg | 0.85671 | 0 | -8.8459 | SWWH006-08 | 202.4375 | 2022 | 125.3696 | 2022 | 0 | 0 | SWWH006-08 | Com Small Gas Water Heaters - Panel Upgrade - Hot-Dry ¦ PG&E ¦ Hot-Dry | Com Small Gas Water Heaters - Panel Upgrade - Hot-Dry | 0.76922 | 0.453 | 0.025 | CBSA 2019 | 20.0694 | 2032 | 1 | SWWH006-08
COM-WATERHEAT-FS-PU-12.24 | Com ¦ Com Efficient Tankless Gas Water Heater (0.87 UEF - High Draw) - Panel Upgrade - Hot-Dry ¦ PG&E ¦ Hot-Dry | Com ¦ Com Efficient Tankless Gas Water Heater (0.87 UEF - High Draw) - Panel Upgrade - Hot-Dry | PG&E ¦ Hot-Dry | PG&E | All | Electric & Gas | Tankless Gas WH (0.87 UEF - High Draw) | Efficient |  | 2029 | 1 | Conventional | WaterHeat | Com - Warehouse | Com | ROB and NEW | 0 | 1000 sqft2 of floor space | 1000 sqft served | 20 | DEER:Indoor_CFL_Ltg | 0.025405 | 8.2064e-07 | -0.23342 | SWWH006-08 | 3.6693 | 2022 | 2.2724 | 2022 | 0 | 0 | SWWH006-08 | Com Small Gas Water Heaters - Panel Upgrade - Hot-Dry ¦ PG&E ¦ Hot-Dry | Com Small Gas Water Heaters - Panel Upgrade - Hot-Dry | 0.1976 | 0.453 | 0.025 | CBSA 2019 | 0.97634 | 2032 | 1 | SWWH006-08
COM-WATERHEAT-FS-PU-12.25 | Com ¦ Com Efficient Tankless Gas Water Heater (0.87 UEF - High Draw) - Panel Upgrade - Cold ¦ PG&E ¦ Cold | Com ¦ Com Efficient Tankless Gas Water Heater (0.87 UEF - High Draw) - Panel Upgrade - Cold | PG&E ¦ Cold | PG&E | All | Electric & Gas | Tankless Gas WH (0.87 UEF - High Draw) | Efficient |  | 2029 | 1 | Conventional | WaterHeat | Com - College | Com | ROB and NEW | 0 | 1000 sqft2 of floor space | 1000 sqft served | 20 | DEER:Indoor_CFL_Ltg | 1.9209 | 0.00020461 | -17.3028 | SWWH006-08 | 255.009 | 2022 | 157.9272 | 2022 | 0 | 0 | SWWH006-08 | Com Small Gas Water Heaters - Panel Upgrade - Cold ¦ PG&E ¦ Cold | Com Small Gas Water Heaters - Panel Upgrade - Cold | 0.74815 | 0.453 | 0.025 | CBSA 2019 | 56.931 | 2032 | 1 | SWWH006-08
COM-WATERHEAT-FS-PU-12.26 | Com ¦ Com Efficient Tankless Gas Water Heater (0.87 UEF - High Draw) - Panel Upgrade - Cold ¦ PG&E ¦ Cold | Com ¦ Com Efficient Tankless Gas Water Heater (0.87 UEF - High Draw) - Panel Upgrade - Cold | PG&E ¦ Cold | PG&E | All | Electric & Gas | Tankless Gas WH (0.87 UEF - High Draw) | Efficient |  | 2029 | 1 | Conventional | WaterHeat | Com - Grocery | Com | ROB and NEW | 0 | 1000 sqft2 of floor space | 1000 sqft served | 20 | DEER:Indoor_CFL_Ltg | 0 | 0 | 0 | SWWH006-08 | 202.482 | 2022 | 123.4818 | 2022 | 0 | 0 | SWWH006-08 | Com Small Gas Water Heaters - Panel Upgrade - Cold ¦ PG&E ¦ Cold | Com Small Gas Water Heaters - Panel Upgrade - Cold | 0.59609 | 0.453 | 0.025 | CBSA 2019 | 0 | 2032 | 1 | SWWH006-08
COM-WATERHEAT-FS-PU-12.27 | Com ¦ Com Efficient Tankless Gas Water Heater (0.87 UEF - High Draw) - Panel Upgrade - Cold ¦ PG&E ¦ Cold | Com ¦ Com Efficient Tankless Gas Water Heater (0.87 UEF - High Draw) - Panel Upgrade - Cold | PG&E ¦ Cold | PG&E | All | Electric & Gas | Tankless Gas WH (0.87 UEF - High Draw) | Efficient |  | 2029 | 1 | Conventional | WaterHeat | Com - Health | Com | ROB and NEW | 0 | 1000 sqft2 of floor space | 1000 sqft served | 20 | DEER:Indoor_CFL_Ltg | 5.5399 | 0.00063849 | -45.1499 | SWWH006-08 | 386.2546 | 2022 | 239.2076 | 2022 | 0 | 0 | SWWH006-08 | Com Small Gas Water Heaters - Panel Upgrade - Cold ¦ PG&E ¦ Cold | Com Small Gas Water Heaters - Panel Upgrade - Cold | 0.52611 | 0.453 | 0.025 | CBSA 2019 | 127.1671 | 2032 | 1 | SWWH006-08
COM-WATERHEAT-FS-PU-12.28 | Com ¦ Com Efficient Tankless Gas Water Heater (0.87 UEF - High Draw) - Panel Upgrade - Cold ¦ PG&E ¦ Cold | Com ¦ Com Efficient Tankless Gas Water Heater (0.87 UEF - High Draw) - Panel Upgrade - Cold | PG&E ¦ Cold | PG&E | All | Electric & Gas | Tankless Gas WH (0.87 UEF - High Draw) | Efficient |  | 2029 | 1 | Conventional | WaterHeat | Com - Lodging | Com | ROB and NEW | 0 | 1000 sqft2 of floor space | 1000 sqft served | 20 | DEER:Indoor_CFL_Ltg | 4.2619 | 0.00051584 | -34.0129 | SWWH006-08 | 243.0347 | 2022 | 150.5115 | 2022 | 0 | 0 | SWWH006-08 | Com Small Gas Water Heaters - Panel Upgrade - Cold ¦ PG&E ¦ Cold | Com Small Gas Water Heaters - Panel Upgrade - Cold | 0.73871 | 0.453 | 0.025 | CBSA 2019 | 335.3192 | 2032 | 1 | SWWH006-08
COM-WATERHEAT-FS-PU-12.29 | Com ¦ Com Efficient Tankless Gas Water Heater (0.87 UEF - High Draw) - Panel Upgrade - Cold ¦ PG&E ¦ Cold | Com ¦ Com Efficient Tankless Gas Water Heater (0.87 UEF - High Draw) - Panel Upgrade - Cold | PG&E ¦ Cold | PG&E | All | Electric & Gas | Tankless Gas WH (0.87 UEF - High Draw) | Efficient |  | 2029 | 1 | Conventional | WaterHeat | Com - Office (Large) | Com | ROB and NEW | 0 | 1000 sqft2 of floor space | 1000 sqft served | 20 | DEER:Indoor_CFL_Ltg | 0.53667 | 2.6249e-05 | -4.9098 | SWWH006-08 | 79.3527 | 2022 | 49.1432 | 2022 | 0 | 0 | SWWH006-08 | Com Small Gas Water Heaters - Panel Upgrade - Cold ¦ PG&E ¦ Cold | Com Small Gas Water Heaters - Panel Upgrade - Cold | 0.46177 | 0.453 | 0.025 | CBSA 2019 | 21.9949 | 2032 | 1 | SWWH006-08
COM-WATERHEAT-FS-PU-12.30 | Com ¦ Com Efficient Tankless Gas Water Heater (0.87 UEF - High Draw) - Panel Upgrade - Cold ¦ PG&E ¦ Cold | Com ¦ Com Efficient Tankless Gas Water Heater (0.87 UEF - High Draw) - Panel Upgrade - Cold | PG&E ¦ Cold | PG&E | All | Electric & Gas | Tankless Gas WH (0.87 UEF - High Draw) | Efficient |  | 2029 | 1 | Conventional | WaterHeat | Com - Office (Small) | Com | ROB and NEW | 0 | 1000 sqft2 of floor space | 1000 sqft served | 20 | DEER:Indoor_CFL_Ltg | 0.4931 | 4.0383e-06 | -4.5803 | SWWH006-08 | 79.3527 | 2022 | 49.1432 | 2022 | 0 | 0 | SWWH006-08 | Com Small Gas Water Heaters - Panel Upgrade - Cold ¦ PG&E ¦ Cold | Com Small Gas Water Heaters - Panel Upgrade - Cold | 0.46177 | 0.453 | 0.025 | CBSA 2019 | 9.0449 | 2032 | 1 | SWWH006-08
COM-WATERHEAT-FS-PU-12.31 | Com ¦ Com Efficient Tankless Gas Water Heater (0.87 UEF - High Draw) - Panel Upgrade - Cold ¦ PG&E ¦ Cold | Com ¦ Com Efficient Tankless Gas Water Heater (0.87 UEF - High Draw) - Panel Upgrade - Cold | PG&E ¦ Cold | PG&E | All | Electric & Gas | Tankless Gas WH (0.87 UEF - High Draw) | Efficient |  | 2029 | 1 | Conventional | WaterHeat | Com - Other | Com | ROB and NEW | 0 | 1000 sqft2 of floor space | 1000 sqft served | 20 | DEER:Indoor_CFL_Ltg | 6.3634 | 0.00095803 | -54.5814 | SWWH006-08 | 656.29 | 2022 | 406.4407 | 2022 | 0 | 0 | SWWH006-08 | Com Small Gas Water Heaters - Panel Upgrade - Cold ¦ PG&E ¦ Cold | Com Small Gas Water Heaters - Panel Upgrade - Cold | 0.5433 | 0.453 | 0.025 | CBSA 2019 | 246.5514 | 2032 | 1 | SWWH006-08
COM-WATERHEAT-FS-PU-12.32 | Com ¦ Com Efficient Tankless Gas Water Heater (0.87 UEF - High Draw) - Panel Upgrade - Cold ¦ PG&E ¦ Cold | Com ¦ Com Efficient Tankless Gas Water Heater (0.87 UEF - High Draw) - Panel Upgrade - Cold | PG&E ¦ Cold | PG&E | All | Electric & Gas | Tankless Gas WH (0.87 UEF - High Draw) | Efficient |  | 2029 | 1 | Conventional | WaterHeat | Com - Refrig. Warehouse | Com | ROB and NEW | 0 | 1000 sqft2 of floor space | 1000 sqft served | 20 | DEER:Indoor_CFL_Ltg | 0.55528 | 4.5651e-05 | -4.516 | SWWH006-08 | 36.6927 | 2022 | 22.7238 | 2022 | 0 | 0 | SWWH006-08 | Com Small Gas Water Heaters - Panel Upgrade - Cold ¦ PG&E ¦ Cold | Com Small Gas Water Heaters - Panel Upgrade - Cold | 0.22621 | 0.453 | 0.025 | CBSA 2019 | 3.3806 | 2032 | 1 | SWWH006-08
COM-WATERHEAT-FS-PU-12.33 | Com ¦ Com Efficient Tankless Gas Water Heater (0.87 UEF - High Draw) - Panel Upgrade - Cold ¦ PG&E ¦ Cold | Com ¦ Com Efficient Tankless Gas Water Heater (0.87 UEF - High Draw) - Panel Upgrade - Cold | PG&E ¦ Cold | PG&E | All | Electric & Gas | Tankless Gas WH (0.87 UEF - High Draw) | Efficient |  | 2029 | 1 | Conventional | WaterHeat | Com - Restaurant | Com | ROB and NEW | 0 | 1000 sqft2 of floor space | 1000 sqft served | 20 | DEER:Indoor_CFL_Ltg | 23.9431 | 0.0045293 | -218.6602 | SWWH006-08 | 3437.5372 | 2022 | 2128.8682 | 2022 | 0 | 0 | SWWH006-08 | Com Small Gas Water Heaters - Panel Upgrade - Cold ¦ PG&E ¦ Cold | Com Small Gas Water Heaters - Panel Upgrade - Cold | 0.79319 | 0.453 | 0.025 | CBSA 2019 | 163.8402 | 2032 | 1 | SWWH006-08
COM-WATERHEAT-FS-PU-12.34 | Com ¦ Com Efficient Tankless Gas Water Heater (0.87 UEF - High Draw) - Panel Upgrade - Cold ¦ PG&E ¦ Cold | Com ¦ Com Efficient Tankless Gas Water Heater (0.87 UEF - High Draw) - Panel Upgrade - Cold | PG&E ¦ Cold | PG&E | All | Electric & Gas | Tankless Gas WH (0.87 UEF - High Draw) | Efficient |  | 2029 | 1 | Conventional | WaterHeat | Com - Retail | Com | ROB and NEW | 0 | 1000 sqft2 of floor space | 1000 sqft served | 20 | DEER:Indoor_CFL_Ltg | 0.35395 | 5.4192e-05 | -3.2162 | SWWH006-08 | 49.151 | 2022 | 30.4392 | 2022 | 0 | 0 | SWWH006-08 | Com Small Gas Water Heaters - Panel Upgrade - Cold ¦ PG&E ¦ Cold | Com Small Gas Water Heaters - Panel Upgrade - Cold | 0.40063 | 0.453 | 0.025 | CBSA 2019 | 15.7674 | 2032 | 1 | SWWH006-08
COM-WATERHEAT-FS-PU-12.35 | Com ¦ Com Efficient Tankless Gas Water Heater (0.87 UEF - High Draw) - Panel Upgrade - Cold ¦ PG&E ¦ Cold | Com ¦ Com Efficient Tankless Gas Water Heater (0.87 UEF - High Draw) - Panel Upgrade - Cold | PG&E ¦ Cold | PG&E | All | Electric & Gas | Tankless Gas WH (0.87 UEF - High Draw) | Efficient |  | 2029 | 1 | Conventional | WaterHeat | Com - School | Com | ROB and NEW | 0 | 1000 sqft2 of floor space | 1000 sqft served | 20 | DEER:Indoor_CFL_Ltg | 1.9195 | 0 | -19.1557 | SWWH006-08 | 404.875 | 2022 | 250.7392 | 2022 | 0 | 0 | SWWH006-08 | Com Small Gas Water Heaters - Panel Upgrade - Cold ¦ PG&E ¦ Cold | Com Small Gas Water Heaters - Panel Upgrade - Cold | 0.76922 | 0.453 | 0.025 | CBSA 2019 | 43.4498 | 2032 | 1 | SWWH006-08
COM-WATERHEAT-FS-PU-12.36 | Com ¦ Com Efficient Tankless Gas Water Heater (0.87 UEF - High Draw) - Panel Upgrade - Cold ¦ PG&E ¦ Cold | Com ¦ Com Efficient Tankless Gas Water Heater (0.87 UEF - High Draw) - Panel Upgrade - Cold | PG&E ¦ Cold | PG&E | All | Electric & Gas | Tankless Gas WH (0.87 UEF - High Draw) | Efficient |  | 2029 | 1 | Conventional | WaterHeat | Com - Warehouse | Com | ROB and NEW | 0 | 1000 sqft2 of floor space | 1000 sqft served | 20 | DEER:Indoor_CFL_Ltg | 0.057101 | 1.8673e-06 | -0.51106 | SWWH006-08 | 7.3385 | 2022 | 4.5448 | 2022 | 0 | 0 | SWWH006-08 | Com Small Gas Water Heaters - Panel Upgrade - Cold ¦ PG&E ¦ Cold | Com Small Gas Water Heaters - Panel Upgrade - Cold | 0.1976 | 0.453 | 0.025 | CBSA 2019 | 2.1372 | 2032 | 1 | SWWH006-08
COM-WATERHEAT-FS-PU-12.37 | Com ¦ Com Efficient Tankless Gas Water Heater (0.87 UEF - High Draw) - Panel Upgrade - Marine ¦ SCG ¦ Marine | Com ¦ Com Efficient Tankless Gas Water Heater (0.87 UEF - High Draw) - Panel Upgrade - Marine | SCG ¦ Marine | SCG | All | Electric & Gas | Tankless Gas WH (0.87 UEF - High Draw) | Efficient |  | 2029 | 1 | Conventional | WaterHeat | Com - College | Com | ROB and NEW | 0 | 1000 sqft2 of floor space | 1000 sqft served | 20 | DEER:Indoor_CFL_Ltg | 1.6503 | 0.00042728 | -15.4409 | SWWH006-08 | 255.009 | 2022 | 157.9272 | 2022 | 0 | 0 | SWWH006-08 | Com Small Gas Water Heaters - Panel Upgrade - Marine ¦ SCG ¦ Marine | Com Small Gas Water Heaters - Panel Upgrade - Marine | 0.74815 | 0.453 | 0.025 | CBSA 2019 | 50.8094 | 2032 | 1 | SWWH006-08
COM-WATERHEAT-FS-PU-12.38 | Com ¦ Com Efficient Tankless Gas Water Heater (0.87 UEF - High Draw) - Panel Upgrade - Marine ¦ SCG ¦ Marine | Com ¦ Com Efficient Tankless Gas Water Heater (0.87 UEF - High Draw) - Panel Upgrade - Marine | SCG ¦ Marine | SCG | All | Electric & Gas | Tankless Gas WH (0.87 UEF - High Draw) | Efficient |  | 2029 | 1 | Conventional | WaterHeat | Com - Grocery | Com | ROB and NEW | 0 | 1000 sqft2 of floor space | 1000 sqft served | 20 | DEER:Indoor_CFL_Ltg | 0 | 0 | 0 | SWWH006-08 | 202.482 | 2022 | 123.4818 | 2022 | 0 | 0 | SWWH006-08 | Com Small Gas Water Heaters - Panel Upgrade - Marine ¦ SCG ¦ Marine | Com Small Gas Water Heaters - Panel Upgrade - Marine | 0.59609 | 0.453 | 0.025 | CBSA 2019 | 0 | 2032 | 1 | SWWH006-08
COM-WATERHEAT-FS-PU-12.39 | Com ¦ Com Efficient Tankless Gas Water Heater (0.87 UEF - High Draw) - Panel Upgrade - Marine ¦ SCG ¦ Marine | Com ¦ Com Efficient Tankless Gas Water Heater (0.87 UEF - High Draw) - Panel Upgrade - Marine | SCG ¦ Marine | SCG | All | Electric & Gas | Tankless Gas WH (0.87 UEF - High Draw) | Efficient |  | 2029 | 1 | Conventional | WaterHeat | Com - Health | Com | ROB and NEW | 0 | 1000 sqft2 of floor space | 1000 sqft served | 20 | DEER:Indoor_CFL_Ltg | 4.7865 | 0.00056681 | -39.9126 | SWWH006-08 | 386.2546 | 2022 | 239.2076 | 2022 | 0 | 0 | SWWH006-08 | Com Small Gas Water Heaters - Panel Upgrade - Marine ¦ SCG ¦ Marine | Com Small Gas Water Heaters - Panel Upgrade - Marine | 0.52611 | 0.453 | 0.025 | CBSA 2019 | 112.4231 | 2032 | 1 | SWWH006-08
COM-WATERHEAT-FS-PU-12.40 | Com ¦ Com Efficient Tankless Gas Water Heater (0.87 UEF - High Draw) - Panel Upgrade - Marine ¦ SCG ¦ Marine | Com ¦ Com Efficient Tankless Gas Water Heater (0.87 UEF - High Draw) - Panel Upgrade - Marine | SCG ¦ Marine | SCG | All | Electric & Gas | Tankless Gas WH (0.87 UEF - High Draw) | Efficient |  | 2029 | 1 | Conventional | WaterHeat | Com - Lodging | Com | ROB and NEW | 0 | 1000 sqft2 of floor space | 1000 sqft served | 20 | DEER:Indoor_CFL_Ltg | 3.6851 | 0.0004578 | -30.1002 | SWWH006-08 | 243.0347 | 2022 | 150.5115 | 2022 | 0 | 0 | SWWH006-08 | Com Small Gas Water Heaters - Panel Upgrade - Marine ¦ SCG ¦ Marine | Com Small Gas Water Heaters - Panel Upgrade - Marine | 0.73871 | 0.453 | 0.025 | CBSA 2019 | 296.7592 | 2032 | 1 | SWWH006-08
COM-WATERHEAT-FS-PU-12.41 | Com ¦ Com Efficient Tankless Gas Water Heater (0.87 UEF - High Draw) - Panel Upgrade - Marine ¦ SCG ¦ Marine | Com ¦ Com Efficient Tankless Gas Water Heater (0.87 UEF - High Draw) - Panel Upgrade - Marine | SCG ¦ Marine | SCG | All | Electric & Gas | Tankless Gas WH (0.87 UEF - High Draw) | Efficient |  | 2029 | 1 | Conventional | WaterHeat | Com - Office (Large) | Com | ROB and NEW | 0 | 1000 sqft2 of floor space | 1000 sqft served | 20 | DEER:Indoor_CFL_Ltg | 0.46335 | 2.3274e-05 | -4.4209 | SWWH006-08 | 79.3527 | 2022 | 49.1432 | 2022 | 0 | 0 | SWWH006-08 | Com Small Gas Water Heaters - Panel Upgrade - Marine ¦ SCG ¦ Marine | Com Small Gas Water Heaters - Panel Upgrade - Marine | 0.46177 | 0.453 | 0.025 | CBSA 2019 | 19.8069 | 2032 | 1 | SWWH006-08
COM-WATERHEAT-FS-PU-12.42 | Com ¦ Com Efficient Tankless Gas Water Heater (0.87 UEF - High Draw) - Panel Upgrade - Marine ¦ SCG ¦ Marine | Com ¦ Com Efficient Tankless Gas Water Heater (0.87 UEF - High Draw) - Panel Upgrade - Marine | SCG ¦ Marine | SCG | All | Electric & Gas | Tankless Gas WH (0.87 UEF - High Draw) | Efficient |  | 2029 | 1 | Conventional | WaterHeat | Com - Office (Small) | Com | ROB and NEW | 0 | 1000 sqft2 of floor space | 1000 sqft served | 20 | DEER:Indoor_CFL_Ltg | 0.42509 | 3.5814e-06 | -4.134 | SWWH006-08 | 79.3527 | 2022 | 49.1432 | 2022 | 0 | 0 | SWWH006-08 | Com Small Gas Water Heaters - Panel Upgrade - Marine ¦ SCG ¦ Marine | Com Small Gas Water Heaters - Panel Upgrade - Marine | 0.46177 | 0.453 | 0.025 | CBSA 2019 | 8.1645 | 2032 | 1 | SWWH006-08
COM-WATERHEAT-FS-PU-12.43 | Com ¦ Com Efficient Tankless Gas Water Heater (0.87 UEF - High Draw) - Panel Upgrade - Marine ¦ SCG ¦ Marine | Com ¦ Com Efficient Tankless Gas Water Heater (0.87 UEF - High Draw) - Panel Upgrade - Marine | SCG ¦ Marine | SCG | All | Electric & Gas | Tankless Gas WH (0.87 UEF - High Draw) | Efficient |  | 2029 | 1 | Conventional | WaterHeat | Com - Other | Com | ROB and NEW | 0 | 1000 sqft2 of floor space | 1000 sqft served | 20 | DEER:Indoor_CFL_Ltg | 5.4933 | 0.00084904 | -48.6047 | SWWH006-08 | 656.29 | 2022 | 406.4407 | 2022 | 0 | 0 | SWWH006-08 | Com Small Gas Water Heaters - Panel Upgrade - Marine ¦ SCG ¦ Marine | Com Small Gas Water Heaters - Panel Upgrade - Marine | 0.5433 | 0.453 | 0.025 | CBSA 2019 | 219.573 | 2032 | 1 | SWWH006-08
COM-WATERHEAT-FS-PU-12.44 | Com ¦ Com Efficient Tankless Gas Water Heater (0.87 UEF - High Draw) - Panel Upgrade - Marine ¦ SCG ¦ Marine | Com ¦ Com Efficient Tankless Gas Water Heater (0.87 UEF - High Draw) - Panel Upgrade - Marine | SCG ¦ Marine | SCG | All | Electric & Gas | Tankless Gas WH (0.87 UEF - High Draw) | Efficient |  | 2029 | 1 | Conventional | WaterHeat | Com - Refrig. Warehouse | Com | ROB and NEW | 0 | 1000 sqft2 of floor space | 1000 sqft served | 20 | DEER:Indoor_CFL_Ltg | 0.47912 | 4.0246e-05 | -3.9853 | SWWH006-08 | 36.6927 | 2022 | 22.7238 | 2022 | 0 | 0 | SWWH006-08 | Com Small Gas Water Heaters - Panel Upgrade - Marine ¦ SCG ¦ Marine | Com Small Gas Water Heaters - Panel Upgrade - Marine | 0.22621 | 0.453 | 0.025 | CBSA 2019 | 2.9835 | 2032 | 1 | SWWH006-08
COM-WATERHEAT-FS-PU-12.45 | Com ¦ Com Efficient Tankless Gas Water Heater (0.87 UEF - High Draw) - Panel Upgrade - Marine ¦ SCG ¦ Marine | Com ¦ Com Efficient Tankless Gas Water Heater (0.87 UEF - High Draw) - Panel Upgrade - Marine | SCG ¦ Marine | SCG | All | Electric & Gas | Tankless Gas WH (0.87 UEF - High Draw) | Efficient |  | 2029 | 1 | Conventional | WaterHeat | Com - Restaurant | Com | ROB and NEW | 0 | 1000 sqft2 of floor space | 1000 sqft served | 20 | DEER:Indoor_CFL_Ltg | 20.6907 | 0.0040168 | -196.6439 | SWWH006-08 | 3437.5372 | 2022 | 2128.8682 | 2022 | 0 | 0 | SWWH006-08 | Com Small Gas Water Heaters - Panel Upgrade - Marine ¦ SCG ¦ Marine | Com Small Gas Water Heaters - Panel Upgrade - Marine | 0.79319 | 0.453 | 0.025 | CBSA 2019 | 147.3585 | 2032 | 1 | SWWH006-08
COM-WATERHEAT-FS-PU-12.46 | Com ¦ Com Efficient Tankless Gas Water Heater (0.87 UEF - High Draw) - Panel Upgrade - Marine ¦ SCG ¦ Marine | Com ¦ Com Efficient Tankless Gas Water Heater (0.87 UEF - High Draw) - Panel Upgrade - Marine | SCG ¦ Marine | SCG | All | Electric & Gas | Tankless Gas WH (0.87 UEF - High Draw) | Efficient |  | 2029 | 1 | Conventional | WaterHeat | Com - Retail | Com | ROB and NEW | 0 | 1000 sqft2 of floor space | 1000 sqft served | 20 | DEER:Indoor_CFL_Ltg | 0.30549 | 4.7888e-05 | -2.8822 | SWWH006-08 | 49.151 | 2022 | 30.4392 | 2022 | 0 | 0 | SWWH006-08 | Com Small Gas Water Heaters - Panel Upgrade - Marine ¦ SCG ¦ Marine | Com Small Gas Water Heaters - Panel Upgrade - Marine | 0.40063 | 0.453 | 0.025 | CBSA 2019 | 14.134 | 2032 | 1 | SWWH006-08
COM-WATERHEAT-FS-PU-12.47 | Com ¦ Com Efficient Tankless Gas Water Heater (0.87 UEF - High Draw) - Panel Upgrade - Marine ¦ SCG ¦ Marine | Com ¦ Com Efficient Tankless Gas Water Heater (0.87 UEF - High Draw) - Panel Upgrade - Marine | SCG ¦ Marine | SCG | All | Electric & Gas | Tankless Gas WH (0.87 UEF - High Draw) | Efficient |  | 2029 | 1 | Conventional | WaterHeat | Com - School | Com | ROB and NEW | 0 | 1000 sqft2 of floor space | 1000 sqft served | 20 | DEER:Indoor_CFL_Ltg | 1.6484 | 0.00010899 | -17.3508 | SWWH006-08 | 404.875 | 2022 | 250.7392 | 2022 | 0 | 0 | SWWH006-08 | Com Small Gas Water Heaters - Panel Upgrade - Marine ¦ SCG ¦ Marine | Com Small Gas Water Heaters - Panel Upgrade - Marine | 0.76922 | 0.453 | 0.025 | CBSA 2019 | 39.3706 | 2032 | 1 | SWWH006-08
COM-WATERHEAT-FS-PU-12.48 | Com ¦ Com Efficient Tankless Gas Water Heater (0.87 UEF - High Draw) - Panel Upgrade - Marine ¦ SCG ¦ Marine | Com ¦ Com Efficient Tankless Gas Water Heater (0.87 UEF - High Draw) - Panel Upgrade - Marine | SCG ¦ Marine | SCG | All | Electric & Gas | Tankless Gas WH (0.87 UEF - High Draw) | Efficient |  | 2029 | 1 | Conventional | WaterHeat | Com - Warehouse | Com | ROB and NEW | 0 | 1000 sqft2 of floor space | 1000 sqft served | 20 | DEER:Indoor_CFL_Ltg | 0.049238 | 1.6511e-06 | -0.457 | SWWH006-08 | 7.3385 | 2022 | 4.5448 | 2022 | 0 | 0 | SWWH006-08 | Com Small Gas Water Heaters - Panel Upgrade - Marine ¦ SCG ¦ Marine | Com Small Gas Water Heaters - Panel Upgrade - Marine | 0.1976 | 0.453 | 0.025 | CBSA 2019 | 1.9117 | 2032 | 1 | SWWH006-08
COM-WATERHEAT-FS-PU-12.49 | Com ¦ Com Efficient Tankless Gas Water Heater (0.87 UEF - High Draw) - Panel Upgrade - Hot-Dry ¦ SCG ¦ Hot-Dry | Com ¦ Com Efficient Tankless Gas Water Heater (0.87 UEF - High Draw) - Panel Upgrade - Hot-Dry | SCG ¦ Hot-Dry | SCG | All | Electric & Gas | Tankless Gas WH (0.87 UEF - High Draw) | Efficient |  | 2029 | 1 | Conventional | WaterHeat | Com - College | Com | ROB and NEW | 0 | 1000 sqft2 of floor space | 1000 sqft served | 20 | DEER:Indoor_CFL_Ltg | 0.80914 | 0.00020339 | -7.5838 | SWWH006-08 | 127.5045 | 2022 | 78.9636 | 2022 | 0 | 0 | SWWH006-08 | Com Small Gas Water Heaters - Panel Upgrade - Hot-Dry ¦ SCG ¦ Hot-Dry | Com Small Gas Water Heaters - Panel Upgrade - Hot-Dry | 0.74815 | 0.453 | 0.025 | CBSA 2019 | 24.9553 | 2032 | 1 | SWWH006-08
COM-WATERHEAT-FS-PU-12.50 | Com ¦ Com Efficient Tankless Gas Water Heater (0.87 UEF - High Draw) - Panel Upgrade - Hot-Dry ¦ SCG ¦ Hot-Dry | Com ¦ Com Efficient Tankless Gas Water Heater (0.87 UEF - High Draw) - Panel Upgrade - Hot-Dry | SCG ¦ Hot-Dry | SCG | All | Electric & Gas | Tankless Gas WH (0.87 UEF - High Draw) | Efficient |  | 2029 | 1 | Conventional | WaterHeat | Com - Grocery | Com | ROB and NEW | 0 | 1000 sqft2 of floor space | 1000 sqft served | 20 | DEER:Indoor_CFL_Ltg | 0 | 0 | 0 | SWWH006-08 | 101.241 | 2022 | 61.7409 | 2022 | 0 | 0 | SWWH006-08 | Com Small Gas Water Heaters - Panel Upgrade - Hot-Dry ¦ SCG ¦ Hot-Dry | Com Small Gas Water Heaters - Panel Upgrade - Hot-Dry | 0.59609 | 0.453 | 0.025 | CBSA 2019 | 0 | 2032 | 1 | SWWH006-08
COM-WATERHEAT-FS-PU-12.51 | Com ¦ Com Efficient Tankless Gas Water Heater (0.87 UEF - High Draw) - Panel Upgrade - Hot-Dry ¦ SCG ¦ Hot-Dry | Com ¦ Com Efficient Tankless Gas Water Heater (0.87 UEF - High Draw) - Panel Upgrade - Hot-Dry | SCG ¦ Hot-Dry | SCG | All | Electric & Gas | Tankless Gas WH (0.87 UEF - High Draw) | Efficient |  | 2029 | 1 | Conventional | WaterHeat | Com - Health | Com | ROB and NEW | 0 | 1000 sqft2 of floor space | 1000 sqft served | 20 | DEER:Indoor_CFL_Ltg | 2.3467 | 0.00026807 | -19.5832 | SWWH006-08 | 193.1273 | 2022 | 119.6038 | 2022 | 0 | 0 | SWWH006-08 | Com Small Gas Water Heaters - Panel Upgrade - Hot-Dry ¦ SCG ¦ Hot-Dry | Com Small Gas Water Heaters - Panel Upgrade - Hot-Dry | 0.52611 | 0.453 | 0.025 | CBSA 2019 | 55.1608 | 2032 | 1 | SWWH006-08
COM-WATERHEAT-FS-PU-12.52 | Com ¦ Com Efficient Tankless Gas Water Heater (0.87 UEF - High Draw) - Panel Upgrade - Hot-Dry ¦ SCG ¦ Hot-Dry | Com ¦ Com Efficient Tankless Gas Water Heater (0.87 UEF - High Draw) - Panel Upgrade - Hot-Dry | SCG ¦ Hot-Dry | SCG | All | Electric & Gas | Tankless Gas WH (0.87 UEF - High Draw) | Efficient |  | 2029 | 1 | Conventional | WaterHeat | Com - Lodging | Com | ROB and NEW | 0 | 1000 sqft2 of floor space | 1000 sqft served | 20 | DEER:Indoor_CFL_Ltg | 1.7946 | 0.00021605 | -14.6985 | SWWH006-08 | 121.5174 | 2022 | 75.2557 | 2022 | 0 | 0 | SWWH006-08 | Com Small Gas Water Heaters - Panel Upgrade - Hot-Dry ¦ SCG ¦ Hot-Dry | Com Small Gas Water Heaters - Panel Upgrade - Hot-Dry | 0.73871 | 0.453 | 0.025 | CBSA 2019 | 144.9138 | 2032 | 1 | SWWH006-08
COM-WATERHEAT-FS-PU-12.53 | Com ¦ Com Efficient Tankless Gas Water Heater (0.87 UEF - High Draw) - Panel Upgrade - Hot-Dry ¦ SCG ¦ Hot-Dry | Com ¦ Com Efficient Tankless Gas Water Heater (0.87 UEF - High Draw) - Panel Upgrade - Hot-Dry | SCG ¦ Hot-Dry | SCG | All | Electric & Gas | Tankless Gas WH (0.87 UEF - High Draw) | Efficient |  | 2029 | 1 | Conventional | WaterHeat | Com - Office (Large) | Com | ROB and NEW | 0 | 1000 sqft2 of floor space | 1000 sqft served | 20 | DEER:Indoor_CFL_Ltg | 0.22742 | 1.0999e-05 | -2.1679 | SWWH006-08 | 39.6763 | 2022 | 24.5716 | 2022 | 0 | 0 | SWWH006-08 | Com Small Gas Water Heaters - Panel Upgrade - Hot-Dry ¦ SCG ¦ Hot-Dry | Com Small Gas Water Heaters - Panel Upgrade - Hot-Dry | 0.46177 | 0.453 | 0.025 | CBSA 2019 | 9.713 | 2032 | 1 | SWWH006-08
COM-WATERHEAT-FS-PU-12.54 | Com ¦ Com Efficient Tankless Gas Water Heater (0.87 UEF - High Draw) - Panel Upgrade - Hot-Dry ¦ SCG ¦ Hot-Dry | Com ¦ Com Efficient Tankless Gas Water Heater (0.87 UEF - High Draw) - Panel Upgrade - Hot-Dry | SCG ¦ Hot-Dry | SCG | All | Electric & Gas | Tankless Gas WH (0.87 UEF - High Draw) | Efficient |  | 2029 | 1 | Conventional | WaterHeat | Com - Office (Small) | Com | ROB and NEW | 0 | 1000 sqft2 of floor space | 1000 sqft served | 20 | DEER:Indoor_CFL_Ltg | 0.20829 | 1.695e-06 | -2.0351 | SWWH006-08 | 39.6763 | 2022 | 24.5716 | 2022 | 0 | 0 | SWWH006-08 | Com Small Gas Water Heaters - Panel Upgrade - Hot-Dry ¦ SCG ¦ Hot-Dry | Com Small Gas Water Heaters - Panel Upgrade - Hot-Dry | 0.46177 | 0.453 | 0.025 | CBSA 2019 | 4.0193 | 2032 | 1 | SWWH006-08
COM-WATERHEAT-FS-PU-12.55 | Com ¦ Com Efficient Tankless Gas Water Heater (0.87 UEF - High Draw) - Panel Upgrade - Hot-Dry ¦ SCG ¦ Hot-Dry | Com ¦ Com Efficient Tankless Gas Water Heater (0.87 UEF - High Draw) - Panel Upgrade - Hot-Dry | SCG ¦ Hot-Dry | SCG | All | Electric & Gas | Tankless Gas WH (0.87 UEF - High Draw) | Efficient |  | 2029 | 1 | Conventional | WaterHeat | Com - Other | Com | ROB and NEW | 0 | 1000 sqft2 of floor space | 1000 sqft served | 20 | DEER:Indoor_CFL_Ltg | 2.6895 | 0.00040079 | -23.8629 | SWWH006-08 | 328.145 | 2022 | 203.2203 | 2022 | 0 | 0 | SWWH006-08 | Com Small Gas Water Heaters - Panel Upgrade - Hot-Dry ¦ SCG ¦ Hot-Dry | Com Small Gas Water Heaters - Panel Upgrade - Hot-Dry | 0.5433 | 0.453 | 0.025 | CBSA 2019 | 107.802 | 2032 | 1 | SWWH006-08
COM-WATERHEAT-FS-PU-12.56 | Com ¦ Com Efficient Tankless Gas Water Heater (0.87 UEF - High Draw) - Panel Upgrade - Hot-Dry ¦ SCG ¦ Hot-Dry | Com ¦ Com Efficient Tankless Gas Water Heater (0.87 UEF - High Draw) - Panel Upgrade - Hot-Dry | SCG ¦ Hot-Dry | SCG | All | Electric & Gas | Tankless Gas WH (0.87 UEF - High Draw) | Efficient |  | 2029 | 1 | Conventional | WaterHeat | Com - Refrig. Warehouse | Com | ROB and NEW | 0 | 1000 sqft2 of floor space | 1000 sqft served | 20 | DEER:Indoor_CFL_Ltg | 0.23514 | 1.9066e-05 | -1.9533 | SWWH006-08 | 18.3463 | 2022 | 11.3619 | 2022 | 0 | 0 | SWWH006-08 | Com Small Gas Water Heaters - Panel Upgrade - Hot-Dry ¦ SCG ¦ Hot-Dry | Com Small Gas Water Heaters - Panel Upgrade - Hot-Dry | 0.22621 | 0.453 | 0.025 | CBSA 2019 | 1.4623 | 2032 | 1 | SWWH006-08
COM-WATERHEAT-FS-PU-12.57 | Com ¦ Com Efficient Tankless Gas Water Heater (0.87 UEF - High Draw) - Panel Upgrade - Hot-Dry ¦ SCG ¦ Hot-Dry | Com ¦ Com Efficient Tankless Gas Water Heater (0.87 UEF - High Draw) - Panel Upgrade - Hot-Dry | SCG ¦ Hot-Dry | SCG | All | Electric & Gas | Tankless Gas WH (0.87 UEF - High Draw) | Efficient |  | 2029 | 1 | Conventional | WaterHeat | Com - Restaurant | Com | ROB and NEW | 0 | 1000 sqft2 of floor space | 1000 sqft served | 20 | DEER:Indoor_CFL_Ltg | 10.1402 | 0.0019041 | -96.2706 | SWWH006-08 | 1718.7686 | 2022 | 1064.4341 | 2022 | 0 | 0 | SWWH006-08 | Com Small Gas Water Heaters - Panel Upgrade - Hot-Dry ¦ SCG ¦ Hot-Dry | Com Small Gas Water Heaters - Panel Upgrade - Hot-Dry | 0.79319 | 0.453 | 0.025 | CBSA 2019 | 72.1418 | 2032 | 1 | SWWH006-08
COM-WATERHEAT-FS-PU-12.58 | Com ¦ Com Efficient Tankless Gas Water Heater (0.87 UEF - High Draw) - Panel Upgrade - Hot-Dry ¦ SCG ¦ Hot-Dry | Com ¦ Com Efficient Tankless Gas Water Heater (0.87 UEF - High Draw) - Panel Upgrade - Hot-Dry | SCG ¦ Hot-Dry | SCG | All | Electric & Gas | Tankless Gas WH (0.87 UEF - High Draw) | Efficient |  | 2029 | 1 | Conventional | WaterHeat | Com - Retail | Com | ROB and NEW | 0 | 1000 sqft2 of floor space | 1000 sqft served | 20 | DEER:Indoor_CFL_Ltg | 0.14969 | 2.2744e-05 | -1.4164 | SWWH006-08 | 24.5755 | 2022 | 15.2196 | 2022 | 0 | 0 | SWWH006-08 | Com Small Gas Water Heaters - Panel Upgrade - Hot-Dry ¦ SCG ¦ Hot-Dry | Com Small Gas Water Heaters - Panel Upgrade - Hot-Dry | 0.40063 | 0.453 | 0.025 | CBSA 2019 | 6.9462 | 2032 | 1 | SWWH006-08
COM-WATERHEAT-FS-PU-12.59 | Com ¦ Com Efficient Tankless Gas Water Heater (0.87 UEF - High Draw) - Panel Upgrade - Hot-Dry ¦ SCG ¦ Hot-Dry | Com ¦ Com Efficient Tankless Gas Water Heater (0.87 UEF - High Draw) - Panel Upgrade - Hot-Dry | SCG ¦ Hot-Dry | SCG | All | Electric & Gas | Tankless Gas WH (0.87 UEF - High Draw) | Efficient |  | 2029 | 1 | Conventional | WaterHeat | Com - School | Com | ROB and NEW | 0 | 1000 sqft2 of floor space | 1000 sqft served | 20 | DEER:Indoor_CFL_Ltg | 0.80791 | 5.1782e-05 | -8.5398 | SWWH006-08 | 202.4375 | 2022 | 125.3696 | 2022 | 0 | 0 | SWWH006-08 | Com Small Gas Water Heaters - Panel Upgrade - Hot-Dry ¦ SCG ¦ Hot-Dry | Com Small Gas Water Heaters - Panel Upgrade - Hot-Dry | 0.76922 | 0.453 | 0.025 | CBSA 2019 | 19.3783 | 2032 | 1 | SWWH006-08
COM-WATERHEAT-FS-PU-12.60 | Com ¦ Com Efficient Tankless Gas Water Heater (0.87 UEF - High Draw) - Panel Upgrade - Hot-Dry ¦ SCG ¦ Hot-Dry | Com ¦ Com Efficient Tankless Gas Water Heater (0.87 UEF - High Draw) - Panel Upgrade - Hot-Dry | SCG ¦ Hot-Dry | SCG | All | Electric & Gas | Tankless Gas WH (0.87 UEF - High Draw) | Efficient |  | 2029 | 1 | Conventional | WaterHeat | Com - Warehouse | Com | ROB and NEW | 0 | 1000 sqft2 of floor space | 1000 sqft served | 20 | DEER:Indoor_CFL_Ltg | 0.024128 | 7.8133e-07 | -0.22408 | SWWH006-08 | 3.6693 | 2022 | 2.2724 | 2022 | 0 | 0 | SWWH006-08 | Com Small Gas Water Heaters - Panel Upgrade - Hot-Dry ¦ SCG ¦ Hot-Dry | Com Small Gas Water Heaters - Panel Upgrade - Hot-Dry | 0.1976 | 0.453 | 0.025 | CBSA 2019 | 0.93737 | 2032 | 1 | SWWH006-08
COM-WATERHEAT-FS-PU-12.61 | Com ¦ Com Efficient Tankless Gas Water Heater (0.87 UEF - High Draw) - Panel Upgrade - Cold ¦ SCG ¦ Cold | Com ¦ Com Efficient Tankless Gas Water Heater (0.87 UEF - High Draw) - Panel Upgrade - Cold | SCG ¦ Cold | SCG | All | Electric & Gas | Tankless Gas WH (0.87 UEF - High Draw) | Efficient |  | 2029 | 1 | Conventional | WaterHeat | Com - College | Com | ROB and NEW | 0 | 1000 sqft2 of floor space | 1000 sqft served | 20 | DEER:Indoor_CFL_Ltg | 1.9209 | 0.00020461 | -17.3028 | SWWH006-08 | 255.009 | 2022 | 157.9272 | 2022 | 0 | 0 | SWWH006-08 | Com Small Gas Water Heaters - Panel Upgrade - Cold ¦ SCG ¦ Cold | Com Small Gas Water Heaters - Panel Upgrade - Cold | 0.74815 | 0.453 | 0.025 | CBSA 2019 | 56.931 | 2032 | 1 | SWWH006-08
COM-WATERHEAT-FS-PU-12.62 | Com ¦ Com Efficient Tankless Gas Water Heater (0.87 UEF - High Draw) - Panel Upgrade - Cold ¦ SCG ¦ Cold | Com ¦ Com Efficient Tankless Gas Water Heater (0.87 UEF - High Draw) - Panel Upgrade - Cold | SCG ¦ Cold | SCG | All | Electric & Gas | Tankless Gas WH (0.87 UEF - High Draw) | Efficient |  | 2029 | 1 | Conventional | WaterHeat | Com - Grocery | Com | ROB and NEW | 0 | 1000 sqft2 of floor space | 1000 sqft served | 20 | DEER:Indoor_CFL_Ltg | 0 | 0 | 0 | SWWH006-08 | 202.482 | 2022 | 123.4818 | 2022 | 0 | 0 | SWWH006-08 | Com Small Gas Water Heaters - Panel Upgrade - Cold ¦ SCG ¦ Cold | Com Small Gas Water Heaters - Panel Upgrade - Cold | 0.59609 | 0.453 | 0.025 | CBSA 2019 | 0 | 2032 | 1 | SWWH006-08
COM-WATERHEAT-FS-PU-12.63 | Com ¦ Com Efficient Tankless Gas Water Heater (0.87 UEF - High Draw) - Panel Upgrade - Cold ¦ SCG ¦ Cold | Com ¦ Com Efficient Tankless Gas Water Heater (0.87 UEF - High Draw) - Panel Upgrade - Cold | SCG ¦ Cold | SCG | All | Electric & Gas | Tankless Gas WH (0.87 UEF - High Draw) | Efficient |  | 2029 | 1 | Conventional | WaterHeat | Com - Health | Com | ROB and NEW | 0 | 1000 sqft2 of floor space | 1000 sqft served | 20 | DEER:Indoor_CFL_Ltg | 5.5399 | 0.00063849 | -45.1499 | SWWH006-08 | 386.2546 | 2022 | 239.2076 | 2022 | 0 | 0 | SWWH006-08 | Com Small Gas Water Heaters - Panel Upgrade - Cold ¦ SCG ¦ Cold | Com Small Gas Water Heaters - Panel Upgrade - Cold | 0.52611 | 0.453 | 0.025 | CBSA 2019 | 127.1671 | 2032 | 1 | SWWH006-08
COM-WATERHEAT-FS-PU-12.64 | Com ¦ Com Efficient Tankless Gas Water Heater (0.87 UEF - High Draw) - Panel Upgrade - Cold ¦ SCG ¦ Cold | Com ¦ Com Efficient Tankless Gas Water Heater (0.87 UEF - High Draw) - Panel Upgrade - Cold | SCG ¦ Cold | SCG | All | Electric & Gas | Tankless Gas WH (0.87 UEF - High Draw) | Efficient |  | 2029 | 1 | Conventional | WaterHeat | Com - Lodging | Com | ROB and NEW | 0 | 1000 sqft2 of floor space | 1000 sqft served | 20 | DEER:Indoor_CFL_Ltg | 4.2619 | 0.00051584 | -34.0129 | SWWH006-08 | 243.0347 | 2022 | 150.5115 | 2022 | 0 | 0 | SWWH006-08 | Com Small Gas Water Heaters - Panel Upgrade - Cold ¦ SCG ¦ Cold | Com Small Gas Water Heaters - Panel Upgrade - Cold | 0.73871 | 0.453 | 0.025 | CBSA 2019 | 335.3192 | 2032 | 1 | SWWH006-08
COM-WATERHEAT-FS-PU-12.65 | Com ¦ Com Efficient Tankless Gas Water Heater (0.87 UEF - High Draw) - Panel Upgrade - Cold ¦ SCG ¦ Cold | Com ¦ Com Efficient Tankless Gas Water Heater (0.87 UEF - High Draw) - Panel Upgrade - Cold | SCG ¦ Cold | SCG | All | Electric & Gas | Tankless Gas WH (0.87 UEF - High Draw) | Efficient |  | 2029 | 1 | Conventional | WaterHeat | Com - Office (Large) | Com | ROB and NEW | 0 | 1000 sqft2 of floor space | 1000 sqft served | 20 | DEER:Indoor_CFL_Ltg | 0.53667 | 2.6249e-05 | -4.9098 | SWWH006-08 | 79.3527 | 2022 | 49.1432 | 2022 | 0 | 0 | SWWH006-08 | Com Small Gas Water Heaters - Panel Upgrade - Cold ¦ SCG ¦ Cold | Com Small Gas Water Heaters - Panel Upgrade - Cold | 0.46177 | 0.453 | 0.025 | CBSA 2019 | 21.9949 | 2032 | 1 | SWWH006-08
COM-WATERHEAT-FS-PU-12.66 | Com ¦ Com Efficient Tankless Gas Water Heater (0.87 UEF - High Draw) - Panel Upgrade - Cold ¦ SCG ¦ Cold | Com ¦ Com Efficient Tankless Gas Water Heater (0.87 UEF - High Draw) - Panel Upgrade - Cold | SCG ¦ Cold | SCG | All | Electric & Gas | Tankless Gas WH (0.87 UEF - High Draw) | Efficient |  | 2029 | 1 | Conventional | WaterHeat | Com - Office (Small) | Com | ROB and NEW | 0 | 1000 sqft2 of floor space | 1000 sqft served | 20 | DEER:Indoor_CFL_Ltg | 0.4931 | 4.0383e-06 | -4.5803 | SWWH006-08 | 79.3527 | 2022 | 49.1432 | 2022 | 0 | 0 | SWWH006-08 | Com Small Gas Water Heaters - Panel Upgrade - Cold ¦ SCG ¦ Cold | Com Small Gas Water Heaters - Panel Upgrade - Cold | 0.46177 | 0.453 | 0.025 | CBSA 2019 | 9.0449 | 2032 | 1 | SWWH006-08
COM-WATERHEAT-FS-PU-12.67 | Com ¦ Com Efficient Tankless Gas Water Heater (0.87 UEF - High Draw) - Panel Upgrade - Cold ¦ SCG ¦ Cold | Com ¦ Com Efficient Tankless Gas Water Heater (0.87 UEF - High Draw) - Panel Upgrade - Cold | SCG ¦ Cold | SCG | All | Electric & Gas | Tankless Gas WH (0.87 UEF - High Draw) | Efficient |  | 2029 | 1 | Conventional | WaterHeat | Com - Other | Com | ROB and NEW | 0 | 1000 sqft2 of floor space | 1000 sqft served | 20 | DEER:Indoor_CFL_Ltg | 6.3634 | 0.00095803 | -54.5814 | SWWH006-08 | 656.29 | 2022 | 406.4407 | 2022 | 0 | 0 | SWWH006-08 | Com Small Gas Water Heaters - Panel Upgrade - Cold ¦ SCG ¦ Cold | Com Small Gas Water Heaters - Panel Upgrade - Cold | 0.5433 | 0.453 | 0.025 | CBSA 2019 | 246.5514 | 2032 | 1 | SWWH006-08
COM-WATERHEAT-FS-PU-12.68 | Com ¦ Com Efficient Tankless Gas Water Heater (0.87 UEF - High Draw) - Panel Upgrade - Cold ¦ SCG ¦ Cold | Com ¦ Com Efficient Tankless Gas Water Heater (0.87 UEF - High Draw) - Panel Upgrade - Cold | SCG ¦ Cold | SCG | All | Electric & Gas | Tankless Gas WH (0.87 UEF - High Draw) | Efficient |  | 2029 | 1 | Conventional | WaterHeat | Com - Refrig. Warehouse | Com | ROB and NEW | 0 | 1000 sqft2 of floor space | 1000 sqft served | 20 | DEER:Indoor_CFL_Ltg | 0.55528 | 4.5651e-05 | -4.516 | SWWH006-08 | 36.6927 | 2022 | 22.7238 | 2022 | 0 | 0 | SWWH006-08 | Com Small Gas Water Heaters - Panel Upgrade - Cold ¦ SCG ¦ Cold | Com Small Gas Water Heaters - Panel Upgrade - Cold | 0.22621 | 0.453 | 0.025 | CBSA 2019 | 3.3806 | 2032 | 1 | SWWH006-08
COM-WATERHEAT-FS-PU-12.69 | Com ¦ Com Efficient Tankless Gas Water Heater (0.87 UEF - High Draw) - Panel Upgrade - Cold ¦ SCG ¦ Cold | Com ¦ Com Efficient Tankless Gas Water Heater (0.87 UEF - High Draw) - Panel Upgrade - Cold | SCG ¦ Cold | SCG | All | Electric & Gas | Tankless Gas WH (0.87 UEF - High Draw) | Efficient |  | 2029 | 1 | Conventional | WaterHeat | Com - Restaurant | Com | ROB and NEW | 0 | 1000 sqft2 of floor space | 1000 sqft served | 20 | DEER:Indoor_CFL_Ltg | 23.9431 | 0.0045293 | -218.6602 | SWWH006-08 | 3437.5372 | 2022 | 2128.8682 | 2022 | 0 | 0 | SWWH006-08 | Com Small Gas Water Heaters - Panel Upgrade - Cold ¦ SCG ¦ Cold | Com Small Gas Water Heaters - Panel Upgrade - Cold | 0.79319 | 0.453 | 0.025 | CBSA 2019 | 163.8402 | 2032 | 1 | SWWH006-08
COM-WATERHEAT-FS-PU-12.70 | Com ¦ Com Efficient Tankless Gas Water Heater (0.87 UEF - High Draw) - Panel Upgrade - Cold ¦ SCG ¦ Cold | Com ¦ Com Efficient Tankless Gas Water Heater (0.87 UEF - High Draw) - Panel Upgrade - Cold | SCG ¦ Cold | SCG | All | Electric & Gas | Tankless Gas WH (0.87 UEF - High Draw) | Efficient |  | 2029 | 1 | Conventional | WaterHeat | Com - Retail | Com | ROB and NEW | 0 | 1000 sqft2 of floor space | 1000 sqft served | 20 | DEER:Indoor_CFL_Ltg | 0.35395 | 5.4192e-05 | -3.2162 | SWWH006-08 | 49.151 | 2022 | 30.4392 | 2022 | 0 | 0 | SWWH006-08 | Com Small Gas Water Heaters - Panel Upgrade - Cold ¦ SCG ¦ Cold | Com Small Gas Water Heaters - Panel Upgrade - Cold | 0.40063 | 0.453 | 0.025 | CBSA 2019 | 15.7674 | 2032 | 1 | SWWH006-08
COM-WATERHEAT-FS-PU-12.71 | Com ¦ Com Efficient Tankless Gas Water Heater (0.87 UEF - High Draw) - Panel Upgrade - Cold ¦ SCG ¦ Cold | Com ¦ Com Efficient Tankless Gas Water Heater (0.87 UEF - High Draw) - Panel Upgrade - Cold | SCG ¦ Cold | SCG | All | Electric & Gas | Tankless Gas WH (0.87 UEF - High Draw) | Efficient |  | 2029 | 1 | Conventional | WaterHeat | Com - School | Com | ROB and NEW | 0 | 1000 sqft2 of floor space | 1000 sqft served | 20 | DEER:Indoor_CFL_Ltg | 1.9195 | 0 | -19.1557 | SWWH006-08 | 404.875 | 2022 | 250.7392 | 2022 | 0 | 0 | SWWH006-08 | Com Small Gas Water Heaters - Panel Upgrade - Cold ¦ SCG ¦ Cold | Com Small Gas Water Heaters - Panel Upgrade - Cold | 0.76922 | 0.453 | 0.025 | CBSA 2019 | 43.4498 | 2032 | 1 | SWWH006-08
COM-WATERHEAT-FS-PU-12.72 | Com ¦ Com Efficient Tankless Gas Water Heater (0.87 UEF - High Draw) - Panel Upgrade - Cold ¦ SCG ¦ Cold | Com ¦ Com Efficient Tankless Gas Water Heater (0.87 UEF - High Draw) - Panel Upgrade - Cold | SCG ¦ Cold | SCG | All | Electric & Gas | Tankless Gas WH (0.87 UEF - High Draw) | Efficient |  | 2029 | 1 | Conventional | WaterHeat | Com - Warehouse | Com | ROB and NEW | 0 | 1000 sqft2 of floor space | 1000 sqft served | 20 | DEER:Indoor_CFL_Ltg | 0.057101 | 1.8673e-06 | -0.51106 | SWWH006-08 | 7.3385 | 2022 | 4.5448 | 2022 | 0 | 0 | SWWH006-08 | Com Small Gas Water Heaters - Panel Upgrade - Cold ¦ SCG ¦ Cold | Com Small Gas Water Heaters - Panel Upgrade - Cold | 0.1976 | 0.453 | 0.025 | CBSA 2019 | 2.1372 | 2032 | 1 | SWWH006-08
COM-WATERHEAT-FS-PU-12.73 | Com ¦ Com Efficient Tankless Gas Water Heater (0.87 UEF - High Draw) - Panel Upgrade - Marine ¦ SDG&E ¦ Marine | Com ¦ Com Efficient Tankless Gas Water Heater (0.87 UEF - High Draw) - Panel Upgrade - Marine | SDG&E ¦ Marine | SDG&E | All | Electric & Gas | Tankless Gas WH (0.87 UEF - High Draw) | Efficient |  | 2029 | 1 | Conventional | WaterHeat | Com - College | Com | ROB and NEW | 0 | 1000 sqft2 of floor space | 1000 sqft served | 20 | DEER:Indoor_CFL_Ltg | 1.6503 | 0.00042728 | -15.4409 | SWWH006-08 | 255.009 | 2022 | 157.9272 | 2022 | 0 | 0 | SWWH006-08 | Com Small Gas Water Heaters - Panel Upgrade - Marine ¦ SDG&E ¦ Marine | Com Small Gas Water Heaters - Panel Upgrade - Marine | 0.74815 | 0.453 | 0.025 | CBSA 2019 | 50.8094 | 2032 | 1 | SWWH006-08
COM-WATERHEAT-FS-PU-12.74 | Com ¦ Com Efficient Tankless Gas Water Heater (0.87 UEF - High Draw) - Panel Upgrade - Marine ¦ SDG&E ¦ Marine | Com ¦ Com Efficient Tankless Gas Water Heater (0.87 UEF - High Draw) - Panel Upgrade - Marine | SDG&E ¦ Marine | SDG&E | All | Electric & Gas | Tankless Gas WH (0.87 UEF - High Draw) | Efficient |  | 2029 | 1 | Conventional | WaterHeat | Com - Grocery | Com | ROB and NEW | 0 | 1000 sqft2 of floor space | 1000 sqft served | 20 | DEER:Indoor_CFL_Ltg | 0 | 0 | 0 | SWWH006-08 | 202.482 | 2022 | 123.4818 | 2022 | 0 | 0 | SWWH006-08 | Com Small Gas Water Heaters - Panel Upgrade - Marine ¦ SDG&E ¦ Marine | Com Small Gas Water Heaters - Panel Upgrade - Marine | 0.59609 | 0.453 | 0.025 | CBSA 2019 | 0 | 2032 | 1 | SWWH006-08
COM-WATERHEAT-FS-PU-12.75 | Com ¦ Com Efficient Tankless Gas Water Heater (0.87 UEF - High Draw) - Panel Upgrade - Marine ¦ SDG&E ¦ Marine | Com ¦ Com Efficient Tankless Gas Water Heater (0.87 UEF - High Draw) - Panel Upgrade - Marine | SDG&E ¦ Marine | SDG&E | All | Electric & Gas | Tankless Gas WH (0.87 UEF - High Draw) | Efficient |  | 2029 | 1 | Conventional | WaterHeat | Com - Health | Com | ROB and NEW | 0 | 1000 sqft2 of floor space | 1000 sqft served | 20 | DEER:Indoor_CFL_Ltg | 4.7865 | 0.00056681 | -39.9126 | SWWH006-08 | 386.2546 | 2022 | 239.2076 | 2022 | 0 | 0 | SWWH006-08 | Com Small Gas Water Heaters - Panel Upgrade - Marine ¦ SDG&E ¦ Marine | Com Small Gas Water Heaters - Panel Upgrade - Marine | 0.52611 | 0.453 | 0.025 | CBSA 2019 | 112.4231 | 2032 | 1 | SWWH006-08
COM-WATERHEAT-FS-PU-12.76 | Com ¦ Com Efficient Tankless Gas Water Heater (0.87 UEF - High Draw) - Panel Upgrade - Marine ¦ SDG&E ¦ Marine | Com ¦ Com Efficient Tankless Gas Water Heater (0.87 UEF - High Draw) - Panel Upgrade - Marine | SDG&E ¦ Marine | SDG&E | All | Electric & Gas | Tankless Gas WH (0.87 UEF - High Draw) | Efficient |  | 2029 | 1 | Conventional | WaterHeat | Com - Lodging | Com | ROB and NEW | 0 | 1000 sqft2 of floor space | 1000 sqft served | 20 | DEER:Indoor_CFL_Ltg | 3.6851 | 0.0004578 | -30.1002 | SWWH006-08 | 243.0347 | 2022 | 150.5115 | 2022 | 0 | 0 | SWWH006-08 | Com Small Gas Water Heaters - Panel Upgrade - Marine ¦ SDG&E ¦ Marine | Com Small Gas Water Heaters - Panel Upgrade - Marine | 0.73871 | 0.453 | 0.025 | CBSA 2019 | 296.7592 | 2032 | 1 | SWWH006-08
COM-WATERHEAT-FS-PU-12.77 | Com ¦ Com Efficient Tankless Gas Water Heater (0.87 UEF - High Draw) - Panel Upgrade - Marine ¦ SDG&E ¦ Marine | Com ¦ Com Efficient Tankless Gas Water Heater (0.87 UEF - High Draw) - Panel Upgrade - Marine | SDG&E ¦ Marine | SDG&E | All | Electric & Gas | Tankless Gas WH (0.87 UEF - High Draw) | Efficient |  | 2029 | 1 | Conventional | WaterHeat | Com - Office (Large) | Com | ROB and NEW | 0 | 1000 sqft2 of floor space | 1000 sqft served | 20 | DEER:Indoor_CFL_Ltg | 0.46335 | 2.3274e-05 | -4.4209 | SWWH006-08 | 79.3527 | 2022 | 49.1432 | 2022 | 0 | 0 | SWWH006-08 | Com Small Gas Water Heaters - Panel Upgrade - Marine ¦ SDG&E ¦ Marine | Com Small Gas Water Heaters - Panel Upgrade - Marine | 0.46177 | 0.453 | 0.025 | CBSA 2019 | 19.8069 | 2032 | 1 | SWWH006-08
COM-WATERHEAT-FS-PU-12.78 | Com ¦ Com Efficient Tankless Gas Water Heater (0.87 UEF - High Draw) - Panel Upgrade - Marine ¦ SDG&E ¦ Marine | Com ¦ Com Efficient Tankless Gas Water Heater (0.87 UEF - High Draw) - Panel Upgrade - Marine | SDG&E ¦ Marine | SDG&E | All | Electric & Gas | Tankless Gas WH (0.87 UEF - High Draw) | Efficient |  | 2029 | 1 | Conventional | WaterHeat | Com - Office (Small) | Com | ROB and NEW | 0 | 1000 sqft2 of floor space | 1000 sqft served | 20 | DEER:Indoor_CFL_Ltg | 0.42509 | 3.5814e-06 | -4.134 | SWWH006-08 | 79.3527 | 2022 | 49.1432 | 2022 | 0 | 0 | SWWH006-08 | Com Small Gas Water Heaters - Panel Upgrade - Marine ¦ SDG&E ¦ Marine | Com Small Gas Water Heaters - Panel Upgrade - Marine | 0.46177 | 0.453 | 0.025 | CBSA 2019 | 8.1645 | 2032 | 1 | SWWH006-08
COM-WATERHEAT-FS-PU-12.79 | Com ¦ Com Efficient Tankless Gas Water Heater (0.87 UEF - High Draw) - Panel Upgrade - Marine ¦ SDG&E ¦ Marine | Com ¦ Com Efficient Tankless Gas Water Heater (0.87 UEF - High Draw) - Panel Upgrade - Marine | SDG&E ¦ Marine | SDG&E | All | Electric & Gas | Tankless Gas WH (0.87 UEF - High Draw) | Efficient |  | 2029 | 1 | Conventional | WaterHeat | Com - Other | Com | ROB and NEW | 0 | 1000 sqft2 of floor space | 1000 sqft served | 20 | DEER:Indoor_CFL_Ltg | 5.4933 | 0.00084904 | -48.6047 | SWWH006-08 | 656.29 | 2022 | 406.4407 | 2022 | 0 | 0 | SWWH006-08 | Com Small Gas Water Heaters - Panel Upgrade - Marine ¦ SDG&E ¦ Marine | Com Small Gas Water Heaters - Panel Upgrade - Marine | 0.5433 | 0.453 | 0.025 | CBSA 2019 | 219.573 | 2032 | 1 | SWWH006-08
COM-WATERHEAT-FS-PU-12.80 | Com ¦ Com Efficient Tankless Gas Water Heater (0.87 UEF - High Draw) - Panel Upgrade - Marine ¦ SDG&E ¦ Marine | Com ¦ Com Efficient Tankless Gas Water Heater (0.87 UEF - High Draw) - Panel Upgrade - Marine | SDG&E ¦ Marine | SDG&E | All | Electric & Gas | Tankless Gas WH (0.87 UEF - High Draw) | Efficient |  | 2029 | 1 | Conventional | WaterHeat | Com - Refrig. Warehouse | Com | ROB and NEW | 0 | 1000 sqft2 of floor space | 1000 sqft served | 20 | DEER:Indoor_CFL_Ltg | 0.47912 | 4.0246e-05 | -3.9853 | SWWH006-08 | 36.6927 | 2022 | 22.7238 | 2022 | 0 | 0 | SWWH006-08 | Com Small Gas Water Heaters - Panel Upgrade - Marine ¦ SDG&E ¦ Marine | Com Small Gas Water Heaters - Panel Upgrade - Marine | 0.22621 | 0.453 | 0.025 | CBSA 2019 | 2.9835 | 2032 | 1 | SWWH006-08
COM-WATERHEAT-FS-PU-12.81 | Com ¦ Com Efficient Tankless Gas Water Heater (0.87 UEF - High Draw) - Panel Upgrade - Marine ¦ SDG&E ¦ Marine | Com ¦ Com Efficient Tankless Gas Water Heater (0.87 UEF - High Draw) - Panel Upgrade - Marine | SDG&E ¦ Marine | SDG&E | All | Electric & Gas | Tankless Gas WH (0.87 UEF - High Draw) | Efficient |  | 2029 | 1 | Conventional | WaterHeat | Com - Restaurant | Com | ROB and NEW | 0 | 1000 sqft2 of floor space | 1000 sqft served | 20 | DEER:Indoor_CFL_Ltg | 20.6907 | 0.0040168 | -196.6439 | SWWH006-08 | 3437.5372 | 2022 | 2128.8682 | 2022 | 0 | 0 | SWWH006-08 | Com Small Gas Water Heaters - Panel Upgrade - Marine ¦ SDG&E ¦ Marine | Com Small Gas Water Heaters - Panel Upgrade - Marine | 0.79319 | 0.453 | 0.025 | CBSA 2019 | 147.3585 | 2032 | 1 | SWWH006-08
COM-WATERHEAT-FS-PU-12.82 | Com ¦ Com Efficient Tankless Gas Water Heater (0.87 UEF - High Draw) - Panel Upgrade - Marine ¦ SDG&E ¦ Marine | Com ¦ Com Efficient Tankless Gas Water Heater (0.87 UEF - High Draw) - Panel Upgrade - Marine | SDG&E ¦ Marine | SDG&E | All | Electric & Gas | Tankless Gas WH (0.87 UEF - High Draw) | Efficient |  | 2029 | 1 | Conventional | WaterHeat | Com - Retail | Com | ROB and NEW | 0 | 1000 sqft2 of floor space | 1000 sqft served | 20 | DEER:Indoor_CFL_Ltg | 0.30549 | 4.7888e-05 | -2.8822 | SWWH006-08 | 49.151 | 2022 | 30.4392 | 2022 | 0 | 0 | SWWH006-08 | Com Small Gas Water Heaters - Panel Upgrade - Marine ¦ SDG&E ¦ Marine | Com Small Gas Water Heaters - Panel Upgrade - Marine | 0.40063 | 0.453 | 0.025 | CBSA 2019 | 14.134 | 2032 | 1 | SWWH006-08
COM-WATERHEAT-FS-PU-12.83 | Com ¦ Com Efficient Tankless Gas Water Heater (0.87 UEF - High Draw) - Panel Upgrade - Marine ¦ SDG&E ¦ Marine | Com ¦ Com Efficient Tankless Gas Water Heater (0.87 UEF - High Draw) - Panel Upgrade - Marine | SDG&E ¦ Marine | SDG&E | All | Electric & Gas | Tankless Gas WH (0.87 UEF - High Draw) | Efficient |  | 2029 | 1 | Conventional | WaterHeat | Com - School | Com | ROB and NEW | 0 | 1000 sqft2 of floor space | 1000 sqft served | 20 | DEER:Indoor_CFL_Ltg | 1.6484 | 0.00010899 | -17.3508 | SWWH006-08 | 404.875 | 2022 | 250.7392 | 2022 | 0 | 0 | SWWH006-08 | Com Small Gas Water Heaters - Panel Upgrade - Marine ¦ SDG&E ¦ Marine | Com Small Gas Water Heaters - Panel Upgrade - Marine | 0.76922 | 0.453 | 0.025 | CBSA 2019 | 39.3706 | 2032 | 1 | SWWH006-08
COM-WATERHEAT-FS-PU-12.84 | Com ¦ Com Efficient Tankless Gas Water Heater (0.87 UEF - High Draw) - Panel Upgrade - Marine ¦ SDG&E ¦ Marine | Com ¦ Com Efficient Tankless Gas Water Heater (0.87 UEF - High Draw) - Panel Upgrade - Marine | SDG&E ¦ Marine | SDG&E | All | Electric & Gas | Tankless Gas WH (0.87 UEF - High Draw) | Efficient |  | 2029 | 1 | Conventional | WaterHeat | Com - Warehouse | Com | ROB and NEW | 0 | 1000 sqft2 of floor space | 1000 sqft served | 20 | DEER:Indoor_CFL_Ltg | 0.049238 | 1.6511e-06 | -0.457 | SWWH006-08 | 7.3385 | 2022 | 4.5448 | 2022 | 0 | 0 | SWWH006-08 | Com Small Gas Water Heaters - Panel Upgrade - Marine ¦ SDG&E ¦ Marine | Com Small Gas Water Heaters - Panel Upgrade - Marine | 0.1976 | 0.453 | 0.025 | CBSA 2019 | 1.9117 | 2032 | 1 | SWWH006-08
COM-WATERHEAT-FS-PU-12.85 | Com ¦ Com Efficient Tankless Gas Water Heater (0.87 UEF - High Draw) - Panel Upgrade - Hot-Dry ¦ SDG&E ¦ Hot-Dry | Com ¦ Com Efficient Tankless Gas Water Heater (0.87 UEF - High Draw) - Panel Upgrade - Hot-Dry | SDG&E ¦ Hot-Dry | SDG&E | All | Electric & Gas | Tankless Gas WH (0.87 UEF - High Draw) | Efficient |  | 2029 | 1 | Conventional | WaterHeat | Com - College | Com | ROB and NEW | 0 | 1000 sqft2 of floor space | 1000 sqft served | 20 | DEER:Indoor_CFL_Ltg | 0.82343 | 0.0002131 | -7.7034 | SWWH006-08 | 127.5045 | 2022 | 78.9636 | 2022 | 0 | 0 | SWWH006-08 | Com Small Gas Water Heaters - Panel Upgrade - Hot-Dry ¦ SDG&E ¦ Hot-Dry | Com Small Gas Water Heaters - Panel Upgrade - Hot-Dry | 0.74815 | 0.453 | 0.025 | CBSA 2019 | 25.3485 | 2032 | 1 | SWWH006-08
COM-WATERHEAT-FS-PU-12.86 | Com ¦ Com Efficient Tankless Gas Water Heater (0.87 UEF - High Draw) - Panel Upgrade - Hot-Dry ¦ SDG&E ¦ Hot-Dry | Com ¦ Com Efficient Tankless Gas Water Heater (0.87 UEF - High Draw) - Panel Upgrade - Hot-Dry | SDG&E ¦ Hot-Dry | SDG&E | All | Electric & Gas | Tankless Gas WH (0.87 UEF - High Draw) | Efficient |  | 2029 | 1 | Conventional | WaterHeat | Com - Grocery | Com | ROB and NEW | 0 | 1000 sqft2 of floor space | 1000 sqft served | 20 | DEER:Indoor_CFL_Ltg | 0 | 0 | 0 | SWWH006-08 | 101.241 | 2022 | 61.7409 | 2022 | 0 | 0 | SWWH006-08 | Com Small Gas Water Heaters - Panel Upgrade - Hot-Dry ¦ SDG&E ¦ Hot-Dry | Com Small Gas Water Heaters - Panel Upgrade - Hot-Dry | 0.59609 | 0.453 | 0.025 | CBSA 2019 | 0 | 2032 | 1 | SWWH006-08
COM-WATERHEAT-FS-PU-12.87 | Com ¦ Com Efficient Tankless Gas Water Heater (0.87 UEF - High Draw) - Panel Upgrade - Hot-Dry ¦ SDG&E ¦ Hot-Dry | Com ¦ Com Efficient Tankless Gas Water Heater (0.87 UEF - High Draw) - Panel Upgrade - Hot-Dry | SDG&E ¦ Hot-Dry | SDG&E | All | Electric & Gas | Tankless Gas WH (0.87 UEF - High Draw) | Efficient |  | 2029 | 1 | Conventional | WaterHeat | Com - Health | Com | ROB and NEW | 0 | 1000 sqft2 of floor space | 1000 sqft served | 20 | DEER:Indoor_CFL_Ltg | 2.3804 | 0.00028156 | -19.9046 | SWWH006-08 | 193.1273 | 2022 | 119.6038 | 2022 | 0 | 0 | SWWH006-08 | Com Small Gas Water Heaters - Panel Upgrade - Hot-Dry ¦ SDG&E ¦ Hot-Dry | Com Small Gas Water Heaters - Panel Upgrade - Hot-Dry | 0.52611 | 0.453 | 0.025 | CBSA 2019 | 56.0663 | 2032 | 1 | SWWH006-08
COM-WATERHEAT-FS-PU-12.88 | Com ¦ Com Efficient Tankless Gas Water Heater (0.87 UEF - High Draw) - Panel Upgrade - Hot-Dry ¦ SDG&E ¦ Hot-Dry | Com ¦ Com Efficient Tankless Gas Water Heater (0.87 UEF - High Draw) - Panel Upgrade - Hot-Dry | SDG&E ¦ Hot-Dry | SDG&E | All | Electric & Gas | Tankless Gas WH (0.87 UEF - High Draw) | Efficient |  | 2029 | 1 | Conventional | WaterHeat | Com - Lodging | Com | ROB and NEW | 0 | 1000 sqft2 of floor space | 1000 sqft served | 20 | DEER:Indoor_CFL_Ltg | 1.8267 | 0.00022732 | -14.9076 | SWWH006-08 | 121.5174 | 2022 | 75.2557 | 2022 | 0 | 0 | SWWH006-08 | Com Small Gas Water Heaters - Panel Upgrade - Hot-Dry ¦ SDG&E ¦ Hot-Dry | Com Small Gas Water Heaters - Panel Upgrade - Hot-Dry | 0.73871 | 0.453 | 0.025 | CBSA 2019 | 146.9742 | 2032 | 1 | SWWH006-08
COM-WATERHEAT-FS-PU-12.89 | Com ¦ Com Efficient Tankless Gas Water Heater (0.87 UEF - High Draw) - Panel Upgrade - Hot-Dry ¦ SDG&E ¦ Hot-Dry | Com ¦ Com Efficient Tankless Gas Water Heater (0.87 UEF - High Draw) - Panel Upgrade - Hot-Dry | SDG&E ¦ Hot-Dry | SDG&E | All | Electric & Gas | Tankless Gas WH (0.87 UEF - High Draw) | Efficient |  | 2029 | 1 | Conventional | WaterHeat | Com - Office (Large) | Com | ROB and NEW | 0 | 1000 sqft2 of floor space | 1000 sqft served | 20 | DEER:Indoor_CFL_Ltg | 0.23114 | 1.1531e-05 | -2.2051 | SWWH006-08 | 39.6763 | 2022 | 24.5716 | 2022 | 0 | 0 | SWWH006-08 | Com Small Gas Water Heaters - Panel Upgrade - Hot-Dry ¦ SDG&E ¦ Hot-Dry | Com Small Gas Water Heaters - Panel Upgrade - Hot-Dry | 0.46177 | 0.453 | 0.025 | CBSA 2019 | 9.8796 | 2032 | 1 | SWWH006-08
COM-WATERHEAT-FS-PU-12.90 | Com ¦ Com Efficient Tankless Gas Water Heater (0.87 UEF - High Draw) - Panel Upgrade - Hot-Dry ¦ SDG&E ¦ Hot-Dry | Com ¦ Com Efficient Tankless Gas Water Heater (0.87 UEF - High Draw) - Panel Upgrade - Hot-Dry | SDG&E ¦ Hot-Dry | SDG&E | All | Electric & Gas | Tankless Gas WH (0.87 UEF - High Draw) | Efficient |  | 2029 | 1 | Conventional | WaterHeat | Com - Office (Small) | Com | ROB and NEW | 0 | 1000 sqft2 of floor space | 1000 sqft served | 20 | DEER:Indoor_CFL_Ltg | 0.21148 | 1.7801e-06 | -2.0617 | SWWH006-08 | 39.6763 | 2022 | 24.5716 | 2022 | 0 | 0 | SWWH006-08 | Com Small Gas Water Heaters - Panel Upgrade - Hot-Dry ¦ SDG&E ¦ Hot-Dry | Com Small Gas Water Heaters - Panel Upgrade - Hot-Dry | 0.46177 | 0.453 | 0.025 | CBSA 2019 | 4.0718 | 2032 | 1 | SWWH006-08
COM-WATERHEAT-FS-PU-12.91 | Com ¦ Com Efficient Tankless Gas Water Heater (0.87 UEF - High Draw) - Panel Upgrade - Hot-Dry ¦ SDG&E ¦ Hot-Dry | Com ¦ Com Efficient Tankless Gas Water Heater (0.87 UEF - High Draw) - Panel Upgrade - Hot-Dry | SDG&E ¦ Hot-Dry | SDG&E | All | Electric & Gas | Tankless Gas WH (0.87 UEF - High Draw) | Efficient |  | 2029 | 1 | Conventional | WaterHeat | Com - Other | Com | ROB and NEW | 0 | 1000 sqft2 of floor space | 1000 sqft served | 20 | DEER:Indoor_CFL_Ltg | 2.7379 | 0.00042057 | -24.2584 | SWWH006-08 | 328.145 | 2022 | 203.2203 | 2022 | 0 | 0 | SWWH006-08 | Com Small Gas Water Heaters - Panel Upgrade - Hot-Dry ¦ SDG&E ¦ Hot-Dry | Com Small Gas Water Heaters - Panel Upgrade - Hot-Dry | 0.5433 | 0.453 | 0.025 | CBSA 2019 | 109.5884 | 2032 | 1 | SWWH006-08
COM-WATERHEAT-FS-PU-12.92 | Com ¦ Com Efficient Tankless Gas Water Heater (0.87 UEF - High Draw) - Panel Upgrade - Hot-Dry ¦ SDG&E ¦ Hot-Dry | Com ¦ Com Efficient Tankless Gas Water Heater (0.87 UEF - High Draw) - Panel Upgrade - Hot-Dry | SDG&E ¦ Hot-Dry | SDG&E | All | Electric & Gas | Tankless Gas WH (0.87 UEF - High Draw) | Efficient |  | 2029 | 1 | Conventional | WaterHeat | Com - Refrig. Warehouse | Com | ROB and NEW | 0 | 1000 sqft2 of floor space | 1000 sqft served | 20 | DEER:Indoor_CFL_Ltg | 0.23956 | 2e-05 | -1.9877 | SWWH006-08 | 18.3463 | 2022 | 11.3619 | 2022 | 0 | 0 | SWWH006-08 | Com Small Gas Water Heaters - Panel Upgrade - Hot-Dry ¦ SDG&E ¦ Hot-Dry | Com Small Gas Water Heaters - Panel Upgrade - Hot-Dry | 0.22621 | 0.453 | 0.025 | CBSA 2019 | 1.4881 | 2032 | 1 | SWWH006-08
COM-WATERHEAT-FS-PU-12.93 | Com ¦ Com Efficient Tankless Gas Water Heater (0.87 UEF - High Draw) - Panel Upgrade - Hot-Dry ¦ SDG&E ¦ Hot-Dry | Com ¦ Com Efficient Tankless Gas Water Heater (0.87 UEF - High Draw) - Panel Upgrade - Hot-Dry | SDG&E ¦ Hot-Dry | SDG&E | All | Electric & Gas | Tankless Gas WH (0.87 UEF - High Draw) | Efficient |  | 2029 | 1 | Conventional | WaterHeat | Com - Restaurant | Com | ROB and NEW | 0 | 1000 sqft2 of floor space | 1000 sqft served | 20 | DEER:Indoor_CFL_Ltg | 10.3013 | 0.0019971 | -98.1121 | SWWH006-08 | 1718.7686 | 2022 | 1064.4341 | 2022 | 0 | 0 | SWWH006-08 | Com Small Gas Water Heaters - Panel Upgrade - Hot-Dry ¦ SDG&E ¦ Hot-Dry | Com Small Gas Water Heaters - Panel Upgrade - Hot-Dry | 0.79319 | 0.453 | 0.025 | CBSA 2019 | 73.5224 | 2032 | 1 | SWWH006-08
COM-WATERHEAT-FS-PU-12.94 | Com ¦ Com Efficient Tankless Gas Water Heater (0.87 UEF - High Draw) - Panel Upgrade - Hot-Dry ¦ SDG&E ¦ Hot-Dry | Com ¦ Com Efficient Tankless Gas Water Heater (0.87 UEF - High Draw) - Panel Upgrade - Hot-Dry | SDG&E ¦ Hot-Dry | SDG&E | All | Electric & Gas | Tankless Gas WH (0.87 UEF - High Draw) | Efficient |  | 2029 | 1 | Conventional | WaterHeat | Com - Retail | Com | ROB and NEW | 0 | 1000 sqft2 of floor space | 1000 sqft served | 20 | DEER:Indoor_CFL_Ltg | 0.15242 | 2.3839e-05 | -1.4408 | SWWH006-08 | 24.5755 | 2022 | 15.2196 | 2022 | 0 | 0 | SWWH006-08 | Com Small Gas Water Heaters - Panel Upgrade - Hot-Dry ¦ SDG&E ¦ Hot-Dry | Com Small Gas Water Heaters - Panel Upgrade - Hot-Dry | 0.40063 | 0.453 | 0.025 | CBSA 2019 | 7.0657 | 2032 | 1 | SWWH006-08
COM-WATERHEAT-FS-PU-12.95 | Com ¦ Com Efficient Tankless Gas Water Heater (0.87 UEF - High Draw) - Panel Upgrade - Hot-Dry ¦ SDG&E ¦ Hot-Dry | Com ¦ Com Efficient Tankless Gas Water Heater (0.87 UEF - High Draw) - Panel Upgrade - Hot-Dry | SDG&E ¦ Hot-Dry | SDG&E | All | Electric & Gas | Tankless Gas WH (0.87 UEF - High Draw) | Efficient |  | 2029 | 1 | Conventional | WaterHeat | Com - School | Com | ROB and NEW | 0 | 1000 sqft2 of floor space | 1000 sqft served | 20 | DEER:Indoor_CFL_Ltg | 0.81876 | 5.4493e-05 | -8.6483 | SWWH006-08 | 202.4375 | 2022 | 125.3696 | 2022 | 0 | 0 | SWWH006-08 | Com Small Gas Water Heaters - Panel Upgrade - Hot-Dry ¦ SDG&E ¦ Hot-Dry | Com Small Gas Water Heaters - Panel Upgrade - Hot-Dry | 0.76922 | 0.453 | 0.025 | CBSA 2019 | 19.6243 | 2032 | 1 | SWWH006-08
COM-WATERHEAT-FS-PU-12.96 | Com ¦ Com Efficient Tankless Gas Water Heater (0.87 UEF - High Draw) - Panel Upgrade - Hot-Dry ¦ SDG&E ¦ Hot-Dry | Com ¦ Com Efficient Tankless Gas Water Heater (0.87 UEF - High Draw) - Panel Upgrade - Hot-Dry | SDG&E ¦ Hot-Dry | SDG&E | All | Electric & Gas | Tankless Gas WH (0.87 UEF - High Draw) | Efficient |  | 2029 | 1 | Conventional | WaterHeat | Com - Warehouse | Com | ROB and NEW | 0 | 1000 sqft2 of floor space | 1000 sqft served | 20 | DEER:Indoor_CFL_Ltg | 0.02457 | 8.2064e-07 | -0.2285 | SWWH006-08 | 3.6693 | 2022 | 2.2724 | 2022 | 0 | 0 | SWWH006-08 | Com Small Gas Water Heaters - Panel Upgrade - Hot-Dry ¦ SDG&E ¦ Hot-Dry | Com Small Gas Water Heaters - Panel Upgrade - Hot-Dry | 0.1976 | 0.453 | 0.025 | CBSA 2019 | 0.95588 | 2032 | 1 | SWWH006-08
COM-WATERHEAT-FS-PU-13.1 | Com ¦ Com Heat Pump Water Heater (3.30 UEF - 50 Gal) - Fuel Sub - Panel Upgrade - Marine ¦ PG&E ¦ Marine | Com ¦ Com Heat Pump Water Heater (3.30 UEF - 50 Gal) - Fuel Sub - Panel Upgrade - Marine | PG&E ¦ Marine | PG&E | All | Electric & Gas | HPWH (3.30 UEF - 50 Gal) | Efficient |  |  | 1 | Conventional | WaterHeat | Com - College | Com | ROB Only | 1 | 1000 sqft2 of floor space | 1000 sqft served | 13 | DEER:Indoor_CFL_Ltg | 642.6546 | 0 | -67.0699 | SWWH027-05 | 183.7249 | 2024 | 102.5529 | 2024 | 356.4084 | -19.7458 | SWWH027-05 | Com Small Gas Water Heaters - Panel Upgrade - Marine ¦ PG&E ¦ Marine | Com Small Gas Water Heaters - Panel Upgrade - Marine | 0.74815 | 0.453 | 0 | CBSA 2019 | 172.7212 | 2032 | 1 | SWWH027-05
COM-WATERHEAT-FS-PU-13.2 | Com ¦ Com Heat Pump Water Heater (3.30 UEF - 50 Gal) - Fuel Sub - Panel Upgrade - Marine ¦ PG&E ¦ Marine | Com ¦ Com Heat Pump Water Heater (3.30 UEF - 50 Gal) - Fuel Sub - Panel Upgrade - Marine | PG&E ¦ Marine | PG&E | All | Electric & Gas | HPWH (3.30 UEF - 50 Gal) | Efficient |  |  | 1 | Conventional | WaterHeat | Com - Grocery | Com | ROB Only | 1 | 1000 sqft2 of floor space | 1000 sqft served | 13 | DEER:Indoor_CFL_Ltg | 0 | 0 | 0 | SWWH027-05 | 101.241 | 2024 | 61.7409 | 2024 | 302.9974 | -16.3851 | SWWH027-05 | Com Small Gas Water Heaters - Panel Upgrade - Marine ¦ PG&E ¦ Marine | Com Small Gas Water Heaters - Panel Upgrade - Marine | 0.59609 | 0.453 | 0 | CBSA 2019 | 0 | 2032 | 1 | SWWH027-05
COM-WATERHEAT-FS-PU-13.3 | Com ¦ Com Heat Pump Water Heater (3.30 UEF - 50 Gal) - Fuel Sub - Panel Upgrade - Marine ¦ PG&E ¦ Marine | Com ¦ Com Heat Pump Water Heater (3.30 UEF - 50 Gal) - Fuel Sub - Panel Upgrade - Marine | PG&E ¦ Marine | PG&E | All | Electric & Gas | HPWH (3.30 UEF - 50 Gal) | Efficient |  |  | 1 | Conventional | WaterHeat | Com - Health | Com | ROB Only | 1 | 1000 sqft2 of floor space | 1000 sqft served | 13 | DEER:Indoor_CFL_Ltg | 1794.435 | 0 | -189.4886 | SWWH027-05 | 278.2827 | 2024 | 155.3338 | 2024 | 521.273 | -29.9084 | SWWH027-05 | Com Small Gas Water Heaters - Panel Upgrade - Marine ¦ PG&E ¦ Marine | Com Small Gas Water Heaters - Panel Upgrade - Marine | 0.52611 | 0.453 | 0 | CBSA 2019 | 417.8042 | 2032 | 1 | SWWH027-05
COM-WATERHEAT-FS-PU-13.4 | Com ¦ Com Heat Pump Water Heater (3.30 UEF - 50 Gal) - Fuel Sub - Panel Upgrade - Marine ¦ PG&E ¦ Marine | Com ¦ Com Heat Pump Water Heater (3.30 UEF - 50 Gal) - Fuel Sub - Panel Upgrade - Marine | PG&E ¦ Marine | PG&E | All | Electric & Gas | HPWH (3.30 UEF - 50 Gal) | Efficient |  |  | 1 | Conventional | WaterHeat | Com - Lodging | Com | ROB Only | 1 | 1000 sqft2 of floor space | 1000 sqft served | 13 | DEER:Indoor_CFL_Ltg | 1404.8776 | 0 | -145.1426 | SWWH027-05 | 175.0978 | 2024 | 97.7373 | 2024 | 323.7383 | -18.8186 | SWWH027-05 | Com Small Gas Water Heaters - Panel Upgrade - Marine ¦ PG&E ¦ Marine | Com Small Gas Water Heaters - Panel Upgrade - Marine | 0.73871 | 0.453 | 0 | CBSA 2019 | 1212.2447 | 2032 | 1 | SWWH027-05
COM-WATERHEAT-FS-PU-13.5 | Com ¦ Com Heat Pump Water Heater (3.30 UEF - 50 Gal) - Fuel Sub - Panel Upgrade - Marine ¦ PG&E ¦ Marine | Com ¦ Com Heat Pump Water Heater (3.30 UEF - 50 Gal) - Fuel Sub - Panel Upgrade - Marine | PG&E ¦ Marine | PG&E | All | Electric & Gas | HPWH (3.30 UEF - 50 Gal) | Efficient |  |  | 1 | Conventional | WaterHeat | Com - Office (Large) | Com | ROB Only | 1 | 1000 sqft2 of floor space | 1000 sqft served | 13 | DEER:Indoor_CFL_Ltg | 179.1509 | 0 | -18.8775 | SWWH027-05 | 57.1708 | 2024 | 31.912 | 2024 | 113.624 | -6.1444 | SWWH027-05 | Com Small Gas Water Heaters - Panel Upgrade - Marine ¦ PG&E ¦ Marine | Com Small Gas Water Heaters - Panel Upgrade - Marine | 0.46177 | 0.453 | 0 | CBSA 2019 | 66.9561 | 2032 | 1 | SWWH027-05
COM-WATERHEAT-FS-PU-13.6 | Com ¦ Com Heat Pump Water Heater (3.30 UEF - 50 Gal) - Fuel Sub - Panel Upgrade - Marine ¦ PG&E ¦ Marine | Com ¦ Com Heat Pump Water Heater (3.30 UEF - 50 Gal) - Fuel Sub - Panel Upgrade - Marine | PG&E ¦ Marine | PG&E | All | Electric & Gas | HPWH (3.30 UEF - 50 Gal) | Efficient |  |  | 1 | Conventional | WaterHeat | Com - Office (Small) | Com | ROB Only | 1 | 1000 sqft2 of floor space | 1000 sqft served | 13 | DEER:Indoor_CFL_Ltg | 166.3808 | 0 | -17.4709 | SWWH027-05 | 57.1708 | 2024 | 31.912 | 2024 | 113.624 | -6.1444 | SWWH027-05 | Com Small Gas Water Heaters - Panel Upgrade - Marine ¦ PG&E ¦ Marine | Com Small Gas Water Heaters - Panel Upgrade - Marine | 0.46177 | 0.453 | 0 | CBSA 2019 | 26.9585 | 2032 | 1 | SWWH027-05
COM-WATERHEAT-FS-PU-13.7 | Com ¦ Com Heat Pump Water Heater (3.30 UEF - 50 Gal) - Fuel Sub - Panel Upgrade - Marine ¦ PG&E ¦ Marine | Com ¦ Com Heat Pump Water Heater (3.30 UEF - 50 Gal) - Fuel Sub - Panel Upgrade - Marine | PG&E ¦ Marine | PG&E | All | Electric & Gas | HPWH (3.30 UEF - 50 Gal) | Efficient |  |  | 1 | Conventional | WaterHeat | Com - Other | Com | ROB Only | 1 | 1000 sqft2 of floor space | 1000 sqft served | 13 | DEER:Indoor_CFL_Ltg | 2142.9192 | 0 | -220.4145 | SWWH027-05 | 472.8336 | 2024 | 263.9296 | 2024 | 939.7326 | -50.8178 | SWWH027-05 | Com Small Gas Water Heaters - Panel Upgrade - Marine ¦ PG&E ¦ Marine | Com Small Gas Water Heaters - Panel Upgrade - Marine | 0.5433 | 0.453 | 0 | CBSA 2019 | 761.8486 | 2032 | 1 | SWWH027-05
COM-WATERHEAT-FS-PU-13.8 | Com ¦ Com Heat Pump Water Heater (3.30 UEF - 50 Gal) - Fuel Sub - Panel Upgrade - Marine ¦ PG&E ¦ Marine | Com ¦ Com Heat Pump Water Heater (3.30 UEF - 50 Gal) - Fuel Sub - Panel Upgrade - Marine | PG&E ¦ Marine | PG&E | All | Electric & Gas | HPWH (3.30 UEF - 50 Gal) | Efficient |  |  | 1 | Conventional | WaterHeat | Com - Refrig. Warehouse | Com | ROB Only | 1 | 1000 sqft2 of floor space | 1000 sqft served | 13 | DEER:Indoor_CFL_Ltg | 178.0019 | 0 | -18.9983 | SWWH027-05 | 26.4358 | 2024 | 14.7561 | 2024 | 52.5397 | -2.8412 | SWWH027-05 | Com Small Gas Water Heaters - Panel Upgrade - Marine ¦ PG&E ¦ Marine | Com Small Gas Water Heaters - Panel Upgrade - Marine | 0.22621 | 0.453 | 0 | CBSA 2019 | 11.0831 | 2032 | 1 | SWWH027-05
COM-WATERHEAT-FS-PU-13.9 | Com ¦ Com Heat Pump Water Heater (3.30 UEF - 50 Gal) - Fuel Sub - Panel Upgrade - Marine ¦ PG&E ¦ Marine | Com ¦ Com Heat Pump Water Heater (3.30 UEF - 50 Gal) - Fuel Sub - Panel Upgrade - Marine | PG&E ¦ Marine | PG&E | All | Electric & Gas | HPWH (3.30 UEF - 50 Gal) | Efficient |  |  | 1 | Conventional | WaterHeat | Com - Restaurant | Com | ROB Only | 1 | 1000 sqft2 of floor space | 1000 sqft served | 13 | DEER:Indoor_CFL_Ltg | 7787.1316 | 0 | -845.4464 | SWWH027-05 | 2476.623 | 2024 | 1382.4189 | 2024 | 3715.192 | -266.1751 | SWWH027-05 | Com Small Gas Water Heaters - Panel Upgrade - Marine ¦ PG&E ¦ Marine | Com Small Gas Water Heaters - Panel Upgrade - Marine | 0.79319 | 0.453 | 0 | CBSA 2019 | 496.7453 | 2032 | 1 | SWWH027-05
COM-WATERHEAT-FS-PU-13.10 | Com ¦ Com Heat Pump Water Heater (3.30 UEF - 50 Gal) - Fuel Sub - Panel Upgrade - Marine ¦ PG&E ¦ Marine | Com ¦ Com Heat Pump Water Heater (3.30 UEF - 50 Gal) - Fuel Sub - Panel Upgrade - Marine | PG&E ¦ Marine | PG&E | All | Electric & Gas | HPWH (3.30 UEF - 50 Gal) | Efficient |  |  | 1 | Conventional | WaterHeat | Com - Retail | Com | ROB Only | 1 | 1000 sqft2 of floor space | 1000 sqft served | 13 | DEER:Indoor_CFL_Ltg | 121.0132 | 0 | -12.4564 | SWWH027-05 | 35.4115 | 2024 | 19.7663 | 2024 | 35.4192 | -3.8059 | SWWH027-05 | Com Small Gas Water Heaters - Panel Upgrade - Marine ¦ PG&E ¦ Marine | Com Small Gas Water Heaters - Panel Upgrade - Marine | 0.40063 | 0.453 | 0 | CBSA 2019 | 19.0345 | 2032 | 1 | SWWH027-05
COM-WATERHEAT-FS-PU-13.11 | Com ¦ Com Heat Pump Water Heater (3.30 UEF - 50 Gal) - Fuel Sub - Panel Upgrade - Marine ¦ PG&E ¦ Marine | Com ¦ Com Heat Pump Water Heater (3.30 UEF - 50 Gal) - Fuel Sub - Panel Upgrade - Marine | PG&E ¦ Marine | PG&E | All | Electric & Gas | HPWH (3.30 UEF - 50 Gal) | Efficient |  |  | 1 | Conventional | WaterHeat | Com - School | Com | ROB Only | 1 | 1000 sqft2 of floor space | 1000 sqft served | 13 | DEER:Indoor_CFL_Ltg | 640.0696 | 0 | -68.9729 | SWWH027-05 | 291.698 | 2024 | 162.822 | 2024 | 543.0634 | -31.3502 | SWWH027-05 | Com Small Gas Water Heaters - Panel Upgrade - Marine ¦ PG&E ¦ Marine | Com Small Gas Water Heaters - Panel Upgrade - Marine | 0.76922 | 0.453 | 0 | CBSA 2019 | 52.2002 | 2032 | 1 | SWWH027-05
COM-WATERHEAT-FS-PU-13.12 | Com ¦ Com Heat Pump Water Heater (3.30 UEF - 50 Gal) - Fuel Sub - Panel Upgrade - Marine ¦ PG&E ¦ Marine | Com ¦ Com Heat Pump Water Heater (3.30 UEF - 50 Gal) - Fuel Sub - Panel Upgrade - Marine | PG&E ¦ Marine | PG&E | All | Electric & Gas | HPWH (3.30 UEF - 50 Gal) | Efficient |  |  | 1 | Conventional | WaterHeat | Com - Warehouse | Com | ROB Only | 1 | 1000 sqft2 of floor space | 1000 sqft served | 13 | DEER:Indoor_CFL_Ltg | 19.5118 | 0 | -2.0025 | SWWH027-05 | 5.2872 | 2024 | 2.9512 | 2024 | 10.5079 | -0.56824 | SWWH027-05 | Com Small Gas Water Heaters - Panel Upgrade - Marine ¦ PG&E ¦ Marine | Com Small Gas Water Heaters - Panel Upgrade - Marine | 0.1976 | 0.453 | 0 | CBSA 2019 | 2.5934 | 2032 | 1 | SWWH027-05
COM-WATERHEAT-FS-PU-13.13 | Com ¦ Com Heat Pump Water Heater (3.30 UEF - 50 Gal) - Fuel Sub - Panel Upgrade - Hot-Dry ¦ PG&E ¦ Hot-Dry | Com ¦ Com Heat Pump Water Heater (3.30 UEF - 50 Gal) - Fuel Sub - Panel Upgrade - Hot-Dry | PG&E ¦ Hot-Dry | PG&E | All | Electric & Gas | HPWH (3.30 UEF - 50 Gal) | Efficient |  |  | 1 | Conventional | WaterHeat | Com - College | Com | ROB Only | 1 | 1000 sqft2 of floor space | 1000 sqft served | 13 | DEER:Indoor_CFL_Ltg | 619.9931 | 0 | -64.1714 | SWWH027-05 | 183.7249 | 2024 | 102.5529 | 2024 | 356.4084 | -19.7458 | SWWH027-05 | Com Small Gas Water Heaters - Panel Upgrade - Hot-Dry ¦ PG&E ¦ Hot-Dry | Com Small Gas Water Heaters - Panel Upgrade - Hot-Dry | 0.74815 | 0.453 | 0 | CBSA 2019 | 164.8709 | 2032 | 1 | SWWH027-05
COM-WATERHEAT-FS-PU-13.14 | Com ¦ Com Heat Pump Water Heater (3.30 UEF - 50 Gal) - Fuel Sub - Panel Upgrade - Hot-Dry ¦ PG&E ¦ Hot-Dry | Com ¦ Com Heat Pump Water Heater (3.30 UEF - 50 Gal) - Fuel Sub - Panel Upgrade - Hot-Dry | PG&E ¦ Hot-Dry | PG&E | All | Electric & Gas | HPWH (3.30 UEF - 50 Gal) | Efficient |  |  | 1 | Conventional | WaterHeat | Com - Grocery | Com | ROB Only | 1 | 1000 sqft2 of floor space | 1000 sqft served | 13 | DEER:Indoor_CFL_Ltg | 0 | 0 | 0 | SWWH027-05 | 101.241 | 2024 | 61.7409 | 2024 | 302.9974 | -16.3851 | SWWH027-05 | Com Small Gas Water Heaters - Panel Upgrade - Hot-Dry ¦ PG&E ¦ Hot-Dry | Com Small Gas Water Heaters - Panel Upgrade - Hot-Dry | 0.59609 | 0.453 | 0 | CBSA 2019 | 0 | 2032 | 1 | SWWH027-05
COM-WATERHEAT-FS-PU-13.15 | Com ¦ Com Heat Pump Water Heater (3.30 UEF - 50 Gal) - Fuel Sub - Panel Upgrade - Hot-Dry ¦ PG&E ¦ Hot-Dry | Com ¦ Com Heat Pump Water Heater (3.30 UEF - 50 Gal) - Fuel Sub - Panel Upgrade - Hot-Dry | PG&E ¦ Hot-Dry | PG&E | All | Electric & Gas | HPWH (3.30 UEF - 50 Gal) | Efficient |  |  | 1 | Conventional | WaterHeat | Com - Health | Com | ROB Only | 1 | 1000 sqft2 of floor space | 1000 sqft served | 13 | DEER:Indoor_CFL_Ltg | 1727.5494 | 0 | -180.4801 | SWWH027-05 | 278.2827 | 2024 | 155.3338 | 2024 | 521.273 | -29.9084 | SWWH027-05 | Com Small Gas Water Heaters - Panel Upgrade - Hot-Dry ¦ PG&E ¦ Hot-Dry | Com Small Gas Water Heaters - Panel Upgrade - Hot-Dry | 0.52611 | 0.453 | 0 | CBSA 2019 | 396.7355 | 2032 | 1 | SWWH027-05
COM-WATERHEAT-FS-PU-13.16 | Com ¦ Com Heat Pump Water Heater (3.30 UEF - 50 Gal) - Fuel Sub - Panel Upgrade - Hot-Dry ¦ PG&E ¦ Hot-Dry | Com ¦ Com Heat Pump Water Heater (3.30 UEF - 50 Gal) - Fuel Sub - Panel Upgrade - Hot-Dry | PG&E ¦ Hot-Dry | PG&E | All | Electric & Gas | HPWH (3.30 UEF - 50 Gal) | Efficient |  |  | 1 | Conventional | WaterHeat | Com - Lodging | Com | ROB Only | 1 | 1000 sqft2 of floor space | 1000 sqft served | 13 | DEER:Indoor_CFL_Ltg | 1349.2253 | 0 | -137.894 | SWWH027-05 | 175.0978 | 2024 | 97.7373 | 2024 | 323.7383 | -18.8186 | SWWH027-05 | Com Small Gas Water Heaters - Panel Upgrade - Hot-Dry ¦ PG&E ¦ Hot-Dry | Com Small Gas Water Heaters - Panel Upgrade - Hot-Dry | 0.73871 | 0.453 | 0 | CBSA 2019 | 1149.4164 | 2032 | 1 | SWWH027-05
COM-WATERHEAT-FS-PU-13.17 | Com ¦ Com Heat Pump Water Heater (3.30 UEF - 50 Gal) - Fuel Sub - Panel Upgrade - Hot-Dry ¦ PG&E ¦ Hot-Dry | Com ¦ Com Heat Pump Water Heater (3.30 UEF - 50 Gal) - Fuel Sub - Panel Upgrade - Hot-Dry | PG&E ¦ Hot-Dry | PG&E | All | Electric & Gas | HPWH (3.30 UEF - 50 Gal) | Efficient |  |  | 1 | Conventional | WaterHeat | Com - Office (Large) | Com | ROB Only | 1 | 1000 sqft2 of floor space | 1000 sqft served | 13 | DEER:Indoor_CFL_Ltg | 173.4136 | 0 | -18.0261 | SWWH027-05 | 57.1708 | 2024 | 31.912 | 2024 | 113.624 | -6.1444 | SWWH027-05 | Com Small Gas Water Heaters - Panel Upgrade - Hot-Dry ¦ PG&E ¦ Hot-Dry | Com Small Gas Water Heaters - Panel Upgrade - Hot-Dry | 0.46177 | 0.453 | 0 | CBSA 2019 | 63.7036 | 2032 | 1 | SWWH027-05
COM-WATERHEAT-FS-PU-13.18 | Com ¦ Com Heat Pump Water Heater (3.30 UEF - 50 Gal) - Fuel Sub - Panel Upgrade - Hot-Dry ¦ PG&E ¦ Hot-Dry | Com ¦ Com Heat Pump Water Heater (3.30 UEF - 50 Gal) - Fuel Sub - Panel Upgrade - Hot-Dry | PG&E ¦ Hot-Dry | PG&E | All | Electric & Gas | HPWH (3.30 UEF - 50 Gal) | Efficient |  |  | 1 | Conventional | WaterHeat | Com - Office (Small) | Com | ROB Only | 1 | 1000 sqft2 of floor space | 1000 sqft served | 13 | DEER:Indoor_CFL_Ltg | 161.0137 | 0 | -16.6196 | SWWH027-05 | 57.1708 | 2024 | 31.912 | 2024 | 113.624 | -6.1444 | SWWH027-05 | Com Small Gas Water Heaters - Panel Upgrade - Hot-Dry ¦ PG&E ¦ Hot-Dry | Com Small Gas Water Heaters - Panel Upgrade - Hot-Dry | 0.46177 | 0.453 | 0 | CBSA 2019 | 25.5192 | 2032 | 1 | SWWH027-05
COM-WATERHEAT-FS-PU-13.19 | Com ¦ Com Heat Pump Water Heater (3.30 UEF - 50 Gal) - Fuel Sub - Panel Upgrade - Hot-Dry ¦ PG&E ¦ Hot-Dry | Com ¦ Com Heat Pump Water Heater (3.30 UEF - 50 Gal) - Fuel Sub - Panel Upgrade - Hot-Dry | PG&E ¦ Hot-Dry | PG&E | All | Electric & Gas | HPWH (3.30 UEF - 50 Gal) | Efficient |  |  | 1 | Conventional | WaterHeat | Com - Other | Com | ROB Only | 1 | 1000 sqft2 of floor space | 1000 sqft served | 13 | DEER:Indoor_CFL_Ltg | 2081.6929 | 0 | -209.6999 | SWWH027-05 | 472.8336 | 2024 | 263.9296 | 2024 | 939.7326 | -50.8178 | SWWH027-05 | Com Small Gas Water Heaters - Panel Upgrade - Hot-Dry ¦ PG&E ¦ Hot-Dry | Com Small Gas Water Heaters - Panel Upgrade - Hot-Dry | 0.5433 | 0.453 | 0 | CBSA 2019 | 720.0723 | 2032 | 1 | SWWH027-05
COM-WATERHEAT-FS-PU-13.20 | Com ¦ Com Heat Pump Water Heater (3.30 UEF - 50 Gal) - Fuel Sub - Panel Upgrade - Hot-Dry ¦ PG&E ¦ Hot-Dry | Com ¦ Com Heat Pump Water Heater (3.30 UEF - 50 Gal) - Fuel Sub - Panel Upgrade - Hot-Dry | PG&E ¦ Hot-Dry | PG&E | All | Electric & Gas | HPWH (3.30 UEF - 50 Gal) | Efficient |  |  | 1 | Conventional | WaterHeat | Com - Refrig. Warehouse | Com | ROB Only | 1 | 1000 sqft2 of floor space | 1000 sqft served | 13 | DEER:Indoor_CFL_Ltg | 172.0115 | 0 | -18.1425 | SWWH027-05 | 26.4358 | 2024 | 14.7561 | 2024 | 52.5397 | -2.8412 | SWWH027-05 | Com Small Gas Water Heaters - Panel Upgrade - Hot-Dry ¦ PG&E ¦ Hot-Dry | Com Small Gas Water Heaters - Panel Upgrade - Hot-Dry | 0.22621 | 0.453 | 0 | CBSA 2019 | 10.5477 | 2032 | 1 | SWWH027-05
COM-WATERHEAT-FS-PU-13.21 | Com ¦ Com Heat Pump Water Heater (3.30 UEF - 50 Gal) - Fuel Sub - Panel Upgrade - Hot-Dry ¦ PG&E ¦ Hot-Dry | Com ¦ Com Heat Pump Water Heater (3.30 UEF - 50 Gal) - Fuel Sub - Panel Upgrade - Hot-Dry | PG&E ¦ Hot-Dry | PG&E | All | Electric & Gas | HPWH (3.30 UEF - 50 Gal) | Efficient |  |  | 1 | Conventional | WaterHeat | Com - Restaurant | Com | ROB Only | 1 | 1000 sqft2 of floor space | 1000 sqft served | 13 | DEER:Indoor_CFL_Ltg | 7499.924 | 0 | -805.3598 | SWWH027-05 | 2476.623 | 2024 | 1382.4189 | 2024 | 3715.192 | -266.1751 | SWWH027-05 | Com Small Gas Water Heaters - Panel Upgrade - Hot-Dry ¦ PG&E ¦ Hot-Dry | Com Small Gas Water Heaters - Panel Upgrade - Hot-Dry | 0.79319 | 0.453 | 0 | CBSA 2019 | 471.7347 | 2032 | 1 | SWWH027-05
COM-WATERHEAT-FS-PU-13.22 | Com ¦ Com Heat Pump Water Heater (3.30 UEF - 50 Gal) - Fuel Sub - Panel Upgrade - Hot-Dry ¦ PG&E ¦ Hot-Dry | Com ¦ Com Heat Pump Water Heater (3.30 UEF - 50 Gal) - Fuel Sub - Panel Upgrade - Hot-Dry | PG&E ¦ Hot-Dry | PG&E | All | Electric & Gas | HPWH (3.30 UEF - 50 Gal) | Efficient |  |  | 1 | Conventional | WaterHeat | Com - Retail | Com | ROB Only | 1 | 1000 sqft2 of floor space | 1000 sqft served | 13 | DEER:Indoor_CFL_Ltg | 116.3293 | 0 | -11.8499 | SWWH027-05 | 35.4115 | 2024 | 19.7663 | 2024 | 35.4192 | -3.8059 | SWWH027-05 | Com Small Gas Water Heaters - Panel Upgrade - Hot-Dry ¦ PG&E ¦ Hot-Dry | Com Small Gas Water Heaters - Panel Upgrade - Hot-Dry | 0.40063 | 0.453 | 0 | CBSA 2019 | 17.6832 | 2032 | 1 | SWWH027-05
COM-WATERHEAT-FS-PU-13.23 | Com ¦ Com Heat Pump Water Heater (3.30 UEF - 50 Gal) - Fuel Sub - Panel Upgrade - Hot-Dry ¦ PG&E ¦ Hot-Dry | Com ¦ Com Heat Pump Water Heater (3.30 UEF - 50 Gal) - Fuel Sub - Panel Upgrade - Hot-Dry | PG&E ¦ Hot-Dry | PG&E | All | Electric & Gas | HPWH (3.30 UEF - 50 Gal) | Efficient |  |  | 1 | Conventional | WaterHeat | Com - School | Com | ROB Only | 1 | 1000 sqft2 of floor space | 1000 sqft served | 13 | DEER:Indoor_CFL_Ltg | 619.7028 | 0 | -66.0592 | SWWH027-05 | 291.698 | 2024 | 162.822 | 2024 | 543.0634 | -31.3502 | SWWH027-05 | Com Small Gas Water Heaters - Panel Upgrade - Hot-Dry ¦ PG&E ¦ Hot-Dry | Com Small Gas Water Heaters - Panel Upgrade - Hot-Dry | 0.76922 | 0.453 | 0 | CBSA 2019 | 48.8965 | 2032 | 1 | SWWH027-05
COM-WATERHEAT-FS-PU-13.24 | Com ¦ Com Heat Pump Water Heater (3.30 UEF - 50 Gal) - Fuel Sub - Panel Upgrade - Hot-Dry ¦ PG&E ¦ Hot-Dry | Com ¦ Com Heat Pump Water Heater (3.30 UEF - 50 Gal) - Fuel Sub - Panel Upgrade - Hot-Dry | PG&E ¦ Hot-Dry | PG&E | All | Electric & Gas | HPWH (3.30 UEF - 50 Gal) | Efficient |  |  | 1 | Conventional | WaterHeat | Com - Warehouse | Com | ROB Only | 1 | 1000 sqft2 of floor space | 1000 sqft served | 13 | DEER:Indoor_CFL_Ltg | 18.656 | 0 | -1.8998 | SWWH027-05 | 5.2872 | 2024 | 2.9512 | 2024 | 10.5079 | -0.56824 | SWWH027-05 | Com Small Gas Water Heaters - Panel Upgrade - Hot-Dry ¦ PG&E ¦ Hot-Dry | Com Small Gas Water Heaters - Panel Upgrade - Hot-Dry | 0.1976 | 0.453 | 0 | CBSA 2019 | 2.417 | 2032 | 1 | SWWH027-05
COM-WATERHEAT-FS-PU-13.25 | Com ¦ Com Heat Pump Water Heater (3.30 UEF - 50 Gal) - Fuel Sub - Panel Upgrade - Cold ¦ PG&E ¦ Cold | Com ¦ Com Heat Pump Water Heater (3.30 UEF - 50 Gal) - Fuel Sub - Panel Upgrade - Cold | PG&E ¦ Cold | PG&E | All | Electric & Gas | HPWH (3.30 UEF - 50 Gal) | Efficient |  |  | 1 | Conventional | WaterHeat | Com - College | Com | ROB Only | 1 | 1000 sqft2 of floor space | 1000 sqft served | 13 | DEER:Indoor_CFL_Ltg | 1527.4373 | 0 | -143.1668 | SWWH027-05 | 367.4498 | 2024 | 205.1057 | 2024 | 356.4084 | -19.7458 | SWWH027-05 | Com Small Gas Water Heaters - Panel Upgrade - Cold ¦ PG&E ¦ Cold | Com Small Gas Water Heaters - Panel Upgrade - Cold | 0.74815 | 0.453 | 0 | CBSA 2019 | 356.939 | 2032 | 1 | SWWH027-05
COM-WATERHEAT-FS-PU-13.26 | Com ¦ Com Heat Pump Water Heater (3.30 UEF - 50 Gal) - Fuel Sub - Panel Upgrade - Cold ¦ PG&E ¦ Cold | Com ¦ Com Heat Pump Water Heater (3.30 UEF - 50 Gal) - Fuel Sub - Panel Upgrade - Cold | PG&E ¦ Cold | PG&E | All | Electric & Gas | HPWH (3.30 UEF - 50 Gal) | Efficient |  |  | 1 | Conventional | WaterHeat | Com - Grocery | Com | ROB Only | 1 | 1000 sqft2 of floor space | 1000 sqft served | 13 | DEER:Indoor_CFL_Ltg | 0 | 0 | 0 | SWWH027-05 | 202.482 | 2024 | 123.4818 | 2024 | 302.9974 | -16.3851 | SWWH027-05 | Com Small Gas Water Heaters - Panel Upgrade - Cold ¦ PG&E ¦ Cold | Com Small Gas Water Heaters - Panel Upgrade - Cold | 0.59609 | 0.453 | 0 | CBSA 2019 | 0 | 2032 | 1 | SWWH027-05
COM-WATERHEAT-FS-PU-13.27 | Com ¦ Com Heat Pump Water Heater (3.30 UEF - 50 Gal) - Fuel Sub - Panel Upgrade - Cold ¦ PG&E ¦ Cold | Com ¦ Com Heat Pump Water Heater (3.30 UEF - 50 Gal) - Fuel Sub - Panel Upgrade - Cold | PG&E ¦ Cold | PG&E | All | Electric & Gas | HPWH (3.30 UEF - 50 Gal) | Efficient |  |  | 1 | Conventional | WaterHeat | Com - Health | Com | ROB Only | 1 | 1000 sqft2 of floor space | 1000 sqft served | 13 | DEER:Indoor_CFL_Ltg | 4134.3208 | 0 | -403.9298 | SWWH027-05 | 556.5653 | 2024 | 310.6675 | 2024 | 521.273 | -29.9084 | SWWH027-05 | Com Small Gas Water Heaters - Panel Upgrade - Cold ¦ PG&E ¦ Cold | Com Small Gas Water Heaters - Panel Upgrade - Cold | 0.52611 | 0.453 | 0 | CBSA 2019 | 870.3963 | 2032 | 1 | SWWH027-05
COM-WATERHEAT-FS-PU-13.28 | Com ¦ Com Heat Pump Water Heater (3.30 UEF - 50 Gal) - Fuel Sub - Panel Upgrade - Cold ¦ PG&E ¦ Cold | Com ¦ Com Heat Pump Water Heater (3.30 UEF - 50 Gal) - Fuel Sub - Panel Upgrade - Cold | PG&E ¦ Cold | PG&E | All | Electric & Gas | HPWH (3.30 UEF - 50 Gal) | Efficient |  |  | 1 | Conventional | WaterHeat | Com - Lodging | Com | ROB Only | 1 | 1000 sqft2 of floor space | 1000 sqft served | 13 | DEER:Indoor_CFL_Ltg | 3222.6817 | 0 | -309.2482 | SWWH027-05 | 350.1957 | 2024 | 195.4747 | 2024 | 323.7383 | -18.8186 | SWWH027-05 | Com Small Gas Water Heaters - Panel Upgrade - Cold ¦ PG&E ¦ Cold | Com Small Gas Water Heaters - Panel Upgrade - Cold | 0.73871 | 0.453 | 0 | CBSA 2019 | 2546.7014 | 2032 | 1 | SWWH027-05
COM-WATERHEAT-FS-PU-13.29 | Com ¦ Com Heat Pump Water Heater (3.30 UEF - 50 Gal) - Fuel Sub - Panel Upgrade - Cold ¦ PG&E ¦ Cold | Com ¦ Com Heat Pump Water Heater (3.30 UEF - 50 Gal) - Fuel Sub - Panel Upgrade - Cold | PG&E ¦ Cold | PG&E | All | Electric & Gas | HPWH (3.30 UEF - 50 Gal) | Efficient |  |  | 1 | Conventional | WaterHeat | Com - Office (Large) | Com | ROB Only | 1 | 1000 sqft2 of floor space | 1000 sqft served | 13 | DEER:Indoor_CFL_Ltg | 429.3699 | 0 | -40.346 | SWWH027-05 | 114.3416 | 2024 | 63.824 | 2024 | 113.624 | -6.1444 | SWWH027-05 | Com Small Gas Water Heaters - Panel Upgrade - Cold ¦ PG&E ¦ Cold | Com Small Gas Water Heaters - Panel Upgrade - Cold | 0.46177 | 0.453 | 0 | CBSA 2019 | 138.4799 | 2032 | 1 | SWWH027-05
COM-WATERHEAT-FS-PU-13.30 | Com ¦ Com Heat Pump Water Heater (3.30 UEF - 50 Gal) - Fuel Sub - Panel Upgrade - Cold ¦ PG&E ¦ Cold | Com ¦ Com Heat Pump Water Heater (3.30 UEF - 50 Gal) - Fuel Sub - Panel Upgrade - Cold | PG&E ¦ Cold | PG&E | All | Electric & Gas | HPWH (3.30 UEF - 50 Gal) | Efficient |  |  | 1 | Conventional | WaterHeat | Com - Office (Small) | Com | ROB Only | 1 | 1000 sqft2 of floor space | 1000 sqft served | 13 | DEER:Indoor_CFL_Ltg | 399.7582 | 0 | -37.0146 | SWWH027-05 | 114.3416 | 2024 | 63.824 | 2024 | 113.624 | -6.1444 | SWWH027-05 | Com Small Gas Water Heaters - Panel Upgrade - Cold ¦ PG&E ¦ Cold | Com Small Gas Water Heaters - Panel Upgrade - Cold | 0.46177 | 0.453 | 0 | CBSA 2019 | 54.9489 | 2032 | 1 | SWWH027-05
COM-WATERHEAT-FS-PU-13.31 | Com ¦ Com Heat Pump Water Heater (3.30 UEF - 50 Gal) - Fuel Sub - Panel Upgrade - Cold ¦ PG&E ¦ Cold | Com ¦ Com Heat Pump Water Heater (3.30 UEF - 50 Gal) - Fuel Sub - Panel Upgrade - Cold | PG&E ¦ Cold | PG&E | All | Electric & Gas | HPWH (3.30 UEF - 50 Gal) | Efficient |  |  | 1 | Conventional | WaterHeat | Com - Other | Com | ROB Only | 1 | 1000 sqft2 of floor space | 1000 sqft served | 13 | DEER:Indoor_CFL_Ltg | 4928.7141 | 0 | -468.3809 | SWWH027-05 | 945.6672 | 2024 | 527.8592 | 2024 | 939.7326 | -50.8178 | SWWH027-05 | Com Small Gas Water Heaters - Panel Upgrade - Cold ¦ PG&E ¦ Cold | Com Small Gas Water Heaters - Panel Upgrade - Cold | 0.5433 | 0.453 | 0 | CBSA 2019 | 1577.518 | 2032 | 1 | SWWH027-05
COM-WATERHEAT-FS-PU-13.32 | Com ¦ Com Heat Pump Water Heater (3.30 UEF - 50 Gal) - Fuel Sub - Panel Upgrade - Cold ¦ PG&E ¦ Cold | Com ¦ Com Heat Pump Water Heater (3.30 UEF - 50 Gal) - Fuel Sub - Panel Upgrade - Cold | PG&E ¦ Cold | PG&E | All | Electric & Gas | HPWH (3.30 UEF - 50 Gal) | Efficient |  |  | 1 | Conventional | WaterHeat | Com - Refrig. Warehouse | Com | ROB Only | 1 | 1000 sqft2 of floor space | 1000 sqft served | 13 | DEER:Indoor_CFL_Ltg | 429.6009 | 0 | -40.5639 | SWWH027-05 | 52.8715 | 2024 | 29.5122 | 2024 | 52.5397 | -2.8412 | SWWH027-05 | Com Small Gas Water Heaters - Panel Upgrade - Cold ¦ PG&E ¦ Cold | Com Small Gas Water Heaters - Panel Upgrade - Cold | 0.22621 | 0.453 | 0 | CBSA 2019 | 22.7787 | 2032 | 1 | SWWH027-05
COM-WATERHEAT-FS-PU-13.33 | Com ¦ Com Heat Pump Water Heater (3.30 UEF - 50 Gal) - Fuel Sub - Panel Upgrade - Cold ¦ PG&E ¦ Cold | Com ¦ Com Heat Pump Water Heater (3.30 UEF - 50 Gal) - Fuel Sub - Panel Upgrade - Cold | PG&E ¦ Cold | PG&E | All | Electric & Gas | HPWH (3.30 UEF - 50 Gal) | Efficient |  |  | 1 | Conventional | WaterHeat | Com - Restaurant | Com | ROB Only | 1 | 1000 sqft2 of floor space | 1000 sqft served | 13 | DEER:Indoor_CFL_Ltg | 17699.3325 | 0 | -1787.3839 | SWWH027-05 | 4953.246 | 2024 | 2764.8377 | 2024 | 3715.192 | -266.1751 | SWWH027-05 | Com Small Gas Water Heaters - Panel Upgrade - Cold ¦ PG&E ¦ Cold | Com Small Gas Water Heaters - Panel Upgrade - Cold | 0.79319 | 0.453 | 0 | CBSA 2019 | 1028.2135 | 2032 | 1 | SWWH027-05
COM-WATERHEAT-FS-PU-13.34 | Com ¦ Com Heat Pump Water Heater (3.30 UEF - 50 Gal) - Fuel Sub - Panel Upgrade - Cold ¦ PG&E ¦ Cold | Com ¦ Com Heat Pump Water Heater (3.30 UEF - 50 Gal) - Fuel Sub - Panel Upgrade - Cold | PG&E ¦ Cold | PG&E | All | Electric & Gas | HPWH (3.30 UEF - 50 Gal) | Efficient |  |  | 1 | Conventional | WaterHeat | Com - Retail | Com | ROB Only | 1 | 1000 sqft2 of floor space | 1000 sqft served | 13 | DEER:Indoor_CFL_Ltg | 273.9533 | 0 | -26.5374 | SWWH027-05 | 70.823 | 2024 | 39.5325 | 2024 | 35.4192 | -3.8059 | SWWH027-05 | Com Small Gas Water Heaters - Panel Upgrade - Cold ¦ PG&E ¦ Cold | Com Small Gas Water Heaters - Panel Upgrade - Cold | 0.40063 | 0.453 | 0 | CBSA 2019 | 34.8798 | 2032 | 1 | SWWH027-05
COM-WATERHEAT-FS-PU-13.35 | Com ¦ Com Heat Pump Water Heater (3.30 UEF - 50 Gal) - Fuel Sub - Panel Upgrade - Cold ¦ PG&E ¦ Cold | Com ¦ Com Heat Pump Water Heater (3.30 UEF - 50 Gal) - Fuel Sub - Panel Upgrade - Cold | PG&E ¦ Cold | PG&E | All | Electric & Gas | HPWH (3.30 UEF - 50 Gal) | Efficient |  |  | 1 | Conventional | WaterHeat | Com - School | Com | ROB Only | 1 | 1000 sqft2 of floor space | 1000 sqft served | 13 | DEER:Indoor_CFL_Ltg | 1562.7907 | 0 | -147.1997 | SWWH027-05 | 583.3959 | 2024 | 325.6441 | 2024 | 543.0634 | -31.3502 | SWWH027-05 | Com Small Gas Water Heaters - Panel Upgrade - Cold ¦ PG&E ¦ Cold | Com Small Gas Water Heaters - Panel Upgrade - Cold | 0.76922 | 0.453 | 0 | CBSA 2019 | 79.006 | 2032 | 1 | SWWH027-05
COM-WATERHEAT-FS-PU-13.36 | Com ¦ Com Heat Pump Water Heater (3.30 UEF - 50 Gal) - Fuel Sub - Panel Upgrade - Cold ¦ PG&E ¦ Cold | Com ¦ Com Heat Pump Water Heater (3.30 UEF - 50 Gal) - Fuel Sub - Panel Upgrade - Cold | PG&E ¦ Cold | PG&E | All | Electric & Gas | HPWH (3.30 UEF - 50 Gal) | Efficient |  |  | 1 | Conventional | WaterHeat | Com - Warehouse | Com | ROB Only | 1 | 1000 sqft2 of floor space | 1000 sqft served | 13 | DEER:Indoor_CFL_Ltg | 48.2659 | 0 | -4.2447 | SWWH027-05 | 10.5743 | 2024 | 5.9024 | 2024 | 10.5079 | -0.56824 | SWWH027-05 | Com Small Gas Water Heaters - Panel Upgrade - Cold ¦ PG&E ¦ Cold | Com Small Gas Water Heaters - Panel Upgrade - Cold | 0.1976 | 0.453 | 0 | CBSA 2019 | 3.4268 | 2032 | 1 | SWWH027-05
COM-WATERHEAT-FS-PU-13.37 | Com ¦ Com Heat Pump Water Heater (3.30 UEF - 50 Gal) - Fuel Sub - Panel Upgrade - Marine ¦ SCG ¦ Marine | Com ¦ Com Heat Pump Water Heater (3.30 UEF - 50 Gal) - Fuel Sub - Panel Upgrade - Marine | SCG ¦ Marine | SCG | All | Electric & Gas | HPWH (3.30 UEF - 50 Gal) | Efficient |  |  | 1 | Conventional | WaterHeat | Com - College | Com | ROB Only | 1 | 1000 sqft2 of floor space | 1000 sqft served | 13 | DEER:Indoor_CFL_Ltg | 1172.378 | 0 | -123.9986 | SWWH027-05 | 367.4498 | 2024 | 205.1057 | 2024 | 356.4084 | -19.7458 | SWWH027-05 | Com Small Gas Water Heaters - Panel Upgrade - Marine ¦ SCG ¦ Marine | Com Small Gas Water Heaters - Panel Upgrade - Marine | 0.74815 | 0.453 | 0 | CBSA 2019 | 320.5161 | 2032 | 1 | SWWH027-05
COM-WATERHEAT-FS-PU-13.38 | Com ¦ Com Heat Pump Water Heater (3.30 UEF - 50 Gal) - Fuel Sub - Panel Upgrade - Marine ¦ SCG ¦ Marine | Com ¦ Com Heat Pump Water Heater (3.30 UEF - 50 Gal) - Fuel Sub - Panel Upgrade - Marine | SCG ¦ Marine | SCG | All | Electric & Gas | HPWH (3.30 UEF - 50 Gal) | Efficient |  |  | 1 | Conventional | WaterHeat | Com - Grocery | Com | ROB Only | 1 | 1000 sqft2 of floor space | 1000 sqft served | 13 | DEER:Indoor_CFL_Ltg | 0 | 0 | 0 | SWWH027-05 | 202.482 | 2024 | 123.4818 | 2024 | 302.9974 | -16.3851 | SWWH027-05 | Com Small Gas Water Heaters - Panel Upgrade - Marine ¦ SCG ¦ Marine | Com Small Gas Water Heaters - Panel Upgrade - Marine | 0.59609 | 0.453 | 0 | CBSA 2019 | 0 | 2032 | 1 | SWWH027-05
COM-WATERHEAT-FS-PU-13.39 | Com ¦ Com Heat Pump Water Heater (3.30 UEF - 50 Gal) - Fuel Sub - Panel Upgrade - Marine ¦ SCG ¦ Marine | Com ¦ Com Heat Pump Water Heater (3.30 UEF - 50 Gal) - Fuel Sub - Panel Upgrade - Marine | SCG ¦ Marine | SCG | All | Electric & Gas | HPWH (3.30 UEF - 50 Gal) | Efficient |  |  | 1 | Conventional | WaterHeat | Com - Health | Com | ROB Only | 1 | 1000 sqft2 of floor space | 1000 sqft served | 13 | DEER:Indoor_CFL_Ltg | 3310.9617 | 0 | -350.4213 | SWWH027-05 | 556.5653 | 2024 | 310.6675 | 2024 | 521.273 | -29.9084 | SWWH027-05 | Com Small Gas Water Heaters - Panel Upgrade - Marine ¦ SCG ¦ Marine | Com Small Gas Water Heaters - Panel Upgrade - Marine | 0.52611 | 0.453 | 0 | CBSA 2019 | 773.1351 | 2032 | 1 | SWWH027-05
COM-WATERHEAT-FS-PU-13.40 | Com ¦ Com Heat Pump Water Heater (3.30 UEF - 50 Gal) - Fuel Sub - Panel Upgrade - Marine ¦ SCG ¦ Marine | Com ¦ Com Heat Pump Water Heater (3.30 UEF - 50 Gal) - Fuel Sub - Panel Upgrade - Marine | SCG ¦ Marine | SCG | All | Electric & Gas | HPWH (3.30 UEF - 50 Gal) | Efficient |  |  | 1 | Conventional | WaterHeat | Com - Lodging | Com | ROB Only | 1 | 1000 sqft2 of floor space | 1000 sqft served | 13 | DEER:Indoor_CFL_Ltg | 2586.459 | 0 | -267.9555 | SWWH027-05 | 350.1957 | 2024 | 195.4747 | 2024 | 323.7383 | -18.8186 | SWWH027-05 | Com Small Gas Water Heaters - Panel Upgrade - Marine ¦ SCG ¦ Marine | Com Small Gas Water Heaters - Panel Upgrade - Marine | 0.73871 | 0.453 | 0 | CBSA 2019 | 2239.1194 | 2032 | 1 | SWWH027-05
COM-WATERHEAT-FS-PU-13.41 | Com ¦ Com Heat Pump Water Heater (3.30 UEF - 50 Gal) - Fuel Sub - Panel Upgrade - Marine ¦ SCG ¦ Marine | Com ¦ Com Heat Pump Water Heater (3.30 UEF - 50 Gal) - Fuel Sub - Panel Upgrade - Marine | SCG ¦ Marine | SCG | All | Electric & Gas | HPWH (3.30 UEF - 50 Gal) | Efficient |  |  | 1 | Conventional | WaterHeat | Com - Office (Large) | Com | ROB Only | 1 | 1000 sqft2 of floor space | 1000 sqft served | 13 | DEER:Indoor_CFL_Ltg | 330.1706 | 0 | -35.0899 | SWWH027-05 | 114.3416 | 2024 | 63.824 | 2024 | 113.624 | -6.1444 | SWWH027-05 | Com Small Gas Water Heaters - Panel Upgrade - Marine ¦ SCG ¦ Marine | Com Small Gas Water Heaters - Panel Upgrade - Marine | 0.46177 | 0.453 | 0 | CBSA 2019 | 124.742 | 2032 | 1 | SWWH027-05
COM-WATERHEAT-FS-PU-13.42 | Com ¦ Com Heat Pump Water Heater (3.30 UEF - 50 Gal) - Fuel Sub - Panel Upgrade - Marine ¦ SCG ¦ Marine | Com ¦ Com Heat Pump Water Heater (3.30 UEF - 50 Gal) - Fuel Sub - Panel Upgrade - Marine | SCG ¦ Marine | SCG | All | Electric & Gas | HPWH (3.30 UEF - 50 Gal) | Efficient |  |  | 1 | Conventional | WaterHeat | Com - Office (Small) | Com | ROB Only | 1 | 1000 sqft2 of floor space | 1000 sqft served | 13 | DEER:Indoor_CFL_Ltg | 306.8514 | 0 | -32.3508 | SWWH027-05 | 114.3416 | 2024 | 63.824 | 2024 | 113.624 | -6.1444 | SWWH027-05 | Com Small Gas Water Heaters - Panel Upgrade - Marine ¦ SCG ¦ Marine | Com Small Gas Water Heaters - Panel Upgrade - Marine | 0.46177 | 0.453 | 0 | CBSA 2019 | 49.9755 | 2032 | 1 | SWWH027-05
COM-WATERHEAT-FS-PU-13.43 | Com ¦ Com Heat Pump Water Heater (3.30 UEF - 50 Gal) - Fuel Sub - Panel Upgrade - Marine ¦ SCG ¦ Marine | Com ¦ Com Heat Pump Water Heater (3.30 UEF - 50 Gal) - Fuel Sub - Panel Upgrade - Marine | SCG ¦ Marine | SCG | All | Electric & Gas | HPWH (3.30 UEF - 50 Gal) | Efficient |  |  | 1 | Conventional | WaterHeat | Com - Other | Com | ROB Only | 1 | 1000 sqft2 of floor space | 1000 sqft served | 13 | DEER:Indoor_CFL_Ltg | 3949.0939 | 0 | -407.1546 | SWWH027-05 | 945.6672 | 2024 | 527.8592 | 2024 | 939.7326 | -50.8178 | SWWH027-05 | Com Small Gas Water Heaters - Panel Upgrade - Marine ¦ SCG ¦ Marine | Com Small Gas Water Heaters - Panel Upgrade - Marine | 0.5433 | 0.453 | 0 | CBSA 2019 | 1408.3367 | 2032 | 1 | SWWH027-05
COM-WATERHEAT-FS-PU-13.44 | Com ¦ Com Heat Pump Water Heater (3.30 UEF - 50 Gal) - Fuel Sub - Panel Upgrade - Marine ¦ SCG ¦ Marine | Com ¦ Com Heat Pump Water Heater (3.30 UEF - 50 Gal) - Fuel Sub - Panel Upgrade - Marine | SCG ¦ Marine | SCG | All | Electric & Gas | HPWH (3.30 UEF - 50 Gal) | Efficient |  |  | 1 | Conventional | WaterHeat | Com - Refrig. Warehouse | Com | ROB Only | 1 | 1000 sqft2 of floor space | 1000 sqft served | 13 | DEER:Indoor_CFL_Ltg | 328.619 | 0 | -35.0869 | SWWH027-05 | 52.8715 | 2024 | 29.5122 | 2024 | 52.5397 | -2.8412 | SWWH027-05 | Com Small Gas Water Heaters - Panel Upgrade - Marine ¦ SCG ¦ Marine | Com Small Gas Water Heaters - Panel Upgrade - Marine | 0.22621 | 0.453 | 0 | CBSA 2019 | 20.471 | 2032 | 1 | SWWH027-05
COM-WATERHEAT-FS-PU-13.45 | Com ¦ Com Heat Pump Water Heater (3.30 UEF - 50 Gal) - Fuel Sub - Panel Upgrade - Marine ¦ SCG ¦ Marine | Com ¦ Com Heat Pump Water Heater (3.30 UEF - 50 Gal) - Fuel Sub - Panel Upgrade - Marine | SCG ¦ Marine | SCG | All | Electric & Gas | HPWH (3.30 UEF - 50 Gal) | Efficient |  |  | 1 | Conventional | WaterHeat | Com - Restaurant | Com | ROB Only | 1 | 1000 sqft2 of floor space | 1000 sqft served | 13 | DEER:Indoor_CFL_Ltg | 14190.5774 | 0 | -1563.1821 | SWWH027-05 | 4953.246 | 2024 | 2764.8377 | 2024 | 3715.192 | -266.1751 | SWWH027-05 | Com Small Gas Water Heaters - Panel Upgrade - Marine ¦ SCG ¦ Marine | Com Small Gas Water Heaters - Panel Upgrade - Marine | 0.79319 | 0.453 | 0 | CBSA 2019 | 922.139 | 2032 | 1 | SWWH027-05
COM-WATERHEAT-FS-PU-13.46 | Com ¦ Com Heat Pump Water Heater (3.30 UEF - 50 Gal) - Fuel Sub - Panel Upgrade - Marine ¦ SCG ¦ Marine | Com ¦ Com Heat Pump Water Heater (3.30 UEF - 50 Gal) - Fuel Sub - Panel Upgrade - Marine | SCG ¦ Marine | SCG | All | Electric & Gas | HPWH (3.30 UEF - 50 Gal) | Efficient |  |  | 1 | Conventional | WaterHeat | Com - Retail | Com | ROB Only | 1 | 1000 sqft2 of floor space | 1000 sqft served | 13 | DEER:Indoor_CFL_Ltg | 220.011 | 0 | -23.0667 | SWWH027-05 | 70.823 | 2024 | 39.5325 | 2024 | 35.4192 | -3.8059 | SWWH027-05 | Com Small Gas Water Heaters - Panel Upgrade - Marine ¦ SCG ¦ Marine | Com Small Gas Water Heaters - Panel Upgrade - Marine | 0.40063 | 0.453 | 0 | CBSA 2019 | 36.6814 | 2032 | 1 | SWWH027-05
COM-WATERHEAT-FS-PU-13.47 | Com ¦ Com Heat Pump Water Heater (3.30 UEF - 50 Gal) - Fuel Sub - Panel Upgrade - Marine ¦ SCG ¦ Marine | Com ¦ Com Heat Pump Water Heater (3.30 UEF - 50 Gal) - Fuel Sub - Panel Upgrade - Marine | SCG ¦ Marine | SCG | All | Electric & Gas | HPWH (3.30 UEF - 50 Gal) | Efficient |  |  | 1 | Conventional | WaterHeat | Com - School | Com | ROB Only | 1 | 1000 sqft2 of floor space | 1000 sqft served | 13 | DEER:Indoor_CFL_Ltg | 1174.9227 | 0 | -127.9363 | SWWH027-05 | 583.3959 | 2024 | 325.6441 | 2024 | 543.0634 | -31.3502 | SWWH027-05 | Com Small Gas Water Heaters - Panel Upgrade - Marine ¦ SCG ¦ Marine | Com Small Gas Water Heaters - Panel Upgrade - Marine | 0.76922 | 0.453 | 0 | CBSA 2019 | 98.855 | 2032 | 1 | SWWH027-05
COM-WATERHEAT-FS-PU-13.48 | Com ¦ Com Heat Pump Water Heater (3.30 UEF - 50 Gal) - Fuel Sub - Panel Upgrade - Marine ¦ SCG ¦ Marine | Com ¦ Com Heat Pump Water Heater (3.30 UEF - 50 Gal) - Fuel Sub - Panel Upgrade - Marine | SCG ¦ Marine | SCG | All | Electric & Gas | HPWH (3.30 UEF - 50 Gal) | Efficient |  |  | 1 | Conventional | WaterHeat | Com - Warehouse | Com | ROB Only | 1 | 1000 sqft2 of floor space | 1000 sqft served | 13 | DEER:Indoor_CFL_Ltg | 35.6004 | 0 | -3.697 | SWWH027-05 | 10.5743 | 2024 | 5.9024 | 2024 | 10.5079 | -0.56824 | SWWH027-05 | Com Small Gas Water Heaters - Panel Upgrade - Marine ¦ SCG ¦ Marine | Com Small Gas Water Heaters - Panel Upgrade - Marine | 0.1976 | 0.453 | 0 | CBSA 2019 | 4.9142 | 2032 | 1 | SWWH027-05
COM-WATERHEAT-FS-PU-13.49 | Com ¦ Com Heat Pump Water Heater (3.30 UEF - 50 Gal) - Fuel Sub - Panel Upgrade - Hot-Dry ¦ SCG ¦ Hot-Dry | Com ¦ Com Heat Pump Water Heater (3.30 UEF - 50 Gal) - Fuel Sub - Panel Upgrade - Hot-Dry | SCG ¦ Hot-Dry | SCG | All | Electric & Gas | HPWH (3.30 UEF - 50 Gal) | Efficient |  |  | 1 | Conventional | WaterHeat | Com - College | Com | ROB Only | 1 | 1000 sqft2 of floor space | 1000 sqft served | 13 | DEER:Indoor_CFL_Ltg | 597.1435 | 0 | -60.8662 | SWWH027-05 | 183.7249 | 2024 | 102.5529 | 2024 | 356.4084 | -19.7458 | SWWH027-05 | Com Small Gas Water Heaters - Panel Upgrade - Hot-Dry ¦ SCG ¦ Hot-Dry | Com Small Gas Water Heaters - Panel Upgrade - Hot-Dry | 0.74815 | 0.453 | 0 | CBSA 2019 | 155.6934 | 2032 | 1 | SWWH027-05
COM-WATERHEAT-FS-PU-13.50 | Com ¦ Com Heat Pump Water Heater (3.30 UEF - 50 Gal) - Fuel Sub - Panel Upgrade - Hot-Dry ¦ SCG ¦ Hot-Dry | Com ¦ Com Heat Pump Water Heater (3.30 UEF - 50 Gal) - Fuel Sub - Panel Upgrade - Hot-Dry | SCG ¦ Hot-Dry | SCG | All | Electric & Gas | HPWH (3.30 UEF - 50 Gal) | Efficient |  |  | 1 | Conventional | WaterHeat | Com - Grocery | Com | ROB Only | 1 | 1000 sqft2 of floor space | 1000 sqft served | 13 | DEER:Indoor_CFL_Ltg | 0 | 0 | 0 | SWWH027-05 | 101.241 | 2024 | 61.7409 | 2024 | 302.9974 | -16.3851 | SWWH027-05 | Com Small Gas Water Heaters - Panel Upgrade - Hot-Dry ¦ SCG ¦ Hot-Dry | Com Small Gas Water Heaters - Panel Upgrade - Hot-Dry | 0.59609 | 0.453 | 0 | CBSA 2019 | 0 | 2032 | 1 | SWWH027-05
COM-WATERHEAT-FS-PU-13.51 | Com ¦ Com Heat Pump Water Heater (3.30 UEF - 50 Gal) - Fuel Sub - Panel Upgrade - Hot-Dry ¦ SCG ¦ Hot-Dry | Com ¦ Com Heat Pump Water Heater (3.30 UEF - 50 Gal) - Fuel Sub - Panel Upgrade - Hot-Dry | SCG ¦ Hot-Dry | SCG | All | Electric & Gas | HPWH (3.30 UEF - 50 Gal) | Efficient |  |  | 1 | Conventional | WaterHeat | Com - Health | Com | ROB Only | 1 | 1000 sqft2 of floor space | 1000 sqft served | 13 | DEER:Indoor_CFL_Ltg | 1669.6723 | 0 | -171.6072 | SWWH027-05 | 278.2827 | 2024 | 155.3338 | 2024 | 521.273 | -29.9084 | SWWH027-05 | Com Small Gas Water Heaters - Panel Upgrade - Hot-Dry ¦ SCG ¦ Hot-Dry | Com Small Gas Water Heaters - Panel Upgrade - Hot-Dry | 0.52611 | 0.453 | 0 | CBSA 2019 | 375.4607 | 2032 | 1 | SWWH027-05
COM-WATERHEAT-FS-PU-13.52 | Com ¦ Com Heat Pump Water Heater (3.30 UEF - 50 Gal) - Fuel Sub - Panel Upgrade - Hot-Dry ¦ SCG ¦ Hot-Dry | Com ¦ Com Heat Pump Water Heater (3.30 UEF - 50 Gal) - Fuel Sub - Panel Upgrade - Hot-Dry | SCG ¦ Hot-Dry | SCG | All | Electric & Gas | HPWH (3.30 UEF - 50 Gal) | Efficient |  |  | 1 | Conventional | WaterHeat | Com - Lodging | Com | ROB Only | 1 | 1000 sqft2 of floor space | 1000 sqft served | 13 | DEER:Indoor_CFL_Ltg | 1304.3943 | 0 | -131.1951 | SWWH027-05 | 175.0978 | 2024 | 97.7373 | 2024 | 323.7383 | -18.8186 | SWWH027-05 | Com Small Gas Water Heaters - Panel Upgrade - Hot-Dry ¦ SCG ¦ Hot-Dry | Com Small Gas Water Heaters - Panel Upgrade - Hot-Dry | 0.73871 | 0.453 | 0 | CBSA 2019 | 1090.3115 | 2032 | 1 | SWWH027-05
COM-WATERHEAT-FS-PU-13.53 | Com ¦ Com Heat Pump Water Heater (3.30 UEF - 50 Gal) - Fuel Sub - Panel Upgrade - Hot-Dry ¦ SCG ¦ Hot-Dry | Com ¦ Com Heat Pump Water Heater (3.30 UEF - 50 Gal) - Fuel Sub - Panel Upgrade - Hot-Dry | SCG ¦ Hot-Dry | SCG | All | Electric & Gas | HPWH (3.30 UEF - 50 Gal) | Efficient |  |  | 1 | Conventional | WaterHeat | Com - Office (Large) | Com | ROB Only | 1 | 1000 sqft2 of floor space | 1000 sqft served | 13 | DEER:Indoor_CFL_Ltg | 167.6764 | 0 | -17.2118 | SWWH027-05 | 57.1708 | 2024 | 31.912 | 2024 | 113.624 | -6.1444 | SWWH027-05 | Com Small Gas Water Heaters - Panel Upgrade - Hot-Dry ¦ SCG ¦ Hot-Dry | Com Small Gas Water Heaters - Panel Upgrade - Hot-Dry | 0.46177 | 0.453 | 0 | CBSA 2019 | 60.6173 | 2032 | 1 | SWWH027-05
COM-WATERHEAT-FS-PU-13.54 | Com ¦ Com Heat Pump Water Heater (3.30 UEF - 50 Gal) - Fuel Sub - Panel Upgrade - Hot-Dry ¦ SCG ¦ Hot-Dry | Com ¦ Com Heat Pump Water Heater (3.30 UEF - 50 Gal) - Fuel Sub - Panel Upgrade - Hot-Dry | SCG ¦ Hot-Dry | SCG | All | Electric & Gas | HPWH (3.30 UEF - 50 Gal) | Efficient |  |  | 1 | Conventional | WaterHeat | Com - Office (Small) | Com | ROB Only | 1 | 1000 sqft2 of floor space | 1000 sqft served | 13 | DEER:Indoor_CFL_Ltg | 155.8317 | 0 | -15.8608 | SWWH027-05 | 57.1708 | 2024 | 31.912 | 2024 | 113.624 | -6.1444 | SWWH027-05 | Com Small Gas Water Heaters - Panel Upgrade - Hot-Dry ¦ SCG ¦ Hot-Dry | Com Small Gas Water Heaters - Panel Upgrade - Hot-Dry | 0.46177 | 0.453 | 0 | CBSA 2019 | 24.2546 | 2032 | 1 | SWWH027-05
COM-WATERHEAT-FS-PU-13.55 | Com ¦ Com Heat Pump Water Heater (3.30 UEF - 50 Gal) - Fuel Sub - Panel Upgrade - Hot-Dry ¦ SCG ¦ Hot-Dry | Com ¦ Com Heat Pump Water Heater (3.30 UEF - 50 Gal) - Fuel Sub - Panel Upgrade - Hot-Dry | SCG ¦ Hot-Dry | SCG | All | Electric & Gas | HPWH (3.30 UEF - 50 Gal) | Efficient |  |  | 1 | Conventional | WaterHeat | Com - Other | Com | ROB Only | 1 | 1000 sqft2 of floor space | 1000 sqft served | 13 | DEER:Indoor_CFL_Ltg | 2005.1601 | 0 | -200.516 | SWWH027-05 | 472.8336 | 2024 | 263.9296 | 2024 | 939.7326 | -50.8178 | SWWH027-05 | Com Small Gas Water Heaters - Panel Upgrade - Hot-Dry ¦ SCG ¦ Hot-Dry | Com Small Gas Water Heaters - Panel Upgrade - Hot-Dry | 0.5433 | 0.453 | 0 | CBSA 2019 | 686.9201 | 2032 | 1 | SWWH027-05
COM-WATERHEAT-FS-PU-13.56 | Com ¦ Com Heat Pump Water Heater (3.30 UEF - 50 Gal) - Fuel Sub - Panel Upgrade - Hot-Dry ¦ SCG ¦ Hot-Dry | Com ¦ Com Heat Pump Water Heater (3.30 UEF - 50 Gal) - Fuel Sub - Panel Upgrade - Hot-Dry | SCG ¦ Hot-Dry | SCG | All | Electric & Gas | HPWH (3.30 UEF - 50 Gal) | Efficient |  |  | 1 | Conventional | WaterHeat | Com - Refrig. Warehouse | Com | ROB Only | 1 | 1000 sqft2 of floor space | 1000 sqft served | 13 | DEER:Indoor_CFL_Ltg | 166.021 | 0 | -17.2011 | SWWH027-05 | 26.4358 | 2024 | 14.7561 | 2024 | 52.5397 | -2.8412 | SWWH027-05 | Com Small Gas Water Heaters - Panel Upgrade - Hot-Dry ¦ SCG ¦ Hot-Dry | Com Small Gas Water Heaters - Panel Upgrade - Hot-Dry | 0.22621 | 0.453 | 0 | CBSA 2019 | 9.9479 | 2032 | 1 | SWWH027-05
COM-WATERHEAT-FS-PU-13.57 | Com ¦ Com Heat Pump Water Heater (3.30 UEF - 50 Gal) - Fuel Sub - Panel Upgrade - Hot-Dry ¦ SCG ¦ Hot-Dry | Com ¦ Com Heat Pump Water Heater (3.30 UEF - 50 Gal) - Fuel Sub - Panel Upgrade - Hot-Dry | SCG ¦ Hot-Dry | SCG | All | Electric & Gas | HPWH (3.30 UEF - 50 Gal) | Efficient |  |  | 1 | Conventional | WaterHeat | Com - Restaurant | Com | ROB Only | 1 | 1000 sqft2 of floor space | 1000 sqft served | 13 | DEER:Indoor_CFL_Ltg | 7214.8405 | 0 | -766.4289 | SWWH027-05 | 2476.623 | 2024 | 1382.4189 | 2024 | 3715.192 | -266.1751 | SWWH027-05 | Com Small Gas Water Heaters - Panel Upgrade - Hot-Dry ¦ SCG ¦ Hot-Dry | Com Small Gas Water Heaters - Panel Upgrade - Hot-Dry | 0.79319 | 0.453 | 0 | CBSA 2019 | 447.5546 | 2032 | 1 | SWWH027-05
COM-WATERHEAT-FS-PU-13.58 | Com ¦ Com Heat Pump Water Heater (3.30 UEF - 50 Gal) - Fuel Sub - Panel Upgrade - Hot-Dry ¦ SCG ¦ Hot-Dry | Com ¦ Com Heat Pump Water Heater (3.30 UEF - 50 Gal) - Fuel Sub - Panel Upgrade - Hot-Dry | SCG ¦ Hot-Dry | SCG | All | Electric & Gas | HPWH (3.30 UEF - 50 Gal) | Efficient |  |  | 1 | Conventional | WaterHeat | Com - Retail | Com | ROB Only | 1 | 1000 sqft2 of floor space | 1000 sqft served | 13 | DEER:Indoor_CFL_Ltg | 111.9262 | 0 | -11.3033 | SWWH027-05 | 35.4115 | 2024 | 19.7663 | 2024 | 35.4192 | -3.8059 | SWWH027-05 | Com Small Gas Water Heaters - Panel Upgrade - Hot-Dry ¦ SCG ¦ Hot-Dry | Com Small Gas Water Heaters - Panel Upgrade - Hot-Dry | 0.40063 | 0.453 | 0 | CBSA 2019 | 16.5294 | 2032 | 1 | SWWH027-05
COM-WATERHEAT-FS-PU-13.59 | Com ¦ Com Heat Pump Water Heater (3.30 UEF - 50 Gal) - Fuel Sub - Panel Upgrade - Hot-Dry ¦ SCG ¦ Hot-Dry | Com ¦ Com Heat Pump Water Heater (3.30 UEF - 50 Gal) - Fuel Sub - Panel Upgrade - Hot-Dry | SCG ¦ Hot-Dry | SCG | All | Electric & Gas | HPWH (3.30 UEF - 50 Gal) | Efficient |  |  | 1 | Conventional | WaterHeat | Com - School | Com | ROB Only | 1 | 1000 sqft2 of floor space | 1000 sqft served | 13 | DEER:Indoor_CFL_Ltg | 599.4654 | 0 | -62.9294 | SWWH027-05 | 291.698 | 2024 | 162.822 | 2024 | 543.0634 | -31.3502 | SWWH027-05 | Com Small Gas Water Heaters - Panel Upgrade - Hot-Dry ¦ SCG ¦ Hot-Dry | Com Small Gas Water Heaters - Panel Upgrade - Hot-Dry | 0.76922 | 0.453 | 0 | CBSA 2019 | 45.0779 | 2032 | 1 | SWWH027-05
COM-WATERHEAT-FS-PU-13.60 | Com ¦ Com Heat Pump Water Heater (3.30 UEF - 50 Gal) - Fuel Sub - Panel Upgrade - Hot-Dry ¦ SCG ¦ Hot-Dry | Com ¦ Com Heat Pump Water Heater (3.30 UEF - 50 Gal) - Fuel Sub - Panel Upgrade - Hot-Dry | SCG ¦ Hot-Dry | SCG | All | Electric & Gas | HPWH (3.30 UEF - 50 Gal) | Efficient |  |  | 1 | Conventional | WaterHeat | Com - Warehouse | Com | ROB Only | 1 | 1000 sqft2 of floor space | 1000 sqft served | 13 | DEER:Indoor_CFL_Ltg | 17.9714 | 0 | -1.8143 | SWWH027-05 | 5.2872 | 2024 | 2.9512 | 2024 | 10.5079 | -0.56824 | SWWH027-05 | Com Small Gas Water Heaters - Panel Upgrade - Hot-Dry ¦ SCG ¦ Hot-Dry | Com Small Gas Water Heaters - Panel Upgrade - Hot-Dry | 0.1976 | 0.453 | 0 | CBSA 2019 | 2.2615 | 2032 | 1 | SWWH027-05
COM-WATERHEAT-FS-PU-13.61 | Com ¦ Com Heat Pump Water Heater (3.30 UEF - 50 Gal) - Fuel Sub - Panel Upgrade - Cold ¦ SCG ¦ Cold | Com ¦ Com Heat Pump Water Heater (3.30 UEF - 50 Gal) - Fuel Sub - Panel Upgrade - Cold | SCG ¦ Cold | SCG | All | Electric & Gas | HPWH (3.30 UEF - 50 Gal) | Efficient |  |  | 1 | Conventional | WaterHeat | Com - College | Com | ROB Only | 1 | 1000 sqft2 of floor space | 1000 sqft served | 13 | DEER:Indoor_CFL_Ltg | 1527.4373 | 0 | -143.1668 | SWWH027-05 | 367.4498 | 2024 | 205.1057 | 2024 | 356.4084 | -19.7458 | SWWH027-05 | Com Small Gas Water Heaters - Panel Upgrade - Cold ¦ SCG ¦ Cold | Com Small Gas Water Heaters - Panel Upgrade - Cold | 0.74815 | 0.453 | 0 | CBSA 2019 | 356.939 | 2032 | 1 | SWWH027-05
COM-WATERHEAT-FS-PU-13.62 | Com ¦ Com Heat Pump Water Heater (3.30 UEF - 50 Gal) - Fuel Sub - Panel Upgrade - Cold ¦ SCG ¦ Cold | Com ¦ Com Heat Pump Water Heater (3.30 UEF - 50 Gal) - Fuel Sub - Panel Upgrade - Cold | SCG ¦ Cold | SCG | All | Electric & Gas | HPWH (3.30 UEF - 50 Gal) | Efficient |  |  | 1 | Conventional | WaterHeat | Com - Grocery | Com | ROB Only | 1 | 1000 sqft2 of floor space | 1000 sqft served | 13 | DEER:Indoor_CFL_Ltg | 0 | 0 | 0 | SWWH027-05 | 202.482 | 2024 | 123.4818 | 2024 | 302.9974 | -16.3851 | SWWH027-05 | Com Small Gas Water Heaters - Panel Upgrade - Cold ¦ SCG ¦ Cold | Com Small Gas Water Heaters - Panel Upgrade - Cold | 0.59609 | 0.453 | 0 | CBSA 2019 | 0 | 2032 | 1 | SWWH027-05
COM-WATERHEAT-FS-PU-13.63 | Com ¦ Com Heat Pump Water Heater (3.30 UEF - 50 Gal) - Fuel Sub - Panel Upgrade - Cold ¦ SCG ¦ Cold | Com ¦ Com Heat Pump Water Heater (3.30 UEF - 50 Gal) - Fuel Sub - Panel Upgrade - Cold | SCG ¦ Cold | SCG | All | Electric & Gas | HPWH (3.30 UEF - 50 Gal) | Efficient |  |  | 1 | Conventional | WaterHeat | Com - Health | Com | ROB Only | 1 | 1000 sqft2 of floor space | 1000 sqft served | 13 | DEER:Indoor_CFL_Ltg | 4134.3208 | 0 | -403.9298 | SWWH027-05 | 556.5653 | 2024 | 310.6675 | 2024 | 521.273 | -29.9084 | SWWH027-05 | Com Small Gas Water Heaters - Panel Upgrade - Cold ¦ SCG ¦ Cold | Com Small Gas Water Heaters - Panel Upgrade - Cold | 0.52611 | 0.453 | 0 | CBSA 2019 | 870.3963 | 2032 | 1 | SWWH027-05
COM-WATERHEAT-FS-PU-13.64 | Com ¦ Com Heat Pump Water Heater (3.30 UEF - 50 Gal) - Fuel Sub - Panel Upgrade - Cold ¦ SCG ¦ Cold | Com ¦ Com Heat Pump Water Heater (3.30 UEF - 50 Gal) - Fuel Sub - Panel Upgrade - Cold | SCG ¦ Cold | SCG | All | Electric & Gas | HPWH (3.30 UEF - 50 Gal) | Efficient |  |  | 1 | Conventional | WaterHeat | Com - Lodging | Com | ROB Only | 1 | 1000 sqft2 of floor space | 1000 sqft served | 13 | DEER:Indoor_CFL_Ltg | 3222.6817 | 0 | -309.2482 | SWWH027-05 | 350.1957 | 2024 | 195.4747 | 2024 | 323.7383 | -18.8186 | SWWH027-05 | Com Small Gas Water Heaters - Panel Upgrade - Cold ¦ SCG ¦ Cold | Com Small Gas Water Heaters - Panel Upgrade - Cold | 0.73871 | 0.453 | 0 | CBSA 2019 | 2546.7014 | 2032 | 1 | SWWH027-05
COM-WATERHEAT-FS-PU-13.65 | Com ¦ Com Heat Pump Water Heater (3.30 UEF - 50 Gal) - Fuel Sub - Panel Upgrade - Cold ¦ SCG ¦ Cold | Com ¦ Com Heat Pump Water Heater (3.30 UEF - 50 Gal) - Fuel Sub - Panel Upgrade - Cold | SCG ¦ Cold | SCG | All | Electric & Gas | HPWH (3.30 UEF - 50 Gal) | Efficient |  |  | 1 | Conventional | WaterHeat | Com - Office (Large) | Com | ROB Only | 1 | 1000 sqft2 of floor space | 1000 sqft served | 13 | DEER:Indoor_CFL_Ltg | 429.3699 | 0 | -40.346 | SWWH027-05 | 114.3416 | 2024 | 63.824 | 2024 | 113.624 | -6.1444 | SWWH027-05 | Com Small Gas Water Heaters - Panel Upgrade - Cold ¦ SCG ¦ Cold | Com Small Gas Water Heaters - Panel Upgrade - Cold | 0.46177 | 0.453 | 0 | CBSA 2019 | 138.4799 | 2032 | 1 | SWWH027-05
COM-WATERHEAT-FS-PU-13.66 | Com ¦ Com Heat Pump Water Heater (3.30 UEF - 50 Gal) - Fuel Sub - Panel Upgrade - Cold ¦ SCG ¦ Cold | Com ¦ Com Heat Pump Water Heater (3.30 UEF - 50 Gal) - Fuel Sub - Panel Upgrade - Cold | SCG ¦ Cold | SCG | All | Electric & Gas | HPWH (3.30 UEF - 50 Gal) | Efficient |  |  | 1 | Conventional | WaterHeat | Com - Office (Small) | Com | ROB Only | 1 | 1000 sqft2 of floor space | 1000 sqft served | 13 | DEER:Indoor_CFL_Ltg | 399.7582 | 0 | -37.0146 | SWWH027-05 | 114.3416 | 2024 | 63.824 | 2024 | 113.624 | -6.1444 | SWWH027-05 | Com Small Gas Water Heaters - Panel Upgrade - Cold ¦ SCG ¦ Cold | Com Small Gas Water Heaters - Panel Upgrade - Cold | 0.46177 | 0.453 | 0 | CBSA 2019 | 54.9489 | 2032 | 1 | SWWH027-05
COM-WATERHEAT-FS-PU-13.67 | Com ¦ Com Heat Pump Water Heater (3.30 UEF - 50 Gal) - Fuel Sub - Panel Upgrade - Cold ¦ SCG ¦ Cold | Com ¦ Com Heat Pump Water Heater (3.30 UEF - 50 Gal) - Fuel Sub - Panel Upgrade - Cold | SCG ¦ Cold | SCG | All | Electric & Gas | HPWH (3.30 UEF - 50 Gal) | Efficient |  |  | 1 | Conventional | WaterHeat | Com - Other | Com | ROB Only | 1 | 1000 sqft2 of floor space | 1000 sqft served | 13 | DEER:Indoor_CFL_Ltg | 4928.7141 | 0 | -468.3809 | SWWH027-05 | 945.6672 | 2024 | 527.8592 | 2024 | 939.7326 | -50.8178 | SWWH027-05 | Com Small Gas Water Heaters - Panel Upgrade - Cold ¦ SCG ¦ Cold | Com Small Gas Water Heaters - Panel Upgrade - Cold | 0.5433 | 0.453 | 0 | CBSA 2019 | 1577.518 | 2032 | 1 | SWWH027-05
COM-WATERHEAT-FS-PU-13.68 | Com ¦ Com Heat Pump Water Heater (3.30 UEF - 50 Gal) - Fuel Sub - Panel Upgrade - Cold ¦ SCG ¦ Cold | Com ¦ Com Heat Pump Water Heater (3.30 UEF - 50 Gal) - Fuel Sub - Panel Upgrade - Cold | SCG ¦ Cold | SCG | All | Electric & Gas | HPWH (3.30 UEF - 50 Gal) | Efficient |  |  | 1 | Conventional | WaterHeat | Com - Refrig. Warehouse | Com | ROB Only | 1 | 1000 sqft2 of floor space | 1000 sqft served | 13 | DEER:Indoor_CFL_Ltg | 429.6009 | 0 | -40.5639 | SWWH027-05 | 52.8715 | 2024 | 29.5122 | 2024 | 52.5397 | -2.8412 | SWWH027-05 | Com Small Gas Water Heaters - Panel Upgrade - Cold ¦ SCG ¦ Cold | Com Small Gas Water Heaters - Panel Upgrade - Cold | 0.22621 | 0.453 | 0 | CBSA 2019 | 22.7787 | 2032 | 1 | SWWH027-05
COM-WATERHEAT-FS-PU-13.69 | Com ¦ Com Heat Pump Water Heater (3.30 UEF - 50 Gal) - Fuel Sub - Panel Upgrade - Cold ¦ SCG ¦ Cold | Com ¦ Com Heat Pump Water Heater (3.30 UEF - 50 Gal) - Fuel Sub - Panel Upgrade - Cold | SCG ¦ Cold | SCG | All | Electric & Gas | HPWH (3.30 UEF - 50 Gal) | Efficient |  |  | 1 | Conventional | WaterHeat | Com - Restaurant | Com | ROB Only | 1 | 1000 sqft2 of floor space | 1000 sqft served | 13 | DEER:Indoor_CFL_Ltg | 17699.3325 | 0 | -1787.3839 | SWWH027-05 | 4953.246 | 2024 | 2764.8377 | 2024 | 3715.192 | -266.1751 | SWWH027-05 | Com Small Gas Water Heaters - Panel Upgrade - Cold ¦ SCG ¦ Cold | Com Small Gas Water Heaters - Panel Upgrade - Cold | 0.79319 | 0.453 | 0 | CBSA 2019 | 1028.2135 | 2032 | 1 | SWWH027-05
COM-WATERHEAT-FS-PU-13.70 | Com ¦ Com Heat Pump Water Heater (3.30 UEF - 50 Gal) - Fuel Sub - Panel Upgrade - Cold ¦ SCG ¦ Cold | Com ¦ Com Heat Pump Water Heater (3.30 UEF - 50 Gal) - Fuel Sub - Panel Upgrade - Cold | SCG ¦ Cold | SCG | All | Electric & Gas | HPWH (3.30 UEF - 50 Gal) | Efficient |  |  | 1 | Conventional | WaterHeat | Com - Retail | Com | ROB Only | 1 | 1000 sqft2 of floor space | 1000 sqft served | 13 | DEER:Indoor_CFL_Ltg | 273.9533 | 0 | -26.5374 | SWWH027-05 | 70.823 | 2024 | 39.5325 | 2024 | 35.4192 | -3.8059 | SWWH027-05 | Com Small Gas Water Heaters - Panel Upgrade - Cold ¦ SCG ¦ Cold | Com Small Gas Water Heaters - Panel Upgrade - Cold | 0.40063 | 0.453 | 0 | CBSA 2019 | 34.8798 | 2032 | 1 | SWWH027-05
COM-WATERHEAT-FS-PU-13.71 | Com ¦ Com Heat Pump Water Heater (3.30 UEF - 50 Gal) - Fuel Sub - Panel Upgrade - Cold ¦ SCG ¦ Cold | Com ¦ Com Heat Pump Water Heater (3.30 UEF - 50 Gal) - Fuel Sub - Panel Upgrade - Cold | SCG ¦ Cold | SCG | All | Electric & Gas | HPWH (3.30 UEF - 50 Gal) | Efficient |  |  | 1 | Conventional | WaterHeat | Com - School | Com | ROB Only | 1 | 1000 sqft2 of floor space | 1000 sqft served | 13 | DEER:Indoor_CFL_Ltg | 1562.7907 | 0 | -147.1997 | SWWH027-05 | 583.3959 | 2024 | 325.6441 | 2024 | 543.0634 | -31.3502 | SWWH027-05 | Com Small Gas Water Heaters - Panel Upgrade - Cold ¦ SCG ¦ Cold | Com Small Gas Water Heaters - Panel Upgrade - Cold | 0.76922 | 0.453 | 0 | CBSA 2019 | 79.006 | 2032 | 1 | SWWH027-05
COM-WATERHEAT-FS-PU-13.72 | Com ¦ Com Heat Pump Water Heater (3.30 UEF - 50 Gal) - Fuel Sub - Panel Upgrade - Cold ¦ SCG ¦ Cold | Com ¦ Com Heat Pump Water Heater (3.30 UEF - 50 Gal) - Fuel Sub - Panel Upgrade - Cold | SCG ¦ Cold | SCG | All | Electric & Gas | HPWH (3.30 UEF - 50 Gal) | Efficient |  |  | 1 | Conventional | WaterHeat | Com - Warehouse | Com | ROB Only | 1 | 1000 sqft2 of floor space | 1000 sqft served | 13 | DEER:Indoor_CFL_Ltg | 48.2659 | 0 | -4.2447 | SWWH027-05 | 10.5743 | 2024 | 5.9024 | 2024 | 10.5079 | -0.56824 | SWWH027-05 | Com Small Gas Water Heaters - Panel Upgrade - Cold ¦ SCG ¦ Cold | Com Small Gas Water Heaters - Panel Upgrade - Cold | 0.1976 | 0.453 | 0 | CBSA 2019 | 3.4268 | 2032 | 1 | SWWH027-05
COM-WATERHEAT-FS-PU-13.73 | Com ¦ Com Heat Pump Water Heater (3.30 UEF - 50 Gal) - Fuel Sub - Panel Upgrade - Marine ¦ SDG&E ¦ Marine | Com ¦ Com Heat Pump Water Heater (3.30 UEF - 50 Gal) - Fuel Sub - Panel Upgrade - Marine | SDG&E ¦ Marine | SDG&E | All | Electric & Gas | HPWH (3.30 UEF - 50 Gal) | Efficient |  |  | 1 | Conventional | WaterHeat | Com - College | Com | ROB Only | 1 | 1000 sqft2 of floor space | 1000 sqft served | 13 | DEER:Indoor_CFL_Ltg | 1172.378 | 0 | -123.9986 | SWWH027-05 | 367.4498 | 2024 | 205.1057 | 2024 | 356.4084 | -19.7458 | SWWH027-05 | Com Small Gas Water Heaters - Panel Upgrade - Marine ¦ SDG&E ¦ Marine | Com Small Gas Water Heaters - Panel Upgrade - Marine | 0.74815 | 0.453 | 0 | CBSA 2019 | 320.5161 | 2032 | 1 | SWWH027-05
COM-WATERHEAT-FS-PU-13.74 | Com ¦ Com Heat Pump Water Heater (3.30 UEF - 50 Gal) - Fuel Sub - Panel Upgrade - Marine ¦ SDG&E ¦ Marine | Com ¦ Com Heat Pump Water Heater (3.30 UEF - 50 Gal) - Fuel Sub - Panel Upgrade - Marine | SDG&E ¦ Marine | SDG&E | All | Electric & Gas | HPWH (3.30 UEF - 50 Gal) | Efficient |  |  | 1 | Conventional | WaterHeat | Com - Grocery | Com | ROB Only | 1 | 1000 sqft2 of floor space | 1000 sqft served | 13 | DEER:Indoor_CFL_Ltg | 0 | 0 | 0 | SWWH027-05 | 202.482 | 2024 | 123.4818 | 2024 | 302.9974 | -16.3851 | SWWH027-05 | Com Small Gas Water Heaters - Panel Upgrade - Marine ¦ SDG&E ¦ Marine | Com Small Gas Water Heaters - Panel Upgrade - Marine | 0.59609 | 0.453 | 0 | CBSA 2019 | 0 | 2032 | 1 | SWWH027-05
COM-WATERHEAT-FS-PU-13.75 | Com ¦ Com Heat Pump Water Heater (3.30 UEF - 50 Gal) - Fuel Sub - Panel Upgrade - Marine ¦ SDG&E ¦ Marine | Com ¦ Com Heat Pump Water Heater (3.30 UEF - 50 Gal) - Fuel Sub - Panel Upgrade - Marine | SDG&E ¦ Marine | SDG&E | All | Electric & Gas | HPWH (3.30 UEF - 50 Gal) | Efficient |  |  | 1 | Conventional | WaterHeat | Com - Health | Com | ROB Only | 1 | 1000 sqft2 of floor space | 1000 sqft served | 13 | DEER:Indoor_CFL_Ltg | 3310.9617 | 0 | -350.4213 | SWWH027-05 | 556.5653 | 2024 | 310.6675 | 2024 | 521.273 | -29.9084 | SWWH027-05 | Com Small Gas Water Heaters - Panel Upgrade - Marine ¦ SDG&E ¦ Marine | Com Small Gas Water Heaters - Panel Upgrade - Marine | 0.52611 | 0.453 | 0 | CBSA 2019 | 773.1351 | 2032 | 1 | SWWH027-05
COM-WATERHEAT-FS-PU-13.76 | Com ¦ Com Heat Pump Water Heater (3.30 UEF - 50 Gal) - Fuel Sub - Panel Upgrade - Marine ¦ SDG&E ¦ Marine | Com ¦ Com Heat Pump Water Heater (3.30 UEF - 50 Gal) - Fuel Sub - Panel Upgrade - Marine | SDG&E ¦ Marine | SDG&E | All | Electric & Gas | HPWH (3.30 UEF - 50 Gal) | Efficient |  |  | 1 | Conventional | WaterHeat | Com - Lodging | Com | ROB Only | 1 | 1000 sqft2 of floor space | 1000 sqft served | 13 | DEER:Indoor_CFL_Ltg | 2586.459 | 0 | -267.9555 | SWWH027-05 | 350.1957 | 2024 | 195.4747 | 2024 | 323.7383 | -18.8186 | SWWH027-05 | Com Small Gas Water Heaters - Panel Upgrade - Marine ¦ SDG&E ¦ Marine | Com Small Gas Water Heaters - Panel Upgrade - Marine | 0.73871 | 0.453 | 0 | CBSA 2019 | 2239.1194 | 2032 | 1 | SWWH027-05
COM-WATERHEAT-FS-PU-13.77 | Com ¦ Com Heat Pump Water Heater (3.30 UEF - 50 Gal) - Fuel Sub - Panel Upgrade - Marine ¦ SDG&E ¦ Marine | Com ¦ Com Heat Pump Water Heater (3.30 UEF - 50 Gal) - Fuel Sub - Panel Upgrade - Marine | SDG&E ¦ Marine | SDG&E | All | Electric & Gas | HPWH (3.30 UEF - 50 Gal) | Efficient |  |  | 1 | Conventional | WaterHeat | Com - Office (Large) | Com | ROB Only | 1 | 1000 sqft2 of floor space | 1000 sqft served | 13 | DEER:Indoor_CFL_Ltg | 330.1706 | 0 | -35.0899 | SWWH027-05 | 114.3416 | 2024 | 63.824 | 2024 | 113.624 | -6.1444 | SWWH027-05 | Com Small Gas Water Heaters - Panel Upgrade - Marine ¦ SDG&E ¦ Marine | Com Small Gas Water Heaters - Panel Upgrade - Marine | 0.46177 | 0.453 | 0 | CBSA 2019 | 124.742 | 2032 | 1 | SWWH027-05
COM-WATERHEAT-FS-PU-13.78 | Com ¦ Com Heat Pump Water Heater (3.30 UEF - 50 Gal) - Fuel Sub - Panel Upgrade - Marine ¦ SDG&E ¦ Marine | Com ¦ Com Heat Pump Water Heater (3.30 UEF - 50 Gal) - Fuel Sub - Panel Upgrade - Marine | SDG&E ¦ Marine | SDG&E | All | Electric & Gas | HPWH (3.30 UEF - 50 Gal) | Efficient |  |  | 1 | Conventional | WaterHeat | Com - Office (Small) | Com | ROB Only | 1 | 1000 sqft2 of floor space | 1000 sqft served | 13 | DEER:Indoor_CFL_Ltg | 306.8514 | 0 | -32.3508 | SWWH027-05 | 114.3416 | 2024 | 63.824 | 2024 | 113.624 | -6.1444 | SWWH027-05 | Com Small Gas Water Heaters - Panel Upgrade - Marine ¦ SDG&E ¦ Marine | Com Small Gas Water Heaters - Panel Upgrade - Marine | 0.46177 | 0.453 | 0 | CBSA 2019 | 49.9755 | 2032 | 1 | SWWH027-05
COM-WATERHEAT-FS-PU-13.79 | Com ¦ Com Heat Pump Water Heater (3.30 UEF - 50 Gal) - Fuel Sub - Panel Upgrade - Marine ¦ SDG&E ¦ Marine | Com ¦ Com Heat Pump Water Heater (3.30 UEF - 50 Gal) - Fuel Sub - Panel Upgrade - Marine | SDG&E ¦ Marine | SDG&E | All | Electric & Gas | HPWH (3.30 UEF - 50 Gal) | Efficient |  |  | 1 | Conventional | WaterHeat | Com - Other | Com | ROB Only | 1 | 1000 sqft2 of floor space | 1000 sqft served | 13 | DEER:Indoor_CFL_Ltg | 3949.0939 | 0 | -407.1546 | SWWH027-05 | 945.6672 | 2024 | 527.8592 | 2024 | 939.7326 | -50.8178 | SWWH027-05 | Com Small Gas Water Heaters - Panel Upgrade - Marine ¦ SDG&E ¦ Marine | Com Small Gas Water Heaters - Panel Upgrade - Marine | 0.5433 | 0.453 | 0 | CBSA 2019 | 1408.3367 | 2032 | 1 | SWWH027-05
COM-WATERHEAT-FS-PU-13.80 | Com ¦ Com Heat Pump Water Heater (3.30 UEF - 50 Gal) - Fuel Sub - Panel Upgrade - Marine ¦ SDG&E ¦ Marine | Com ¦ Com Heat Pump Water Heater (3.30 UEF - 50 Gal) - Fuel Sub - Panel Upgrade - Marine | SDG&E ¦ Marine | SDG&E | All | Electric & Gas | HPWH (3.30 UEF - 50 Gal) | Efficient |  |  | 1 | Conventional | WaterHeat | Com - Refrig. Warehouse | Com | ROB Only | 1 | 1000 sqft2 of floor space | 1000 sqft served | 13 | DEER:Indoor_CFL_Ltg | 328.619 | 0 | -35.0869 | SWWH027-05 | 52.8715 | 2024 | 29.5122 | 2024 | 52.5397 | -2.8412 | SWWH027-05 | Com Small Gas Water Heaters - Panel Upgrade - Marine ¦ SDG&E ¦ Marine | Com Small Gas Water Heaters - Panel Upgrade - Marine | 0.22621 | 0.453 | 0 | CBSA 2019 | 20.471 | 2032 | 1 | SWWH027-05
COM-WATERHEAT-FS-PU-13.81 | Com ¦ Com Heat Pump Water Heater (3.30 UEF - 50 Gal) - Fuel Sub - Panel Upgrade - Marine ¦ SDG&E ¦ Marine | Com ¦ Com Heat Pump Water Heater (3.30 UEF - 50 Gal) - Fuel Sub - Panel Upgrade - Marine | SDG&E ¦ Marine | SDG&E | All | Electric & Gas | HPWH (3.30 UEF - 50 Gal) | Efficient |  |  | 1 | Conventional | WaterHeat | Com - Restaurant | Com | ROB Only | 1 | 1000 sqft2 of floor space | 1000 sqft served | 13 | DEER:Indoor_CFL_Ltg | 14190.5774 | 0 | -1563.1821 | SWWH027-05 | 4953.246 | 2024 | 2764.8377 | 2024 | 3715.192 | -266.1751 | SWWH027-05 | Com Small Gas Water Heaters - Panel Upgrade - Marine ¦ SDG&E ¦ Marine | Com Small Gas Water Heaters - Panel Upgrade - Marine | 0.79319 | 0.453 | 0 | CBSA 2019 | 922.139 | 2032 | 1 | SWWH027-05
COM-WATERHEAT-FS-PU-13.82 | Com ¦ Com Heat Pump Water Heater (3.30 UEF - 50 Gal) - Fuel Sub - Panel Upgrade - Marine ¦ SDG&E ¦ Marine | Com ¦ Com Heat Pump Water Heater (3.30 UEF - 50 Gal) - Fuel Sub - Panel Upgrade - Marine | SDG&E ¦ Marine | SDG&E | All | Electric & Gas | HPWH (3.30 UEF - 50 Gal) | Efficient |  |  | 1 | Conventional | WaterHeat | Com - Retail | Com | ROB Only | 1 | 1000 sqft2 of floor space | 1000 sqft served | 13 | DEER:Indoor_CFL_Ltg | 220.011 | 0 | -23.0667 | SWWH027-05 | 70.823 | 2024 | 39.5325 | 2024 | 35.4192 | -3.8059 | SWWH027-05 | Com Small Gas Water Heaters - Panel Upgrade - Marine ¦ SDG&E ¦ Marine | Com Small Gas Water Heaters - Panel Upgrade - Marine | 0.40063 | 0.453 | 0 | CBSA 2019 | 36.6814 | 2032 | 1 | SWWH027-05
COM-WATERHEAT-FS-PU-13.83 | Com ¦ Com Heat Pump Water Heater (3.30 UEF - 50 Gal) - Fuel Sub - Panel Upgrade - Marine ¦ SDG&E ¦ Marine | Com ¦ Com Heat Pump Water Heater (3.30 UEF - 50 Gal) - Fuel Sub - Panel Upgrade - Marine | SDG&E ¦ Marine | SDG&E | All | Electric & Gas | HPWH (3.30 UEF - 50 Gal) | Efficient |  |  | 1 | Conventional | WaterHeat | Com - School | Com | ROB Only | 1 | 1000 sqft2 of floor space | 1000 sqft served | 13 | DEER:Indoor_CFL_Ltg | 1174.9227 | 0 | -127.9363 | SWWH027-05 | 583.3959 | 2024 | 325.6441 | 2024 | 543.0634 | -31.3502 | SWWH027-05 | Com Small Gas Water Heaters - Panel Upgrade - Marine ¦ SDG&E ¦ Marine | Com Small Gas Water Heaters - Panel Upgrade - Marine | 0.76922 | 0.453 | 0 | CBSA 2019 | 98.855 | 2032 | 1 | SWWH027-05
COM-WATERHEAT-FS-PU-13.84 | Com ¦ Com Heat Pump Water Heater (3.30 UEF - 50 Gal) - Fuel Sub - Panel Upgrade - Marine ¦ SDG&E ¦ Marine | Com ¦ Com Heat Pump Water Heater (3.30 UEF - 50 Gal) - Fuel Sub - Panel Upgrade - Marine | SDG&E ¦ Marine | SDG&E | All | Electric & Gas | HPWH (3.30 UEF - 50 Gal) | Efficient |  |  | 1 | Conventional | WaterHeat | Com - Warehouse | Com | ROB Only | 1 | 1000 sqft2 of floor space | 1000 sqft served | 13 | DEER:Indoor_CFL_Ltg | 35.6004 | 0 | -3.697 | SWWH027-05 | 10.5743 | 2024 | 5.9024 | 2024 | 10.5079 | -0.56824 | SWWH027-05 | Com Small Gas Water Heaters - Panel Upgrade - Marine ¦ SDG&E ¦ Marine | Com Small Gas Water Heaters - Panel Upgrade - Marine | 0.1976 | 0.453 | 0 | CBSA 2019 | 4.9142 | 2032 | 1 | SWWH027-05
COM-WATERHEAT-FS-PU-13.85 | Com ¦ Com Heat Pump Water Heater (3.30 UEF - 50 Gal) - Fuel Sub - Panel Upgrade - Hot-Dry ¦ SDG&E ¦ Hot-Dry | Com ¦ Com Heat Pump Water Heater (3.30 UEF - 50 Gal) - Fuel Sub - Panel Upgrade - Hot-Dry | SDG&E ¦ Hot-Dry | SDG&E | All | Electric & Gas | HPWH (3.30 UEF - 50 Gal) | Efficient |  |  | 1 | Conventional | WaterHeat | Com - College | Com | ROB Only | 1 | 1000 sqft2 of floor space | 1000 sqft served | 13 | DEER:Indoor_CFL_Ltg | 586.0009 | 0 | -61.9617 | SWWH027-05 | 183.7249 | 2024 | 102.5529 | 2024 | 356.4084 | -19.7458 | SWWH027-05 | Com Small Gas Water Heaters - Panel Upgrade - Hot-Dry ¦ SDG&E ¦ Hot-Dry | Com Small Gas Water Heaters - Panel Upgrade - Hot-Dry | 0.74815 | 0.453 | 0 | CBSA 2019 | 160.1481 | 2032 | 1 | SWWH027-05
COM-WATERHEAT-FS-PU-13.86 | Com ¦ Com Heat Pump Water Heater (3.30 UEF - 50 Gal) - Fuel Sub - Panel Upgrade - Hot-Dry ¦ SDG&E ¦ Hot-Dry | Com ¦ Com Heat Pump Water Heater (3.30 UEF - 50 Gal) - Fuel Sub - Panel Upgrade - Hot-Dry | SDG&E ¦ Hot-Dry | SDG&E | All | Electric & Gas | HPWH (3.30 UEF - 50 Gal) | Efficient |  |  | 1 | Conventional | WaterHeat | Com - Grocery | Com | ROB Only | 1 | 1000 sqft2 of floor space | 1000 sqft served | 13 | DEER:Indoor_CFL_Ltg | 0 | 0 | 0 | SWWH027-05 | 101.241 | 2024 | 61.7409 | 2024 | 302.9974 | -16.3851 | SWWH027-05 | Com Small Gas Water Heaters - Panel Upgrade - Hot-Dry ¦ SDG&E ¦ Hot-Dry | Com Small Gas Water Heaters - Panel Upgrade - Hot-Dry | 0.59609 | 0.453 | 0 | CBSA 2019 | 0 | 2032 | 1 | SWWH027-05
COM-WATERHEAT-FS-PU-13.87 | Com ¦ Com Heat Pump Water Heater (3.30 UEF - 50 Gal) - Fuel Sub - Panel Upgrade - Hot-Dry ¦ SDG&E ¦ Hot-Dry | Com ¦ Com Heat Pump Water Heater (3.30 UEF - 50 Gal) - Fuel Sub - Panel Upgrade - Hot-Dry | SDG&E ¦ Hot-Dry | SDG&E | All | Electric & Gas | HPWH (3.30 UEF - 50 Gal) | Efficient |  |  | 1 | Conventional | WaterHeat | Com - Health | Com | ROB Only | 1 | 1000 sqft2 of floor space | 1000 sqft served | 13 | DEER:Indoor_CFL_Ltg | 1651.6552 | 0 | -174.6924 | SWWH027-05 | 278.2827 | 2024 | 155.3338 | 2024 | 521.273 | -29.9084 | SWWH027-05 | Com Small Gas Water Heaters - Panel Upgrade - Hot-Dry ¦ SDG&E ¦ Hot-Dry | Com Small Gas Water Heaters - Panel Upgrade - Hot-Dry | 0.52611 | 0.453 | 0 | CBSA 2019 | 385.3539 | 2032 | 1 | SWWH027-05
COM-WATERHEAT-FS-PU-13.88 | Com ¦ Com Heat Pump Water Heater (3.30 UEF - 50 Gal) - Fuel Sub - Panel Upgrade - Hot-Dry ¦ SDG&E ¦ Hot-Dry | Com ¦ Com Heat Pump Water Heater (3.30 UEF - 50 Gal) - Fuel Sub - Panel Upgrade - Hot-Dry | SDG&E ¦ Hot-Dry | SDG&E | All | Electric & Gas | HPWH (3.30 UEF - 50 Gal) | Efficient |  |  | 1 | Conventional | WaterHeat | Com - Lodging | Com | ROB Only | 1 | 1000 sqft2 of floor space | 1000 sqft served | 13 | DEER:Indoor_CFL_Ltg | 1287.733 | 0 | -133.4281 | SWWH027-05 | 175.0978 | 2024 | 97.7373 | 2024 | 323.7383 | -18.8186 | SWWH027-05 | Com Small Gas Water Heaters - Panel Upgrade - Hot-Dry ¦ SDG&E ¦ Hot-Dry | Com Small Gas Water Heaters - Panel Upgrade - Hot-Dry | 0.73871 | 0.453 | 0 | CBSA 2019 | 1114.9967 | 2032 | 1 | SWWH027-05
COM-WATERHEAT-FS-PU-13.89 | Com ¦ Com Heat Pump Water Heater (3.30 UEF - 50 Gal) - Fuel Sub - Panel Upgrade - Hot-Dry ¦ SDG&E ¦ Hot-Dry | Com ¦ Com Heat Pump Water Heater (3.30 UEF - 50 Gal) - Fuel Sub - Panel Upgrade - Hot-Dry | SDG&E ¦ Hot-Dry | SDG&E | All | Electric & Gas | HPWH (3.30 UEF - 50 Gal) | Efficient |  |  | 1 | Conventional | WaterHeat | Com - Office (Large) | Com | ROB Only | 1 | 1000 sqft2 of floor space | 1000 sqft served | 13 | DEER:Indoor_CFL_Ltg | 164.9003 | 0 | -17.4894 | SWWH027-05 | 57.1708 | 2024 | 31.912 | 2024 | 113.624 | -6.1444 | SWWH027-05 | Com Small Gas Water Heaters - Panel Upgrade - Hot-Dry ¦ SDG&E ¦ Hot-Dry | Com Small Gas Water Heaters - Panel Upgrade - Hot-Dry | 0.46177 | 0.453 | 0 | CBSA 2019 | 62.1401 | 2032 | 1 | SWWH027-05
COM-WATERHEAT-FS-PU-13.90 | Com ¦ Com Heat Pump Water Heater (3.30 UEF - 50 Gal) - Fuel Sub - Panel Upgrade - Hot-Dry ¦ SDG&E ¦ Hot-Dry | Com ¦ Com Heat Pump Water Heater (3.30 UEF - 50 Gal) - Fuel Sub - Panel Upgrade - Hot-Dry | SDG&E ¦ Hot-Dry | SDG&E | All | Electric & Gas | HPWH (3.30 UEF - 50 Gal) | Efficient |  |  | 1 | Conventional | WaterHeat | Com - Office (Small) | Com | ROB Only | 1 | 1000 sqft2 of floor space | 1000 sqft served | 13 | DEER:Indoor_CFL_Ltg | 153.2406 | 0 | -16.1384 | SWWH027-05 | 57.1708 | 2024 | 31.912 | 2024 | 113.624 | -6.1444 | SWWH027-05 | Com Small Gas Water Heaters - Panel Upgrade - Hot-Dry ¦ SDG&E ¦ Hot-Dry | Com Small Gas Water Heaters - Panel Upgrade - Hot-Dry | 0.46177 | 0.453 | 0 | CBSA 2019 | 24.923 | 2032 | 1 | SWWH027-05
COM-WATERHEAT-FS-PU-13.91 | Com ¦ Com Heat Pump Water Heater (3.30 UEF - 50 Gal) - Fuel Sub - Panel Upgrade - Hot-Dry ¦ SDG&E ¦ Hot-Dry | Com ¦ Com Heat Pump Water Heater (3.30 UEF - 50 Gal) - Fuel Sub - Panel Upgrade - Hot-Dry | SDG&E ¦ Hot-Dry | SDG&E | All | Electric & Gas | HPWH (3.30 UEF - 50 Gal) | Efficient |  |  | 1 | Conventional | WaterHeat | Com - Other | Com | ROB Only | 1 | 1000 sqft2 of floor space | 1000 sqft served | 13 | DEER:Indoor_CFL_Ltg | 1974.5469 | 0 | -203.5773 | SWWH027-05 | 472.8336 | 2024 | 263.9296 | 2024 | 939.7326 | -50.8178 | SWWH027-05 | Com Small Gas Water Heaters - Panel Upgrade - Hot-Dry ¦ SDG&E ¦ Hot-Dry | Com Small Gas Water Heaters - Panel Upgrade - Hot-Dry | 0.5433 | 0.453 | 0 | CBSA 2019 | 704.1683 | 2032 | 1 | SWWH027-05
COM-WATERHEAT-FS-PU-13.92 | Com ¦ Com Heat Pump Water Heater (3.30 UEF - 50 Gal) - Fuel Sub - Panel Upgrade - Hot-Dry ¦ SDG&E ¦ Hot-Dry | Com ¦ Com Heat Pump Water Heater (3.30 UEF - 50 Gal) - Fuel Sub - Panel Upgrade - Hot-Dry | SDG&E ¦ Hot-Dry | SDG&E | All | Electric & Gas | HPWH (3.30 UEF - 50 Gal) | Efficient |  |  | 1 | Conventional | WaterHeat | Com - Refrig. Warehouse | Com | ROB Only | 1 | 1000 sqft2 of floor space | 1000 sqft served | 13 | DEER:Indoor_CFL_Ltg | 164.3095 | 0 | -17.5435 | SWWH027-05 | 26.4358 | 2024 | 14.7561 | 2024 | 52.5397 | -2.8412 | SWWH027-05 | Com Small Gas Water Heaters - Panel Upgrade - Hot-Dry ¦ SDG&E ¦ Hot-Dry | Com Small Gas Water Heaters - Panel Upgrade - Hot-Dry | 0.22621 | 0.453 | 0 | CBSA 2019 | 10.2355 | 2032 | 1 | SWWH027-05
COM-WATERHEAT-FS-PU-13.93 | Com ¦ Com Heat Pump Water Heater (3.30 UEF - 50 Gal) - Fuel Sub - Panel Upgrade - Hot-Dry ¦ SDG&E ¦ Hot-Dry | Com ¦ Com Heat Pump Water Heater (3.30 UEF - 50 Gal) - Fuel Sub - Panel Upgrade - Hot-Dry | SDG&E ¦ Hot-Dry | SDG&E | All | Electric & Gas | HPWH (3.30 UEF - 50 Gal) | Efficient |  |  | 1 | Conventional | WaterHeat | Com - Restaurant | Com | ROB Only | 1 | 1000 sqft2 of floor space | 1000 sqft served | 13 | DEER:Indoor_CFL_Ltg | 7079.9621 | 0 | -779.9876 | SWWH027-05 | 2476.623 | 2024 | 1382.4189 | 2024 | 3715.192 | -266.1751 | SWWH027-05 | Com Small Gas Water Heaters - Panel Upgrade - Hot-Dry ¦ SDG&E ¦ Hot-Dry | Com Small Gas Water Heaters - Panel Upgrade - Hot-Dry | 0.79319 | 0.453 | 0 | CBSA 2019 | 460.1373 | 2032 | 1 | SWWH027-05
COM-WATERHEAT-FS-PU-13.94 | Com ¦ Com Heat Pump Water Heater (3.30 UEF - 50 Gal) - Fuel Sub - Panel Upgrade - Hot-Dry ¦ SDG&E ¦ Hot-Dry | Com ¦ Com Heat Pump Water Heater (3.30 UEF - 50 Gal) - Fuel Sub - Panel Upgrade - Hot-Dry | SDG&E ¦ Hot-Dry | SDG&E | All | Electric & Gas | HPWH (3.30 UEF - 50 Gal) | Efficient |  |  | 1 | Conventional | WaterHeat | Com - Retail | Com | ROB Only | 1 | 1000 sqft2 of floor space | 1000 sqft served | 13 | DEER:Indoor_CFL_Ltg | 109.8158 | 0 | -11.5052 | SWWH027-05 | 35.4115 | 2024 | 19.7663 | 2024 | 35.4192 | -3.8059 | SWWH027-05 | Com Small Gas Water Heaters - Panel Upgrade - Hot-Dry ¦ SDG&E ¦ Hot-Dry | Com Small Gas Water Heaters - Panel Upgrade - Hot-Dry | 0.40063 | 0.453 | 0 | CBSA 2019 | 18.2686 | 2032 | 1 | SWWH027-05
COM-WATERHEAT-FS-PU-13.95 | Com ¦ Com Heat Pump Water Heater (3.30 UEF - 50 Gal) - Fuel Sub - Panel Upgrade - Hot-Dry ¦ SDG&E ¦ Hot-Dry | Com ¦ Com Heat Pump Water Heater (3.30 UEF - 50 Gal) - Fuel Sub - Panel Upgrade - Hot-Dry | SDG&E ¦ Hot-Dry | SDG&E | All | Electric & Gas | HPWH (3.30 UEF - 50 Gal) | Efficient |  |  | 1 | Conventional | WaterHeat | Com - School | Com | ROB Only | 1 | 1000 sqft2 of floor space | 1000 sqft served | 13 | DEER:Indoor_CFL_Ltg | 585.437 | 0 | -63.6849 | SWWH027-05 | 291.698 | 2024 | 162.822 | 2024 | 543.0634 | -31.3502 | SWWH027-05 | Com Small Gas Water Heaters - Panel Upgrade - Hot-Dry ¦ SDG&E ¦ Hot-Dry | Com Small Gas Water Heaters - Panel Upgrade - Hot-Dry | 0.76922 | 0.453 | 0 | CBSA 2019 | 49.1136 | 2032 | 1 | SWWH027-05
COM-WATERHEAT-FS-PU-13.96 | Com ¦ Com Heat Pump Water Heater (3.30 UEF - 50 Gal) - Fuel Sub - Panel Upgrade - Hot-Dry ¦ SDG&E ¦ Hot-Dry | Com ¦ Com Heat Pump Water Heater (3.30 UEF - 50 Gal) - Fuel Sub - Panel Upgrade - Hot-Dry | SDG&E ¦ Hot-Dry | SDG&E | All | Electric & Gas | HPWH (3.30 UEF - 50 Gal) | Efficient |  |  | 1 | Conventional | WaterHeat | Com - Warehouse | Com | ROB Only | 1 | 1000 sqft2 of floor space | 1000 sqft served | 13 | DEER:Indoor_CFL_Ltg | 17.8002 | 0 | -1.8485 | SWWH027-05 | 5.2872 | 2024 | 2.9512 | 2024 | 10.5079 | -0.56824 | SWWH027-05 | Com Small Gas Water Heaters - Panel Upgrade - Hot-Dry ¦ SDG&E ¦ Hot-Dry | Com Small Gas Water Heaters - Panel Upgrade - Hot-Dry | 0.1976 | 0.453 | 0 | CBSA 2019 | 2.4571 | 2032 | 1 | SWWH027-05
COM-WATERHEAT-FS-PU-14.1 | Com ¦ Com Heat Pump Water Heater (3.50 UEF - 50 Gal) - Fuel Sub - Panel Upgrade - Marine ¦ PG&E ¦ Marine | Com ¦ Com Heat Pump Water Heater (3.50 UEF - 50 Gal) - Fuel Sub - Panel Upgrade - Marine | PG&E ¦ Marine | PG&E | All | Electric & Gas | HPWH (3.50 UEF - 50 Gal) | Efficient |  |  | 1 | Conventional | WaterHeat | Com - College | Com | ROB Only | 1 | 1000 sqft2 of floor space | 1000 sqft served | 13 | DEER:Indoor_CFL_Ltg | 625.7525 | 0 | -67.0699 | SWWH027-05 | 190.4605 | 2024 | 102.5529 | 2024 | 356.4084 | -19.7458 | SWWH027-05 | Com Small Gas Water Heaters - Panel Upgrade - Marine ¦ PG&E ¦ Marine | Com Small Gas Water Heaters - Panel Upgrade - Marine | 0.74815 | 0.453 | 0 | CBSA 2019 | 173.9973 | 2032 | 1 | SWWH027-05
COM-WATERHEAT-FS-PU-14.2 | Com ¦ Com Heat Pump Water Heater (3.50 UEF - 50 Gal) - Fuel Sub - Panel Upgrade - Marine ¦ PG&E ¦ Marine | Com ¦ Com Heat Pump Water Heater (3.50 UEF - 50 Gal) - Fuel Sub - Panel Upgrade - Marine | PG&E ¦ Marine | PG&E | All | Electric & Gas | HPWH (3.50 UEF - 50 Gal) | Efficient |  |  | 1 | Conventional | WaterHeat | Com - Grocery | Com | ROB Only | 1 | 1000 sqft2 of floor space | 1000 sqft served | 13 | DEER:Indoor_CFL_Ltg | 0 | 0 | 0 | SWWH027-05 | 101.241 | 2024 | 61.7409 | 2024 | 302.9974 | -16.3851 | SWWH027-05 | Com Small Gas Water Heaters - Panel Upgrade - Marine ¦ PG&E ¦ Marine | Com Small Gas Water Heaters - Panel Upgrade - Marine | 0.59609 | 0.453 | 0 | CBSA 2019 | 0 | 2032 | 1 | SWWH027-05
COM-WATERHEAT-FS-PU-14.3 | Com ¦ Com Heat Pump Water Heater (3.50 UEF - 50 Gal) - Fuel Sub - Panel Upgrade - Marine ¦ PG&E ¦ Marine | Com ¦ Com Heat Pump Water Heater (3.50 UEF - 50 Gal) - Fuel Sub - Panel Upgrade - Marine | PG&E ¦ Marine | PG&E | All | Electric & Gas | HPWH (3.50 UEF - 50 Gal) | Efficient |  |  | 1 | Conventional | WaterHeat | Com - Health | Com | ROB Only | 1 | 1000 sqft2 of floor space | 1000 sqft served | 13 | DEER:Indoor_CFL_Ltg | 1745.5665 | 0 | -189.4886 | SWWH027-05 | 288.4849 | 2024 | 155.3338 | 2024 | 521.273 | -29.9084 | SWWH027-05 | Com Small Gas Water Heaters - Panel Upgrade - Marine ¦ PG&E ¦ Marine | Com Small Gas Water Heaters - Panel Upgrade - Marine | 0.52611 | 0.453 | 0 | CBSA 2019 | 421.002 | 2032 | 1 | SWWH027-05
COM-WATERHEAT-FS-PU-14.4 | Com ¦ Com Heat Pump Water Heater (3.50 UEF - 50 Gal) - Fuel Sub - Panel Upgrade - Marine ¦ PG&E ¦ Marine | Com ¦ Com Heat Pump Water Heater (3.50 UEF - 50 Gal) - Fuel Sub - Panel Upgrade - Marine | PG&E ¦ Marine | PG&E | All | Electric & Gas | HPWH (3.50 UEF - 50 Gal) | Efficient |  |  | 1 | Conventional | WaterHeat | Com - Lodging | Com | ROB Only | 1 | 1000 sqft2 of floor space | 1000 sqft served | 13 | DEER:Indoor_CFL_Ltg | 1365.8867 | 0 | -145.1426 | SWWH027-05 | 181.5172 | 2024 | 97.7373 | 2024 | 323.7383 | -18.8186 | SWWH027-05 | Com Small Gas Water Heaters - Panel Upgrade - Marine ¦ PG&E ¦ Marine | Com Small Gas Water Heaters - Panel Upgrade - Marine | 0.73871 | 0.453 | 0 | CBSA 2019 | 1218.3929 | 2032 | 1 | SWWH027-05
COM-WATERHEAT-FS-PU-14.5 | Com ¦ Com Heat Pump Water Heater (3.50 UEF - 50 Gal) - Fuel Sub - Panel Upgrade - Marine ¦ PG&E ¦ Marine | Com ¦ Com Heat Pump Water Heater (3.50 UEF - 50 Gal) - Fuel Sub - Panel Upgrade - Marine | PG&E ¦ Marine | PG&E | All | Electric & Gas | HPWH (3.50 UEF - 50 Gal) | Efficient |  |  | 1 | Conventional | WaterHeat | Com - Office (Large) | Com | ROB Only | 1 | 1000 sqft2 of floor space | 1000 sqft served | 13 | DEER:Indoor_CFL_Ltg | 174.339 | 0 | -18.8775 | SWWH027-05 | 59.2667 | 2024 | 31.912 | 2024 | 113.624 | -6.1444 | SWWH027-05 | Com Small Gas Water Heaters - Panel Upgrade - Marine ¦ PG&E ¦ Marine | Com Small Gas Water Heaters - Panel Upgrade - Marine | 0.46177 | 0.453 | 0 | CBSA 2019 | 67.4347 | 2032 | 1 | SWWH027-05
COM-WATERHEAT-FS-PU-14.6 | Com ¦ Com Heat Pump Water Heater (3.50 UEF - 50 Gal) - Fuel Sub - Panel Upgrade - Marine ¦ PG&E ¦ Marine | Com ¦ Com Heat Pump Water Heater (3.50 UEF - 50 Gal) - Fuel Sub - Panel Upgrade - Marine | PG&E ¦ Marine | PG&E | All | Electric & Gas | HPWH (3.50 UEF - 50 Gal) | Efficient |  |  | 1 | Conventional | WaterHeat | Com - Office (Small) | Com | ROB Only | 1 | 1000 sqft2 of floor space | 1000 sqft served | 13 | DEER:Indoor_CFL_Ltg | 162.1242 | 0 | -17.4709 | SWWH027-05 | 59.2667 | 2024 | 31.912 | 2024 | 113.624 | -6.1444 | SWWH027-05 | Com Small Gas Water Heaters - Panel Upgrade - Marine ¦ PG&E ¦ Marine | Com Small Gas Water Heaters - Panel Upgrade - Marine | 0.46177 | 0.453 | 0 | CBSA 2019 | 27.1537 | 2032 | 1 | SWWH027-05
COM-WATERHEAT-FS-PU-14.7 | Com ¦ Com Heat Pump Water Heater (3.50 UEF - 50 Gal) - Fuel Sub - Panel Upgrade - Marine ¦ PG&E ¦ Marine | Com ¦ Com Heat Pump Water Heater (3.50 UEF - 50 Gal) - Fuel Sub - Panel Upgrade - Marine | PG&E ¦ Marine | PG&E | All | Electric & Gas | HPWH (3.50 UEF - 50 Gal) | Efficient |  |  | 1 | Conventional | WaterHeat | Com - Other | Com | ROB Only | 1 | 1000 sqft2 of floor space | 1000 sqft served | 13 | DEER:Indoor_CFL_Ltg | 2081.6929 | 0 | -220.4145 | SWWH027-05 | 490.1683 | 2024 | 263.9296 | 2024 | 939.7326 | -50.8178 | SWWH027-05 | Com Small Gas Water Heaters - Panel Upgrade - Marine ¦ PG&E ¦ Marine | Com Small Gas Water Heaters - Panel Upgrade - Marine | 0.5433 | 0.453 | 0 | CBSA 2019 | 768.6095 | 2032 | 1 | SWWH027-05
COM-WATERHEAT-FS-PU-14.8 | Com ¦ Com Heat Pump Water Heater (3.50 UEF - 50 Gal) - Fuel Sub - Panel Upgrade - Marine ¦ PG&E ¦ Marine | Com ¦ Com Heat Pump Water Heater (3.50 UEF - 50 Gal) - Fuel Sub - Panel Upgrade - Marine | PG&E ¦ Marine | PG&E | All | Electric & Gas | HPWH (3.50 UEF - 50 Gal) | Efficient |  |  | 1 | Conventional | WaterHeat | Com - Refrig. Warehouse | Com | ROB Only | 1 | 1000 sqft2 of floor space | 1000 sqft served | 13 | DEER:Indoor_CFL_Ltg | 173.7231 | 0 | -18.9983 | SWWH027-05 | 27.4049 | 2024 | 14.7561 | 2024 | 52.5397 | -2.8412 | SWWH027-05 | Com Small Gas Water Heaters - Panel Upgrade - Marine ¦ PG&E ¦ Marine | Com Small Gas Water Heaters - Panel Upgrade - Marine | 0.22621 | 0.453 | 0 | CBSA 2019 | 11.1596 | 2032 | 1 | SWWH027-05
COM-WATERHEAT-FS-PU-14.9 | Com ¦ Com Heat Pump Water Heater (3.50 UEF - 50 Gal) - Fuel Sub - Panel Upgrade - Marine ¦ PG&E ¦ Marine | Com ¦ Com Heat Pump Water Heater (3.50 UEF - 50 Gal) - Fuel Sub - Panel Upgrade - Marine | PG&E ¦ Marine | PG&E | All | Electric & Gas | HPWH (3.50 UEF - 50 Gal) | Efficient |  |  | 1 | Conventional | WaterHeat | Com - Restaurant | Com | ROB Only | 1 | 1000 sqft2 of floor space | 1000 sqft served | 13 | DEER:Indoor_CFL_Ltg | 7564.0626 | 0 | -845.4464 | SWWH027-05 | 2567.4192 | 2024 | 1382.4189 | 2024 | 3715.192 | -266.1751 | SWWH027-05 | Com Small Gas Water Heaters - Panel Upgrade - Marine ¦ PG&E ¦ Marine | Com Small Gas Water Heaters - Panel Upgrade - Marine | 0.79319 | 0.453 | 0 | CBSA 2019 | 500.7094 | 2032 | 1 | SWWH027-05
COM-WATERHEAT-FS-PU-14.10 | Com ¦ Com Heat Pump Water Heater (3.50 UEF - 50 Gal) - Fuel Sub - Panel Upgrade - Marine ¦ PG&E ¦ Marine | Com ¦ Com Heat Pump Water Heater (3.50 UEF - 50 Gal) - Fuel Sub - Panel Upgrade - Marine | PG&E ¦ Marine | PG&E | All | Electric & Gas | HPWH (3.50 UEF - 50 Gal) | Efficient |  |  | 1 | Conventional | WaterHeat | Com - Retail | Com | ROB Only | 1 | 1000 sqft2 of floor space | 1000 sqft served | 13 | DEER:Indoor_CFL_Ltg | 117.4756 | 0 | -12.4564 | SWWH027-05 | 36.7097 | 2024 | 19.7663 | 2024 | 35.4192 | -3.8059 | SWWH027-05 | Com Small Gas Water Heaters - Panel Upgrade - Marine ¦ PG&E ¦ Marine | Com Small Gas Water Heaters - Panel Upgrade - Marine | 0.40063 | 0.453 | 0 | CBSA 2019 | 20.2773 | 2032 | 1 | SWWH027-05
COM-WATERHEAT-FS-PU-14.11 | Com ¦ Com Heat Pump Water Heater (3.50 UEF - 50 Gal) - Fuel Sub - Panel Upgrade - Marine ¦ PG&E ¦ Marine | Com ¦ Com Heat Pump Water Heater (3.50 UEF - 50 Gal) - Fuel Sub - Panel Upgrade - Marine | PG&E ¦ Marine | PG&E | All | Electric & Gas | HPWH (3.50 UEF - 50 Gal) | Efficient |  |  | 1 | Conventional | WaterHeat | Com - School | Com | ROB Only | 1 | 1000 sqft2 of floor space | 1000 sqft served | 13 | DEER:Indoor_CFL_Ltg | 623.0725 | 0 | -68.9729 | SWWH027-05 | 302.392 | 2024 | 162.822 | 2024 | 543.0634 | -31.3502 | SWWH027-05 | Com Small Gas Water Heaters - Panel Upgrade - Marine ¦ PG&E ¦ Marine | Com Small Gas Water Heaters - Panel Upgrade - Marine | 0.76922 | 0.453 | 0 | CBSA 2019 | 54.9987 | 2032 | 1 | SWWH027-05
COM-WATERHEAT-FS-PU-14.12 | Com ¦ Com Heat Pump Water Heater (3.50 UEF - 50 Gal) - Fuel Sub - Panel Upgrade - Marine ¦ PG&E ¦ Marine | Com ¦ Com Heat Pump Water Heater (3.50 UEF - 50 Gal) - Fuel Sub - Panel Upgrade - Marine | PG&E ¦ Marine | PG&E | All | Electric & Gas | HPWH (3.50 UEF - 50 Gal) | Efficient |  |  | 1 | Conventional | WaterHeat | Com - Warehouse | Com | ROB Only | 1 | 1000 sqft2 of floor space | 1000 sqft served | 13 | DEER:Indoor_CFL_Ltg | 18.9983 | 0 | -2.0025 | SWWH027-05 | 5.481 | 2024 | 2.9512 | 2024 | 10.5079 | -0.56824 | SWWH027-05 | Com Small Gas Water Heaters - Panel Upgrade - Marine ¦ PG&E ¦ Marine | Com Small Gas Water Heaters - Panel Upgrade - Marine | 0.1976 | 0.453 | 0 | CBSA 2019 | 2.7473 | 2032 | 1 | SWWH027-05
COM-WATERHEAT-FS-PU-14.13 | Com ¦ Com Heat Pump Water Heater (3.50 UEF - 50 Gal) - Fuel Sub - Panel Upgrade - Hot-Dry ¦ PG&E ¦ Hot-Dry | Com ¦ Com Heat Pump Water Heater (3.50 UEF - 50 Gal) - Fuel Sub - Panel Upgrade - Hot-Dry | PG&E ¦ Hot-Dry | PG&E | All | Electric & Gas | HPWH (3.50 UEF - 50 Gal) | Efficient |  |  | 1 | Conventional | WaterHeat | Com - College | Com | ROB Only | 1 | 1000 sqft2 of floor space | 1000 sqft served | 13 | DEER:Indoor_CFL_Ltg | 603.091 | 0 | -64.1714 | SWWH027-05 | 190.4605 | 2024 | 102.5529 | 2024 | 356.4084 | -19.7458 | SWWH027-05 | Com Small Gas Water Heaters - Panel Upgrade - Hot-Dry ¦ PG&E ¦ Hot-Dry | Com Small Gas Water Heaters - Panel Upgrade - Hot-Dry | 0.74815 | 0.453 | 0 | CBSA 2019 | 166.1469 | 2032 | 1 | SWWH027-05
COM-WATERHEAT-FS-PU-14.14 | Com ¦ Com Heat Pump Water Heater (3.50 UEF - 50 Gal) - Fuel Sub - Panel Upgrade - Hot-Dry ¦ PG&E ¦ Hot-Dry | Com ¦ Com Heat Pump Water Heater (3.50 UEF - 50 Gal) - Fuel Sub - Panel Upgrade - Hot-Dry | PG&E ¦ Hot-Dry | PG&E | All | Electric & Gas | HPWH (3.50 UEF - 50 Gal) | Efficient |  |  | 1 | Conventional | WaterHeat | Com - Grocery | Com | ROB Only | 1 | 1000 sqft2 of floor space | 1000 sqft served | 13 | DEER:Indoor_CFL_Ltg | 0 | 0 | 0 | SWWH027-05 | 101.241 | 2024 | 61.7409 | 2024 | 302.9974 | -16.3851 | SWWH027-05 | Com Small Gas Water Heaters - Panel Upgrade - Hot-Dry ¦ PG&E ¦ Hot-Dry | Com Small Gas Water Heaters - Panel Upgrade - Hot-Dry | 0.59609 | 0.453 | 0 | CBSA 2019 | 0 | 2032 | 1 | SWWH027-05
COM-WATERHEAT-FS-PU-14.15 | Com ¦ Com Heat Pump Water Heater (3.50 UEF - 50 Gal) - Fuel Sub - Panel Upgrade - Hot-Dry ¦ PG&E ¦ Hot-Dry | Com ¦ Com Heat Pump Water Heater (3.50 UEF - 50 Gal) - Fuel Sub - Panel Upgrade - Hot-Dry | PG&E ¦ Hot-Dry | PG&E | All | Electric & Gas | HPWH (3.50 UEF - 50 Gal) | Efficient |  |  | 1 | Conventional | WaterHeat | Com - Health | Com | ROB Only | 1 | 1000 sqft2 of floor space | 1000 sqft served | 13 | DEER:Indoor_CFL_Ltg | 1682.5066 | 0 | -180.4801 | SWWH027-05 | 288.4849 | 2024 | 155.3338 | 2024 | 521.273 | -29.9084 | SWWH027-05 | Com Small Gas Water Heaters - Panel Upgrade - Hot-Dry ¦ PG&E ¦ Hot-Dry | Com Small Gas Water Heaters - Panel Upgrade - Hot-Dry | 0.52611 | 0.453 | 0 | CBSA 2019 | 399.683 | 2032 | 1 | SWWH027-05
COM-WATERHEAT-FS-PU-14.16 | Com ¦ Com Heat Pump Water Heater (3.50 UEF - 50 Gal) - Fuel Sub - Panel Upgrade - Hot-Dry ¦ PG&E ¦ Hot-Dry | Com ¦ Com Heat Pump Water Heater (3.50 UEF - 50 Gal) - Fuel Sub - Panel Upgrade - Hot-Dry | PG&E ¦ Hot-Dry | PG&E | All | Electric & Gas | HPWH (3.50 UEF - 50 Gal) | Efficient |  |  | 1 | Conventional | WaterHeat | Com - Lodging | Com | ROB Only | 1 | 1000 sqft2 of floor space | 1000 sqft served | 13 | DEER:Indoor_CFL_Ltg | 1315.5591 | 0 | -137.894 | SWWH027-05 | 181.5172 | 2024 | 97.7373 | 2024 | 323.7383 | -18.8186 | SWWH027-05 | Com Small Gas Water Heaters - Panel Upgrade - Hot-Dry ¦ PG&E ¦ Hot-Dry | Com Small Gas Water Heaters - Panel Upgrade - Hot-Dry | 0.73871 | 0.453 | 0 | CBSA 2019 | 1154.725 | 2032 | 1 | SWWH027-05
COM-WATERHEAT-FS-PU-14.17 | Com ¦ Com Heat Pump Water Heater (3.50 UEF - 50 Gal) - Fuel Sub - Panel Upgrade - Hot-Dry ¦ PG&E ¦ Hot-Dry | Com ¦ Com Heat Pump Water Heater (3.50 UEF - 50 Gal) - Fuel Sub - Panel Upgrade - Hot-Dry | PG&E ¦ Hot-Dry | PG&E | All | Electric & Gas | HPWH (3.50 UEF - 50 Gal) | Efficient |  |  | 1 | Conventional | WaterHeat | Com - Office (Large) | Com | ROB Only | 1 | 1000 sqft2 of floor space | 1000 sqft served | 13 | DEER:Indoor_CFL_Ltg | 168.7868 | 0 | -18.0261 | SWWH027-05 | 59.2667 | 2024 | 31.912 | 2024 | 113.624 | -6.1444 | SWWH027-05 | Com Small Gas Water Heaters - Panel Upgrade - Hot-Dry ¦ PG&E ¦ Hot-Dry | Com Small Gas Water Heaters - Panel Upgrade - Hot-Dry | 0.46177 | 0.453 | 0 | CBSA 2019 | 64.1638 | 2032 | 1 | SWWH027-05
COM-WATERHEAT-FS-PU-14.18 | Com ¦ Com Heat Pump Water Heater (3.50 UEF - 50 Gal) - Fuel Sub - Panel Upgrade - Hot-Dry ¦ PG&E ¦ Hot-Dry | Com ¦ Com Heat Pump Water Heater (3.50 UEF - 50 Gal) - Fuel Sub - Panel Upgrade - Hot-Dry | PG&E ¦ Hot-Dry | PG&E | All | Electric & Gas | HPWH (3.50 UEF - 50 Gal) | Efficient |  |  | 1 | Conventional | WaterHeat | Com - Office (Small) | Com | ROB Only | 1 | 1000 sqft2 of floor space | 1000 sqft served | 13 | DEER:Indoor_CFL_Ltg | 156.9421 | 0 | -16.6196 | SWWH027-05 | 59.2667 | 2024 | 31.912 | 2024 | 113.624 | -6.1444 | SWWH027-05 | Com Small Gas Water Heaters - Panel Upgrade - Hot-Dry ¦ PG&E ¦ Hot-Dry | Com Small Gas Water Heaters - Panel Upgrade - Hot-Dry | 0.46177 | 0.453 | 0 | CBSA 2019 | 25.7059 | 2032 | 1 | SWWH027-05
COM-WATERHEAT-FS-PU-14.19 | Com ¦ Com Heat Pump Water Heater (3.50 UEF - 50 Gal) - Fuel Sub - Panel Upgrade - Hot-Dry ¦ PG&E ¦ Hot-Dry | Com ¦ Com Heat Pump Water Heater (3.50 UEF - 50 Gal) - Fuel Sub - Panel Upgrade - Hot-Dry | PG&E ¦ Hot-Dry | PG&E | All | Electric & Gas | HPWH (3.50 UEF - 50 Gal) | Efficient |  |  | 1 | Conventional | WaterHeat | Com - Other | Com | ROB Only | 1 | 1000 sqft2 of floor space | 1000 sqft served | 13 | DEER:Indoor_CFL_Ltg | 2020.4666 | 0 | -209.6999 | SWWH027-05 | 490.1683 | 2024 | 263.9296 | 2024 | 939.7326 | -50.8178 | SWWH027-05 | Com Small Gas Water Heaters - Panel Upgrade - Hot-Dry ¦ PG&E ¦ Hot-Dry | Com Small Gas Water Heaters - Panel Upgrade - Hot-Dry | 0.5433 | 0.453 | 0 | CBSA 2019 | 726.8332 | 2032 | 1 | SWWH027-05
COM-WATERHEAT-FS-PU-14.20 | Com ¦ Com Heat Pump Water Heater (3.50 UEF - 50 Gal) - Fuel Sub - Panel Upgrade - Hot-Dry ¦ PG&E ¦ Hot-Dry | Com ¦ Com Heat Pump Water Heater (3.50 UEF - 50 Gal) - Fuel Sub - Panel Upgrade - Hot-Dry | PG&E ¦ Hot-Dry | PG&E | All | Electric & Gas | HPWH (3.50 UEF - 50 Gal) | Efficient |  |  | 1 | Conventional | WaterHeat | Com - Refrig. Warehouse | Com | ROB Only | 1 | 1000 sqft2 of floor space | 1000 sqft served | 13 | DEER:Indoor_CFL_Ltg | 167.7326 | 0 | -18.1425 | SWWH027-05 | 27.4049 | 2024 | 14.7561 | 2024 | 52.5397 | -2.8412 | SWWH027-05 | Com Small Gas Water Heaters - Panel Upgrade - Hot-Dry ¦ PG&E ¦ Hot-Dry | Com Small Gas Water Heaters - Panel Upgrade - Hot-Dry | 0.22621 | 0.453 | 0 | CBSA 2019 | 10.6241 | 2032 | 1 | SWWH027-05
COM-WATERHEAT-FS-PU-14.21 | Com ¦ Com Heat Pump Water Heater (3.50 UEF - 50 Gal) - Fuel Sub - Panel Upgrade - Hot-Dry ¦ PG&E ¦ Hot-Dry | Com ¦ Com Heat Pump Water Heater (3.50 UEF - 50 Gal) - Fuel Sub - Panel Upgrade - Hot-Dry | PG&E ¦ Hot-Dry | PG&E | All | Electric & Gas | HPWH (3.50 UEF - 50 Gal) | Efficient |  |  | 1 | Conventional | WaterHeat | Com - Restaurant | Com | ROB Only | 1 | 1000 sqft2 of floor space | 1000 sqft served | 13 | DEER:Indoor_CFL_Ltg | 7292.1817 | 0 | -805.3598 | SWWH027-05 | 2567.4192 | 2024 | 1382.4189 | 2024 | 3715.192 | -266.1751 | SWWH027-05 | Com Small Gas Water Heaters - Panel Upgrade - Hot-Dry ¦ PG&E ¦ Hot-Dry | Com Small Gas Water Heaters - Panel Upgrade - Hot-Dry | 0.79319 | 0.453 | 0 | CBSA 2019 | 475.4265 | 2032 | 1 | SWWH027-05
COM-WATERHEAT-FS-PU-14.22 | Com ¦ Com Heat Pump Water Heater (3.50 UEF - 50 Gal) - Fuel Sub - Panel Upgrade - Hot-Dry ¦ PG&E ¦ Hot-Dry | Com ¦ Com Heat Pump Water Heater (3.50 UEF - 50 Gal) - Fuel Sub - Panel Upgrade - Hot-Dry | PG&E ¦ Hot-Dry | PG&E | All | Electric & Gas | HPWH (3.50 UEF - 50 Gal) | Efficient |  |  | 1 | Conventional | WaterHeat | Com - Retail | Com | ROB Only | 1 | 1000 sqft2 of floor space | 1000 sqft served | 13 | DEER:Indoor_CFL_Ltg | 113.1563 | 0 | -11.8499 | SWWH027-05 | 36.7097 | 2024 | 19.7663 | 2024 | 35.4192 | -3.8059 | SWWH027-05 | Com Small Gas Water Heaters - Panel Upgrade - Hot-Dry ¦ PG&E ¦ Hot-Dry | Com Small Gas Water Heaters - Panel Upgrade - Hot-Dry | 0.40063 | 0.453 | 0 | CBSA 2019 | 18.7979 | 2032 | 1 | SWWH027-05
COM-WATERHEAT-FS-PU-14.23 | Com ¦ Com Heat Pump Water Heater (3.50 UEF - 50 Gal) - Fuel Sub - Panel Upgrade - Hot-Dry ¦ PG&E ¦ Hot-Dry | Com ¦ Com Heat Pump Water Heater (3.50 UEF - 50 Gal) - Fuel Sub - Panel Upgrade - Hot-Dry | PG&E ¦ Hot-Dry | PG&E | All | Electric & Gas | HPWH (3.50 UEF - 50 Gal) | Efficient |  |  | 1 | Conventional | WaterHeat | Com - School | Com | ROB Only | 1 | 1000 sqft2 of floor space | 1000 sqft served | 13 | DEER:Indoor_CFL_Ltg | 602.7057 | 0 | -66.0592 | SWWH027-05 | 302.392 | 2024 | 162.822 | 2024 | 543.0634 | -31.3502 | SWWH027-05 | Com Small Gas Water Heaters - Panel Upgrade - Hot-Dry ¦ PG&E ¦ Hot-Dry | Com Small Gas Water Heaters - Panel Upgrade - Hot-Dry | 0.76922 | 0.453 | 0 | CBSA 2019 | 51.695 | 2032 | 1 | SWWH027-05
COM-WATERHEAT-FS-PU-14.24 | Com ¦ Com Heat Pump Water Heater (3.50 UEF - 50 Gal) - Fuel Sub - Panel Upgrade - Hot-Dry ¦ PG&E ¦ Hot-Dry | Com ¦ Com Heat Pump Water Heater (3.50 UEF - 50 Gal) - Fuel Sub - Panel Upgrade - Hot-Dry | PG&E ¦ Hot-Dry | PG&E | All | Electric & Gas | HPWH (3.50 UEF - 50 Gal) | Efficient |  |  | 1 | Conventional | WaterHeat | Com - Warehouse | Com | ROB Only | 1 | 1000 sqft2 of floor space | 1000 sqft served | 13 | DEER:Indoor_CFL_Ltg | 18.1425 | 0 | -1.8998 | SWWH027-05 | 5.481 | 2024 | 2.9512 | 2024 | 10.5079 | -0.56824 | SWWH027-05 | Com Small Gas Water Heaters - Panel Upgrade - Hot-Dry ¦ PG&E ¦ Hot-Dry | Com Small Gas Water Heaters - Panel Upgrade - Hot-Dry | 0.1976 | 0.453 | 0 | CBSA 2019 | 2.5709 | 2032 | 1 | SWWH027-05
COM-WATERHEAT-FS-PU-14.25 | Com ¦ Com Heat Pump Water Heater (3.50 UEF - 50 Gal) - Fuel Sub - Panel Upgrade - Cold ¦ PG&E ¦ Cold | Com ¦ Com Heat Pump Water Heater (3.50 UEF - 50 Gal) - Fuel Sub - Panel Upgrade - Cold | PG&E ¦ Cold | PG&E | All | Electric & Gas | HPWH (3.50 UEF - 50 Gal) | Efficient |  |  | 1 | Conventional | WaterHeat | Com - College | Com | ROB Only | 1 | 1000 sqft2 of floor space | 1000 sqft served | 13 | DEER:Indoor_CFL_Ltg | 1491.7521 | 0 | -143.1668 | SWWH027-05 | 380.921 | 2024 | 205.1057 | 2024 | 356.4084 | -19.7458 | SWWH027-05 | Com Small Gas Water Heaters - Panel Upgrade - Cold ¦ PG&E ¦ Cold | Com Small Gas Water Heaters - Panel Upgrade - Cold | 0.74815 | 0.453 | 0 | CBSA 2019 | 359.6332 | 2032 | 1 | SWWH027-05
COM-WATERHEAT-FS-PU-14.26 | Com ¦ Com Heat Pump Water Heater (3.50 UEF - 50 Gal) - Fuel Sub - Panel Upgrade - Cold ¦ PG&E ¦ Cold | Com ¦ Com Heat Pump Water Heater (3.50 UEF - 50 Gal) - Fuel Sub - Panel Upgrade - Cold | PG&E ¦ Cold | PG&E | All | Electric & Gas | HPWH (3.50 UEF - 50 Gal) | Efficient |  |  | 1 | Conventional | WaterHeat | Com - Grocery | Com | ROB Only | 1 | 1000 sqft2 of floor space | 1000 sqft served | 13 | DEER:Indoor_CFL_Ltg | 0 | 0 | 0 | SWWH027-05 | 202.482 | 2024 | 123.4818 | 2024 | 302.9974 | -16.3851 | SWWH027-05 | Com Small Gas Water Heaters - Panel Upgrade - Cold ¦ PG&E ¦ Cold | Com Small Gas Water Heaters - Panel Upgrade - Cold | 0.59609 | 0.453 | 0 | CBSA 2019 | 0 | 2032 | 1 | SWWH027-05
COM-WATERHEAT-FS-PU-14.27 | Com ¦ Com Heat Pump Water Heater (3.50 UEF - 50 Gal) - Fuel Sub - Panel Upgrade - Cold ¦ PG&E ¦ Cold | Com ¦ Com Heat Pump Water Heater (3.50 UEF - 50 Gal) - Fuel Sub - Panel Upgrade - Cold | PG&E ¦ Cold | PG&E | All | Electric & Gas | HPWH (3.50 UEF - 50 Gal) | Efficient |  |  | 1 | Conventional | WaterHeat | Com - Health | Com | ROB Only | 1 | 1000 sqft2 of floor space | 1000 sqft served | 13 | DEER:Indoor_CFL_Ltg | 4018.5667 | 0 | -403.9298 | SWWH027-05 | 576.9697 | 2024 | 310.6675 | 2024 | 521.273 | -29.9084 | SWWH027-05 | Com Small Gas Water Heaters - Panel Upgrade - Cold ¦ PG&E ¦ Cold | Com Small Gas Water Heaters - Panel Upgrade - Cold | 0.52611 | 0.453 | 0 | CBSA 2019 | 877.9709 | 2032 | 1 | SWWH027-05
COM-WATERHEAT-FS-PU-14.28 | Com ¦ Com Heat Pump Water Heater (3.50 UEF - 50 Gal) - Fuel Sub - Panel Upgrade - Cold ¦ PG&E ¦ Cold | Com ¦ Com Heat Pump Water Heater (3.50 UEF - 50 Gal) - Fuel Sub - Panel Upgrade - Cold | PG&E ¦ Cold | PG&E | All | Electric & Gas | HPWH (3.50 UEF - 50 Gal) | Efficient |  |  | 1 | Conventional | WaterHeat | Com - Lodging | Com | ROB Only | 1 | 1000 sqft2 of floor space | 1000 sqft served | 13 | DEER:Indoor_CFL_Ltg | 3144.3563 | 0 | -309.2482 | SWWH027-05 | 363.0343 | 2024 | 195.4747 | 2024 | 323.7383 | -18.8186 | SWWH027-05 | Com Small Gas Water Heaters - Panel Upgrade - Cold ¦ PG&E ¦ Cold | Com Small Gas Water Heaters - Panel Upgrade - Cold | 0.73871 | 0.453 | 0 | CBSA 2019 | 2559.0519 | 2032 | 1 | SWWH027-05
COM-WATERHEAT-FS-PU-14.29 | Com ¦ Com Heat Pump Water Heater (3.50 UEF - 50 Gal) - Fuel Sub - Panel Upgrade - Cold ¦ PG&E ¦ Cold | Com ¦ Com Heat Pump Water Heater (3.50 UEF - 50 Gal) - Fuel Sub - Panel Upgrade - Cold | PG&E ¦ Cold | PG&E | All | Electric & Gas | HPWH (3.50 UEF - 50 Gal) | Efficient |  |  | 1 | Conventional | WaterHeat | Com - Office (Large) | Com | ROB Only | 1 | 1000 sqft2 of floor space | 1000 sqft served | 13 | DEER:Indoor_CFL_Ltg | 418.2655 | 0 | -40.346 | SWWH027-05 | 118.5335 | 2024 | 63.824 | 2024 | 113.624 | -6.1444 | SWWH027-05 | Com Small Gas Water Heaters - Panel Upgrade - Cold ¦ PG&E ¦ Cold | Com Small Gas Water Heaters - Panel Upgrade - Cold | 0.46177 | 0.453 | 0 | CBSA 2019 | 139.5843 | 2032 | 1 | SWWH027-05
COM-WATERHEAT-FS-PU-14.30 | Com ¦ Com Heat Pump Water Heater (3.50 UEF - 50 Gal) - Fuel Sub - Panel Upgrade - Cold ¦ PG&E ¦ Cold | Com ¦ Com Heat Pump Water Heater (3.50 UEF - 50 Gal) - Fuel Sub - Panel Upgrade - Cold | PG&E ¦ Cold | PG&E | All | Electric & Gas | HPWH (3.50 UEF - 50 Gal) | Efficient |  |  | 1 | Conventional | WaterHeat | Com - Office (Small) | Com | ROB Only | 1 | 1000 sqft2 of floor space | 1000 sqft served | 13 | DEER:Indoor_CFL_Ltg | 392.3553 | 0 | -37.0146 | SWWH027-05 | 118.5335 | 2024 | 63.824 | 2024 | 113.624 | -6.1444 | SWWH027-05 | Com Small Gas Water Heaters - Panel Upgrade - Cold ¦ PG&E ¦ Cold | Com Small Gas Water Heaters - Panel Upgrade - Cold | 0.46177 | 0.453 | 0 | CBSA 2019 | 55.2883 | 2032 | 1 | SWWH027-05
COM-WATERHEAT-FS-PU-14.31 | Com ¦ Com Heat Pump Water Heater (3.50 UEF - 50 Gal) - Fuel Sub - Panel Upgrade - Cold ¦ PG&E ¦ Cold | Com ¦ Com Heat Pump Water Heater (3.50 UEF - 50 Gal) - Fuel Sub - Panel Upgrade - Cold | PG&E ¦ Cold | PG&E | All | Electric & Gas | HPWH (3.50 UEF - 50 Gal) | Efficient |  |  | 1 | Conventional | WaterHeat | Com - Other | Com | ROB Only | 1 | 1000 sqft2 of floor space | 1000 sqft served | 13 | DEER:Indoor_CFL_Ltg | 4806.2615 | 0 | -468.3809 | SWWH027-05 | 980.3365 | 2024 | 527.8592 | 2024 | 939.7326 | -50.8178 | SWWH027-05 | Com Small Gas Water Heaters - Panel Upgrade - Cold ¦ PG&E ¦ Cold | Com Small Gas Water Heaters - Panel Upgrade - Cold | 0.5433 | 0.453 | 0 | CBSA 2019 | 1591.0397 | 2032 | 1 | SWWH027-05
COM-WATERHEAT-FS-PU-14.32 | Com ¦ Com Heat Pump Water Heater (3.50 UEF - 50 Gal) - Fuel Sub - Panel Upgrade - Cold ¦ PG&E ¦ Cold | Com ¦ Com Heat Pump Water Heater (3.50 UEF - 50 Gal) - Fuel Sub - Panel Upgrade - Cold | PG&E ¦ Cold | PG&E | All | Electric & Gas | HPWH (3.50 UEF - 50 Gal) | Efficient |  |  | 1 | Conventional | WaterHeat | Com - Refrig. Warehouse | Com | ROB Only | 1 | 1000 sqft2 of floor space | 1000 sqft served | 13 | DEER:Indoor_CFL_Ltg | 419.3315 | 0 | -40.5639 | SWWH027-05 | 54.8099 | 2024 | 29.5122 | 2024 | 52.5397 | -2.8412 | SWWH027-05 | Com Small Gas Water Heaters - Panel Upgrade - Cold ¦ PG&E ¦ Cold | Com Small Gas Water Heaters - Panel Upgrade - Cold | 0.22621 | 0.453 | 0 | CBSA 2019 | 22.9622 | 2032 | 1 | SWWH027-05
COM-WATERHEAT-FS-PU-14.33 | Com ¦ Com Heat Pump Water Heater (3.50 UEF - 50 Gal) - Fuel Sub - Panel Upgrade - Cold ¦ PG&E ¦ Cold | Com ¦ Com Heat Pump Water Heater (3.50 UEF - 50 Gal) - Fuel Sub - Panel Upgrade - Cold | PG&E ¦ Cold | PG&E | All | Electric & Gas | HPWH (3.50 UEF - 50 Gal) | Efficient |  |  | 1 | Conventional | WaterHeat | Com - Restaurant | Com | ROB Only | 1 | 1000 sqft2 of floor space | 1000 sqft served | 13 | DEER:Indoor_CFL_Ltg | 17218.2931 | 0 | -1787.3839 | SWWH027-05 | 5134.8383 | 2024 | 2764.8377 | 2024 | 3715.192 | -266.1751 | SWWH027-05 | Com Small Gas Water Heaters - Panel Upgrade - Cold ¦ PG&E ¦ Cold | Com Small Gas Water Heaters - Panel Upgrade - Cold | 0.79319 | 0.453 | 0 | CBSA 2019 | 1036.762 | 2032 | 1 | SWWH027-05
COM-WATERHEAT-FS-PU-14.34 | Com ¦ Com Heat Pump Water Heater (3.50 UEF - 50 Gal) - Fuel Sub - Panel Upgrade - Cold ¦ PG&E ¦ Cold | Com ¦ Com Heat Pump Water Heater (3.50 UEF - 50 Gal) - Fuel Sub - Panel Upgrade - Cold | PG&E ¦ Cold | PG&E | All | Electric & Gas | HPWH (3.50 UEF - 50 Gal) | Efficient |  |  | 1 | Conventional | WaterHeat | Com - Retail | Com | ROB Only | 1 | 1000 sqft2 of floor space | 1000 sqft served | 13 | DEER:Indoor_CFL_Ltg | 266.6055 | 0 | -26.5374 | SWWH027-05 | 73.4195 | 2024 | 39.5325 | 2024 | 35.4192 | -3.8059 | SWWH027-05 | Com Small Gas Water Heaters - Panel Upgrade - Cold ¦ PG&E ¦ Cold | Com Small Gas Water Heaters - Panel Upgrade - Cold | 0.40063 | 0.453 | 0 | CBSA 2019 | 37.4612 | 2032 | 1 | SWWH027-05
COM-WATERHEAT-FS-PU-14.35 | Com ¦ Com Heat Pump Water Heater (3.50 UEF - 50 Gal) - Fuel Sub - Panel Upgrade - Cold ¦ PG&E ¦ Cold | Com ¦ Com Heat Pump Water Heater (3.50 UEF - 50 Gal) - Fuel Sub - Panel Upgrade - Cold | PG&E ¦ Cold | PG&E | All | Electric & Gas | HPWH (3.50 UEF - 50 Gal) | Efficient |  |  | 1 | Conventional | WaterHeat | Com - School | Com | ROB Only | 1 | 1000 sqft2 of floor space | 1000 sqft served | 13 | DEER:Indoor_CFL_Ltg | 1524.7477 | 0 | -147.1997 | SWWH027-05 | 604.784 | 2024 | 325.6441 | 2024 | 543.0634 | -31.3502 | SWWH027-05 | Com Small Gas Water Heaters - Panel Upgrade - Cold ¦ PG&E ¦ Cold | Com Small Gas Water Heaters - Panel Upgrade - Cold | 0.76922 | 0.453 | 0 | CBSA 2019 | 85.2696 | 2032 | 1 | SWWH027-05
COM-WATERHEAT-FS-PU-14.36 | Com ¦ Com Heat Pump Water Heater (3.50 UEF - 50 Gal) - Fuel Sub - Panel Upgrade - Cold ¦ PG&E ¦ Cold | Com ¦ Com Heat Pump Water Heater (3.50 UEF - 50 Gal) - Fuel Sub - Panel Upgrade - Cold | PG&E ¦ Cold | PG&E | All | Electric & Gas | HPWH (3.50 UEF - 50 Gal) | Efficient |  |  | 1 | Conventional | WaterHeat | Com - Warehouse | Com | ROB Only | 1 | 1000 sqft2 of floor space | 1000 sqft served | 13 | DEER:Indoor_CFL_Ltg | 47.239 | 0 | -4.2447 | SWWH027-05 | 10.962 | 2024 | 5.9024 | 2024 | 10.5079 | -0.56824 | SWWH027-05 | Com Small Gas Water Heaters - Panel Upgrade - Cold ¦ PG&E ¦ Cold | Com Small Gas Water Heaters - Panel Upgrade - Cold | 0.1976 | 0.453 | 0 | CBSA 2019 | 3.7346 | 2032 | 1 | SWWH027-05
COM-WATERHEAT-FS-PU-14.37 | Com ¦ Com Heat Pump Water Heater (3.50 UEF - 50 Gal) - Fuel Sub - Panel Upgrade - Marine ¦ SCG ¦ Marine | Com ¦ Com Heat Pump Water Heater (3.50 UEF - 50 Gal) - Fuel Sub - Panel Upgrade - Marine | SCG ¦ Marine | SCG | All | Electric & Gas | HPWH (3.50 UEF - 50 Gal) | Efficient |  |  | 1 | Conventional | WaterHeat | Com - College | Com | ROB Only | 1 | 1000 sqft2 of floor space | 1000 sqft served | 13 | DEER:Indoor_CFL_Ltg | 1139.3263 | 0 | -123.9986 | SWWH027-05 | 380.921 | 2024 | 205.1057 | 2024 | 356.4084 | -19.7458 | SWWH027-05 | Com Small Gas Water Heaters - Panel Upgrade - Marine ¦ SCG ¦ Marine | Com Small Gas Water Heaters - Panel Upgrade - Marine | 0.74815 | 0.453 | 0 | CBSA 2019 | 323.0114 | 2032 | 1 | SWWH027-05
COM-WATERHEAT-FS-PU-14.38 | Com ¦ Com Heat Pump Water Heater (3.50 UEF - 50 Gal) - Fuel Sub - Panel Upgrade - Marine ¦ SCG ¦ Marine | Com ¦ Com Heat Pump Water Heater (3.50 UEF - 50 Gal) - Fuel Sub - Panel Upgrade - Marine | SCG ¦ Marine | SCG | All | Electric & Gas | HPWH (3.50 UEF - 50 Gal) | Efficient |  |  | 1 | Conventional | WaterHeat | Com - Grocery | Com | ROB Only | 1 | 1000 sqft2 of floor space | 1000 sqft served | 13 | DEER:Indoor_CFL_Ltg | 0 | 0 | 0 | SWWH027-05 | 202.482 | 2024 | 123.4818 | 2024 | 302.9974 | -16.3851 | SWWH027-05 | Com Small Gas Water Heaters - Panel Upgrade - Marine ¦ SCG ¦ Marine | Com Small Gas Water Heaters - Panel Upgrade - Marine | 0.59609 | 0.453 | 0 | CBSA 2019 | 0 | 2032 | 1 | SWWH027-05
COM-WATERHEAT-FS-PU-14.39 | Com ¦ Com Heat Pump Water Heater (3.50 UEF - 50 Gal) - Fuel Sub - Panel Upgrade - Marine ¦ SCG ¦ Marine | Com ¦ Com Heat Pump Water Heater (3.50 UEF - 50 Gal) - Fuel Sub - Panel Upgrade - Marine | SCG ¦ Marine | SCG | All | Electric & Gas | HPWH (3.50 UEF - 50 Gal) | Efficient |  |  | 1 | Conventional | WaterHeat | Com - Health | Com | ROB Only | 1 | 1000 sqft2 of floor space | 1000 sqft served | 13 | DEER:Indoor_CFL_Ltg | 3223.5905 | 0 | -350.4213 | SWWH027-05 | 576.9697 | 2024 | 310.6675 | 2024 | 521.273 | -29.9084 | SWWH027-05 | Com Small Gas Water Heaters - Panel Upgrade - Marine ¦ SCG ¦ Marine | Com Small Gas Water Heaters - Panel Upgrade - Marine | 0.52611 | 0.453 | 0 | CBSA 2019 | 778.8524 | 2032 | 1 | SWWH027-05
COM-WATERHEAT-FS-PU-14.40 | Com ¦ Com Heat Pump Water Heater (3.50 UEF - 50 Gal) - Fuel Sub - Panel Upgrade - Marine ¦ SCG ¦ Marine | Com ¦ Com Heat Pump Water Heater (3.50 UEF - 50 Gal) - Fuel Sub - Panel Upgrade - Marine | SCG ¦ Marine | SCG | All | Electric & Gas | HPWH (3.50 UEF - 50 Gal) | Efficient |  |  | 1 | Conventional | WaterHeat | Com - Lodging | Com | ROB Only | 1 | 1000 sqft2 of floor space | 1000 sqft served | 13 | DEER:Indoor_CFL_Ltg | 2519.4701 | 0 | -267.9555 | SWWH027-05 | 363.0343 | 2024 | 195.4747 | 2024 | 323.7383 | -18.8186 | SWWH027-05 | Com Small Gas Water Heaters - Panel Upgrade - Marine ¦ SCG ¦ Marine | Com Small Gas Water Heaters - Panel Upgrade - Marine | 0.73871 | 0.453 | 0 | CBSA 2019 | 2249.6824 | 2032 | 1 | SWWH027-05
COM-WATERHEAT-FS-PU-14.41 | Com ¦ Com Heat Pump Water Heater (3.50 UEF - 50 Gal) - Fuel Sub - Panel Upgrade - Marine ¦ SCG ¦ Marine | Com ¦ Com Heat Pump Water Heater (3.50 UEF - 50 Gal) - Fuel Sub - Panel Upgrade - Marine | SCG ¦ Marine | SCG | All | Electric & Gas | HPWH (3.50 UEF - 50 Gal) | Efficient |  |  | 1 | Conventional | WaterHeat | Com - Office (Large) | Com | ROB Only | 1 | 1000 sqft2 of floor space | 1000 sqft served | 13 | DEER:Indoor_CFL_Ltg | 321.6573 | 0 | -35.0899 | SWWH027-05 | 118.5335 | 2024 | 63.824 | 2024 | 113.624 | -6.1444 | SWWH027-05 | Com Small Gas Water Heaters - Panel Upgrade - Marine ¦ SCG ¦ Marine | Com Small Gas Water Heaters - Panel Upgrade - Marine | 0.46177 | 0.453 | 0 | CBSA 2019 | 125.5887 | 2032 | 1 | SWWH027-05
COM-WATERHEAT-FS-PU-14.42 | Com ¦ Com Heat Pump Water Heater (3.50 UEF - 50 Gal) - Fuel Sub - Panel Upgrade - Marine ¦ SCG ¦ Marine | Com ¦ Com Heat Pump Water Heater (3.50 UEF - 50 Gal) - Fuel Sub - Panel Upgrade - Marine | SCG ¦ Marine | SCG | All | Electric & Gas | HPWH (3.50 UEF - 50 Gal) | Efficient |  |  | 1 | Conventional | WaterHeat | Com - Office (Small) | Com | ROB Only | 1 | 1000 sqft2 of floor space | 1000 sqft served | 13 | DEER:Indoor_CFL_Ltg | 298.7082 | 0 | -32.3508 | SWWH027-05 | 118.5335 | 2024 | 63.824 | 2024 | 113.624 | -6.1444 | SWWH027-05 | Com Small Gas Water Heaters - Panel Upgrade - Marine ¦ SCG ¦ Marine | Com Small Gas Water Heaters - Panel Upgrade - Marine | 0.46177 | 0.453 | 0 | CBSA 2019 | 50.3489 | 2032 | 1 | SWWH027-05
COM-WATERHEAT-FS-PU-14.43 | Com ¦ Com Heat Pump Water Heater (3.50 UEF - 50 Gal) - Fuel Sub - Panel Upgrade - Marine ¦ SCG ¦ Marine | Com ¦ Com Heat Pump Water Heater (3.50 UEF - 50 Gal) - Fuel Sub - Panel Upgrade - Marine | SCG ¦ Marine | SCG | All | Electric & Gas | HPWH (3.50 UEF - 50 Gal) | Efficient |  |  | 1 | Conventional | WaterHeat | Com - Other | Com | ROB Only | 1 | 1000 sqft2 of floor space | 1000 sqft served | 13 | DEER:Indoor_CFL_Ltg | 3857.2545 | 0 | -407.1546 | SWWH027-05 | 980.3365 | 2024 | 527.8592 | 2024 | 939.7326 | -50.8178 | SWWH027-05 | Com Small Gas Water Heaters - Panel Upgrade - Marine ¦ SCG ¦ Marine | Com Small Gas Water Heaters - Panel Upgrade - Marine | 0.5433 | 0.453 | 0 | CBSA 2019 | 1418.478 | 2032 | 1 | SWWH027-05
COM-WATERHEAT-FS-PU-14.44 | Com ¦ Com Heat Pump Water Heater (3.50 UEF - 50 Gal) - Fuel Sub - Panel Upgrade - Marine ¦ SCG ¦ Marine | Com ¦ Com Heat Pump Water Heater (3.50 UEF - 50 Gal) - Fuel Sub - Panel Upgrade - Marine | SCG ¦ Marine | SCG | All | Electric & Gas | HPWH (3.50 UEF - 50 Gal) | Efficient |  |  | 1 | Conventional | WaterHeat | Com - Refrig. Warehouse | Com | ROB Only | 1 | 1000 sqft2 of floor space | 1000 sqft served | 13 | DEER:Indoor_CFL_Ltg | 320.0612 | 0 | -35.0869 | SWWH027-05 | 54.8099 | 2024 | 29.5122 | 2024 | 52.5397 | -2.8412 | SWWH027-05 | Com Small Gas Water Heaters - Panel Upgrade - Marine ¦ SCG ¦ Marine | Com Small Gas Water Heaters - Panel Upgrade - Marine | 0.22621 | 0.453 | 0 | CBSA 2019 | 20.624 | 2032 | 1 | SWWH027-05
COM-WATERHEAT-FS-PU-14.45 | Com ¦ Com Heat Pump Water Heater (3.50 UEF - 50 Gal) - Fuel Sub - Panel Upgrade - Marine ¦ SCG ¦ Marine | Com ¦ Com Heat Pump Water Heater (3.50 UEF - 50 Gal) - Fuel Sub - Panel Upgrade - Marine | SCG ¦ Marine | SCG | All | Electric & Gas | HPWH (3.50 UEF - 50 Gal) | Efficient |  |  | 1 | Conventional | WaterHeat | Com - Restaurant | Com | ROB Only | 1 | 1000 sqft2 of floor space | 1000 sqft served | 13 | DEER:Indoor_CFL_Ltg | 13776.5087 | 0 | -1563.1821 | SWWH027-05 | 5134.8383 | 2024 | 2764.8377 | 2024 | 3715.192 | -266.1751 | SWWH027-05 | Com Small Gas Water Heaters - Panel Upgrade - Marine ¦ SCG ¦ Marine | Com Small Gas Water Heaters - Panel Upgrade - Marine | 0.79319 | 0.453 | 0 | CBSA 2019 | 929.4974 | 2032 | 1 | SWWH027-05
COM-WATERHEAT-FS-PU-14.46 | Com ¦ Com Heat Pump Water Heater (3.50 UEF - 50 Gal) - Fuel Sub - Panel Upgrade - Marine ¦ SCG ¦ Marine | Com ¦ Com Heat Pump Water Heater (3.50 UEF - 50 Gal) - Fuel Sub - Panel Upgrade - Marine | SCG ¦ Marine | SCG | All | Electric & Gas | HPWH (3.50 UEF - 50 Gal) | Efficient |  |  | 1 | Conventional | WaterHeat | Com - Retail | Com | ROB Only | 1 | 1000 sqft2 of floor space | 1000 sqft served | 13 | DEER:Indoor_CFL_Ltg | 214.0296 | 0 | -23.0667 | SWWH027-05 | 73.4195 | 2024 | 39.5325 | 2024 | 35.4192 | -3.8059 | SWWH027-05 | Com Small Gas Water Heaters - Panel Upgrade - Marine ¦ SCG ¦ Marine | Com Small Gas Water Heaters - Panel Upgrade - Marine | 0.40063 | 0.453 | 0 | CBSA 2019 | 38.7828 | 2032 | 1 | SWWH027-05
COM-WATERHEAT-FS-PU-14.47 | Com ¦ Com Heat Pump Water Heater (3.50 UEF - 50 Gal) - Fuel Sub - Panel Upgrade - Marine ¦ SCG ¦ Marine | Com ¦ Com Heat Pump Water Heater (3.50 UEF - 50 Gal) - Fuel Sub - Panel Upgrade - Marine | SCG ¦ Marine | SCG | All | Electric & Gas | HPWH (3.50 UEF - 50 Gal) | Efficient |  |  | 1 | Conventional | WaterHeat | Com - School | Com | ROB Only | 1 | 1000 sqft2 of floor space | 1000 sqft served | 13 | DEER:Indoor_CFL_Ltg | 1142.817 | 0 | -127.9363 | SWWH027-05 | 604.784 | 2024 | 325.6441 | 2024 | 543.0634 | -31.3502 | SWWH027-05 | Com Small Gas Water Heaters - Panel Upgrade - Marine ¦ SCG ¦ Marine | Com Small Gas Water Heaters - Panel Upgrade - Marine | 0.76922 | 0.453 | 0 | CBSA 2019 | 104.1411 | 2032 | 1 | SWWH027-05
COM-WATERHEAT-FS-PU-14.48 | Com ¦ Com Heat Pump Water Heater (3.50 UEF - 50 Gal) - Fuel Sub - Panel Upgrade - Marine ¦ SCG ¦ Marine | Com ¦ Com Heat Pump Water Heater (3.50 UEF - 50 Gal) - Fuel Sub - Panel Upgrade - Marine | SCG ¦ Marine | SCG | All | Electric & Gas | HPWH (3.50 UEF - 50 Gal) | Efficient |  |  | 1 | Conventional | WaterHeat | Com - Warehouse | Com | ROB Only | 1 | 1000 sqft2 of floor space | 1000 sqft served | 13 | DEER:Indoor_CFL_Ltg | 34.5735 | 0 | -3.697 | SWWH027-05 | 10.962 | 2024 | 5.9024 | 2024 | 10.5079 | -0.56824 | SWWH027-05 | Com Small Gas Water Heaters - Panel Upgrade - Marine ¦ SCG ¦ Marine | Com Small Gas Water Heaters - Panel Upgrade - Marine | 0.1976 | 0.453 | 0 | CBSA 2019 | 5.222 | 2032 | 1 | SWWH027-05
COM-WATERHEAT-FS-PU-14.49 | Com ¦ Com Heat Pump Water Heater (3.50 UEF - 50 Gal) - Fuel Sub - Panel Upgrade - Hot-Dry ¦ SCG ¦ Hot-Dry | Com ¦ Com Heat Pump Water Heater (3.50 UEF - 50 Gal) - Fuel Sub - Panel Upgrade - Hot-Dry | SCG ¦ Hot-Dry | SCG | All | Electric & Gas | HPWH (3.50 UEF - 50 Gal) | Efficient |  |  | 1 | Conventional | WaterHeat | Com - College | Com | ROB Only | 1 | 1000 sqft2 of floor space | 1000 sqft served | 13 | DEER:Indoor_CFL_Ltg | 580.6177 | 0 | -60.8662 | SWWH027-05 | 190.4605 | 2024 | 102.5529 | 2024 | 356.4084 | -19.7458 | SWWH027-05 | Com Small Gas Water Heaters - Panel Upgrade - Hot-Dry ¦ SCG ¦ Hot-Dry | Com Small Gas Water Heaters - Panel Upgrade - Hot-Dry | 0.74815 | 0.453 | 0 | CBSA 2019 | 156.941 | 2032 | 1 | SWWH027-05
COM-WATERHEAT-FS-PU-14.50 | Com ¦ Com Heat Pump Water Heater (3.50 UEF - 50 Gal) - Fuel Sub - Panel Upgrade - Hot-Dry ¦ SCG ¦ Hot-Dry | Com ¦ Com Heat Pump Water Heater (3.50 UEF - 50 Gal) - Fuel Sub - Panel Upgrade - Hot-Dry | SCG ¦ Hot-Dry | SCG | All | Electric & Gas | HPWH (3.50 UEF - 50 Gal) | Efficient |  |  | 1 | Conventional | WaterHeat | Com - Grocery | Com | ROB Only | 1 | 1000 sqft2 of floor space | 1000 sqft served | 13 | DEER:Indoor_CFL_Ltg | 0 | 0 | 0 | SWWH027-05 | 101.241 | 2024 | 61.7409 | 2024 | 302.9974 | -16.3851 | SWWH027-05 | Com Small Gas Water Heaters - Panel Upgrade - Hot-Dry ¦ SCG ¦ Hot-Dry | Com Small Gas Water Heaters - Panel Upgrade - Hot-Dry | 0.59609 | 0.453 | 0 | CBSA 2019 | 0 | 2032 | 1 | SWWH027-05
COM-WATERHEAT-FS-PU-14.51 | Com ¦ Com Heat Pump Water Heater (3.50 UEF - 50 Gal) - Fuel Sub - Panel Upgrade - Hot-Dry ¦ SCG ¦ Hot-Dry | Com ¦ Com Heat Pump Water Heater (3.50 UEF - 50 Gal) - Fuel Sub - Panel Upgrade - Hot-Dry | SCG ¦ Hot-Dry | SCG | All | Electric & Gas | HPWH (3.50 UEF - 50 Gal) | Efficient |  |  | 1 | Conventional | WaterHeat | Com - Health | Com | ROB Only | 1 | 1000 sqft2 of floor space | 1000 sqft served | 13 | DEER:Indoor_CFL_Ltg | 1624.6295 | 0 | -171.6072 | SWWH027-05 | 288.4849 | 2024 | 155.3338 | 2024 | 521.273 | -29.9084 | SWWH027-05 | Com Small Gas Water Heaters - Panel Upgrade - Hot-Dry ¦ SCG ¦ Hot-Dry | Com Small Gas Water Heaters - Panel Upgrade - Hot-Dry | 0.52611 | 0.453 | 0 | CBSA 2019 | 378.4082 | 2032 | 1 | SWWH027-05
COM-WATERHEAT-FS-PU-14.52 | Com ¦ Com Heat Pump Water Heater (3.50 UEF - 50 Gal) - Fuel Sub - Panel Upgrade - Hot-Dry ¦ SCG ¦ Hot-Dry | Com ¦ Com Heat Pump Water Heater (3.50 UEF - 50 Gal) - Fuel Sub - Panel Upgrade - Hot-Dry | SCG ¦ Hot-Dry | SCG | All | Electric & Gas | HPWH (3.50 UEF - 50 Gal) | Efficient |  |  | 1 | Conventional | WaterHeat | Com - Lodging | Com | ROB Only | 1 | 1000 sqft2 of floor space | 1000 sqft served | 13 | DEER:Indoor_CFL_Ltg | 1270.8999 | 0 | -131.1951 | SWWH027-05 | 181.5172 | 2024 | 97.7373 | 2024 | 323.7383 | -18.8186 | SWWH027-05 | Com Small Gas Water Heaters - Panel Upgrade - Hot-Dry ¦ SCG ¦ Hot-Dry | Com Small Gas Water Heaters - Panel Upgrade - Hot-Dry | 0.73871 | 0.453 | 0 | CBSA 2019 | 1095.593 | 2032 | 1 | SWWH027-05
COM-WATERHEAT-FS-PU-14.53 | Com ¦ Com Heat Pump Water Heater (3.50 UEF - 50 Gal) - Fuel Sub - Panel Upgrade - Hot-Dry ¦ SCG ¦ Hot-Dry | Com ¦ Com Heat Pump Water Heater (3.50 UEF - 50 Gal) - Fuel Sub - Panel Upgrade - Hot-Dry | SCG ¦ Hot-Dry | SCG | All | Electric & Gas | HPWH (3.50 UEF - 50 Gal) | Efficient |  |  | 1 | Conventional | WaterHeat | Com - Office (Large) | Com | ROB Only | 1 | 1000 sqft2 of floor space | 1000 sqft served | 13 | DEER:Indoor_CFL_Ltg | 163.2346 | 0 | -17.2118 | SWWH027-05 | 59.2667 | 2024 | 31.912 | 2024 | 113.624 | -6.1444 | SWWH027-05 | Com Small Gas Water Heaters - Panel Upgrade - Hot-Dry ¦ SCG ¦ Hot-Dry | Com Small Gas Water Heaters - Panel Upgrade - Hot-Dry | 0.46177 | 0.453 | 0 | CBSA 2019 | 61.0591 | 2032 | 1 | SWWH027-05
COM-WATERHEAT-FS-PU-14.54 | Com ¦ Com Heat Pump Water Heater (3.50 UEF - 50 Gal) - Fuel Sub - Panel Upgrade - Hot-Dry ¦ SCG ¦ Hot-Dry | Com ¦ Com Heat Pump Water Heater (3.50 UEF - 50 Gal) - Fuel Sub - Panel Upgrade - Hot-Dry | SCG ¦ Hot-Dry | SCG | All | Electric & Gas | HPWH (3.50 UEF - 50 Gal) | Efficient |  |  | 1 | Conventional | WaterHeat | Com - Office (Small) | Com | ROB Only | 1 | 1000 sqft2 of floor space | 1000 sqft served | 13 | DEER:Indoor_CFL_Ltg | 151.575 | 0 | -15.8608 | SWWH027-05 | 59.2667 | 2024 | 31.912 | 2024 | 113.624 | -6.1444 | SWWH027-05 | Com Small Gas Water Heaters - Panel Upgrade - Hot-Dry ¦ SCG ¦ Hot-Dry | Com Small Gas Water Heaters - Panel Upgrade - Hot-Dry | 0.46177 | 0.453 | 0 | CBSA 2019 | 24.4498 | 2032 | 1 | SWWH027-05
COM-WATERHEAT-FS-PU-14.55 | Com ¦ Com Heat Pump Water Heater (3.50 UEF - 50 Gal) - Fuel Sub - Panel Upgrade - Hot-Dry ¦ SCG ¦ Hot-Dry | Com ¦ Com Heat Pump Water Heater (3.50 UEF - 50 Gal) - Fuel Sub - Panel Upgrade - Hot-Dry | SCG ¦ Hot-Dry | SCG | All | Electric & Gas | HPWH (3.50 UEF - 50 Gal) | Efficient |  |  | 1 | Conventional | WaterHeat | Com - Other | Com | ROB Only | 1 | 1000 sqft2 of floor space | 1000 sqft served | 13 | DEER:Indoor_CFL_Ltg | 1959.2404 | 0 | -200.516 | SWWH027-05 | 490.1683 | 2024 | 263.9296 | 2024 | 939.7326 | -50.8178 | SWWH027-05 | Com Small Gas Water Heaters - Panel Upgrade - Hot-Dry ¦ SCG ¦ Hot-Dry | Com Small Gas Water Heaters - Panel Upgrade - Hot-Dry | 0.5433 | 0.453 | 0 | CBSA 2019 | 691.9908 | 2032 | 1 | SWWH027-05
COM-WATERHEAT-FS-PU-14.56 | Com ¦ Com Heat Pump Water Heater (3.50 UEF - 50 Gal) - Fuel Sub - Panel Upgrade - Hot-Dry ¦ SCG ¦ Hot-Dry | Com ¦ Com Heat Pump Water Heater (3.50 UEF - 50 Gal) - Fuel Sub - Panel Upgrade - Hot-Dry | SCG ¦ Hot-Dry | SCG | All | Electric & Gas | HPWH (3.50 UEF - 50 Gal) | Efficient |  |  | 1 | Conventional | WaterHeat | Com - Refrig. Warehouse | Com | ROB Only | 1 | 1000 sqft2 of floor space | 1000 sqft served | 13 | DEER:Indoor_CFL_Ltg | 161.7422 | 0 | -17.2011 | SWWH027-05 | 27.4049 | 2024 | 14.7561 | 2024 | 52.5397 | -2.8412 | SWWH027-05 | Com Small Gas Water Heaters - Panel Upgrade - Hot-Dry ¦ SCG ¦ Hot-Dry | Com Small Gas Water Heaters - Panel Upgrade - Hot-Dry | 0.22621 | 0.453 | 0 | CBSA 2019 | 10.0244 | 2032 | 1 | SWWH027-05
COM-WATERHEAT-FS-PU-14.57 | Com ¦ Com Heat Pump Water Heater (3.50 UEF - 50 Gal) - Fuel Sub - Panel Upgrade - Hot-Dry ¦ SCG ¦ Hot-Dry | Com ¦ Com Heat Pump Water Heater (3.50 UEF - 50 Gal) - Fuel Sub - Panel Upgrade - Hot-Dry | SCG ¦ Hot-Dry | SCG | All | Electric & Gas | HPWH (3.50 UEF - 50 Gal) | Efficient |  |  | 1 | Conventional | WaterHeat | Com - Restaurant | Com | ROB Only | 1 | 1000 sqft2 of floor space | 1000 sqft served | 13 | DEER:Indoor_CFL_Ltg | 7014.4075 | 0 | -766.4289 | SWWH027-05 | 2567.4192 | 2024 | 1382.4189 | 2024 | 3715.192 | -266.1751 | SWWH027-05 | Com Small Gas Water Heaters - Panel Upgrade - Hot-Dry ¦ SCG ¦ Hot-Dry | Com Small Gas Water Heaters - Panel Upgrade - Hot-Dry | 0.79319 | 0.453 | 0 | CBSA 2019 | 451.1165 | 2032 | 1 | SWWH027-05
COM-WATERHEAT-FS-PU-14.58 | Com ¦ Com Heat Pump Water Heater (3.50 UEF - 50 Gal) - Fuel Sub - Panel Upgrade - Hot-Dry ¦ SCG ¦ Hot-Dry | Com ¦ Com Heat Pump Water Heater (3.50 UEF - 50 Gal) - Fuel Sub - Panel Upgrade - Hot-Dry | SCG ¦ Hot-Dry | SCG | All | Electric & Gas | HPWH (3.50 UEF - 50 Gal) | Efficient |  |  | 1 | Conventional | WaterHeat | Com - Retail | Com | ROB Only | 1 | 1000 sqft2 of floor space | 1000 sqft served | 13 | DEER:Indoor_CFL_Ltg | 108.9429 | 0 | -11.3033 | SWWH027-05 | 36.7097 | 2024 | 19.7663 | 2024 | 35.4192 | -3.8059 | SWWH027-05 | Com Small Gas Water Heaters - Panel Upgrade - Hot-Dry ¦ SCG ¦ Hot-Dry | Com Small Gas Water Heaters - Panel Upgrade - Hot-Dry | 0.40063 | 0.453 | 0 | CBSA 2019 | 17.5775 | 2032 | 1 | SWWH027-05
COM-WATERHEAT-FS-PU-14.59 | Com ¦ Com Heat Pump Water Heater (3.50 UEF - 50 Gal) - Fuel Sub - Panel Upgrade - Hot-Dry ¦ SCG ¦ Hot-Dry | Com ¦ Com Heat Pump Water Heater (3.50 UEF - 50 Gal) - Fuel Sub - Panel Upgrade - Hot-Dry | SCG ¦ Hot-Dry | SCG | All | Electric & Gas | HPWH (3.50 UEF - 50 Gal) | Efficient |  |  | 1 | Conventional | WaterHeat | Com - School | Com | ROB Only | 1 | 1000 sqft2 of floor space | 1000 sqft served | 13 | DEER:Indoor_CFL_Ltg | 582.6041 | 0 | -62.9294 | SWWH027-05 | 302.392 | 2024 | 162.822 | 2024 | 543.0634 | -31.3502 | SWWH027-05 | Com Small Gas Water Heaters - Panel Upgrade - Hot-Dry ¦ SCG ¦ Hot-Dry | Com Small Gas Water Heaters - Panel Upgrade - Hot-Dry | 0.76922 | 0.453 | 0 | CBSA 2019 | 47.854 | 2032 | 1 | SWWH027-05
COM-WATERHEAT-FS-PU-14.60 | Com ¦ Com Heat Pump Water Heater (3.50 UEF - 50 Gal) - Fuel Sub - Panel Upgrade - Hot-Dry ¦ SCG ¦ Hot-Dry | Com ¦ Com Heat Pump Water Heater (3.50 UEF - 50 Gal) - Fuel Sub - Panel Upgrade - Hot-Dry | SCG ¦ Hot-Dry | SCG | All | Electric & Gas | HPWH (3.50 UEF - 50 Gal) | Efficient |  |  | 1 | Conventional | WaterHeat | Com - Warehouse | Com | ROB Only | 1 | 1000 sqft2 of floor space | 1000 sqft served | 13 | DEER:Indoor_CFL_Ltg | 17.629 | 0 | -1.8143 | SWWH027-05 | 5.481 | 2024 | 2.9512 | 2024 | 10.5079 | -0.56824 | SWWH027-05 | Com Small Gas Water Heaters - Panel Upgrade - Hot-Dry ¦ SCG ¦ Hot-Dry | Com Small Gas Water Heaters - Panel Upgrade - Hot-Dry | 0.1976 | 0.453 | 0 | CBSA 2019 | 2.3641 | 2032 | 1 | SWWH027-05
COM-WATERHEAT-FS-PU-14.61 | Com ¦ Com Heat Pump Water Heater (3.50 UEF - 50 Gal) - Fuel Sub - Panel Upgrade - Cold ¦ SCG ¦ Cold | Com ¦ Com Heat Pump Water Heater (3.50 UEF - 50 Gal) - Fuel Sub - Panel Upgrade - Cold | SCG ¦ Cold | SCG | All | Electric & Gas | HPWH (3.50 UEF - 50 Gal) | Efficient |  |  | 1 | Conventional | WaterHeat | Com - College | Com | ROB Only | 1 | 1000 sqft2 of floor space | 1000 sqft served | 13 | DEER:Indoor_CFL_Ltg | 1491.7521 | 0 | -143.1668 | SWWH027-05 | 380.921 | 2024 | 205.1057 | 2024 | 356.4084 | -19.7458 | SWWH027-05 | Com Small Gas Water Heaters - Panel Upgrade - Cold ¦ SCG ¦ Cold | Com Small Gas Water Heaters - Panel Upgrade - Cold | 0.74815 | 0.453 | 0 | CBSA 2019 | 359.6332 | 2032 | 1 | SWWH027-05
COM-WATERHEAT-FS-PU-14.62 | Com ¦ Com Heat Pump Water Heater (3.50 UEF - 50 Gal) - Fuel Sub - Panel Upgrade - Cold ¦ SCG ¦ Cold | Com ¦ Com Heat Pump Water Heater (3.50 UEF - 50 Gal) - Fuel Sub - Panel Upgrade - Cold | SCG ¦ Cold | SCG | All | Electric & Gas | HPWH (3.50 UEF - 50 Gal) | Efficient |  |  | 1 | Conventional | WaterHeat | Com - Grocery | Com | ROB Only | 1 | 1000 sqft2 of floor space | 1000 sqft served | 13 | DEER:Indoor_CFL_Ltg | 0 | 0 | 0 | SWWH027-05 | 202.482 | 2024 | 123.4818 | 2024 | 302.9974 | -16.3851 | SWWH027-05 | Com Small Gas Water Heaters - Panel Upgrade - Cold ¦ SCG ¦ Cold | Com Small Gas Water Heaters - Panel Upgrade - Cold | 0.59609 | 0.453 | 0 | CBSA 2019 | 0 | 2032 | 1 | SWWH027-05
COM-WATERHEAT-FS-PU-14.63 | Com ¦ Com Heat Pump Water Heater (3.50 UEF - 50 Gal) - Fuel Sub - Panel Upgrade - Cold ¦ SCG ¦ Cold | Com ¦ Com Heat Pump Water Heater (3.50 UEF - 50 Gal) - Fuel Sub - Panel Upgrade - Cold | SCG ¦ Cold | SCG | All | Electric & Gas | HPWH (3.50 UEF - 50 Gal) | Efficient |  |  | 1 | Conventional | WaterHeat | Com - Health | Com | ROB Only | 1 | 1000 sqft2 of floor space | 1000 sqft served | 13 | DEER:Indoor_CFL_Ltg | 4018.5667 | 0 | -403.9298 | SWWH027-05 | 576.9697 | 2024 | 310.6675 | 2024 | 521.273 | -29.9084 | SWWH027-05 | Com Small Gas Water Heaters - Panel Upgrade - Cold ¦ SCG ¦ Cold | Com Small Gas Water Heaters - Panel Upgrade - Cold | 0.52611 | 0.453 | 0 | CBSA 2019 | 877.9709 | 2032 | 1 | SWWH027-05
COM-WATERHEAT-FS-PU-14.64 | Com ¦ Com Heat Pump Water Heater (3.50 UEF - 50 Gal) - Fuel Sub - Panel Upgrade - Cold ¦ SCG ¦ Cold | Com ¦ Com Heat Pump Water Heater (3.50 UEF - 50 Gal) - Fuel Sub - Panel Upgrade - Cold | SCG ¦ Cold | SCG | All | Electric & Gas | HPWH (3.50 UEF - 50 Gal) | Efficient |  |  | 1 | Conventional | WaterHeat | Com - Lodging | Com | ROB Only | 1 | 1000 sqft2 of floor space | 1000 sqft served | 13 | DEER:Indoor_CFL_Ltg | 3144.3563 | 0 | -309.2482 | SWWH027-05 | 363.0343 | 2024 | 195.4747 | 2024 | 323.7383 | -18.8186 | SWWH027-05 | Com Small Gas Water Heaters - Panel Upgrade - Cold ¦ SCG ¦ Cold | Com Small Gas Water Heaters - Panel Upgrade - Cold | 0.73871 | 0.453 | 0 | CBSA 2019 | 2559.0519 | 2032 | 1 | SWWH027-05
COM-WATERHEAT-FS-PU-14.65 | Com ¦ Com Heat Pump Water Heater (3.50 UEF - 50 Gal) - Fuel Sub - Panel Upgrade - Cold ¦ SCG ¦ Cold | Com ¦ Com Heat Pump Water Heater (3.50 UEF - 50 Gal) - Fuel Sub - Panel Upgrade - Cold | SCG ¦ Cold | SCG | All | Electric & Gas | HPWH (3.50 UEF - 50 Gal) | Efficient |  |  | 1 | Conventional | WaterHeat | Com - Office (Large) | Com | ROB Only | 1 | 1000 sqft2 of floor space | 1000 sqft served | 13 | DEER:Indoor_CFL_Ltg | 418.2655 | 0 | -40.346 | SWWH027-05 | 118.5335 | 2024 | 63.824 | 2024 | 113.624 | -6.1444 | SWWH027-05 | Com Small Gas Water Heaters - Panel Upgrade - Cold ¦ SCG ¦ Cold | Com Small Gas Water Heaters - Panel Upgrade - Cold | 0.46177 | 0.453 | 0 | CBSA 2019 | 139.5843 | 2032 | 1 | SWWH027-05
COM-WATERHEAT-FS-PU-14.66 | Com ¦ Com Heat Pump Water Heater (3.50 UEF - 50 Gal) - Fuel Sub - Panel Upgrade - Cold ¦ SCG ¦ Cold | Com ¦ Com Heat Pump Water Heater (3.50 UEF - 50 Gal) - Fuel Sub - Panel Upgrade - Cold | SCG ¦ Cold | SCG | All | Electric & Gas | HPWH (3.50 UEF - 50 Gal) | Efficient |  |  | 1 | Conventional | WaterHeat | Com - Office (Small) | Com | ROB Only | 1 | 1000 sqft2 of floor space | 1000 sqft served | 13 | DEER:Indoor_CFL_Ltg | 392.3553 | 0 | -37.0146 | SWWH027-05 | 118.5335 | 2024 | 63.824 | 2024 | 113.624 | -6.1444 | SWWH027-05 | Com Small Gas Water Heaters - Panel Upgrade - Cold ¦ SCG ¦ Cold | Com Small Gas Water Heaters - Panel Upgrade - Cold | 0.46177 | 0.453 | 0 | CBSA 2019 | 55.2883 | 2032 | 1 | SWWH027-05
COM-WATERHEAT-FS-PU-14.67 | Com ¦ Com Heat Pump Water Heater (3.50 UEF - 50 Gal) - Fuel Sub - Panel Upgrade - Cold ¦ SCG ¦ Cold | Com ¦ Com Heat Pump Water Heater (3.50 UEF - 50 Gal) - Fuel Sub - Panel Upgrade - Cold | SCG ¦ Cold | SCG | All | Electric & Gas | HPWH (3.50 UEF - 50 Gal) | Efficient |  |  | 1 | Conventional | WaterHeat | Com - Other | Com | ROB Only | 1 | 1000 sqft2 of floor space | 1000 sqft served | 13 | DEER:Indoor_CFL_Ltg | 4806.2615 | 0 | -468.3809 | SWWH027-05 | 980.3365 | 2024 | 527.8592 | 2024 | 939.7326 | -50.8178 | SWWH027-05 | Com Small Gas Water Heaters - Panel Upgrade - Cold ¦ SCG ¦ Cold | Com Small Gas Water Heaters - Panel Upgrade - Cold | 0.5433 | 0.453 | 0 | CBSA 2019 | 1591.0397 | 2032 | 1 | SWWH027-05
COM-WATERHEAT-FS-PU-14.68 | Com ¦ Com Heat Pump Water Heater (3.50 UEF - 50 Gal) - Fuel Sub - Panel Upgrade - Cold ¦ SCG ¦ Cold | Com ¦ Com Heat Pump Water Heater (3.50 UEF - 50 Gal) - Fuel Sub - Panel Upgrade - Cold | SCG ¦ Cold | SCG | All | Electric & Gas | HPWH (3.50 UEF - 50 Gal) | Efficient |  |  | 1 | Conventional | WaterHeat | Com - Refrig. Warehouse | Com | ROB Only | 1 | 1000 sqft2 of floor space | 1000 sqft served | 13 | DEER:Indoor_CFL_Ltg | 419.3315 | 0 | -40.5639 | SWWH027-05 | 54.8099 | 2024 | 29.5122 | 2024 | 52.5397 | -2.8412 | SWWH027-05 | Com Small Gas Water Heaters - Panel Upgrade - Cold ¦ SCG ¦ Cold | Com Small Gas Water Heaters - Panel Upgrade - Cold | 0.22621 | 0.453 | 0 | CBSA 2019 | 22.9622 | 2032 | 1 | SWWH027-05
COM-WATERHEAT-FS-PU-14.69 | Com ¦ Com Heat Pump Water Heater (3.50 UEF - 50 Gal) - Fuel Sub - Panel Upgrade - Cold ¦ SCG ¦ Cold | Com ¦ Com Heat Pump Water Heater (3.50 UEF - 50 Gal) - Fuel Sub - Panel Upgrade - Cold | SCG ¦ Cold | SCG | All | Electric & Gas | HPWH (3.50 UEF - 50 Gal) | Efficient |  |  | 1 | Conventional | WaterHeat | Com - Restaurant | Com | ROB Only | 1 | 1000 sqft2 of floor space | 1000 sqft served | 13 | DEER:Indoor_CFL_Ltg | 17218.2931 | 0 | -1787.3839 | SWWH027-05 | 5134.8383 | 2024 | 2764.8377 | 2024 | 3715.192 | -266.1751 | SWWH027-05 | Com Small Gas Water Heaters - Panel Upgrade - Cold ¦ SCG ¦ Cold | Com Small Gas Water Heaters - Panel Upgrade - Cold | 0.79319 | 0.453 | 0 | CBSA 2019 | 1036.762 | 2032 | 1 | SWWH027-05
COM-WATERHEAT-FS-PU-14.70 | Com ¦ Com Heat Pump Water Heater (3.50 UEF - 50 Gal) - Fuel Sub - Panel Upgrade - Cold ¦ SCG ¦ Cold | Com ¦ Com Heat Pump Water Heater (3.50 UEF - 50 Gal) - Fuel Sub - Panel Upgrade - Cold | SCG ¦ Cold | SCG | All | Electric & Gas | HPWH (3.50 UEF - 50 Gal) | Efficient |  |  | 1 | Conventional | WaterHeat | Com - Retail | Com | ROB Only | 1 | 1000 sqft2 of floor space | 1000 sqft served | 13 | DEER:Indoor_CFL_Ltg | 266.6055 | 0 | -26.5374 | SWWH027-05 | 73.4195 | 2024 | 39.5325 | 2024 | 35.4192 | -3.8059 | SWWH027-05 | Com Small Gas Water Heaters - Panel Upgrade - Cold ¦ SCG ¦ Cold | Com Small Gas Water Heaters - Panel Upgrade - Cold | 0.40063 | 0.453 | 0 | CBSA 2019 | 37.4612 | 2032 | 1 | SWWH027-05
COM-WATERHEAT-FS-PU-14.71 | Com ¦ Com Heat Pump Water Heater (3.50 UEF - 50 Gal) - Fuel Sub - Panel Upgrade - Cold ¦ SCG ¦ Cold | Com ¦ Com Heat Pump Water Heater (3.50 UEF - 50 Gal) - Fuel Sub - Panel Upgrade - Cold | SCG ¦ Cold | SCG | All | Electric & Gas | HPWH (3.50 UEF - 50 Gal) | Efficient |  |  | 1 | Conventional | WaterHeat | Com - School | Com | ROB Only | 1 | 1000 sqft2 of floor space | 1000 sqft served | 13 | DEER:Indoor_CFL_Ltg | 1524.7477 | 0 | -147.1997 | SWWH027-05 | 604.784 | 2024 | 325.6441 | 2024 | 543.0634 | -31.3502 | SWWH027-05 | Com Small Gas Water Heaters - Panel Upgrade - Cold ¦ SCG ¦ Cold | Com Small Gas Water Heaters - Panel Upgrade - Cold | 0.76922 | 0.453 | 0 | CBSA 2019 | 85.2696 | 2032 | 1 | SWWH027-05
COM-WATERHEAT-FS-PU-14.72 | Com ¦ Com Heat Pump Water Heater (3.50 UEF - 50 Gal) - Fuel Sub - Panel Upgrade - Cold ¦ SCG ¦ Cold | Com ¦ Com Heat Pump Water Heater (3.50 UEF - 50 Gal) - Fuel Sub - Panel Upgrade - Cold | SCG ¦ Cold | SCG | All | Electric & Gas | HPWH (3.50 UEF - 50 Gal) | Efficient |  |  | 1 | Conventional | WaterHeat | Com - Warehouse | Com | ROB Only | 1 | 1000 sqft2 of floor space | 1000 sqft served | 13 | DEER:Indoor_CFL_Ltg | 47.239 | 0 | -4.2447 | SWWH027-05 | 10.962 | 2024 | 5.9024 | 2024 | 10.5079 | -0.56824 | SWWH027-05 | Com Small Gas Water Heaters - Panel Upgrade - Cold ¦ SCG ¦ Cold | Com Small Gas Water Heaters - Panel Upgrade - Cold | 0.1976 | 0.453 | 0 | CBSA 2019 | 3.7346 | 2032 | 1 | SWWH027-05
COM-WATERHEAT-FS-PU-14.73 | Com ¦ Com Heat Pump Water Heater (3.50 UEF - 50 Gal) - Fuel Sub - Panel Upgrade - Marine ¦ SDG&E ¦ Marine | Com ¦ Com Heat Pump Water Heater (3.50 UEF - 50 Gal) - Fuel Sub - Panel Upgrade - Marine | SDG&E ¦ Marine | SDG&E | All | Electric & Gas | HPWH (3.50 UEF - 50 Gal) | Efficient |  |  | 1 | Conventional | WaterHeat | Com - College | Com | ROB Only | 1 | 1000 sqft2 of floor space | 1000 sqft served | 13 | DEER:Indoor_CFL_Ltg | 1139.3263 | 0 | -123.9986 | SWWH027-05 | 380.921 | 2024 | 205.1057 | 2024 | 356.4084 | -19.7458 | SWWH027-05 | Com Small Gas Water Heaters - Panel Upgrade - Marine ¦ SDG&E ¦ Marine | Com Small Gas Water Heaters - Panel Upgrade - Marine | 0.74815 | 0.453 | 0 | CBSA 2019 | 323.0114 | 2032 | 1 | SWWH027-05
COM-WATERHEAT-FS-PU-14.74 | Com ¦ Com Heat Pump Water Heater (3.50 UEF - 50 Gal) - Fuel Sub - Panel Upgrade - Marine ¦ SDG&E ¦ Marine | Com ¦ Com Heat Pump Water Heater (3.50 UEF - 50 Gal) - Fuel Sub - Panel Upgrade - Marine | SDG&E ¦ Marine | SDG&E | All | Electric & Gas | HPWH (3.50 UEF - 50 Gal) | Efficient |  |  | 1 | Conventional | WaterHeat | Com - Grocery | Com | ROB Only | 1 | 1000 sqft2 of floor space | 1000 sqft served | 13 | DEER:Indoor_CFL_Ltg | 0 | 0 | 0 | SWWH027-05 | 202.482 | 2024 | 123.4818 | 2024 | 302.9974 | -16.3851 | SWWH027-05 | Com Small Gas Water Heaters - Panel Upgrade - Marine ¦ SDG&E ¦ Marine | Com Small Gas Water Heaters - Panel Upgrade - Marine | 0.59609 | 0.453 | 0 | CBSA 2019 | 0 | 2032 | 1 | SWWH027-05
COM-WATERHEAT-FS-PU-14.75 | Com ¦ Com Heat Pump Water Heater (3.50 UEF - 50 Gal) - Fuel Sub - Panel Upgrade - Marine ¦ SDG&E ¦ Marine | Com ¦ Com Heat Pump Water Heater (3.50 UEF - 50 Gal) - Fuel Sub - Panel Upgrade - Marine | SDG&E ¦ Marine | SDG&E | All | Electric & Gas | HPWH (3.50 UEF - 50 Gal) | Efficient |  |  | 1 | Conventional | WaterHeat | Com - Health | Com | ROB Only | 1 | 1000 sqft2 of floor space | 1000 sqft served | 13 | DEER:Indoor_CFL_Ltg | 3223.5905 | 0 | -350.4213 | SWWH027-05 | 576.9697 | 2024 | 310.6675 | 2024 | 521.273 | -29.9084 | SWWH027-05 | Com Small Gas Water Heaters - Panel Upgrade - Marine ¦ SDG&E ¦ Marine | Com Small Gas Water Heaters - Panel Upgrade - Marine | 0.52611 | 0.453 | 0 | CBSA 2019 | 778.8524 | 2032 | 1 | SWWH027-05
COM-WATERHEAT-FS-PU-14.76 | Com ¦ Com Heat Pump Water Heater (3.50 UEF - 50 Gal) - Fuel Sub - Panel Upgrade - Marine ¦ SDG&E ¦ Marine | Com ¦ Com Heat Pump Water Heater (3.50 UEF - 50 Gal) - Fuel Sub - Panel Upgrade - Marine | SDG&E ¦ Marine | SDG&E | All | Electric & Gas | HPWH (3.50 UEF - 50 Gal) | Efficient |  |  | 1 | Conventional | WaterHeat | Com - Lodging | Com | ROB Only | 1 | 1000 sqft2 of floor space | 1000 sqft served | 13 | DEER:Indoor_CFL_Ltg | 2519.4701 | 0 | -267.9555 | SWWH027-05 | 363.0343 | 2024 | 195.4747 | 2024 | 323.7383 | -18.8186 | SWWH027-05 | Com Small Gas Water Heaters - Panel Upgrade - Marine ¦ SDG&E ¦ Marine | Com Small Gas Water Heaters - Panel Upgrade - Marine | 0.73871 | 0.453 | 0 | CBSA 2019 | 2249.6824 | 2032 | 1 | SWWH027-05
COM-WATERHEAT-FS-PU-14.77 | Com ¦ Com Heat Pump Water Heater (3.50 UEF - 50 Gal) - Fuel Sub - Panel Upgrade - Marine ¦ SDG&E ¦ Marine | Com ¦ Com Heat Pump Water Heater (3.50 UEF - 50 Gal) - Fuel Sub - Panel Upgrade - Marine | SDG&E ¦ Marine | SDG&E | All | Electric & Gas | HPWH (3.50 UEF - 50 Gal) | Efficient |  |  | 1 | Conventional | WaterHeat | Com - Office (Large) | Com | ROB Only | 1 | 1000 sqft2 of floor space | 1000 sqft served | 13 | DEER:Indoor_CFL_Ltg | 321.6573 | 0 | -35.0899 | SWWH027-05 | 118.5335 | 2024 | 63.824 | 2024 | 113.624 | -6.1444 | SWWH027-05 | Com Small Gas Water Heaters - Panel Upgrade - Marine ¦ SDG&E ¦ Marine | Com Small Gas Water Heaters - Panel Upgrade - Marine | 0.46177 | 0.453 | 0 | CBSA 2019 | 125.5887 | 2032 | 1 | SWWH027-05
COM-WATERHEAT-FS-PU-14.78 | Com ¦ Com Heat Pump Water Heater (3.50 UEF - 50 Gal) - Fuel Sub - Panel Upgrade - Marine ¦ SDG&E ¦ Marine | Com ¦ Com Heat Pump Water Heater (3.50 UEF - 50 Gal) - Fuel Sub - Panel Upgrade - Marine | SDG&E ¦ Marine | SDG&E | All | Electric & Gas | HPWH (3.50 UEF - 50 Gal) | Efficient |  |  | 1 | Conventional | WaterHeat | Com - Office (Small) | Com | ROB Only | 1 | 1000 sqft2 of floor space | 1000 sqft served | 13 | DEER:Indoor_CFL_Ltg | 298.7082 | 0 | -32.3508 | SWWH027-05 | 118.5335 | 2024 | 63.824 | 2024 | 113.624 | -6.1444 | SWWH027-05 | Com Small Gas Water Heaters - Panel Upgrade - Marine ¦ SDG&E ¦ Marine | Com Small Gas Water Heaters - Panel Upgrade - Marine | 0.46177 | 0.453 | 0 | CBSA 2019 | 50.3489 | 2032 | 1 | SWWH027-05
COM-WATERHEAT-FS-PU-14.79 | Com ¦ Com Heat Pump Water Heater (3.50 UEF - 50 Gal) - Fuel Sub - Panel Upgrade - Marine ¦ SDG&E ¦ Marine | Com ¦ Com Heat Pump Water Heater (3.50 UEF - 50 Gal) - Fuel Sub - Panel Upgrade - Marine | SDG&E ¦ Marine | SDG&E | All | Electric & Gas | HPWH (3.50 UEF - 50 Gal) | Efficient |  |  | 1 | Conventional | WaterHeat | Com - Other | Com | ROB Only | 1 | 1000 sqft2 of floor space | 1000 sqft served | 13 | DEER:Indoor_CFL_Ltg | 3857.2545 | 0 | -407.1546 | SWWH027-05 | 980.3365 | 2024 | 527.8592 | 2024 | 939.7326 | -50.8178 | SWWH027-05 | Com Small Gas Water Heaters - Panel Upgrade - Marine ¦ SDG&E ¦ Marine | Com Small Gas Water Heaters - Panel Upgrade - Marine | 0.5433 | 0.453 | 0 | CBSA 2019 | 1418.478 | 2032 | 1 | SWWH027-05
COM-WATERHEAT-FS-PU-14.80 | Com ¦ Com Heat Pump Water Heater (3.50 UEF - 50 Gal) - Fuel Sub - Panel Upgrade - Marine ¦ SDG&E ¦ Marine | Com ¦ Com Heat Pump Water Heater (3.50 UEF - 50 Gal) - Fuel Sub - Panel Upgrade - Marine | SDG&E ¦ Marine | SDG&E | All | Electric & Gas | HPWH (3.50 UEF - 50 Gal) | Efficient |  |  | 1 | Conventional | WaterHeat | Com - Refrig. Warehouse | Com | ROB Only | 1 | 1000 sqft2 of floor space | 1000 sqft served | 13 | DEER:Indoor_CFL_Ltg | 320.0612 | 0 | -35.0869 | SWWH027-05 | 54.8099 | 2024 | 29.5122 | 2024 | 52.5397 | -2.8412 | SWWH027-05 | Com Small Gas Water Heaters - Panel Upgrade - Marine ¦ SDG&E ¦ Marine | Com Small Gas Water Heaters - Panel Upgrade - Marine | 0.22621 | 0.453 | 0 | CBSA 2019 | 20.624 | 2032 | 1 | SWWH027-05
COM-WATERHEAT-FS-PU-14.81 | Com ¦ Com Heat Pump Water Heater (3.50 UEF - 50 Gal) - Fuel Sub - Panel Upgrade - Marine ¦ SDG&E ¦ Marine | Com ¦ Com Heat Pump Water Heater (3.50 UEF - 50 Gal) - Fuel Sub - Panel Upgrade - Marine | SDG&E ¦ Marine | SDG&E | All | Electric & Gas | HPWH (3.50 UEF - 50 Gal) | Efficient |  |  | 1 | Conventional | WaterHeat | Com - Restaurant | Com | ROB Only | 1 | 1000 sqft2 of floor space | 1000 sqft served | 13 | DEER:Indoor_CFL_Ltg | 13776.5087 | 0 | -1563.1821 | SWWH027-05 | 5134.8383 | 2024 | 2764.8377 | 2024 | 3715.192 | -266.1751 | SWWH027-05 | Com Small Gas Water Heaters - Panel Upgrade - Marine ¦ SDG&E ¦ Marine | Com Small Gas Water Heaters - Panel Upgrade - Marine | 0.79319 | 0.453 | 0 | CBSA 2019 | 929.4974 | 2032 | 1 | SWWH027-05
COM-WATERHEAT-FS-PU-14.82 | Com ¦ Com Heat Pump Water Heater (3.50 UEF - 50 Gal) - Fuel Sub - Panel Upgrade - Marine ¦ SDG&E ¦ Marine | Com ¦ Com Heat Pump Water Heater (3.50 UEF - 50 Gal) - Fuel Sub - Panel Upgrade - Marine | SDG&E ¦ Marine | SDG&E | All | Electric & Gas | HPWH (3.50 UEF - 50 Gal) | Efficient |  |  | 1 | Conventional | WaterHeat | Com - Retail | Com | ROB Only | 1 | 1000 sqft2 of floor space | 1000 sqft served | 13 | DEER:Indoor_CFL_Ltg | 214.0296 | 0 | -23.0667 | SWWH027-05 | 73.4195 | 2024 | 39.5325 | 2024 | 35.4192 | -3.8059 | SWWH027-05 | Com Small Gas Water Heaters - Panel Upgrade - Marine ¦ SDG&E ¦ Marine | Com Small Gas Water Heaters - Panel Upgrade - Marine | 0.40063 | 0.453 | 0 | CBSA 2019 | 38.7828 | 2032 | 1 | SWWH027-05
COM-WATERHEAT-FS-PU-14.83 | Com ¦ Com Heat Pump Water Heater (3.50 UEF - 50 Gal) - Fuel Sub - Panel Upgrade - Marine ¦ SDG&E ¦ Marine | Com ¦ Com Heat Pump Water Heater (3.50 UEF - 50 Gal) - Fuel Sub - Panel Upgrade - Marine | SDG&E ¦ Marine | SDG&E | All | Electric & Gas | HPWH (3.50 UEF - 50 Gal) | Efficient |  |  | 1 | Conventional | WaterHeat | Com - School | Com | ROB Only | 1 | 1000 sqft2 of floor space | 1000 sqft served | 13 | DEER:Indoor_CFL_Ltg | 1142.817 | 0 | -127.9363 | SWWH027-05 | 604.784 | 2024 | 325.6441 | 2024 | 543.0634 | -31.3502 | SWWH027-05 | Com Small Gas Water Heaters - Panel Upgrade - Marine ¦ SDG&E ¦ Marine | Com Small Gas Water Heaters - Panel Upgrade - Marine | 0.76922 | 0.453 | 0 | CBSA 2019 | 104.1411 | 2032 | 1 | SWWH027-05
COM-WATERHEAT-FS-PU-14.84 | Com ¦ Com Heat Pump Water Heater (3.50 UEF - 50 Gal) - Fuel Sub - Panel Upgrade - Marine ¦ SDG&E ¦ Marine | Com ¦ Com Heat Pump Water Heater (3.50 UEF - 50 Gal) - Fuel Sub - Panel Upgrade - Marine | SDG&E ¦ Marine | SDG&E | All | Electric & Gas | HPWH (3.50 UEF - 50 Gal) | Efficient |  |  | 1 | Conventional | WaterHeat | Com - Warehouse | Com | ROB Only | 1 | 1000 sqft2 of floor space | 1000 sqft served | 13 | DEER:Indoor_CFL_Ltg | 34.5735 | 0 | -3.697 | SWWH027-05 | 10.962 | 2024 | 5.9024 | 2024 | 10.5079 | -0.56824 | SWWH027-05 | Com Small Gas Water Heaters - Panel Upgrade - Marine ¦ SDG&E ¦ Marine | Com Small Gas Water Heaters - Panel Upgrade - Marine | 0.1976 | 0.453 | 0 | CBSA 2019 | 5.222 | 2032 | 1 | SWWH027-05
COM-WATERHEAT-FS-PU-14.85 | Com ¦ Com Heat Pump Water Heater (3.50 UEF - 50 Gal) - Fuel Sub - Panel Upgrade - Hot-Dry ¦ SDG&E ¦ Hot-Dry | Com ¦ Com Heat Pump Water Heater (3.50 UEF - 50 Gal) - Fuel Sub - Panel Upgrade - Hot-Dry | SDG&E ¦ Hot-Dry | SDG&E | All | Electric & Gas | HPWH (3.50 UEF - 50 Gal) | Efficient |  |  | 1 | Conventional | WaterHeat | Com - College | Com | ROB Only | 1 | 1000 sqft2 of floor space | 1000 sqft served | 13 | DEER:Indoor_CFL_Ltg | 569.6631 | 0 | -61.9617 | SWWH027-05 | 190.4605 | 2024 | 102.5529 | 2024 | 356.4084 | -19.7458 | SWWH027-05 | Com Small Gas Water Heaters - Panel Upgrade - Hot-Dry ¦ SDG&E ¦ Hot-Dry | Com Small Gas Water Heaters - Panel Upgrade - Hot-Dry | 0.74815 | 0.453 | 0 | CBSA 2019 | 161.3816 | 2032 | 1 | SWWH027-05
COM-WATERHEAT-FS-PU-14.86 | Com ¦ Com Heat Pump Water Heater (3.50 UEF - 50 Gal) - Fuel Sub - Panel Upgrade - Hot-Dry ¦ SDG&E ¦ Hot-Dry | Com ¦ Com Heat Pump Water Heater (3.50 UEF - 50 Gal) - Fuel Sub - Panel Upgrade - Hot-Dry | SDG&E ¦ Hot-Dry | SDG&E | All | Electric & Gas | HPWH (3.50 UEF - 50 Gal) | Efficient |  |  | 1 | Conventional | WaterHeat | Com - Grocery | Com | ROB Only | 1 | 1000 sqft2 of floor space | 1000 sqft served | 13 | DEER:Indoor_CFL_Ltg | 0 | 0 | 0 | SWWH027-05 | 101.241 | 2024 | 61.7409 | 2024 | 302.9974 | -16.3851 | SWWH027-05 | Com Small Gas Water Heaters - Panel Upgrade - Hot-Dry ¦ SDG&E ¦ Hot-Dry | Com Small Gas Water Heaters - Panel Upgrade - Hot-Dry | 0.59609 | 0.453 | 0 | CBSA 2019 | 0 | 2032 | 1 | SWWH027-05
COM-WATERHEAT-FS-PU-14.87 | Com ¦ Com Heat Pump Water Heater (3.50 UEF - 50 Gal) - Fuel Sub - Panel Upgrade - Hot-Dry ¦ SDG&E ¦ Hot-Dry | Com ¦ Com Heat Pump Water Heater (3.50 UEF - 50 Gal) - Fuel Sub - Panel Upgrade - Hot-Dry | SDG&E ¦ Hot-Dry | SDG&E | All | Electric & Gas | HPWH (3.50 UEF - 50 Gal) | Efficient |  |  | 1 | Conventional | WaterHeat | Com - Health | Com | ROB Only | 1 | 1000 sqft2 of floor space | 1000 sqft served | 13 | DEER:Indoor_CFL_Ltg | 1606.6124 | 0 | -174.6924 | SWWH027-05 | 288.4849 | 2024 | 155.3338 | 2024 | 521.273 | -29.9084 | SWWH027-05 | Com Small Gas Water Heaters - Panel Upgrade - Hot-Dry ¦ SDG&E ¦ Hot-Dry | Com Small Gas Water Heaters - Panel Upgrade - Hot-Dry | 0.52611 | 0.453 | 0 | CBSA 2019 | 388.3014 | 2032 | 1 | SWWH027-05
COM-WATERHEAT-FS-PU-14.88 | Com ¦ Com Heat Pump Water Heater (3.50 UEF - 50 Gal) - Fuel Sub - Panel Upgrade - Hot-Dry ¦ SDG&E ¦ Hot-Dry | Com ¦ Com Heat Pump Water Heater (3.50 UEF - 50 Gal) - Fuel Sub - Panel Upgrade - Hot-Dry | SDG&E ¦ Hot-Dry | SDG&E | All | Electric & Gas | HPWH (3.50 UEF - 50 Gal) | Efficient |  |  | 1 | Conventional | WaterHeat | Com - Lodging | Com | ROB Only | 1 | 1000 sqft2 of floor space | 1000 sqft served | 13 | DEER:Indoor_CFL_Ltg | 1254.2385 | 0 | -133.4281 | SWWH027-05 | 181.5172 | 2024 | 97.7373 | 2024 | 323.7383 | -18.8186 | SWWH027-05 | Com Small Gas Water Heaters - Panel Upgrade - Hot-Dry ¦ SDG&E ¦ Hot-Dry | Com Small Gas Water Heaters - Panel Upgrade - Hot-Dry | 0.73871 | 0.453 | 0 | CBSA 2019 | 1120.2782 | 2032 | 1 | SWWH027-05
COM-WATERHEAT-FS-PU-14.89 | Com ¦ Com Heat Pump Water Heater (3.50 UEF - 50 Gal) - Fuel Sub - Panel Upgrade - Hot-Dry ¦ SDG&E ¦ Hot-Dry | Com ¦ Com Heat Pump Water Heater (3.50 UEF - 50 Gal) - Fuel Sub - Panel Upgrade - Hot-Dry | SDG&E ¦ Hot-Dry | SDG&E | All | Electric & Gas | HPWH (3.50 UEF - 50 Gal) | Efficient |  |  | 1 | Conventional | WaterHeat | Com - Office (Large) | Com | ROB Only | 1 | 1000 sqft2 of floor space | 1000 sqft served | 13 | DEER:Indoor_CFL_Ltg | 160.4585 | 0 | -17.4894 | SWWH027-05 | 59.2667 | 2024 | 31.912 | 2024 | 113.624 | -6.1444 | SWWH027-05 | Com Small Gas Water Heaters - Panel Upgrade - Hot-Dry ¦ SDG&E ¦ Hot-Dry | Com Small Gas Water Heaters - Panel Upgrade - Hot-Dry | 0.46177 | 0.453 | 0 | CBSA 2019 | 62.5818 | 2032 | 1 | SWWH027-05
COM-WATERHEAT-FS-PU-14.90 | Com ¦ Com Heat Pump Water Heater (3.50 UEF - 50 Gal) - Fuel Sub - Panel Upgrade - Hot-Dry ¦ SDG&E ¦ Hot-Dry | Com ¦ Com Heat Pump Water Heater (3.50 UEF - 50 Gal) - Fuel Sub - Panel Upgrade - Hot-Dry | SDG&E ¦ Hot-Dry | SDG&E | All | Electric & Gas | HPWH (3.50 UEF - 50 Gal) | Efficient |  |  | 1 | Conventional | WaterHeat | Com - Office (Small) | Com | ROB Only | 1 | 1000 sqft2 of floor space | 1000 sqft served | 13 | DEER:Indoor_CFL_Ltg | 149.169 | 0 | -16.1384 | SWWH027-05 | 59.2667 | 2024 | 31.912 | 2024 | 113.624 | -6.1444 | SWWH027-05 | Com Small Gas Water Heaters - Panel Upgrade - Hot-Dry ¦ SDG&E ¦ Hot-Dry | Com Small Gas Water Heaters - Panel Upgrade - Hot-Dry | 0.46177 | 0.453 | 0 | CBSA 2019 | 25.1097 | 2032 | 1 | SWWH027-05
COM-WATERHEAT-FS-PU-14.91 | Com ¦ Com Heat Pump Water Heater (3.50 UEF - 50 Gal) - Fuel Sub - Panel Upgrade - Hot-Dry ¦ SDG&E ¦ Hot-Dry | Com ¦ Com Heat Pump Water Heater (3.50 UEF - 50 Gal) - Fuel Sub - Panel Upgrade - Hot-Dry | SDG&E ¦ Hot-Dry | SDG&E | All | Electric & Gas | HPWH (3.50 UEF - 50 Gal) | Efficient |  |  | 1 | Conventional | WaterHeat | Com - Other | Com | ROB Only | 1 | 1000 sqft2 of floor space | 1000 sqft served | 13 | DEER:Indoor_CFL_Ltg | 1913.3207 | 0 | -203.5773 | SWWH027-05 | 490.1683 | 2024 | 263.9296 | 2024 | 939.7326 | -50.8178 | SWWH027-05 | Com Small Gas Water Heaters - Panel Upgrade - Hot-Dry ¦ SDG&E ¦ Hot-Dry | Com Small Gas Water Heaters - Panel Upgrade - Hot-Dry | 0.5433 | 0.453 | 0 | CBSA 2019 | 710.9292 | 2032 | 1 | SWWH027-05
COM-WATERHEAT-FS-PU-14.92 | Com ¦ Com Heat Pump Water Heater (3.50 UEF - 50 Gal) - Fuel Sub - Panel Upgrade - Hot-Dry ¦ SDG&E ¦ Hot-Dry | Com ¦ Com Heat Pump Water Heater (3.50 UEF - 50 Gal) - Fuel Sub - Panel Upgrade - Hot-Dry | SDG&E ¦ Hot-Dry | SDG&E | All | Electric & Gas | HPWH (3.50 UEF - 50 Gal) | Efficient |  |  | 1 | Conventional | WaterHeat | Com - Refrig. Warehouse | Com | ROB Only | 1 | 1000 sqft2 of floor space | 1000 sqft served | 13 | DEER:Indoor_CFL_Ltg | 159.1748 | 0 | -17.5435 | SWWH027-05 | 27.4049 | 2024 | 14.7561 | 2024 | 52.5397 | -2.8412 | SWWH027-05 | Com Small Gas Water Heaters - Panel Upgrade - Hot-Dry ¦ SDG&E ¦ Hot-Dry | Com Small Gas Water Heaters - Panel Upgrade - Hot-Dry | 0.22621 | 0.453 | 0 | CBSA 2019 | 10.3273 | 2032 | 1 | SWWH027-05
COM-WATERHEAT-FS-PU-14.93 | Com ¦ Com Heat Pump Water Heater (3.50 UEF - 50 Gal) - Fuel Sub - Panel Upgrade - Hot-Dry ¦ SDG&E ¦ Hot-Dry | Com ¦ Com Heat Pump Water Heater (3.50 UEF - 50 Gal) - Fuel Sub - Panel Upgrade - Hot-Dry | SDG&E ¦ Hot-Dry | SDG&E | All | Electric & Gas | HPWH (3.50 UEF - 50 Gal) | Efficient |  |  | 1 | Conventional | WaterHeat | Com - Restaurant | Com | ROB Only | 1 | 1000 sqft2 of floor space | 1000 sqft served | 13 | DEER:Indoor_CFL_Ltg | 6880.2371 | 0 | -779.9876 | SWWH027-05 | 2567.4192 | 2024 | 1382.4189 | 2024 | 3715.192 | -266.1751 | SWWH027-05 | Com Small Gas Water Heaters - Panel Upgrade - Hot-Dry ¦ SDG&E ¦ Hot-Dry | Com Small Gas Water Heaters - Panel Upgrade - Hot-Dry | 0.79319 | 0.453 | 0 | CBSA 2019 | 463.6866 | 2032 | 1 | SWWH027-05
COM-WATERHEAT-FS-PU-14.94 | Com ¦ Com Heat Pump Water Heater (3.50 UEF - 50 Gal) - Fuel Sub - Panel Upgrade - Hot-Dry ¦ SDG&E ¦ Hot-Dry | Com ¦ Com Heat Pump Water Heater (3.50 UEF - 50 Gal) - Fuel Sub - Panel Upgrade - Hot-Dry | SDG&E ¦ Hot-Dry | SDG&E | All | Electric & Gas | HPWH (3.50 UEF - 50 Gal) | Efficient |  |  | 1 | Conventional | WaterHeat | Com - Retail | Com | ROB Only | 1 | 1000 sqft2 of floor space | 1000 sqft served | 13 | DEER:Indoor_CFL_Ltg | 106.9237 | 0 | -11.5052 | SWWH027-05 | 36.7097 | 2024 | 19.7663 | 2024 | 35.4192 | -3.8059 | SWWH027-05 | Com Small Gas Water Heaters - Panel Upgrade - Hot-Dry ¦ SDG&E ¦ Hot-Dry | Com Small Gas Water Heaters - Panel Upgrade - Hot-Dry | 0.40063 | 0.453 | 0 | CBSA 2019 | 19.2846 | 2032 | 1 | SWWH027-05
COM-WATERHEAT-FS-PU-14.95 | Com ¦ Com Heat Pump Water Heater (3.50 UEF - 50 Gal) - Fuel Sub - Panel Upgrade - Hot-Dry ¦ SDG&E ¦ Hot-Dry | Com ¦ Com Heat Pump Water Heater (3.50 UEF - 50 Gal) - Fuel Sub - Panel Upgrade - Hot-Dry | SDG&E ¦ Hot-Dry | SDG&E | All | Electric & Gas | HPWH (3.50 UEF - 50 Gal) | Efficient |  |  | 1 | Conventional | WaterHeat | Com - School | Com | ROB Only | 1 | 1000 sqft2 of floor space | 1000 sqft served | 13 | DEER:Indoor_CFL_Ltg | 569.5199 | 0 | -63.6849 | SWWH027-05 | 302.392 | 2024 | 162.822 | 2024 | 543.0634 | -31.3502 | SWWH027-05 | Com Small Gas Water Heaters - Panel Upgrade - Hot-Dry ¦ SDG&E ¦ Hot-Dry | Com Small Gas Water Heaters - Panel Upgrade - Hot-Dry | 0.76922 | 0.453 | 0 | CBSA 2019 | 51.7343 | 2032 | 1 | SWWH027-05
COM-WATERHEAT-FS-PU-14.96 | Com ¦ Com Heat Pump Water Heater (3.50 UEF - 50 Gal) - Fuel Sub - Panel Upgrade - Hot-Dry ¦ SDG&E ¦ Hot-Dry | Com ¦ Com Heat Pump Water Heater (3.50 UEF - 50 Gal) - Fuel Sub - Panel Upgrade - Hot-Dry | SDG&E ¦ Hot-Dry | SDG&E | All | Electric & Gas | HPWH (3.50 UEF - 50 Gal) | Efficient |  |  | 1 | Conventional | WaterHeat | Com - Warehouse | Com | ROB Only | 1 | 1000 sqft2 of floor space | 1000 sqft served | 13 | DEER:Indoor_CFL_Ltg | 17.2867 | 0 | -1.8485 | SWWH027-05 | 5.481 | 2024 | 2.9512 | 2024 | 10.5079 | -0.56824 | SWWH027-05 | Com Small Gas Water Heaters - Panel Upgrade - Hot-Dry ¦ SDG&E ¦ Hot-Dry | Com Small Gas Water Heaters - Panel Upgrade - Hot-Dry | 0.1976 | 0.453 | 0 | CBSA 2019 | 2.611 | 2032 | 1 | SWWH027-05
COM-WATERHEAT-FS-PU-15.1 | Com ¦ Com Heat Pump Water Heater (3.75 UEF - 50 Gal) - Fuel Sub - Panel Upgrade - Marine ¦ PG&E ¦ Marine | Com ¦ Com Heat Pump Water Heater (3.75 UEF - 50 Gal) - Fuel Sub - Panel Upgrade - Marine | PG&E ¦ Marine | PG&E | All | Electric & Gas | HPWH (3.75 UEF - 50 Gal) | Efficient |  |  | 1 | Conventional | WaterHeat | Com - College | Com | ROB Only | 1 | 1000 sqft2 of floor space | 1000 sqft served | 13 | DEER:Indoor_CFL_Ltg | 591.5722 | 0 | -67.0699 | SWWH027-05 | 208.1645 | 2024 | 102.5529 | 2024 | 356.4084 | -19.7458 | SWWH027-05 | Com Small Gas Water Heaters - Panel Upgrade - Marine ¦ PG&E ¦ Marine | Com Small Gas Water Heaters - Panel Upgrade - Marine | 0.74815 | 0.453 | 0 | CBSA 2019 | 176.5778 | 2032 | 1 | SWWH027-05
COM-WATERHEAT-FS-PU-15.2 | Com ¦ Com Heat Pump Water Heater (3.75 UEF - 50 Gal) - Fuel Sub - Panel Upgrade - Marine ¦ PG&E ¦ Marine | Com ¦ Com Heat Pump Water Heater (3.75 UEF - 50 Gal) - Fuel Sub - Panel Upgrade - Marine | PG&E ¦ Marine | PG&E | All | Electric & Gas | HPWH (3.75 UEF - 50 Gal) | Efficient |  |  | 1 | Conventional | WaterHeat | Com - Grocery | Com | ROB Only | 1 | 1000 sqft2 of floor space | 1000 sqft served | 13 | DEER:Indoor_CFL_Ltg | 0 | 0 | 0 | SWWH027-05 | 101.241 | 2024 | 61.7409 | 2024 | 302.9974 | -16.3851 | SWWH027-05 | Com Small Gas Water Heaters - Panel Upgrade - Marine ¦ PG&E ¦ Marine | Com Small Gas Water Heaters - Panel Upgrade - Marine | 0.59609 | 0.453 | 0 | CBSA 2019 | 0 | 2032 | 1 | SWWH027-05
COM-WATERHEAT-FS-PU-15.3 | Com ¦ Com Heat Pump Water Heater (3.75 UEF - 50 Gal) - Fuel Sub - Panel Upgrade - Marine ¦ PG&E ¦ Marine | Com ¦ Com Heat Pump Water Heater (3.75 UEF - 50 Gal) - Fuel Sub - Panel Upgrade - Marine | PG&E ¦ Marine | PG&E | All | Electric & Gas | HPWH (3.75 UEF - 50 Gal) | Efficient |  |  | 1 | Conventional | WaterHeat | Com - Health | Com | ROB Only | 1 | 1000 sqft2 of floor space | 1000 sqft served | 13 | DEER:Indoor_CFL_Ltg | 1646.4723 | 0 | -189.4886 | SWWH027-05 | 315.3006 | 2024 | 155.3338 | 2024 | 521.273 | -29.9084 | SWWH027-05 | Com Small Gas Water Heaters - Panel Upgrade - Marine ¦ PG&E ¦ Marine | Com Small Gas Water Heaters - Panel Upgrade - Marine | 0.52611 | 0.453 | 0 | CBSA 2019 | 427.4864 | 2032 | 1 | SWWH027-05
COM-WATERHEAT-FS-PU-15.4 | Com ¦ Com Heat Pump Water Heater (3.75 UEF - 50 Gal) - Fuel Sub - Panel Upgrade - Marine ¦ PG&E ¦ Marine | Com ¦ Com Heat Pump Water Heater (3.75 UEF - 50 Gal) - Fuel Sub - Panel Upgrade - Marine | PG&E ¦ Marine | PG&E | All | Electric & Gas | HPWH (3.75 UEF - 50 Gal) | Efficient |  |  | 1 | Conventional | WaterHeat | Com - Lodging | Com | ROB Only | 1 | 1000 sqft2 of floor space | 1000 sqft served | 13 | DEER:Indoor_CFL_Ltg | 1293.2295 | 0 | -145.1426 | SWWH027-05 | 198.3899 | 2024 | 97.7373 | 2024 | 323.7383 | -18.8186 | SWWH027-05 | Com Small Gas Water Heaters - Panel Upgrade - Marine ¦ PG&E ¦ Marine | Com Small Gas Water Heaters - Panel Upgrade - Marine | 0.73871 | 0.453 | 0 | CBSA 2019 | 1229.8497 | 2032 | 1 | SWWH027-05
COM-WATERHEAT-FS-PU-15.5 | Com ¦ Com Heat Pump Water Heater (3.75 UEF - 50 Gal) - Fuel Sub - Panel Upgrade - Marine ¦ PG&E ¦ Marine | Com ¦ Com Heat Pump Water Heater (3.75 UEF - 50 Gal) - Fuel Sub - Panel Upgrade - Marine | PG&E ¦ Marine | PG&E | All | Electric & Gas | HPWH (3.75 UEF - 50 Gal) | Efficient |  |  | 1 | Conventional | WaterHeat | Com - Office (Large) | Com | ROB Only | 1 | 1000 sqft2 of floor space | 1000 sqft served | 13 | DEER:Indoor_CFL_Ltg | 164.5301 | 0 | -18.8775 | SWWH027-05 | 64.7758 | 2024 | 31.912 | 2024 | 113.624 | -6.1444 | SWWH027-05 | Com Small Gas Water Heaters - Panel Upgrade - Marine ¦ PG&E ¦ Marine | Com Small Gas Water Heaters - Panel Upgrade - Marine | 0.46177 | 0.453 | 0 | CBSA 2019 | 68.4102 | 2032 | 1 | SWWH027-05
COM-WATERHEAT-FS-PU-15.6 | Com ¦ Com Heat Pump Water Heater (3.75 UEF - 50 Gal) - Fuel Sub - Panel Upgrade - Marine ¦ PG&E ¦ Marine | Com ¦ Com Heat Pump Water Heater (3.75 UEF - 50 Gal) - Fuel Sub - Panel Upgrade - Marine | PG&E ¦ Marine | PG&E | All | Electric & Gas | HPWH (3.75 UEF - 50 Gal) | Efficient |  |  | 1 | Conventional | WaterHeat | Com - Office (Small) | Com | ROB Only | 1 | 1000 sqft2 of floor space | 1000 sqft served | 13 | DEER:Indoor_CFL_Ltg | 153.0556 | 0 | -17.4709 | SWWH027-05 | 64.7758 | 2024 | 31.912 | 2024 | 113.624 | -6.1444 | SWWH027-05 | Com Small Gas Water Heaters - Panel Upgrade - Marine ¦ PG&E ¦ Marine | Com Small Gas Water Heaters - Panel Upgrade - Marine | 0.46177 | 0.453 | 0 | CBSA 2019 | 27.5694 | 2032 | 1 | SWWH027-05
COM-WATERHEAT-FS-PU-15.7 | Com ¦ Com Heat Pump Water Heater (3.75 UEF - 50 Gal) - Fuel Sub - Panel Upgrade - Marine ¦ PG&E ¦ Marine | Com ¦ Com Heat Pump Water Heater (3.75 UEF - 50 Gal) - Fuel Sub - Panel Upgrade - Marine | PG&E ¦ Marine | PG&E | All | Electric & Gas | HPWH (3.75 UEF - 50 Gal) | Efficient |  |  | 1 | Conventional | WaterHeat | Com - Other | Com | ROB Only | 1 | 1000 sqft2 of floor space | 1000 sqft served | 13 | DEER:Indoor_CFL_Ltg | 1974.5469 | 0 | -220.4145 | SWWH027-05 | 535.7313 | 2024 | 263.9296 | 2024 | 939.7326 | -50.8178 | SWWH027-05 | Com Small Gas Water Heaters - Panel Upgrade - Marine ¦ PG&E ¦ Marine | Com Small Gas Water Heaters - Panel Upgrade - Marine | 0.5433 | 0.453 | 0 | CBSA 2019 | 780.4411 | 2032 | 1 | SWWH027-05
COM-WATERHEAT-FS-PU-15.8 | Com ¦ Com Heat Pump Water Heater (3.75 UEF - 50 Gal) - Fuel Sub - Panel Upgrade - Marine ¦ PG&E ¦ Marine | Com ¦ Com Heat Pump Water Heater (3.75 UEF - 50 Gal) - Fuel Sub - Panel Upgrade - Marine | PG&E ¦ Marine | PG&E | All | Electric & Gas | HPWH (3.75 UEF - 50 Gal) | Efficient |  |  | 1 | Conventional | WaterHeat | Com - Refrig. Warehouse | Com | ROB Only | 1 | 1000 sqft2 of floor space | 1000 sqft served | 13 | DEER:Indoor_CFL_Ltg | 163.4537 | 0 | -18.9983 | SWWH027-05 | 29.9523 | 2024 | 14.7561 | 2024 | 52.5397 | -2.8412 | SWWH027-05 | Com Small Gas Water Heaters - Panel Upgrade - Marine ¦ PG&E ¦ Marine | Com Small Gas Water Heaters - Panel Upgrade - Marine | 0.22621 | 0.453 | 0 | CBSA 2019 | 11.3431 | 2032 | 1 | SWWH027-05
COM-WATERHEAT-FS-PU-15.9 | Com ¦ Com Heat Pump Water Heater (3.75 UEF - 50 Gal) - Fuel Sub - Panel Upgrade - Marine ¦ PG&E ¦ Marine | Com ¦ Com Heat Pump Water Heater (3.75 UEF - 50 Gal) - Fuel Sub - Panel Upgrade - Marine | PG&E ¦ Marine | PG&E | All | Electric & Gas | HPWH (3.75 UEF - 50 Gal) | Efficient |  |  | 1 | Conventional | WaterHeat | Com - Restaurant | Com | ROB Only | 1 | 1000 sqft2 of floor space | 1000 sqft served | 13 | DEER:Indoor_CFL_Ltg | 7109.1993 | 0 | -845.4464 | SWWH027-05 | 2806.0708 | 2024 | 1382.4189 | 2024 | 3715.192 | -266.1751 | SWWH027-05 | Com Small Gas Water Heaters - Panel Upgrade - Marine ¦ PG&E ¦ Marine | Com Small Gas Water Heaters - Panel Upgrade - Marine | 0.79319 | 0.453 | 0 | CBSA 2019 | 508.7928 | 2032 | 1 | SWWH027-05
COM-WATERHEAT-FS-PU-15.10 | Com ¦ Com Heat Pump Water Heater (3.75 UEF - 50 Gal) - Fuel Sub - Panel Upgrade - Marine ¦ PG&E ¦ Marine | Com ¦ Com Heat Pump Water Heater (3.75 UEF - 50 Gal) - Fuel Sub - Panel Upgrade - Marine | PG&E ¦ Marine | PG&E | All | Electric & Gas | HPWH (3.75 UEF - 50 Gal) | Efficient |  |  | 1 | Conventional | WaterHeat | Com - Retail | Com | ROB Only | 1 | 1000 sqft2 of floor space | 1000 sqft served | 13 | DEER:Indoor_CFL_Ltg | 110.9548 | 0 | -12.4564 | SWWH027-05 | 40.1221 | 2024 | 19.7663 | 2024 | 35.4192 | -3.8059 | SWWH027-05 | Com Small Gas Water Heaters - Panel Upgrade - Marine ¦ PG&E ¦ Marine | Com Small Gas Water Heaters - Panel Upgrade - Marine | 0.40063 | 0.453 | 0 | CBSA 2019 | 22.5682 | 2032 | 1 | SWWH027-05
COM-WATERHEAT-FS-PU-15.11 | Com ¦ Com Heat Pump Water Heater (3.75 UEF - 50 Gal) - Fuel Sub - Panel Upgrade - Marine ¦ PG&E ¦ Marine | Com ¦ Com Heat Pump Water Heater (3.75 UEF - 50 Gal) - Fuel Sub - Panel Upgrade - Marine | PG&E ¦ Marine | PG&E | All | Electric & Gas | HPWH (3.75 UEF - 50 Gal) | Efficient |  |  | 1 | Conventional | WaterHeat | Com - School | Com | ROB Only | 1 | 1000 sqft2 of floor space | 1000 sqft served | 13 | DEER:Indoor_CFL_Ltg | 586.5171 | 0 | -68.9729 | SWWH027-05 | 330.5005 | 2024 | 162.822 | 2024 | 543.0634 | -31.3502 | SWWH027-05 | Com Small Gas Water Heaters - Panel Upgrade - Marine ¦ PG&E ¦ Marine | Com Small Gas Water Heaters - Panel Upgrade - Marine | 0.76922 | 0.453 | 0 | CBSA 2019 | 61.0174 | 2032 | 1 | SWWH027-05
COM-WATERHEAT-FS-PU-15.12 | Com ¦ Com Heat Pump Water Heater (3.75 UEF - 50 Gal) - Fuel Sub - Panel Upgrade - Marine ¦ PG&E ¦ Marine | Com ¦ Com Heat Pump Water Heater (3.75 UEF - 50 Gal) - Fuel Sub - Panel Upgrade - Marine | PG&E ¦ Marine | PG&E | All | Electric & Gas | HPWH (3.75 UEF - 50 Gal) | Efficient |  |  | 1 | Conventional | WaterHeat | Com - Warehouse | Com | ROB Only | 1 | 1000 sqft2 of floor space | 1000 sqft served | 13 | DEER:Indoor_CFL_Ltg | 17.9714 | 0 | -2.0025 | SWWH027-05 | 5.9905 | 2024 | 2.9512 | 2024 | 10.5079 | -0.56824 | SWWH027-05 | Com Small Gas Water Heaters - Panel Upgrade - Marine ¦ PG&E ¦ Marine | Com Small Gas Water Heaters - Panel Upgrade - Marine | 0.1976 | 0.453 | 0 | CBSA 2019 | 3.0551 | 2032 | 1 | SWWH027-05
COM-WATERHEAT-FS-PU-15.13 | Com ¦ Com Heat Pump Water Heater (3.75 UEF - 50 Gal) - Fuel Sub - Panel Upgrade - Hot-Dry ¦ PG&E ¦ Hot-Dry | Com ¦ Com Heat Pump Water Heater (3.75 UEF - 50 Gal) - Fuel Sub - Panel Upgrade - Hot-Dry | PG&E ¦ Hot-Dry | PG&E | All | Electric & Gas | HPWH (3.75 UEF - 50 Gal) | Efficient |  |  | 1 | Conventional | WaterHeat | Com - College | Com | ROB Only | 1 | 1000 sqft2 of floor space | 1000 sqft served | 13 | DEER:Indoor_CFL_Ltg | 569.2869 | 0 | -64.1714 | SWWH027-05 | 208.1645 | 2024 | 102.5529 | 2024 | 356.4084 | -19.7458 | SWWH027-05 | Com Small Gas Water Heaters - Panel Upgrade - Hot-Dry ¦ PG&E ¦ Hot-Dry | Com Small Gas Water Heaters - Panel Upgrade - Hot-Dry | 0.74815 | 0.453 | 0 | CBSA 2019 | 168.6991 | 2032 | 1 | SWWH027-05
COM-WATERHEAT-FS-PU-15.14 | Com ¦ Com Heat Pump Water Heater (3.75 UEF - 50 Gal) - Fuel Sub - Panel Upgrade - Hot-Dry ¦ PG&E ¦ Hot-Dry | Com ¦ Com Heat Pump Water Heater (3.75 UEF - 50 Gal) - Fuel Sub - Panel Upgrade - Hot-Dry | PG&E ¦ Hot-Dry | PG&E | All | Electric & Gas | HPWH (3.75 UEF - 50 Gal) | Efficient |  |  | 1 | Conventional | WaterHeat | Com - Grocery | Com | ROB Only | 1 | 1000 sqft2 of floor space | 1000 sqft served | 13 | DEER:Indoor_CFL_Ltg | 0 | 0 | 0 | SWWH027-05 | 101.241 | 2024 | 61.7409 | 2024 | 302.9974 | -16.3851 | SWWH027-05 | Com Small Gas Water Heaters - Panel Upgrade - Hot-Dry ¦ PG&E ¦ Hot-Dry | Com Small Gas Water Heaters - Panel Upgrade - Hot-Dry | 0.59609 | 0.453 | 0 | CBSA 2019 | 0 | 2032 | 1 | SWWH027-05
COM-WATERHEAT-FS-PU-15.15 | Com ¦ Com Heat Pump Water Heater (3.75 UEF - 50 Gal) - Fuel Sub - Panel Upgrade - Hot-Dry ¦ PG&E ¦ Hot-Dry | Com ¦ Com Heat Pump Water Heater (3.75 UEF - 50 Gal) - Fuel Sub - Panel Upgrade - Hot-Dry | PG&E ¦ Hot-Dry | PG&E | All | Electric & Gas | HPWH (3.75 UEF - 50 Gal) | Efficient |  |  | 1 | Conventional | WaterHeat | Com - Health | Com | ROB Only | 1 | 1000 sqft2 of floor space | 1000 sqft served | 13 | DEER:Indoor_CFL_Ltg | 1588.5952 | 0 | -180.4801 | SWWH027-05 | 315.3006 | 2024 | 155.3338 | 2024 | 521.273 | -29.9084 | SWWH027-05 | Com Small Gas Water Heaters - Panel Upgrade - Hot-Dry ¦ PG&E ¦ Hot-Dry | Com Small Gas Water Heaters - Panel Upgrade - Hot-Dry | 0.52611 | 0.453 | 0 | CBSA 2019 | 405.8282 | 2032 | 1 | SWWH027-05
COM-WATERHEAT-FS-PU-15.16 | Com ¦ Com Heat Pump Water Heater (3.75 UEF - 50 Gal) - Fuel Sub - Panel Upgrade - Hot-Dry ¦ PG&E ¦ Hot-Dry | Com ¦ Com Heat Pump Water Heater (3.75 UEF - 50 Gal) - Fuel Sub - Panel Upgrade - Hot-Dry | PG&E ¦ Hot-Dry | PG&E | All | Electric & Gas | HPWH (3.75 UEF - 50 Gal) | Efficient |  |  | 1 | Conventional | WaterHeat | Com - Lodging | Com | ROB Only | 1 | 1000 sqft2 of floor space | 1000 sqft served | 13 | DEER:Indoor_CFL_Ltg | 1243.0737 | 0 | -137.894 | SWWH027-05 | 198.3899 | 2024 | 97.7373 | 2024 | 323.7383 | -18.8186 | SWWH027-05 | Com Small Gas Water Heaters - Panel Upgrade - Hot-Dry ¦ PG&E ¦ Hot-Dry | Com Small Gas Water Heaters - Panel Upgrade - Hot-Dry | 0.73871 | 0.453 | 0 | CBSA 2019 | 1166.1547 | 2032 | 1 | SWWH027-05
COM-WATERHEAT-FS-PU-15.17 | Com ¦ Com Heat Pump Water Heater (3.75 UEF - 50 Gal) - Fuel Sub - Panel Upgrade - Hot-Dry ¦ PG&E ¦ Hot-Dry | Com ¦ Com Heat Pump Water Heater (3.75 UEF - 50 Gal) - Fuel Sub - Panel Upgrade - Hot-Dry | PG&E ¦ Hot-Dry | PG&E | All | Electric & Gas | HPWH (3.75 UEF - 50 Gal) | Efficient |  |  | 1 | Conventional | WaterHeat | Com - Office (Large) | Com | ROB Only | 1 | 1000 sqft2 of floor space | 1000 sqft served | 13 | DEER:Indoor_CFL_Ltg | 159.163 | 0 | -18.0261 | SWWH027-05 | 64.7758 | 2024 | 31.912 | 2024 | 113.624 | -6.1444 | SWWH027-05 | Com Small Gas Water Heaters - Panel Upgrade - Hot-Dry ¦ PG&E ¦ Hot-Dry | Com Small Gas Water Heaters - Panel Upgrade - Hot-Dry | 0.46177 | 0.453 | 0 | CBSA 2019 | 65.1209 | 2032 | 1 | SWWH027-05
COM-WATERHEAT-FS-PU-15.18 | Com ¦ Com Heat Pump Water Heater (3.75 UEF - 50 Gal) - Fuel Sub - Panel Upgrade - Hot-Dry ¦ PG&E ¦ Hot-Dry | Com ¦ Com Heat Pump Water Heater (3.75 UEF - 50 Gal) - Fuel Sub - Panel Upgrade - Hot-Dry | PG&E ¦ Hot-Dry | PG&E | All | Electric & Gas | HPWH (3.75 UEF - 50 Gal) | Efficient |  |  | 1 | Conventional | WaterHeat | Com - Office (Small) | Com | ROB Only | 1 | 1000 sqft2 of floor space | 1000 sqft served | 13 | DEER:Indoor_CFL_Ltg | 148.0586 | 0 | -16.6196 | SWWH027-05 | 64.7758 | 2024 | 31.912 | 2024 | 113.624 | -6.1444 | SWWH027-05 | Com Small Gas Water Heaters - Panel Upgrade - Hot-Dry ¦ PG&E ¦ Hot-Dry | Com Small Gas Water Heaters - Panel Upgrade - Hot-Dry | 0.46177 | 0.453 | 0 | CBSA 2019 | 26.1132 | 2032 | 1 | SWWH027-05
COM-WATERHEAT-FS-PU-15.19 | Com ¦ Com Heat Pump Water Heater (3.75 UEF - 50 Gal) - Fuel Sub - Panel Upgrade - Hot-Dry ¦ PG&E ¦ Hot-Dry | Com ¦ Com Heat Pump Water Heater (3.75 UEF - 50 Gal) - Fuel Sub - Panel Upgrade - Hot-Dry | PG&E ¦ Hot-Dry | PG&E | All | Electric & Gas | HPWH (3.75 UEF - 50 Gal) | Efficient |  |  | 1 | Conventional | WaterHeat | Com - Other | Com | ROB Only | 1 | 1000 sqft2 of floor space | 1000 sqft served | 13 | DEER:Indoor_CFL_Ltg | 1913.3207 | 0 | -209.6999 | SWWH027-05 | 535.7313 | 2024 | 263.9296 | 2024 | 939.7326 | -50.8178 | SWWH027-05 | Com Small Gas Water Heaters - Panel Upgrade - Hot-Dry ¦ PG&E ¦ Hot-Dry | Com Small Gas Water Heaters - Panel Upgrade - Hot-Dry | 0.5433 | 0.453 | 0 | CBSA 2019 | 738.6647 | 2032 | 1 | SWWH027-05
COM-WATERHEAT-FS-PU-15.20 | Com ¦ Com Heat Pump Water Heater (3.75 UEF - 50 Gal) - Fuel Sub - Panel Upgrade - Hot-Dry ¦ PG&E ¦ Hot-Dry | Com ¦ Com Heat Pump Water Heater (3.75 UEF - 50 Gal) - Fuel Sub - Panel Upgrade - Hot-Dry | PG&E ¦ Hot-Dry | PG&E | All | Electric & Gas | HPWH (3.75 UEF - 50 Gal) | Efficient |  |  | 1 | Conventional | WaterHeat | Com - Refrig. Warehouse | Com | ROB Only | 1 | 1000 sqft2 of floor space | 1000 sqft served | 13 | DEER:Indoor_CFL_Ltg | 157.4633 | 0 | -18.1425 | SWWH027-05 | 29.9523 | 2024 | 14.7561 | 2024 | 52.5397 | -2.8412 | SWWH027-05 | Com Small Gas Water Heaters - Panel Upgrade - Hot-Dry ¦ PG&E ¦ Hot-Dry | Com Small Gas Water Heaters - Panel Upgrade - Hot-Dry | 0.22621 | 0.453 | 0 | CBSA 2019 | 10.8076 | 2032 | 1 | SWWH027-05
COM-WATERHEAT-FS-PU-15.21 | Com ¦ Com Heat Pump Water Heater (3.75 UEF - 50 Gal) - Fuel Sub - Panel Upgrade - Hot-Dry ¦ PG&E ¦ Hot-Dry | Com ¦ Com Heat Pump Water Heater (3.75 UEF - 50 Gal) - Fuel Sub - Panel Upgrade - Hot-Dry | PG&E ¦ Hot-Dry | PG&E | All | Electric & Gas | HPWH (3.75 UEF - 50 Gal) | Efficient |  |  | 1 | Conventional | WaterHeat | Com - Restaurant | Com | ROB Only | 1 | 1000 sqft2 of floor space | 1000 sqft served | 13 | DEER:Indoor_CFL_Ltg | 6845.3357 | 0 | -805.3598 | SWWH027-05 | 2806.0708 | 2024 | 1382.4189 | 2024 | 3715.192 | -266.1751 | SWWH027-05 | Com Small Gas Water Heaters - Panel Upgrade - Hot-Dry ¦ PG&E ¦ Hot-Dry | Com Small Gas Water Heaters - Panel Upgrade - Hot-Dry | 0.79319 | 0.453 | 0 | CBSA 2019 | 483.3674 | 2032 | 1 | SWWH027-05
COM-WATERHEAT-FS-PU-15.22 | Com ¦ Com Heat Pump Water Heater (3.75 UEF - 50 Gal) - Fuel Sub - Panel Upgrade - Hot-Dry ¦ PG&E ¦ Hot-Dry | Com ¦ Com Heat Pump Water Heater (3.75 UEF - 50 Gal) - Fuel Sub - Panel Upgrade - Hot-Dry | PG&E ¦ Hot-Dry | PG&E | All | Electric & Gas | HPWH (3.75 UEF - 50 Gal) | Efficient |  |  | 1 | Conventional | WaterHeat | Com - Retail | Com | ROB Only | 1 | 1000 sqft2 of floor space | 1000 sqft served | 13 | DEER:Indoor_CFL_Ltg | 106.9163 | 0 | -11.8499 | SWWH027-05 | 40.1221 | 2024 | 19.7663 | 2024 | 35.4192 | -3.8059 | SWWH027-05 | Com Small Gas Water Heaters - Panel Upgrade - Hot-Dry ¦ PG&E ¦ Hot-Dry | Com Small Gas Water Heaters - Panel Upgrade - Hot-Dry | 0.40063 | 0.453 | 0 | CBSA 2019 | 20.9902 | 2032 | 1 | SWWH027-05
COM-WATERHEAT-FS-PU-15.23 | Com ¦ Com Heat Pump Water Heater (3.75 UEF - 50 Gal) - Fuel Sub - Panel Upgrade - Hot-Dry ¦ PG&E ¦ Hot-Dry | Com ¦ Com Heat Pump Water Heater (3.75 UEF - 50 Gal) - Fuel Sub - Panel Upgrade - Hot-Dry | PG&E ¦ Hot-Dry | PG&E | All | Electric & Gas | HPWH (3.75 UEF - 50 Gal) | Efficient |  |  | 1 | Conventional | WaterHeat | Com - School | Com | ROB Only | 1 | 1000 sqft2 of floor space | 1000 sqft served | 13 | DEER:Indoor_CFL_Ltg | 567.903 | 0 | -66.0592 | SWWH027-05 | 330.5005 | 2024 | 162.822 | 2024 | 543.0634 | -31.3502 | SWWH027-05 | Com Small Gas Water Heaters - Panel Upgrade - Hot-Dry ¦ PG&E ¦ Hot-Dry | Com Small Gas Water Heaters - Panel Upgrade - Hot-Dry | 0.76922 | 0.453 | 0 | CBSA 2019 | 57.4251 | 2032 | 1 | SWWH027-05
COM-WATERHEAT-FS-PU-15.24 | Com ¦ Com Heat Pump Water Heater (3.75 UEF - 50 Gal) - Fuel Sub - Panel Upgrade - Hot-Dry ¦ PG&E ¦ Hot-Dry | Com ¦ Com Heat Pump Water Heater (3.75 UEF - 50 Gal) - Fuel Sub - Panel Upgrade - Hot-Dry | PG&E ¦ Hot-Dry | PG&E | All | Electric & Gas | HPWH (3.75 UEF - 50 Gal) | Efficient |  |  | 1 | Conventional | WaterHeat | Com - Warehouse | Com | ROB Only | 1 | 1000 sqft2 of floor space | 1000 sqft served | 13 | DEER:Indoor_CFL_Ltg | 17.1156 | 0 | -1.8998 | SWWH027-05 | 5.9905 | 2024 | 2.9512 | 2024 | 10.5079 | -0.56824 | SWWH027-05 | Com Small Gas Water Heaters - Panel Upgrade - Hot-Dry ¦ PG&E ¦ Hot-Dry | Com Small Gas Water Heaters - Panel Upgrade - Hot-Dry | 0.1976 | 0.453 | 0 | CBSA 2019 | 2.8787 | 2032 | 1 | SWWH027-05
COM-WATERHEAT-FS-PU-15.25 | Com ¦ Com Heat Pump Water Heater (3.75 UEF - 50 Gal) - Fuel Sub - Panel Upgrade - Cold ¦ PG&E ¦ Cold | Com ¦ Com Heat Pump Water Heater (3.75 UEF - 50 Gal) - Fuel Sub - Panel Upgrade - Cold | PG&E ¦ Cold | PG&E | All | Electric & Gas | HPWH (3.75 UEF - 50 Gal) | Efficient |  |  | 1 | Conventional | WaterHeat | Com - College | Com | ROB Only | 1 | 1000 sqft2 of floor space | 1000 sqft served | 13 | DEER:Indoor_CFL_Ltg | 1412.2488 | 0 | -143.1668 | SWWH027-05 | 416.329 | 2024 | 205.1057 | 2024 | 356.4084 | -19.7458 | SWWH027-05 | Com Small Gas Water Heaters - Panel Upgrade - Cold ¦ PG&E ¦ Cold | Com Small Gas Water Heaters - Panel Upgrade - Cold | 0.74815 | 0.453 | 0 | CBSA 2019 | 365.6355 | 2032 | 1 | SWWH027-05
COM-WATERHEAT-FS-PU-15.26 | Com ¦ Com Heat Pump Water Heater (3.75 UEF - 50 Gal) - Fuel Sub - Panel Upgrade - Cold ¦ PG&E ¦ Cold | Com ¦ Com Heat Pump Water Heater (3.75 UEF - 50 Gal) - Fuel Sub - Panel Upgrade - Cold | PG&E ¦ Cold | PG&E | All | Electric & Gas | HPWH (3.75 UEF - 50 Gal) | Efficient |  |  | 1 | Conventional | WaterHeat | Com - Grocery | Com | ROB Only | 1 | 1000 sqft2 of floor space | 1000 sqft served | 13 | DEER:Indoor_CFL_Ltg | 0 | 0 | 0 | SWWH027-05 | 202.482 | 2024 | 123.4818 | 2024 | 302.9974 | -16.3851 | SWWH027-05 | Com Small Gas Water Heaters - Panel Upgrade - Cold ¦ PG&E ¦ Cold | Com Small Gas Water Heaters - Panel Upgrade - Cold | 0.59609 | 0.453 | 0 | CBSA 2019 | 0 | 2032 | 1 | SWWH027-05
COM-WATERHEAT-FS-PU-15.27 | Com ¦ Com Heat Pump Water Heater (3.75 UEF - 50 Gal) - Fuel Sub - Panel Upgrade - Cold ¦ PG&E ¦ Cold | Com ¦ Com Heat Pump Water Heater (3.75 UEF - 50 Gal) - Fuel Sub - Panel Upgrade - Cold | PG&E ¦ Cold | PG&E | All | Electric & Gas | HPWH (3.75 UEF - 50 Gal) | Efficient |  |  | 1 | Conventional | WaterHeat | Com - Health | Com | ROB Only | 1 | 1000 sqft2 of floor space | 1000 sqft served | 13 | DEER:Indoor_CFL_Ltg | 3794.7098 | 0 | -403.9298 | SWWH027-05 | 630.6013 | 2024 | 310.6675 | 2024 | 521.273 | -29.9084 | SWWH027-05 | Com Small Gas Water Heaters - Panel Upgrade - Cold ¦ PG&E ¦ Cold | Com Small Gas Water Heaters - Panel Upgrade - Cold | 0.52611 | 0.453 | 0 | CBSA 2019 | 892.6193 | 2032 | 1 | SWWH027-05
COM-WATERHEAT-FS-PU-15.28 | Com ¦ Com Heat Pump Water Heater (3.75 UEF - 50 Gal) - Fuel Sub - Panel Upgrade - Cold ¦ PG&E ¦ Cold | Com ¦ Com Heat Pump Water Heater (3.75 UEF - 50 Gal) - Fuel Sub - Panel Upgrade - Cold | PG&E ¦ Cold | PG&E | All | Electric & Gas | HPWH (3.75 UEF - 50 Gal) | Efficient |  |  | 1 | Conventional | WaterHeat | Com - Lodging | Com | ROB Only | 1 | 1000 sqft2 of floor space | 1000 sqft served | 13 | DEER:Indoor_CFL_Ltg | 2965.7193 | 0 | -309.2482 | SWWH027-05 | 396.7798 | 2024 | 195.4747 | 2024 | 323.7383 | -18.8186 | SWWH027-05 | Com Small Gas Water Heaters - Panel Upgrade - Cold ¦ PG&E ¦ Cold | Com Small Gas Water Heaters - Panel Upgrade - Cold | 0.73871 | 0.453 | 0 | CBSA 2019 | 2587.2199 | 2032 | 1 | SWWH027-05
COM-WATERHEAT-FS-PU-15.29 | Com ¦ Com Heat Pump Water Heater (3.75 UEF - 50 Gal) - Fuel Sub - Panel Upgrade - Cold ¦ PG&E ¦ Cold | Com ¦ Com Heat Pump Water Heater (3.75 UEF - 50 Gal) - Fuel Sub - Panel Upgrade - Cold | PG&E ¦ Cold | PG&E | All | Electric & Gas | HPWH (3.75 UEF - 50 Gal) | Efficient |  |  | 1 | Conventional | WaterHeat | Com - Office (Large) | Com | ROB Only | 1 | 1000 sqft2 of floor space | 1000 sqft served | 13 | DEER:Indoor_CFL_Ltg | 399.7582 | 0 | -40.346 | SWWH027-05 | 129.5516 | 2024 | 63.824 | 2024 | 113.624 | -6.1444 | SWWH027-05 | Com Small Gas Water Heaters - Panel Upgrade - Cold ¦ PG&E ¦ Cold | Com Small Gas Water Heaters - Panel Upgrade - Cold | 0.46177 | 0.453 | 0 | CBSA 2019 | 141.4249 | 2032 | 1 | SWWH027-05
COM-WATERHEAT-FS-PU-15.30 | Com ¦ Com Heat Pump Water Heater (3.75 UEF - 50 Gal) - Fuel Sub - Panel Upgrade - Cold ¦ PG&E ¦ Cold | Com ¦ Com Heat Pump Water Heater (3.75 UEF - 50 Gal) - Fuel Sub - Panel Upgrade - Cold | PG&E ¦ Cold | PG&E | All | Electric & Gas | HPWH (3.75 UEF - 50 Gal) | Efficient |  |  | 1 | Conventional | WaterHeat | Com - Office (Small) | Com | ROB Only | 1 | 1000 sqft2 of floor space | 1000 sqft served | 13 | DEER:Indoor_CFL_Ltg | 370.1465 | 0 | -37.0146 | SWWH027-05 | 129.5516 | 2024 | 63.824 | 2024 | 113.624 | -6.1444 | SWWH027-05 | Com Small Gas Water Heaters - Panel Upgrade - Cold ¦ PG&E ¦ Cold | Com Small Gas Water Heaters - Panel Upgrade - Cold | 0.46177 | 0.453 | 0 | CBSA 2019 | 56.3065 | 2032 | 1 | SWWH027-05
COM-WATERHEAT-FS-PU-15.31 | Com ¦ Com Heat Pump Water Heater (3.75 UEF - 50 Gal) - Fuel Sub - Panel Upgrade - Cold ¦ PG&E ¦ Cold | Com ¦ Com Heat Pump Water Heater (3.75 UEF - 50 Gal) - Fuel Sub - Panel Upgrade - Cold | PG&E ¦ Cold | PG&E | All | Electric & Gas | HPWH (3.75 UEF - 50 Gal) | Efficient |  |  | 1 | Conventional | WaterHeat | Com - Other | Com | ROB Only | 1 | 1000 sqft2 of floor space | 1000 sqft served | 13 | DEER:Indoor_CFL_Ltg | 4561.3565 | 0 | -468.3809 | SWWH027-05 | 1071.4626 | 2024 | 527.8592 | 2024 | 939.7326 | -50.8178 | SWWH027-05 | Com Small Gas Water Heaters - Panel Upgrade - Cold ¦ PG&E ¦ Cold | Com Small Gas Water Heaters - Panel Upgrade - Cold | 0.5433 | 0.453 | 0 | CBSA 2019 | 1618.0833 | 2032 | 1 | SWWH027-05
COM-WATERHEAT-FS-PU-15.32 | Com ¦ Com Heat Pump Water Heater (3.75 UEF - 50 Gal) - Fuel Sub - Panel Upgrade - Cold ¦ PG&E ¦ Cold | Com ¦ Com Heat Pump Water Heater (3.75 UEF - 50 Gal) - Fuel Sub - Panel Upgrade - Cold | PG&E ¦ Cold | PG&E | All | Electric & Gas | HPWH (3.75 UEF - 50 Gal) | Efficient |  |  | 1 | Conventional | WaterHeat | Com - Refrig. Warehouse | Com | ROB Only | 1 | 1000 sqft2 of floor space | 1000 sqft served | 13 | DEER:Indoor_CFL_Ltg | 397.0813 | 0 | -40.5639 | SWWH027-05 | 59.9047 | 2024 | 29.5122 | 2024 | 52.5397 | -2.8412 | SWWH027-05 | Com Small Gas Water Heaters - Panel Upgrade - Cold ¦ PG&E ¦ Cold | Com Small Gas Water Heaters - Panel Upgrade - Cold | 0.22621 | 0.453 | 0 | CBSA 2019 | 23.3598 | 2032 | 1 | SWWH027-05
COM-WATERHEAT-FS-PU-15.33 | Com ¦ Com Heat Pump Water Heater (3.75 UEF - 50 Gal) - Fuel Sub - Panel Upgrade - Cold ¦ PG&E ¦ Cold | Com ¦ Com Heat Pump Water Heater (3.75 UEF - 50 Gal) - Fuel Sub - Panel Upgrade - Cold | PG&E ¦ Cold | PG&E | All | Electric & Gas | HPWH (3.75 UEF - 50 Gal) | Efficient |  |  | 1 | Conventional | WaterHeat | Com - Restaurant | Com | ROB Only | 1 | 1000 sqft2 of floor space | 1000 sqft served | 13 | DEER:Indoor_CFL_Ltg | 16107.1964 | 0 | -1787.3839 | SWWH027-05 | 5612.1416 | 2024 | 2764.8377 | 2024 | 3715.192 | -266.1751 | SWWH027-05 | Com Small Gas Water Heaters - Panel Upgrade - Cold ¦ PG&E ¦ Cold | Com Small Gas Water Heaters - Panel Upgrade - Cold | 0.79319 | 0.453 | 0 | CBSA 2019 | 1056.5074 | 2032 | 1 | SWWH027-05
COM-WATERHEAT-FS-PU-15.34 | Com ¦ Com Heat Pump Water Heater (3.75 UEF - 50 Gal) - Fuel Sub - Panel Upgrade - Cold ¦ PG&E ¦ Cold | Com ¦ Com Heat Pump Water Heater (3.75 UEF - 50 Gal) - Fuel Sub - Panel Upgrade - Cold | PG&E ¦ Cold | PG&E | All | Electric & Gas | HPWH (3.75 UEF - 50 Gal) | Efficient |  |  | 1 | Conventional | WaterHeat | Com - Retail | Com | ROB Only | 1 | 1000 sqft2 of floor space | 1000 sqft served | 13 | DEER:Indoor_CFL_Ltg | 252.1826 | 0 | -26.5374 | SWWH027-05 | 80.2441 | 2024 | 39.5325 | 2024 | 35.4192 | -3.8059 | SWWH027-05 | Com Small Gas Water Heaters - Panel Upgrade - Cold ¦ PG&E ¦ Cold | Com Small Gas Water Heaters - Panel Upgrade - Cold | 0.40063 | 0.453 | 0 | CBSA 2019 | 42.5282 | 2032 | 1 | SWWH027-05
COM-WATERHEAT-FS-PU-15.35 | Com ¦ Com Heat Pump Water Heater (3.75 UEF - 50 Gal) - Fuel Sub - Panel Upgrade - Cold ¦ PG&E ¦ Cold | Com ¦ Com Heat Pump Water Heater (3.75 UEF - 50 Gal) - Fuel Sub - Panel Upgrade - Cold | PG&E ¦ Cold | PG&E | All | Electric & Gas | HPWH (3.75 UEF - 50 Gal) | Efficient |  |  | 1 | Conventional | WaterHeat | Com - School | Com | ROB Only | 1 | 1000 sqft2 of floor space | 1000 sqft served | 13 | DEER:Indoor_CFL_Ltg | 1447.0447 | 0 | -147.1997 | SWWH027-05 | 661.001 | 2024 | 325.6441 | 2024 | 543.0634 | -31.3502 | SWWH027-05 | Com Small Gas Water Heaters - Panel Upgrade - Cold ¦ PG&E ¦ Cold | Com Small Gas Water Heaters - Panel Upgrade - Cold | 0.76922 | 0.453 | 0 | CBSA 2019 | 98.0631 | 2032 | 1 | SWWH027-05
COM-WATERHEAT-FS-PU-15.36 | Com ¦ Com Heat Pump Water Heater (3.75 UEF - 50 Gal) - Fuel Sub - Panel Upgrade - Cold ¦ PG&E ¦ Cold | Com ¦ Com Heat Pump Water Heater (3.75 UEF - 50 Gal) - Fuel Sub - Panel Upgrade - Cold | PG&E ¦ Cold | PG&E | All | Electric & Gas | HPWH (3.75 UEF - 50 Gal) | Efficient |  |  | 1 | Conventional | WaterHeat | Com - Warehouse | Com | ROB Only | 1 | 1000 sqft2 of floor space | 1000 sqft served | 13 | DEER:Indoor_CFL_Ltg | 45.1851 | 0 | -4.2447 | SWWH027-05 | 11.9809 | 2024 | 5.9024 | 2024 | 10.5079 | -0.56824 | SWWH027-05 | Com Small Gas Water Heaters - Panel Upgrade - Cold ¦ PG&E ¦ Cold | Com Small Gas Water Heaters - Panel Upgrade - Cold | 0.1976 | 0.453 | 0 | CBSA 2019 | 4.3502 | 2032 | 1 | SWWH027-05
COM-WATERHEAT-FS-PU-15.37 | Com ¦ Com Heat Pump Water Heater (3.75 UEF - 50 Gal) - Fuel Sub - Panel Upgrade - Marine ¦ SCG ¦ Marine | Com ¦ Com Heat Pump Water Heater (3.75 UEF - 50 Gal) - Fuel Sub - Panel Upgrade - Marine | SCG ¦ Marine | SCG | All | Electric & Gas | HPWH (3.75 UEF - 50 Gal) | Efficient |  |  | 1 | Conventional | WaterHeat | Com - College | Com | ROB Only | 1 | 1000 sqft2 of floor space | 1000 sqft served | 13 | DEER:Indoor_CFL_Ltg | 1079.353 | 0 | -123.9986 | SWWH027-05 | 416.329 | 2024 | 205.1057 | 2024 | 356.4084 | -19.7458 | SWWH027-05 | Com Small Gas Water Heaters - Panel Upgrade - Marine ¦ SCG ¦ Marine | Com Small Gas Water Heaters - Panel Upgrade - Marine | 0.74815 | 0.453 | 0 | CBSA 2019 | 327.5393 | 2032 | 1 | SWWH027-05
COM-WATERHEAT-FS-PU-15.38 | Com ¦ Com Heat Pump Water Heater (3.75 UEF - 50 Gal) - Fuel Sub - Panel Upgrade - Marine ¦ SCG ¦ Marine | Com ¦ Com Heat Pump Water Heater (3.75 UEF - 50 Gal) - Fuel Sub - Panel Upgrade - Marine | SCG ¦ Marine | SCG | All | Electric & Gas | HPWH (3.75 UEF - 50 Gal) | Efficient |  |  | 1 | Conventional | WaterHeat | Com - Grocery | Com | ROB Only | 1 | 1000 sqft2 of floor space | 1000 sqft served | 13 | DEER:Indoor_CFL_Ltg | 0 | 0 | 0 | SWWH027-05 | 202.482 | 2024 | 123.4818 | 2024 | 302.9974 | -16.3851 | SWWH027-05 | Com Small Gas Water Heaters - Panel Upgrade - Marine ¦ SCG ¦ Marine | Com Small Gas Water Heaters - Panel Upgrade - Marine | 0.59609 | 0.453 | 0 | CBSA 2019 | 0 | 2032 | 1 | SWWH027-05
COM-WATERHEAT-FS-PU-15.39 | Com ¦ Com Heat Pump Water Heater (3.75 UEF - 50 Gal) - Fuel Sub - Panel Upgrade - Marine ¦ SCG ¦ Marine | Com ¦ Com Heat Pump Water Heater (3.75 UEF - 50 Gal) - Fuel Sub - Panel Upgrade - Marine | SCG ¦ Marine | SCG | All | Electric & Gas | HPWH (3.75 UEF - 50 Gal) | Efficient |  |  | 1 | Conventional | WaterHeat | Com - Health | Com | ROB Only | 1 | 1000 sqft2 of floor space | 1000 sqft served | 13 | DEER:Indoor_CFL_Ltg | 3043.4192 | 0 | -350.4213 | SWWH027-05 | 630.6013 | 2024 | 310.6675 | 2024 | 521.273 | -29.9084 | SWWH027-05 | Com Small Gas Water Heaters - Panel Upgrade - Marine ¦ SCG ¦ Marine | Com Small Gas Water Heaters - Panel Upgrade - Marine | 0.52611 | 0.453 | 0 | CBSA 2019 | 790.6422 | 2032 | 1 | SWWH027-05
COM-WATERHEAT-FS-PU-15.40 | Com ¦ Com Heat Pump Water Heater (3.75 UEF - 50 Gal) - Fuel Sub - Panel Upgrade - Marine ¦ SCG ¦ Marine | Com ¦ Com Heat Pump Water Heater (3.75 UEF - 50 Gal) - Fuel Sub - Panel Upgrade - Marine | SCG ¦ Marine | SCG | All | Electric & Gas | HPWH (3.75 UEF - 50 Gal) | Efficient |  |  | 1 | Conventional | WaterHeat | Com - Lodging | Com | ROB Only | 1 | 1000 sqft2 of floor space | 1000 sqft served | 13 | DEER:Indoor_CFL_Ltg | 2385.458 | 0 | -267.9555 | SWWH027-05 | 396.7798 | 2024 | 195.4747 | 2024 | 323.7383 | -18.8186 | SWWH027-05 | Com Small Gas Water Heaters - Panel Upgrade - Marine ¦ SCG ¦ Marine | Com Small Gas Water Heaters - Panel Upgrade - Marine | 0.73871 | 0.453 | 0 | CBSA 2019 | 2270.8138 | 2032 | 1 | SWWH027-05
COM-WATERHEAT-FS-PU-15.41 | Com ¦ Com Heat Pump Water Heater (3.75 UEF - 50 Gal) - Fuel Sub - Panel Upgrade - Marine ¦ SCG ¦ Marine | Com ¦ Com Heat Pump Water Heater (3.75 UEF - 50 Gal) - Fuel Sub - Panel Upgrade - Marine | SCG ¦ Marine | SCG | All | Electric & Gas | HPWH (3.75 UEF - 50 Gal) | Efficient |  |  | 1 | Conventional | WaterHeat | Com - Office (Large) | Com | ROB Only | 1 | 1000 sqft2 of floor space | 1000 sqft served | 13 | DEER:Indoor_CFL_Ltg | 303.15 | 0 | -35.0899 | SWWH027-05 | 129.5516 | 2024 | 63.824 | 2024 | 113.624 | -6.1444 | SWWH027-05 | Com Small Gas Water Heaters - Panel Upgrade - Marine ¦ SCG ¦ Marine | Com Small Gas Water Heaters - Panel Upgrade - Marine | 0.46177 | 0.453 | 0 | CBSA 2019 | 127.4292 | 2032 | 1 | SWWH027-05
COM-WATERHEAT-FS-PU-15.42 | Com ¦ Com Heat Pump Water Heater (3.75 UEF - 50 Gal) - Fuel Sub - Panel Upgrade - Marine ¦ SCG ¦ Marine | Com ¦ Com Heat Pump Water Heater (3.75 UEF - 50 Gal) - Fuel Sub - Panel Upgrade - Marine | SCG ¦ Marine | SCG | All | Electric & Gas | HPWH (3.75 UEF - 50 Gal) | Efficient |  |  | 1 | Conventional | WaterHeat | Com - Office (Small) | Com | ROB Only | 1 | 1000 sqft2 of floor space | 1000 sqft served | 13 | DEER:Indoor_CFL_Ltg | 282.4218 | 0 | -32.3508 | SWWH027-05 | 129.5516 | 2024 | 63.824 | 2024 | 113.624 | -6.1444 | SWWH027-05 | Com Small Gas Water Heaters - Panel Upgrade - Marine ¦ SCG ¦ Marine | Com Small Gas Water Heaters - Panel Upgrade - Marine | 0.46177 | 0.453 | 0 | CBSA 2019 | 51.0956 | 2032 | 1 | SWWH027-05
COM-WATERHEAT-FS-PU-15.43 | Com ¦ Com Heat Pump Water Heater (3.75 UEF - 50 Gal) - Fuel Sub - Panel Upgrade - Marine ¦ SCG ¦ Marine | Com ¦ Com Heat Pump Water Heater (3.75 UEF - 50 Gal) - Fuel Sub - Panel Upgrade - Marine | SCG ¦ Marine | SCG | All | Electric & Gas | HPWH (3.75 UEF - 50 Gal) | Efficient |  |  | 1 | Conventional | WaterHeat | Com - Other | Com | ROB Only | 1 | 1000 sqft2 of floor space | 1000 sqft served | 13 | DEER:Indoor_CFL_Ltg | 3642.9626 | 0 | -407.1546 | SWWH027-05 | 1071.4626 | 2024 | 527.8592 | 2024 | 939.7326 | -50.8178 | SWWH027-05 | Com Small Gas Water Heaters - Panel Upgrade - Marine ¦ SCG ¦ Marine | Com Small Gas Water Heaters - Panel Upgrade - Marine | 0.5433 | 0.453 | 0 | CBSA 2019 | 1442.141 | 2032 | 1 | SWWH027-05
COM-WATERHEAT-FS-PU-15.44 | Com ¦ Com Heat Pump Water Heater (3.75 UEF - 50 Gal) - Fuel Sub - Panel Upgrade - Marine ¦ SCG ¦ Marine | Com ¦ Com Heat Pump Water Heater (3.75 UEF - 50 Gal) - Fuel Sub - Panel Upgrade - Marine | SCG ¦ Marine | SCG | All | Electric & Gas | HPWH (3.75 UEF - 50 Gal) | Efficient |  |  | 1 | Conventional | WaterHeat | Com - Refrig. Warehouse | Com | ROB Only | 1 | 1000 sqft2 of floor space | 1000 sqft served | 13 | DEER:Indoor_CFL_Ltg | 301.2341 | 0 | -35.0869 | SWWH027-05 | 59.9047 | 2024 | 29.5122 | 2024 | 52.5397 | -2.8412 | SWWH027-05 | Com Small Gas Water Heaters - Panel Upgrade - Marine ¦ SCG ¦ Marine | Com Small Gas Water Heaters - Panel Upgrade - Marine | 0.22621 | 0.453 | 0 | CBSA 2019 | 20.9604 | 2032 | 1 | SWWH027-05
COM-WATERHEAT-FS-PU-15.45 | Com ¦ Com Heat Pump Water Heater (3.75 UEF - 50 Gal) - Fuel Sub - Panel Upgrade - Marine ¦ SCG ¦ Marine | Com ¦ Com Heat Pump Water Heater (3.75 UEF - 50 Gal) - Fuel Sub - Panel Upgrade - Marine | SCG ¦ Marine | SCG | All | Electric & Gas | HPWH (3.75 UEF - 50 Gal) | Efficient |  |  | 1 | Conventional | WaterHeat | Com - Restaurant | Com | ROB Only | 1 | 1000 sqft2 of floor space | 1000 sqft served | 13 | DEER:Indoor_CFL_Ltg | 12945.5393 | 0 | -1563.1821 | SWWH027-05 | 5612.1416 | 2024 | 2764.8377 | 2024 | 3715.192 | -266.1751 | SWWH027-05 | Com Small Gas Water Heaters - Panel Upgrade - Marine ¦ SCG ¦ Marine | Com Small Gas Water Heaters - Panel Upgrade - Marine | 0.79319 | 0.453 | 0 | CBSA 2019 | 944.2646 | 2032 | 1 | SWWH027-05
COM-WATERHEAT-FS-PU-15.46 | Com ¦ Com Heat Pump Water Heater (3.75 UEF - 50 Gal) - Fuel Sub - Panel Upgrade - Marine ¦ SCG ¦ Marine | Com ¦ Com Heat Pump Water Heater (3.75 UEF - 50 Gal) - Fuel Sub - Panel Upgrade - Marine | SCG ¦ Marine | SCG | All | Electric & Gas | HPWH (3.75 UEF - 50 Gal) | Efficient |  |  | 1 | Conventional | WaterHeat | Com - Retail | Com | ROB Only | 1 | 1000 sqft2 of floor space | 1000 sqft served | 13 | DEER:Indoor_CFL_Ltg | 202.4499 | 0 | -23.0667 | SWWH027-05 | 80.2441 | 2024 | 39.5325 | 2024 | 35.4192 | -3.8059 | SWWH027-05 | Com Small Gas Water Heaters - Panel Upgrade - Marine ¦ SCG ¦ Marine | Com Small Gas Water Heaters - Panel Upgrade - Marine | 0.40063 | 0.453 | 0 | CBSA 2019 | 42.8509 | 2032 | 1 | SWWH027-05
COM-WATERHEAT-FS-PU-15.47 | Com ¦ Com Heat Pump Water Heater (3.75 UEF - 50 Gal) - Fuel Sub - Panel Upgrade - Marine ¦ SCG ¦ Marine | Com ¦ Com Heat Pump Water Heater (3.75 UEF - 50 Gal) - Fuel Sub - Panel Upgrade - Marine | SCG ¦ Marine | SCG | All | Electric & Gas | HPWH (3.75 UEF - 50 Gal) | Efficient |  |  | 1 | Conventional | WaterHeat | Com - School | Com | ROB Only | 1 | 1000 sqft2 of floor space | 1000 sqft served | 13 | DEER:Indoor_CFL_Ltg | 1075.3718 | 0 | -127.9363 | SWWH027-05 | 661.001 | 2024 | 325.6441 | 2024 | 543.0634 | -31.3502 | SWWH027-05 | Com Small Gas Water Heaters - Panel Upgrade - Marine ¦ SCG ¦ Marine | Com Small Gas Water Heaters - Panel Upgrade - Marine | 0.76922 | 0.453 | 0 | CBSA 2019 | 115.2457 | 2032 | 1 | SWWH027-05
COM-WATERHEAT-FS-PU-15.48 | Com ¦ Com Heat Pump Water Heater (3.75 UEF - 50 Gal) - Fuel Sub - Panel Upgrade - Marine ¦ SCG ¦ Marine | Com ¦ Com Heat Pump Water Heater (3.75 UEF - 50 Gal) - Fuel Sub - Panel Upgrade - Marine | SCG ¦ Marine | SCG | All | Electric & Gas | HPWH (3.75 UEF - 50 Gal) | Efficient |  |  | 1 | Conventional | WaterHeat | Com - Warehouse | Com | ROB Only | 1 | 1000 sqft2 of floor space | 1000 sqft served | 13 | DEER:Indoor_CFL_Ltg | 32.7592 | 0 | -3.697 | SWWH027-05 | 11.9809 | 2024 | 5.9024 | 2024 | 10.5079 | -0.56824 | SWWH027-05 | Com Small Gas Water Heaters - Panel Upgrade - Marine ¦ SCG ¦ Marine | Com Small Gas Water Heaters - Panel Upgrade - Marine | 0.1976 | 0.453 | 0 | CBSA 2019 | 5.7657 | 2032 | 1 | SWWH027-05
COM-WATERHEAT-FS-PU-15.49 | Com ¦ Com Heat Pump Water Heater (3.75 UEF - 50 Gal) - Fuel Sub - Panel Upgrade - Hot-Dry ¦ SCG ¦ Hot-Dry | Com ¦ Com Heat Pump Water Heater (3.75 UEF - 50 Gal) - Fuel Sub - Panel Upgrade - Hot-Dry | SCG ¦ Hot-Dry | SCG | All | Electric & Gas | HPWH (3.75 UEF - 50 Gal) | Efficient |  |  | 1 | Conventional | WaterHeat | Com - College | Com | ROB Only | 1 | 1000 sqft2 of floor space | 1000 sqft served | 13 | DEER:Indoor_CFL_Ltg | 548.2216 | 0 | -60.8662 | SWWH027-05 | 208.1645 | 2024 | 102.5529 | 2024 | 356.4084 | -19.7458 | SWWH027-05 | Com Small Gas Water Heaters - Panel Upgrade - Hot-Dry ¦ SCG ¦ Hot-Dry | Com Small Gas Water Heaters - Panel Upgrade - Hot-Dry | 0.74815 | 0.453 | 0 | CBSA 2019 | 159.3869 | 2032 | 1 | SWWH027-05
COM-WATERHEAT-FS-PU-15.50 | Com ¦ Com Heat Pump Water Heater (3.75 UEF - 50 Gal) - Fuel Sub - Panel Upgrade - Hot-Dry ¦ SCG ¦ Hot-Dry | Com ¦ Com Heat Pump Water Heater (3.75 UEF - 50 Gal) - Fuel Sub - Panel Upgrade - Hot-Dry | SCG ¦ Hot-Dry | SCG | All | Electric & Gas | HPWH (3.75 UEF - 50 Gal) | Efficient |  |  | 1 | Conventional | WaterHeat | Com - Grocery | Com | ROB Only | 1 | 1000 sqft2 of floor space | 1000 sqft served | 13 | DEER:Indoor_CFL_Ltg | 0 | 0 | 0 | SWWH027-05 | 101.241 | 2024 | 61.7409 | 2024 | 302.9974 | -16.3851 | SWWH027-05 | Com Small Gas Water Heaters - Panel Upgrade - Hot-Dry ¦ SCG ¦ Hot-Dry | Com Small Gas Water Heaters - Panel Upgrade - Hot-Dry | 0.59609 | 0.453 | 0 | CBSA 2019 | 0 | 2032 | 1 | SWWH027-05
COM-WATERHEAT-FS-PU-15.51 | Com ¦ Com Heat Pump Water Heater (3.75 UEF - 50 Gal) - Fuel Sub - Panel Upgrade - Hot-Dry ¦ SCG ¦ Hot-Dry | Com ¦ Com Heat Pump Water Heater (3.75 UEF - 50 Gal) - Fuel Sub - Panel Upgrade - Hot-Dry | SCG ¦ Hot-Dry | SCG | All | Electric & Gas | HPWH (3.75 UEF - 50 Gal) | Efficient |  |  | 1 | Conventional | WaterHeat | Com - Health | Com | ROB Only | 1 | 1000 sqft2 of floor space | 1000 sqft served | 13 | DEER:Indoor_CFL_Ltg | 1530.7182 | 0 | -171.6072 | SWWH027-05 | 315.3006 | 2024 | 155.3338 | 2024 | 521.273 | -29.9084 | SWWH027-05 | Com Small Gas Water Heaters - Panel Upgrade - Hot-Dry ¦ SCG ¦ Hot-Dry | Com Small Gas Water Heaters - Panel Upgrade - Hot-Dry | 0.52611 | 0.453 | 0 | CBSA 2019 | 384.5534 | 2032 | 1 | SWWH027-05
COM-WATERHEAT-FS-PU-15.52 | Com ¦ Com Heat Pump Water Heater (3.75 UEF - 50 Gal) - Fuel Sub - Panel Upgrade - Hot-Dry ¦ SCG ¦ Hot-Dry | Com ¦ Com Heat Pump Water Heater (3.75 UEF - 50 Gal) - Fuel Sub - Panel Upgrade - Hot-Dry | SCG ¦ Hot-Dry | SCG | All | Electric & Gas | HPWH (3.75 UEF - 50 Gal) | Efficient |  |  | 1 | Conventional | WaterHeat | Com - Lodging | Com | ROB Only | 1 | 1000 sqft2 of floor space | 1000 sqft served | 13 | DEER:Indoor_CFL_Ltg | 1198.3629 | 0 | -131.1951 | SWWH027-05 | 198.3899 | 2024 | 97.7373 | 2024 | 323.7383 | -18.8186 | SWWH027-05 | Com Small Gas Water Heaters - Panel Upgrade - Hot-Dry ¦ SCG ¦ Hot-Dry | Com Small Gas Water Heaters - Panel Upgrade - Hot-Dry | 0.73871 | 0.453 | 0 | CBSA 2019 | 1107.0308 | 2032 | 1 | SWWH027-05
COM-WATERHEAT-FS-PU-15.53 | Com ¦ Com Heat Pump Water Heater (3.75 UEF - 50 Gal) - Fuel Sub - Panel Upgrade - Hot-Dry ¦ SCG ¦ Hot-Dry | Com ¦ Com Heat Pump Water Heater (3.75 UEF - 50 Gal) - Fuel Sub - Panel Upgrade - Hot-Dry | SCG ¦ Hot-Dry | SCG | All | Electric & Gas | HPWH (3.75 UEF - 50 Gal) | Efficient |  |  | 1 | Conventional | WaterHeat | Com - Office (Large) | Com | ROB Only | 1 | 1000 sqft2 of floor space | 1000 sqft served | 13 | DEER:Indoor_CFL_Ltg | 153.7959 | 0 | -17.2118 | SWWH027-05 | 64.7758 | 2024 | 31.912 | 2024 | 113.624 | -6.1444 | SWWH027-05 | Com Small Gas Water Heaters - Panel Upgrade - Hot-Dry ¦ SCG ¦ Hot-Dry | Com Small Gas Water Heaters - Panel Upgrade - Hot-Dry | 0.46177 | 0.453 | 0 | CBSA 2019 | 61.9978 | 2032 | 1 | SWWH027-05
COM-WATERHEAT-FS-PU-15.54 | Com ¦ Com Heat Pump Water Heater (3.75 UEF - 50 Gal) - Fuel Sub - Panel Upgrade - Hot-Dry ¦ SCG ¦ Hot-Dry | Com ¦ Com Heat Pump Water Heater (3.75 UEF - 50 Gal) - Fuel Sub - Panel Upgrade - Hot-Dry | SCG ¦ Hot-Dry | SCG | All | Electric & Gas | HPWH (3.75 UEF - 50 Gal) | Efficient |  |  | 1 | Conventional | WaterHeat | Com - Office (Small) | Com | ROB Only | 1 | 1000 sqft2 of floor space | 1000 sqft served | 13 | DEER:Indoor_CFL_Ltg | 143.0616 | 0 | -15.8608 | SWWH027-05 | 64.7758 | 2024 | 31.912 | 2024 | 113.624 | -6.1444 | SWWH027-05 | Com Small Gas Water Heaters - Panel Upgrade - Hot-Dry ¦ SCG ¦ Hot-Dry | Com Small Gas Water Heaters - Panel Upgrade - Hot-Dry | 0.46177 | 0.453 | 0 | CBSA 2019 | 24.8401 | 2032 | 1 | SWWH027-05
COM-WATERHEAT-FS-PU-15.55 | Com ¦ Com Heat Pump Water Heater (3.75 UEF - 50 Gal) - Fuel Sub - Panel Upgrade - Hot-Dry ¦ SCG ¦ Hot-Dry | Com ¦ Com Heat Pump Water Heater (3.75 UEF - 50 Gal) - Fuel Sub - Panel Upgrade - Hot-Dry | SCG ¦ Hot-Dry | SCG | All | Electric & Gas | HPWH (3.75 UEF - 50 Gal) | Efficient |  |  | 1 | Conventional | WaterHeat | Com - Other | Com | ROB Only | 1 | 1000 sqft2 of floor space | 1000 sqft served | 13 | DEER:Indoor_CFL_Ltg | 1852.0944 | 0 | -200.516 | SWWH027-05 | 535.7313 | 2024 | 263.9296 | 2024 | 939.7326 | -50.8178 | SWWH027-05 | Com Small Gas Water Heaters - Panel Upgrade - Hot-Dry ¦ SCG ¦ Hot-Dry | Com Small Gas Water Heaters - Panel Upgrade - Hot-Dry | 0.5433 | 0.453 | 0 | CBSA 2019 | 703.8223 | 2032 | 1 | SWWH027-05
COM-WATERHEAT-FS-PU-15.56 | Com ¦ Com Heat Pump Water Heater (3.75 UEF - 50 Gal) - Fuel Sub - Panel Upgrade - Hot-Dry ¦ SCG ¦ Hot-Dry | Com ¦ Com Heat Pump Water Heater (3.75 UEF - 50 Gal) - Fuel Sub - Panel Upgrade - Hot-Dry | SCG ¦ Hot-Dry | SCG | All | Electric & Gas | HPWH (3.75 UEF - 50 Gal) | Efficient |  |  | 1 | Conventional | WaterHeat | Com - Refrig. Warehouse | Com | ROB Only | 1 | 1000 sqft2 of floor space | 1000 sqft served | 13 | DEER:Indoor_CFL_Ltg | 152.3286 | 0 | -17.2011 | SWWH027-05 | 29.9523 | 2024 | 14.7561 | 2024 | 52.5397 | -2.8412 | SWWH027-05 | Com Small Gas Water Heaters - Panel Upgrade - Hot-Dry ¦ SCG ¦ Hot-Dry | Com Small Gas Water Heaters - Panel Upgrade - Hot-Dry | 0.22621 | 0.453 | 0 | CBSA 2019 | 10.1926 | 2032 | 1 | SWWH027-05
COM-WATERHEAT-FS-PU-15.57 | Com ¦ Com Heat Pump Water Heater (3.75 UEF - 50 Gal) - Fuel Sub - Panel Upgrade - Hot-Dry ¦ SCG ¦ Hot-Dry | Com ¦ Com Heat Pump Water Heater (3.75 UEF - 50 Gal) - Fuel Sub - Panel Upgrade - Hot-Dry | SCG ¦ Hot-Dry | SCG | All | Electric & Gas | HPWH (3.75 UEF - 50 Gal) | Efficient |  |  | 1 | Conventional | WaterHeat | Com - Restaurant | Com | ROB Only | 1 | 1000 sqft2 of floor space | 1000 sqft served | 13 | DEER:Indoor_CFL_Ltg | 6584.3041 | 0 | -766.4289 | SWWH027-05 | 2806.0708 | 2024 | 1382.4189 | 2024 | 3715.192 | -266.1751 | SWWH027-05 | Com Small Gas Water Heaters - Panel Upgrade - Hot-Dry ¦ SCG ¦ Hot-Dry | Com Small Gas Water Heaters - Panel Upgrade - Hot-Dry | 0.79319 | 0.453 | 0 | CBSA 2019 | 458.7599 | 2032 | 1 | SWWH027-05
COM-WATERHEAT-FS-PU-15.58 | Com ¦ Com Heat Pump Water Heater (3.75 UEF - 50 Gal) - Fuel Sub - Panel Upgrade - Hot-Dry ¦ SCG ¦ Hot-Dry | Com ¦ Com Heat Pump Water Heater (3.75 UEF - 50 Gal) - Fuel Sub - Panel Upgrade - Hot-Dry | SCG ¦ Hot-Dry | SCG | All | Electric & Gas | HPWH (3.75 UEF - 50 Gal) | Efficient |  |  | 1 | Conventional | WaterHeat | Com - Retail | Com | ROB Only | 1 | 1000 sqft2 of floor space | 1000 sqft served | 13 | DEER:Indoor_CFL_Ltg | 102.8177 | 0 | -11.3033 | SWWH027-05 | 40.1221 | 2024 | 19.7663 | 2024 | 35.4192 | -3.8059 | SWWH027-05 | Com Small Gas Water Heaters - Panel Upgrade - Hot-Dry ¦ SCG ¦ Hot-Dry | Com Small Gas Water Heaters - Panel Upgrade - Hot-Dry | 0.40063 | 0.453 | 0 | CBSA 2019 | 19.7294 | 2032 | 1 | SWWH027-05
COM-WATERHEAT-FS-PU-15.59 | Com ¦ Com Heat Pump Water Heater (3.75 UEF - 50 Gal) - Fuel Sub - Panel Upgrade - Hot-Dry ¦ SCG ¦ Hot-Dry | Com ¦ Com Heat Pump Water Heater (3.75 UEF - 50 Gal) - Fuel Sub - Panel Upgrade - Hot-Dry | SCG ¦ Hot-Dry | SCG | All | Electric & Gas | HPWH (3.75 UEF - 50 Gal) | Efficient |  |  | 1 | Conventional | WaterHeat | Com - School | Com | ROB Only | 1 | 1000 sqft2 of floor space | 1000 sqft served | 13 | DEER:Indoor_CFL_Ltg | 548.7457 | 0 | -62.9294 | SWWH027-05 | 330.5005 | 2024 | 162.822 | 2024 | 543.0634 | -31.3502 | SWWH027-05 | Com Small Gas Water Heaters - Panel Upgrade - Hot-Dry ¦ SCG ¦ Hot-Dry | Com Small Gas Water Heaters - Panel Upgrade - Hot-Dry | 0.76922 | 0.453 | 0 | CBSA 2019 | 53.4287 | 2032 | 1 | SWWH027-05
COM-WATERHEAT-FS-PU-15.60 | Com ¦ Com Heat Pump Water Heater (3.75 UEF - 50 Gal) - Fuel Sub - Panel Upgrade - Hot-Dry ¦ SCG ¦ Hot-Dry | Com ¦ Com Heat Pump Water Heater (3.75 UEF - 50 Gal) - Fuel Sub - Panel Upgrade - Hot-Dry | SCG ¦ Hot-Dry | SCG | All | Electric & Gas | HPWH (3.75 UEF - 50 Gal) | Efficient |  |  | 1 | Conventional | WaterHeat | Com - Warehouse | Com | ROB Only | 1 | 1000 sqft2 of floor space | 1000 sqft served | 13 | DEER:Indoor_CFL_Ltg | 16.6021 | 0 | -1.8143 | SWWH027-05 | 5.9905 | 2024 | 2.9512 | 2024 | 10.5079 | -0.56824 | SWWH027-05 | Com Small Gas Water Heaters - Panel Upgrade - Hot-Dry ¦ SCG ¦ Hot-Dry | Com Small Gas Water Heaters - Panel Upgrade - Hot-Dry | 0.1976 | 0.453 | 0 | CBSA 2019 | 2.6719 | 2032 | 1 | SWWH027-05
COM-WATERHEAT-FS-PU-15.61 | Com ¦ Com Heat Pump Water Heater (3.75 UEF - 50 Gal) - Fuel Sub - Panel Upgrade - Cold ¦ SCG ¦ Cold | Com ¦ Com Heat Pump Water Heater (3.75 UEF - 50 Gal) - Fuel Sub - Panel Upgrade - Cold | SCG ¦ Cold | SCG | All | Electric & Gas | HPWH (3.75 UEF - 50 Gal) | Efficient |  |  | 1 | Conventional | WaterHeat | Com - College | Com | ROB Only | 1 | 1000 sqft2 of floor space | 1000 sqft served | 13 | DEER:Indoor_CFL_Ltg | 1412.2488 | 0 | -143.1668 | SWWH027-05 | 416.329 | 2024 | 205.1057 | 2024 | 356.4084 | -19.7458 | SWWH027-05 | Com Small Gas Water Heaters - Panel Upgrade - Cold ¦ SCG ¦ Cold | Com Small Gas Water Heaters - Panel Upgrade - Cold | 0.74815 | 0.453 | 0 | CBSA 2019 | 365.6355 | 2032 | 1 | SWWH027-05
COM-WATERHEAT-FS-PU-15.62 | Com ¦ Com Heat Pump Water Heater (3.75 UEF - 50 Gal) - Fuel Sub - Panel Upgrade - Cold ¦ SCG ¦ Cold | Com ¦ Com Heat Pump Water Heater (3.75 UEF - 50 Gal) - Fuel Sub - Panel Upgrade - Cold | SCG ¦ Cold | SCG | All | Electric & Gas | HPWH (3.75 UEF - 50 Gal) | Efficient |  |  | 1 | Conventional | WaterHeat | Com - Grocery | Com | ROB Only | 1 | 1000 sqft2 of floor space | 1000 sqft served | 13 | DEER:Indoor_CFL_Ltg | 0 | 0 | 0 | SWWH027-05 | 202.482 | 2024 | 123.4818 | 2024 | 302.9974 | -16.3851 | SWWH027-05 | Com Small Gas Water Heaters - Panel Upgrade - Cold ¦ SCG ¦ Cold | Com Small Gas Water Heaters - Panel Upgrade - Cold | 0.59609 | 0.453 | 0 | CBSA 2019 | 0 | 2032 | 1 | SWWH027-05
COM-WATERHEAT-FS-PU-15.63 | Com ¦ Com Heat Pump Water Heater (3.75 UEF - 50 Gal) - Fuel Sub - Panel Upgrade - Cold ¦ SCG ¦ Cold | Com ¦ Com Heat Pump Water Heater (3.75 UEF - 50 Gal) - Fuel Sub - Panel Upgrade - Cold | SCG ¦ Cold | SCG | All | Electric & Gas | HPWH (3.75 UEF - 50 Gal) | Efficient |  |  | 1 | Conventional | WaterHeat | Com - Health | Com | ROB Only | 1 | 1000 sqft2 of floor space | 1000 sqft served | 13 | DEER:Indoor_CFL_Ltg | 3794.7098 | 0 | -403.9298 | SWWH027-05 | 630.6013 | 2024 | 310.6675 | 2024 | 521.273 | -29.9084 | SWWH027-05 | Com Small Gas Water Heaters - Panel Upgrade - Cold ¦ SCG ¦ Cold | Com Small Gas Water Heaters - Panel Upgrade - Cold | 0.52611 | 0.453 | 0 | CBSA 2019 | 892.6193 | 2032 | 1 | SWWH027-05
COM-WATERHEAT-FS-PU-15.64 | Com ¦ Com Heat Pump Water Heater (3.75 UEF - 50 Gal) - Fuel Sub - Panel Upgrade - Cold ¦ SCG ¦ Cold | Com ¦ Com Heat Pump Water Heater (3.75 UEF - 50 Gal) - Fuel Sub - Panel Upgrade - Cold | SCG ¦ Cold | SCG | All | Electric & Gas | HPWH (3.75 UEF - 50 Gal) | Efficient |  |  | 1 | Conventional | WaterHeat | Com - Lodging | Com | ROB Only | 1 | 1000 sqft2 of floor space | 1000 sqft served | 13 | DEER:Indoor_CFL_Ltg | 2965.7193 | 0 | -309.2482 | SWWH027-05 | 396.7798 | 2024 | 195.4747 | 2024 | 323.7383 | -18.8186 | SWWH027-05 | Com Small Gas Water Heaters - Panel Upgrade - Cold ¦ SCG ¦ Cold | Com Small Gas Water Heaters - Panel Upgrade - Cold | 0.73871 | 0.453 | 0 | CBSA 2019 | 2587.2199 | 2032 | 1 | SWWH027-05
COM-WATERHEAT-FS-PU-15.65 | Com ¦ Com Heat Pump Water Heater (3.75 UEF - 50 Gal) - Fuel Sub - Panel Upgrade - Cold ¦ SCG ¦ Cold | Com ¦ Com Heat Pump Water Heater (3.75 UEF - 50 Gal) - Fuel Sub - Panel Upgrade - Cold | SCG ¦ Cold | SCG | All | Electric & Gas | HPWH (3.75 UEF - 50 Gal) | Efficient |  |  | 1 | Conventional | WaterHeat | Com - Office (Large) | Com | ROB Only | 1 | 1000 sqft2 of floor space | 1000 sqft served | 13 | DEER:Indoor_CFL_Ltg | 399.7582 | 0 | -40.346 | SWWH027-05 | 129.5516 | 2024 | 63.824 | 2024 | 113.624 | -6.1444 | SWWH027-05 | Com Small Gas Water Heaters - Panel Upgrade - Cold ¦ SCG ¦ Cold | Com Small Gas Water Heaters - Panel Upgrade - Cold | 0.46177 | 0.453 | 0 | CBSA 2019 | 141.4249 | 2032 | 1 | SWWH027-05
COM-WATERHEAT-FS-PU-15.66 | Com ¦ Com Heat Pump Water Heater (3.75 UEF - 50 Gal) - Fuel Sub - Panel Upgrade - Cold ¦ SCG ¦ Cold | Com ¦ Com Heat Pump Water Heater (3.75 UEF - 50 Gal) - Fuel Sub - Panel Upgrade - Cold | SCG ¦ Cold | SCG | All | Electric & Gas | HPWH (3.75 UEF - 50 Gal) | Efficient |  |  | 1 | Conventional | WaterHeat | Com - Office (Small) | Com | ROB Only | 1 | 1000 sqft2 of floor space | 1000 sqft served | 13 | DEER:Indoor_CFL_Ltg | 370.1465 | 0 | -37.0146 | SWWH027-05 | 129.5516 | 2024 | 63.824 | 2024 | 113.624 | -6.1444 | SWWH027-05 | Com Small Gas Water Heaters - Panel Upgrade - Cold ¦ SCG ¦ Cold | Com Small Gas Water Heaters - Panel Upgrade - Cold | 0.46177 | 0.453 | 0 | CBSA 2019 | 56.3065 | 2032 | 1 | SWWH027-05
COM-WATERHEAT-FS-PU-15.67 | Com ¦ Com Heat Pump Water Heater (3.75 UEF - 50 Gal) - Fuel Sub - Panel Upgrade - Cold ¦ SCG ¦ Cold | Com ¦ Com Heat Pump Water Heater (3.75 UEF - 50 Gal) - Fuel Sub - Panel Upgrade - Cold | SCG ¦ Cold | SCG | All | Electric & Gas | HPWH (3.75 UEF - 50 Gal) | Efficient |  |  | 1 | Conventional | WaterHeat | Com - Other | Com | ROB Only | 1 | 1000 sqft2 of floor space | 1000 sqft served | 13 | DEER:Indoor_CFL_Ltg | 4561.3565 | 0 | -468.3809 | SWWH027-05 | 1071.4626 | 2024 | 527.8592 | 2024 | 939.7326 | -50.8178 | SWWH027-05 | Com Small Gas Water Heaters - Panel Upgrade - Cold ¦ SCG ¦ Cold | Com Small Gas Water Heaters - Panel Upgrade - Cold | 0.5433 | 0.453 | 0 | CBSA 2019 | 1618.0833 | 2032 | 1 | SWWH027-05
COM-WATERHEAT-FS-PU-15.68 | Com ¦ Com Heat Pump Water Heater (3.75 UEF - 50 Gal) - Fuel Sub - Panel Upgrade - Cold ¦ SCG ¦ Cold | Com ¦ Com Heat Pump Water Heater (3.75 UEF - 50 Gal) - Fuel Sub - Panel Upgrade - Cold | SCG ¦ Cold | SCG | All | Electric & Gas | HPWH (3.75 UEF - 50 Gal) | Efficient |  |  | 1 | Conventional | WaterHeat | Com - Refrig. Warehouse | Com | ROB Only | 1 | 1000 sqft2 of floor space | 1000 sqft served | 13 | DEER:Indoor_CFL_Ltg | 397.0813 | 0 | -40.5639 | SWWH027-05 | 59.9047 | 2024 | 29.5122 | 2024 | 52.5397 | -2.8412 | SWWH027-05 | Com Small Gas Water Heaters - Panel Upgrade - Cold ¦ SCG ¦ Cold | Com Small Gas Water Heaters - Panel Upgrade - Cold | 0.22621 | 0.453 | 0 | CBSA 2019 | 23.3598 | 2032 | 1 | SWWH027-05
COM-WATERHEAT-FS-PU-15.69 | Com ¦ Com Heat Pump Water Heater (3.75 UEF - 50 Gal) - Fuel Sub - Panel Upgrade - Cold ¦ SCG ¦ Cold | Com ¦ Com Heat Pump Water Heater (3.75 UEF - 50 Gal) - Fuel Sub - Panel Upgrade - Cold | SCG ¦ Cold | SCG | All | Electric & Gas | HPWH (3.75 UEF - 50 Gal) | Efficient |  |  | 1 | Conventional | WaterHeat | Com - Restaurant | Com | ROB Only | 1 | 1000 sqft2 of floor space | 1000 sqft served | 13 | DEER:Indoor_CFL_Ltg | 16107.1964 | 0 | -1787.3839 | SWWH027-05 | 5612.1416 | 2024 | 2764.8377 | 2024 | 3715.192 | -266.1751 | SWWH027-05 | Com Small Gas Water Heaters - Panel Upgrade - Cold ¦ SCG ¦ Cold | Com Small Gas Water Heaters - Panel Upgrade - Cold | 0.79319 | 0.453 | 0 | CBSA 2019 | 1056.5074 | 2032 | 1 | SWWH027-05
COM-WATERHEAT-FS-PU-15.70 | Com ¦ Com Heat Pump Water Heater (3.75 UEF - 50 Gal) - Fuel Sub - Panel Upgrade - Cold ¦ SCG ¦ Cold | Com ¦ Com Heat Pump Water Heater (3.75 UEF - 50 Gal) - Fuel Sub - Panel Upgrade - Cold | SCG ¦ Cold | SCG | All | Electric & Gas | HPWH (3.75 UEF - 50 Gal) | Efficient |  |  | 1 | Conventional | WaterHeat | Com - Retail | Com | ROB Only | 1 | 1000 sqft2 of floor space | 1000 sqft served | 13 | DEER:Indoor_CFL_Ltg | 252.1826 | 0 | -26.5374 | SWWH027-05 | 80.2441 | 2024 | 39.5325 | 2024 | 35.4192 | -3.8059 | SWWH027-05 | Com Small Gas Water Heaters - Panel Upgrade - Cold ¦ SCG ¦ Cold | Com Small Gas Water Heaters - Panel Upgrade - Cold | 0.40063 | 0.453 | 0 | CBSA 2019 | 42.5282 | 2032 | 1 | SWWH027-05
COM-WATERHEAT-FS-PU-15.71 | Com ¦ Com Heat Pump Water Heater (3.75 UEF - 50 Gal) - Fuel Sub - Panel Upgrade - Cold ¦ SCG ¦ Cold | Com ¦ Com Heat Pump Water Heater (3.75 UEF - 50 Gal) - Fuel Sub - Panel Upgrade - Cold | SCG ¦ Cold | SCG | All | Electric & Gas | HPWH (3.75 UEF - 50 Gal) | Efficient |  |  | 1 | Conventional | WaterHeat | Com - School | Com | ROB Only | 1 | 1000 sqft2 of floor space | 1000 sqft served | 13 | DEER:Indoor_CFL_Ltg | 1447.0447 | 0 | -147.1997 | SWWH027-05 | 661.001 | 2024 | 325.6441 | 2024 | 543.0634 | -31.3502 | SWWH027-05 | Com Small Gas Water Heaters - Panel Upgrade - Cold ¦ SCG ¦ Cold | Com Small Gas Water Heaters - Panel Upgrade - Cold | 0.76922 | 0.453 | 0 | CBSA 2019 | 98.0631 | 2032 | 1 | SWWH027-05
COM-WATERHEAT-FS-PU-15.72 | Com ¦ Com Heat Pump Water Heater (3.75 UEF - 50 Gal) - Fuel Sub - Panel Upgrade - Cold ¦ SCG ¦ Cold | Com ¦ Com Heat Pump Water Heater (3.75 UEF - 50 Gal) - Fuel Sub - Panel Upgrade - Cold | SCG ¦ Cold | SCG | All | Electric & Gas | HPWH (3.75 UEF - 50 Gal) | Efficient |  |  | 1 | Conventional | WaterHeat | Com - Warehouse | Com | ROB Only | 1 | 1000 sqft2 of floor space | 1000 sqft served | 13 | DEER:Indoor_CFL_Ltg | 45.1851 | 0 | -4.2447 | SWWH027-05 | 11.9809 | 2024 | 5.9024 | 2024 | 10.5079 | -0.56824 | SWWH027-05 | Com Small Gas Water Heaters - Panel Upgrade - Cold ¦ SCG ¦ Cold | Com Small Gas Water Heaters - Panel Upgrade - Cold | 0.1976 | 0.453 | 0 | CBSA 2019 | 4.3502 | 2032 | 1 | SWWH027-05
COM-WATERHEAT-FS-PU-15.73 | Com ¦ Com Heat Pump Water Heater (3.75 UEF - 50 Gal) - Fuel Sub - Panel Upgrade - Marine ¦ SDG&E ¦ Marine | Com ¦ Com Heat Pump Water Heater (3.75 UEF - 50 Gal) - Fuel Sub - Panel Upgrade - Marine | SDG&E ¦ Marine | SDG&E | All | Electric & Gas | HPWH (3.75 UEF - 50 Gal) | Efficient |  |  | 1 | Conventional | WaterHeat | Com - College | Com | ROB Only | 1 | 1000 sqft2 of floor space | 1000 sqft served | 13 | DEER:Indoor_CFL_Ltg | 1079.353 | 0 | -123.9986 | SWWH027-05 | 416.329 | 2024 | 205.1057 | 2024 | 356.4084 | -19.7458 | SWWH027-05 | Com Small Gas Water Heaters - Panel Upgrade - Marine ¦ SDG&E ¦ Marine | Com Small Gas Water Heaters - Panel Upgrade - Marine | 0.74815 | 0.453 | 0 | CBSA 2019 | 327.5393 | 2032 | 1 | SWWH027-05
COM-WATERHEAT-FS-PU-15.74 | Com ¦ Com Heat Pump Water Heater (3.75 UEF - 50 Gal) - Fuel Sub - Panel Upgrade - Marine ¦ SDG&E ¦ Marine | Com ¦ Com Heat Pump Water Heater (3.75 UEF - 50 Gal) - Fuel Sub - Panel Upgrade - Marine | SDG&E ¦ Marine | SDG&E | All | Electric & Gas | HPWH (3.75 UEF - 50 Gal) | Efficient |  |  | 1 | Conventional | WaterHeat | Com - Grocery | Com | ROB Only | 1 | 1000 sqft2 of floor space | 1000 sqft served | 13 | DEER:Indoor_CFL_Ltg | 0 | 0 | 0 | SWWH027-05 | 202.482 | 2024 | 123.4818 | 2024 | 302.9974 | -16.3851 | SWWH027-05 | Com Small Gas Water Heaters - Panel Upgrade - Marine ¦ SDG&E ¦ Marine | Com Small Gas Water Heaters - Panel Upgrade - Marine | 0.59609 | 0.453 | 0 | CBSA 2019 | 0 | 2032 | 1 | SWWH027-05
COM-WATERHEAT-FS-PU-15.75 | Com ¦ Com Heat Pump Water Heater (3.75 UEF - 50 Gal) - Fuel Sub - Panel Upgrade - Marine ¦ SDG&E ¦ Marine | Com ¦ Com Heat Pump Water Heater (3.75 UEF - 50 Gal) - Fuel Sub - Panel Upgrade - Marine | SDG&E ¦ Marine | SDG&E | All | Electric & Gas | HPWH (3.75 UEF - 50 Gal) | Efficient |  |  | 1 | Conventional | WaterHeat | Com - Health | Com | ROB Only | 1 | 1000 sqft2 of floor space | 1000 sqft served | 13 | DEER:Indoor_CFL_Ltg | 3043.4192 | 0 | -350.4213 | SWWH027-05 | 630.6013 | 2024 | 310.6675 | 2024 | 521.273 | -29.9084 | SWWH027-05 | Com Small Gas Water Heaters - Panel Upgrade - Marine ¦ SDG&E ¦ Marine | Com Small Gas Water Heaters - Panel Upgrade - Marine | 0.52611 | 0.453 | 0 | CBSA 2019 | 790.6422 | 2032 | 1 | SWWH027-05
COM-WATERHEAT-FS-PU-15.76 | Com ¦ Com Heat Pump Water Heater (3.75 UEF - 50 Gal) - Fuel Sub - Panel Upgrade - Marine ¦ SDG&E ¦ Marine | Com ¦ Com Heat Pump Water Heater (3.75 UEF - 50 Gal) - Fuel Sub - Panel Upgrade - Marine | SDG&E ¦ Marine | SDG&E | All | Electric & Gas | HPWH (3.75 UEF - 50 Gal) | Efficient |  |  | 1 | Conventional | WaterHeat | Com - Lodging | Com | ROB Only | 1 | 1000 sqft2 of floor space | 1000 sqft served | 13 | DEER:Indoor_CFL_Ltg | 2385.458 | 0 | -267.9555 | SWWH027-05 | 396.7798 | 2024 | 195.4747 | 2024 | 323.7383 | -18.8186 | SWWH027-05 | Com Small Gas Water Heaters - Panel Upgrade - Marine ¦ SDG&E ¦ Marine | Com Small Gas Water Heaters - Panel Upgrade - Marine | 0.73871 | 0.453 | 0 | CBSA 2019 | 2270.8138 | 2032 | 1 | SWWH027-05
COM-WATERHEAT-FS-PU-15.77 | Com ¦ Com Heat Pump Water Heater (3.75 UEF - 50 Gal) - Fuel Sub - Panel Upgrade - Marine ¦ SDG&E ¦ Marine | Com ¦ Com Heat Pump Water Heater (3.75 UEF - 50 Gal) - Fuel Sub - Panel Upgrade - Marine | SDG&E ¦ Marine | SDG&E | All | Electric & Gas | HPWH (3.75 UEF - 50 Gal) | Efficient |  |  | 1 | Conventional | WaterHeat | Com - Office (Large) | Com | ROB Only | 1 | 1000 sqft2 of floor space | 1000 sqft served | 13 | DEER:Indoor_CFL_Ltg | 303.15 | 0 | -35.0899 | SWWH027-05 | 129.5516 | 2024 | 63.824 | 2024 | 113.624 | -6.1444 | SWWH027-05 | Com Small Gas Water Heaters - Panel Upgrade - Marine ¦ SDG&E ¦ Marine | Com Small Gas Water Heaters - Panel Upgrade - Marine | 0.46177 | 0.453 | 0 | CBSA 2019 | 127.4292 | 2032 | 1 | SWWH027-05
COM-WATERHEAT-FS-PU-15.78 | Com ¦ Com Heat Pump Water Heater (3.75 UEF - 50 Gal) - Fuel Sub - Panel Upgrade - Marine ¦ SDG&E ¦ Marine | Com ¦ Com Heat Pump Water Heater (3.75 UEF - 50 Gal) - Fuel Sub - Panel Upgrade - Marine | SDG&E ¦ Marine | SDG&E | All | Electric & Gas | HPWH (3.75 UEF - 50 Gal) | Efficient |  |  | 1 | Conventional | WaterHeat | Com - Office (Small) | Com | ROB Only | 1 | 1000 sqft2 of floor space | 1000 sqft served | 13 | DEER:Indoor_CFL_Ltg | 282.4218 | 0 | -32.3508 | SWWH027-05 | 129.5516 | 2024 | 63.824 | 2024 | 113.624 | -6.1444 | SWWH027-05 | Com Small Gas Water Heaters - Panel Upgrade - Marine ¦ SDG&E ¦ Marine | Com Small Gas Water Heaters - Panel Upgrade - Marine | 0.46177 | 0.453 | 0 | CBSA 2019 | 51.0956 | 2032 | 1 | SWWH027-05
COM-WATERHEAT-FS-PU-15.79 | Com ¦ Com Heat Pump Water Heater (3.75 UEF - 50 Gal) - Fuel Sub - Panel Upgrade - Marine ¦ SDG&E ¦ Marine | Com ¦ Com Heat Pump Water Heater (3.75 UEF - 50 Gal) - Fuel Sub - Panel Upgrade - Marine | SDG&E ¦ Marine | SDG&E | All | Electric & Gas | HPWH (3.75 UEF - 50 Gal) | Efficient |  |  | 1 | Conventional | WaterHeat | Com - Other | Com | ROB Only | 1 | 1000 sqft2 of floor space | 1000 sqft served | 13 | DEER:Indoor_CFL_Ltg | 3642.9626 | 0 | -407.1546 | SWWH027-05 | 1071.4626 | 2024 | 527.8592 | 2024 | 939.7326 | -50.8178 | SWWH027-05 | Com Small Gas Water Heaters - Panel Upgrade - Marine ¦ SDG&E ¦ Marine | Com Small Gas Water Heaters - Panel Upgrade - Marine | 0.5433 | 0.453 | 0 | CBSA 2019 | 1442.141 | 2032 | 1 | SWWH027-05
COM-WATERHEAT-FS-PU-15.80 | Com ¦ Com Heat Pump Water Heater (3.75 UEF - 50 Gal) - Fuel Sub - Panel Upgrade - Marine ¦ SDG&E ¦ Marine | Com ¦ Com Heat Pump Water Heater (3.75 UEF - 50 Gal) - Fuel Sub - Panel Upgrade - Marine | SDG&E ¦ Marine | SDG&E | All | Electric & Gas | HPWH (3.75 UEF - 50 Gal) | Efficient |  |  | 1 | Conventional | WaterHeat | Com - Refrig. Warehouse | Com | ROB Only | 1 | 1000 sqft2 of floor space | 1000 sqft served | 13 | DEER:Indoor_CFL_Ltg | 301.2341 | 0 | -35.0869 | SWWH027-05 | 59.9047 | 2024 | 29.5122 | 2024 | 52.5397 | -2.8412 | SWWH027-05 | Com Small Gas Water Heaters - Panel Upgrade - Marine ¦ SDG&E ¦ Marine | Com Small Gas Water Heaters - Panel Upgrade - Marine | 0.22621 | 0.453 | 0 | CBSA 2019 | 20.9604 | 2032 | 1 | SWWH027-05
COM-WATERHEAT-FS-PU-15.81 | Com ¦ Com Heat Pump Water Heater (3.75 UEF - 50 Gal) - Fuel Sub - Panel Upgrade - Marine ¦ SDG&E ¦ Marine | Com ¦ Com Heat Pump Water Heater (3.75 UEF - 50 Gal) - Fuel Sub - Panel Upgrade - Marine | SDG&E ¦ Marine | SDG&E | All | Electric & Gas | HPWH (3.75 UEF - 50 Gal) | Efficient |  |  | 1 | Conventional | WaterHeat | Com - Restaurant | Com | ROB Only | 1 | 1000 sqft2 of floor space | 1000 sqft served | 13 | DEER:Indoor_CFL_Ltg | 12945.5393 | 0 | -1563.1821 | SWWH027-05 | 5612.1416 | 2024 | 2764.8377 | 2024 | 3715.192 | -266.1751 | SWWH027-05 | Com Small Gas Water Heaters - Panel Upgrade - Marine ¦ SDG&E ¦ Marine | Com Small Gas Water Heaters - Panel Upgrade - Marine | 0.79319 | 0.453 | 0 | CBSA 2019 | 944.2646 | 2032 | 1 | SWWH027-05
COM-WATERHEAT-FS-PU-15.82 | Com ¦ Com Heat Pump Water Heater (3.75 UEF - 50 Gal) - Fuel Sub - Panel Upgrade - Marine ¦ SDG&E ¦ Marine | Com ¦ Com Heat Pump Water Heater (3.75 UEF - 50 Gal) - Fuel Sub - Panel Upgrade - Marine | SDG&E ¦ Marine | SDG&E | All | Electric & Gas | HPWH (3.75 UEF - 50 Gal) | Efficient |  |  | 1 | Conventional | WaterHeat | Com - Retail | Com | ROB Only | 1 | 1000 sqft2 of floor space | 1000 sqft served | 13 | DEER:Indoor_CFL_Ltg | 202.4499 | 0 | -23.0667 | SWWH027-05 | 80.2441 | 2024 | 39.5325 | 2024 | 35.4192 | -3.8059 | SWWH027-05 | Com Small Gas Water Heaters - Panel Upgrade - Marine ¦ SDG&E ¦ Marine | Com Small Gas Water Heaters - Panel Upgrade - Marine | 0.40063 | 0.453 | 0 | CBSA 2019 | 42.8509 | 2032 | 1 | SWWH027-05
COM-WATERHEAT-FS-PU-15.83 | Com ¦ Com Heat Pump Water Heater (3.75 UEF - 50 Gal) - Fuel Sub - Panel Upgrade - Marine ¦ SDG&E ¦ Marine | Com ¦ Com Heat Pump Water Heater (3.75 UEF - 50 Gal) - Fuel Sub - Panel Upgrade - Marine | SDG&E ¦ Marine | SDG&E | All | Electric & Gas | HPWH (3.75 UEF - 50 Gal) | Efficient |  |  | 1 | Conventional | WaterHeat | Com - School | Com | ROB Only | 1 | 1000 sqft2 of floor space | 1000 sqft served | 13 | DEER:Indoor_CFL_Ltg | 1075.3718 | 0 | -127.9363 | SWWH027-05 | 661.001 | 2024 | 325.6441 | 2024 | 543.0634 | -31.3502 | SWWH027-05 | Com Small Gas Water Heaters - Panel Upgrade - Marine ¦ SDG&E ¦ Marine | Com Small Gas Water Heaters - Panel Upgrade - Marine | 0.76922 | 0.453 | 0 | CBSA 2019 | 115.2457 | 2032 | 1 | SWWH027-05
COM-WATERHEAT-FS-PU-15.84 | Com ¦ Com Heat Pump Water Heater (3.75 UEF - 50 Gal) - Fuel Sub - Panel Upgrade - Marine ¦ SDG&E ¦ Marine | Com ¦ Com Heat Pump Water Heater (3.75 UEF - 50 Gal) - Fuel Sub - Panel Upgrade - Marine | SDG&E ¦ Marine | SDG&E | All | Electric & Gas | HPWH (3.75 UEF - 50 Gal) | Efficient |  |  | 1 | Conventional | WaterHeat | Com - Warehouse | Com | ROB Only | 1 | 1000 sqft2 of floor space | 1000 sqft served | 13 | DEER:Indoor_CFL_Ltg | 32.7592 | 0 | -3.697 | SWWH027-05 | 11.9809 | 2024 | 5.9024 | 2024 | 10.5079 | -0.56824 | SWWH027-05 | Com Small Gas Water Heaters - Panel Upgrade - Marine ¦ SDG&E ¦ Marine | Com Small Gas Water Heaters - Panel Upgrade - Marine | 0.1976 | 0.453 | 0 | CBSA 2019 | 5.7657 | 2032 | 1 | SWWH027-05
COM-WATERHEAT-FS-PU-15.85 | Com ¦ Com Heat Pump Water Heater (3.75 UEF - 50 Gal) - Fuel Sub - Panel Upgrade - Hot-Dry ¦ SDG&E ¦ Hot-Dry | Com ¦ Com Heat Pump Water Heater (3.75 UEF - 50 Gal) - Fuel Sub - Panel Upgrade - Hot-Dry | SDG&E ¦ Hot-Dry | SDG&E | All | Electric & Gas | HPWH (3.75 UEF - 50 Gal) | Efficient |  |  | 1 | Conventional | WaterHeat | Com - College | Com | ROB Only | 1 | 1000 sqft2 of floor space | 1000 sqft served | 13 | DEER:Indoor_CFL_Ltg | 539.0817 | 0 | -61.9617 | SWWH027-05 | 208.1645 | 2024 | 102.5529 | 2024 | 356.4084 | -19.7458 | SWWH027-05 | Com Small Gas Water Heaters - Panel Upgrade - Hot-Dry ¦ SDG&E ¦ Hot-Dry | Com Small Gas Water Heaters - Panel Upgrade - Hot-Dry | 0.74815 | 0.453 | 0 | CBSA 2019 | 163.6904 | 2032 | 1 | SWWH027-05
COM-WATERHEAT-FS-PU-15.86 | Com ¦ Com Heat Pump Water Heater (3.75 UEF - 50 Gal) - Fuel Sub - Panel Upgrade - Hot-Dry ¦ SDG&E ¦ Hot-Dry | Com ¦ Com Heat Pump Water Heater (3.75 UEF - 50 Gal) - Fuel Sub - Panel Upgrade - Hot-Dry | SDG&E ¦ Hot-Dry | SDG&E | All | Electric & Gas | HPWH (3.75 UEF - 50 Gal) | Efficient |  |  | 1 | Conventional | WaterHeat | Com - Grocery | Com | ROB Only | 1 | 1000 sqft2 of floor space | 1000 sqft served | 13 | DEER:Indoor_CFL_Ltg | 0 | 0 | 0 | SWWH027-05 | 101.241 | 2024 | 61.7409 | 2024 | 302.9974 | -16.3851 | SWWH027-05 | Com Small Gas Water Heaters - Panel Upgrade - Hot-Dry ¦ SDG&E ¦ Hot-Dry | Com Small Gas Water Heaters - Panel Upgrade - Hot-Dry | 0.59609 | 0.453 | 0 | CBSA 2019 | 0 | 2032 | 1 | SWWH027-05
COM-WATERHEAT-FS-PU-15.87 | Com ¦ Com Heat Pump Water Heater (3.75 UEF - 50 Gal) - Fuel Sub - Panel Upgrade - Hot-Dry ¦ SDG&E ¦ Hot-Dry | Com ¦ Com Heat Pump Water Heater (3.75 UEF - 50 Gal) - Fuel Sub - Panel Upgrade - Hot-Dry | SDG&E ¦ Hot-Dry | SDG&E | All | Electric & Gas | HPWH (3.75 UEF - 50 Gal) | Efficient |  |  | 1 | Conventional | WaterHeat | Com - Health | Com | ROB Only | 1 | 1000 sqft2 of floor space | 1000 sqft served | 13 | DEER:Indoor_CFL_Ltg | 1517.8839 | 0 | -174.6924 | SWWH027-05 | 315.3006 | 2024 | 155.3338 | 2024 | 521.273 | -29.9084 | SWWH027-05 | Com Small Gas Water Heaters - Panel Upgrade - Hot-Dry ¦ SDG&E ¦ Hot-Dry | Com Small Gas Water Heaters - Panel Upgrade - Hot-Dry | 0.52611 | 0.453 | 0 | CBSA 2019 | 394.1075 | 2032 | 1 | SWWH027-05
COM-WATERHEAT-FS-PU-15.88 | Com ¦ Com Heat Pump Water Heater (3.75 UEF - 50 Gal) - Fuel Sub - Panel Upgrade - Hot-Dry ¦ SDG&E ¦ Hot-Dry | Com ¦ Com Heat Pump Water Heater (3.75 UEF - 50 Gal) - Fuel Sub - Panel Upgrade - Hot-Dry | SDG&E ¦ Hot-Dry | SDG&E | All | Electric & Gas | HPWH (3.75 UEF - 50 Gal) | Efficient |  |  | 1 | Conventional | WaterHeat | Com - Lodging | Com | ROB Only | 1 | 1000 sqft2 of floor space | 1000 sqft served | 13 | DEER:Indoor_CFL_Ltg | 1187.1981 | 0 | -133.4281 | SWWH027-05 | 198.3899 | 2024 | 97.7373 | 2024 | 323.7383 | -18.8186 | SWWH027-05 | Com Small Gas Water Heaters - Panel Upgrade - Hot-Dry ¦ SDG&E ¦ Hot-Dry | Com Small Gas Water Heaters - Panel Upgrade - Hot-Dry | 0.73871 | 0.453 | 0 | CBSA 2019 | 1130.8493 | 2032 | 1 | SWWH027-05
COM-WATERHEAT-FS-PU-15.89 | Com ¦ Com Heat Pump Water Heater (3.75 UEF - 50 Gal) - Fuel Sub - Panel Upgrade - Hot-Dry ¦ SDG&E ¦ Hot-Dry | Com ¦ Com Heat Pump Water Heater (3.75 UEF - 50 Gal) - Fuel Sub - Panel Upgrade - Hot-Dry | SDG&E ¦ Hot-Dry | SDG&E | All | Electric & Gas | HPWH (3.75 UEF - 50 Gal) | Efficient |  |  | 1 | Conventional | WaterHeat | Com - Office (Large) | Com | ROB Only | 1 | 1000 sqft2 of floor space | 1000 sqft served | 13 | DEER:Indoor_CFL_Ltg | 151.3899 | 0 | -17.4894 | SWWH027-05 | 64.7758 | 2024 | 31.912 | 2024 | 113.624 | -6.1444 | SWWH027-05 | Com Small Gas Water Heaters - Panel Upgrade - Hot-Dry ¦ SDG&E ¦ Hot-Dry | Com Small Gas Water Heaters - Panel Upgrade - Hot-Dry | 0.46177 | 0.453 | 0 | CBSA 2019 | 63.4837 | 2032 | 1 | SWWH027-05
COM-WATERHEAT-FS-PU-15.90 | Com ¦ Com Heat Pump Water Heater (3.75 UEF - 50 Gal) - Fuel Sub - Panel Upgrade - Hot-Dry ¦ SDG&E ¦ Hot-Dry | Com ¦ Com Heat Pump Water Heater (3.75 UEF - 50 Gal) - Fuel Sub - Panel Upgrade - Hot-Dry | SDG&E ¦ Hot-Dry | SDG&E | All | Electric & Gas | HPWH (3.75 UEF - 50 Gal) | Efficient |  |  | 1 | Conventional | WaterHeat | Com - Office (Small) | Com | ROB Only | 1 | 1000 sqft2 of floor space | 1000 sqft served | 13 | DEER:Indoor_CFL_Ltg | 141.0258 | 0 | -16.1384 | SWWH027-05 | 64.7758 | 2024 | 31.912 | 2024 | 113.624 | -6.1444 | SWWH027-05 | Com Small Gas Water Heaters - Panel Upgrade - Hot-Dry ¦ SDG&E ¦ Hot-Dry | Com Small Gas Water Heaters - Panel Upgrade - Hot-Dry | 0.46177 | 0.453 | 0 | CBSA 2019 | 25.483 | 2032 | 1 | SWWH027-05
COM-WATERHEAT-FS-PU-15.91 | Com ¦ Com Heat Pump Water Heater (3.75 UEF - 50 Gal) - Fuel Sub - Panel Upgrade - Hot-Dry ¦ SDG&E ¦ Hot-Dry | Com ¦ Com Heat Pump Water Heater (3.75 UEF - 50 Gal) - Fuel Sub - Panel Upgrade - Hot-Dry | SDG&E ¦ Hot-Dry | SDG&E | All | Electric & Gas | HPWH (3.75 UEF - 50 Gal) | Efficient |  |  | 1 | Conventional | WaterHeat | Com - Other | Com | ROB Only | 1 | 1000 sqft2 of floor space | 1000 sqft served | 13 | DEER:Indoor_CFL_Ltg | 1821.4813 | 0 | -203.5773 | SWWH027-05 | 535.7313 | 2024 | 263.9296 | 2024 | 939.7326 | -50.8178 | SWWH027-05 | Com Small Gas Water Heaters - Panel Upgrade - Hot-Dry ¦ SDG&E ¦ Hot-Dry | Com Small Gas Water Heaters - Panel Upgrade - Hot-Dry | 0.5433 | 0.453 | 0 | CBSA 2019 | 721.0705 | 2032 | 1 | SWWH027-05
COM-WATERHEAT-FS-PU-15.92 | Com ¦ Com Heat Pump Water Heater (3.75 UEF - 50 Gal) - Fuel Sub - Panel Upgrade - Hot-Dry ¦ SDG&E ¦ Hot-Dry | Com ¦ Com Heat Pump Water Heater (3.75 UEF - 50 Gal) - Fuel Sub - Panel Upgrade - Hot-Dry | SDG&E ¦ Hot-Dry | SDG&E | All | Electric & Gas | HPWH (3.75 UEF - 50 Gal) | Efficient |  |  | 1 | Conventional | WaterHeat | Com - Refrig. Warehouse | Com | ROB Only | 1 | 1000 sqft2 of floor space | 1000 sqft served | 13 | DEER:Indoor_CFL_Ltg | 150.617 | 0 | -17.5435 | SWWH027-05 | 29.9523 | 2024 | 14.7561 | 2024 | 52.5397 | -2.8412 | SWWH027-05 | Com Small Gas Water Heaters - Panel Upgrade - Hot-Dry ¦ SDG&E ¦ Hot-Dry | Com Small Gas Water Heaters - Panel Upgrade - Hot-Dry | 0.22621 | 0.453 | 0 | CBSA 2019 | 10.4802 | 2032 | 1 | SWWH027-05
COM-WATERHEAT-FS-PU-15.93 | Com ¦ Com Heat Pump Water Heater (3.75 UEF - 50 Gal) - Fuel Sub - Panel Upgrade - Hot-Dry ¦ SDG&E ¦ Hot-Dry | Com ¦ Com Heat Pump Water Heater (3.75 UEF - 50 Gal) - Fuel Sub - Panel Upgrade - Hot-Dry | SDG&E ¦ Hot-Dry | SDG&E | All | Electric & Gas | HPWH (3.75 UEF - 50 Gal) | Efficient |  |  | 1 | Conventional | WaterHeat | Com - Restaurant | Com | ROB Only | 1 | 1000 sqft2 of floor space | 1000 sqft served | 13 | DEER:Indoor_CFL_Ltg | 6464.7523 | 0 | -779.9876 | SWWH027-05 | 2806.0708 | 2024 | 1382.4189 | 2024 | 3715.192 | -266.1751 | SWWH027-05 | Com Small Gas Water Heaters - Panel Upgrade - Hot-Dry ¦ SDG&E ¦ Hot-Dry | Com Small Gas Water Heaters - Panel Upgrade - Hot-Dry | 0.79319 | 0.453 | 0 | CBSA 2019 | 471.0702 | 2032 | 1 | SWWH027-05
COM-WATERHEAT-FS-PU-15.94 | Com ¦ Com Heat Pump Water Heater (3.75 UEF - 50 Gal) - Fuel Sub - Panel Upgrade - Hot-Dry ¦ SDG&E ¦ Hot-Dry | Com ¦ Com Heat Pump Water Heater (3.75 UEF - 50 Gal) - Fuel Sub - Panel Upgrade - Hot-Dry | SDG&E ¦ Hot-Dry | SDG&E | All | Electric & Gas | HPWH (3.75 UEF - 50 Gal) | Efficient |  |  | 1 | Conventional | WaterHeat | Com - Retail | Com | ROB Only | 1 | 1000 sqft2 of floor space | 1000 sqft served | 13 | DEER:Indoor_CFL_Ltg | 101.1202 | 0 | -11.5052 | SWWH027-05 | 40.1221 | 2024 | 19.7663 | 2024 | 35.4192 | -3.8059 | SWWH027-05 | Com Small Gas Water Heaters - Panel Upgrade - Hot-Dry ¦ SDG&E ¦ Hot-Dry | Com Small Gas Water Heaters - Panel Upgrade - Hot-Dry | 0.40063 | 0.453 | 0 | CBSA 2019 | 21.3235 | 2032 | 1 | SWWH027-05
COM-WATERHEAT-FS-PU-15.95 | Com ¦ Com Heat Pump Water Heater (3.75 UEF - 50 Gal) - Fuel Sub - Panel Upgrade - Hot-Dry ¦ SDG&E ¦ Hot-Dry | Com ¦ Com Heat Pump Water Heater (3.75 UEF - 50 Gal) - Fuel Sub - Panel Upgrade - Hot-Dry | SDG&E ¦ Hot-Dry | SDG&E | All | Electric & Gas | HPWH (3.75 UEF - 50 Gal) | Efficient |  |  | 1 | Conventional | WaterHeat | Com - School | Com | ROB Only | 1 | 1000 sqft2 of floor space | 1000 sqft served | 13 | DEER:Indoor_CFL_Ltg | 536.6058 | 0 | -63.6849 | SWWH027-05 | 330.5005 | 2024 | 162.822 | 2024 | 543.0634 | -31.3502 | SWWH027-05 | Com Small Gas Water Heaters - Panel Upgrade - Hot-Dry ¦ SDG&E ¦ Hot-Dry | Com Small Gas Water Heaters - Panel Upgrade - Hot-Dry | 0.76922 | 0.453 | 0 | CBSA 2019 | 57.1534 | 2032 | 1 | SWWH027-05
COM-WATERHEAT-FS-PU-15.96 | Com ¦ Com Heat Pump Water Heater (3.75 UEF - 50 Gal) - Fuel Sub - Panel Upgrade - Hot-Dry ¦ SDG&E ¦ Hot-Dry | Com ¦ Com Heat Pump Water Heater (3.75 UEF - 50 Gal) - Fuel Sub - Panel Upgrade - Hot-Dry | SDG&E ¦ Hot-Dry | SDG&E | All | Electric & Gas | HPWH (3.75 UEF - 50 Gal) | Efficient |  |  | 1 | Conventional | WaterHeat | Com - Warehouse | Com | ROB Only | 1 | 1000 sqft2 of floor space | 1000 sqft served | 13 | DEER:Indoor_CFL_Ltg | 16.3967 | 0 | -1.8485 | SWWH027-05 | 5.9905 | 2024 | 2.9512 | 2024 | 10.5079 | -0.56824 | SWWH027-05 | Com Small Gas Water Heaters - Panel Upgrade - Hot-Dry ¦ SDG&E ¦ Hot-Dry | Com Small Gas Water Heaters - Panel Upgrade - Hot-Dry | 0.1976 | 0.453 | 0 | CBSA 2019 | 2.8777 | 2032 | 1 | SWWH027-05
COM-WATERHEAT-FS-20.1 | Com ¦ Com Code Large Gas Water Heater (100+ Gal, 200+ kBtuh - 0.80 Et) - Marine ¦ PG&E ¦ Marine | Com ¦ Com Code Large Gas Water Heater (100+ Gal, 200+ kBtuh - 0.80 Et) - Marine | PG&E ¦ Marine | PG&E | All | Electric & Gas | Large gas WH (avg. 100+ gal 0.80 ET, 200+ kBtuh 0.83 ET) | Average Existing and Code |  | 2031 | 1 | Conventional | WaterHeat | Com - College | Com | ROB and NEW | 0 | 1000 sqft2 of floor space | 1000 sqft served | 13 | DEER:Indoor_CFL_Ltg | 0 | 0 | 0 | SWWH028-05 | 88.6522 | 2026 | 69.4703 | 2026 | 0 | 0 | SWWH028-05 | Com Large Gas Water Heaters - Marine ¦ PG&E ¦ Marine | Com Large Gas Water Heaters - Marine | 0.17915 | 0.546 | 1 | CBSA 2019 | 0 | 2012 | 1 | SWWH028-05
COM-WATERHEAT-FS-20.2 | Com ¦ Com Code Large Gas Water Heater (100+ Gal, 200+ kBtuh - 0.80 Et) - Marine ¦ PG&E ¦ Marine | Com ¦ Com Code Large Gas Water Heater (100+ Gal, 200+ kBtuh - 0.80 Et) - Marine | PG&E ¦ Marine | PG&E | All | Electric & Gas | Large gas WH (avg. 100+ gal 0.80 ET, 200+ kBtuh 0.83 ET) | Average Existing and Code |  | 2031 | 1 | Conventional | WaterHeat | Com - Grocery | Com | ROB and NEW | 0 | 1000 sqft2 of floor space | 1000 sqft served | 13 | DEER:Indoor_CFL_Ltg | 0 | 0 | 0 | SWWH028-05 | 73.5638 | 2026 | 57.6467 | 2026 | 0 | 0 | SWWH028-05 | Com Large Gas Water Heaters - Marine ¦ PG&E ¦ Marine | Com Large Gas Water Heaters - Marine | 0.039805 | 0.546 | 1 | CBSA 2019 | 0 | 2012 | 1 | SWWH028-05
COM-WATERHEAT-FS-20.3 | Com ¦ Com Code Large Gas Water Heater (100+ Gal, 200+ kBtuh - 0.80 Et) - Marine ¦ PG&E ¦ Marine | Com ¦ Com Code Large Gas Water Heater (100+ Gal, 200+ kBtuh - 0.80 Et) - Marine | PG&E ¦ Marine | PG&E | All | Electric & Gas | Large gas WH (avg. 100+ gal 0.80 ET, 200+ kBtuh 0.83 ET) | Average Existing and Code |  | 2031 | 1 | Conventional | WaterHeat | Com - Health | Com | ROB and NEW | 0 | 1000 sqft2 of floor space | 1000 sqft served | 13 | DEER:Indoor_CFL_Ltg | 0 | 0 | 0 | SWWH028-05 | 134.2789 | 2026 | 105.2246 | 2026 | 0 | 0 | SWWH028-05 | Com Large Gas Water Heaters - Marine ¦ PG&E ¦ Marine | Com Large Gas Water Heaters - Marine | 0.18279 | 0.546 | 1 | CBSA 2019 | 0 | 2012 | 1 | SWWH028-05
COM-WATERHEAT-FS-20.4 | Com ¦ Com Code Large Gas Water Heater (100+ Gal, 200+ kBtuh - 0.80 Et) - Marine ¦ PG&E ¦ Marine | Com ¦ Com Code Large Gas Water Heater (100+ Gal, 200+ kBtuh - 0.80 Et) - Marine | PG&E ¦ Marine | PG&E | All | Electric & Gas | Large gas WH (avg. 100+ gal 0.80 ET, 200+ kBtuh 0.83 ET) | Average Existing and Code |  | 2031 | 1 | Conventional | WaterHeat | Com - Lodging | Com | ROB and NEW | 0 | 1000 sqft2 of floor space | 1000 sqft served | 13 | DEER:Indoor_CFL_Ltg | 0 | 0 | 0 | SWWH028-05 | 84.4894 | 2026 | 66.2082 | 2026 | 0 | 0 | SWWH028-05 | Com Large Gas Water Heaters - Marine ¦ PG&E ¦ Marine | Com Large Gas Water Heaters - Marine | 0.29635 | 0.546 | 1 | CBSA 2019 | 0 | 2012 | 1 | SWWH028-05
COM-WATERHEAT-FS-20.5 | Com ¦ Com Code Large Gas Water Heater (100+ Gal, 200+ kBtuh - 0.80 Et) - Marine ¦ PG&E ¦ Marine | Com ¦ Com Code Large Gas Water Heater (100+ Gal, 200+ kBtuh - 0.80 Et) - Marine | PG&E ¦ Marine | PG&E | All | Electric & Gas | Large gas WH (avg. 100+ gal 0.80 ET, 200+ kBtuh 0.83 ET) | Average Existing and Code |  | 2031 | 1 | Conventional | WaterHeat | Com - Office (Large) | Com | ROB and NEW | 0 | 1000 sqft2 of floor space | 1000 sqft served | 13 | DEER:Indoor_CFL_Ltg | 0 | 0 | 0 | SWWH028-05 | 27.5864 | 2026 | 21.6175 | 2026 | 0 | 0 | SWWH028-05 | Com Large Gas Water Heaters - Marine ¦ PG&E ¦ Marine | Com Large Gas Water Heaters - Marine | 0.04091 | 0.546 | 1 | CBSA 2019 | 0 | 2012 | 1 | SWWH028-05
COM-WATERHEAT-FS-20.6 | Com ¦ Com Code Large Gas Water Heater (100+ Gal, 200+ kBtuh - 0.80 Et) - Marine ¦ PG&E ¦ Marine | Com ¦ Com Code Large Gas Water Heater (100+ Gal, 200+ kBtuh - 0.80 Et) - Marine | PG&E ¦ Marine | PG&E | All | Electric & Gas | Large gas WH (avg. 100+ gal 0.80 ET, 200+ kBtuh 0.83 ET) | Average Existing and Code |  | 2031 | 1 | Conventional | WaterHeat | Com - Office (Small) | Com | ROB and NEW | 0 | 1000 sqft2 of floor space | 1000 sqft served | 13 | DEER:Indoor_CFL_Ltg | 0 | 0 | 0 | SWWH028-05 | 27.5864 | 2026 | 21.6175 | 2026 | 0 | 0 | SWWH028-05 | Com Large Gas Water Heaters - Marine ¦ PG&E ¦ Marine | Com Large Gas Water Heaters - Marine | 0.04091 | 0.546 | 1 | CBSA 2019 | 0 | 2012 | 1 | SWWH028-05
COM-WATERHEAT-FS-20.7 | Com ¦ Com Code Large Gas Water Heater (100+ Gal, 200+ kBtuh - 0.80 Et) - Marine ¦ PG&E ¦ Marine | Com ¦ Com Code Large Gas Water Heater (100+ Gal, 200+ kBtuh - 0.80 Et) - Marine | PG&E ¦ Marine | PG&E | All | Electric & Gas | Large gas WH (avg. 100+ gal 0.80 ET, 200+ kBtuh 0.83 ET) | Average Existing and Code |  | 2031 | 1 | Conventional | WaterHeat | Com - Other | Com | ROB and NEW | 0 | 1000 sqft2 of floor space | 1000 sqft served | 13 | DEER:Indoor_CFL_Ltg | 0 | 0 | 0 | SWWH028-05 | 228.1549 | 2026 | 178.7885 | 2026 | 0 | 0 | SWWH028-05 | Com Large Gas Water Heaters - Marine ¦ PG&E ¦ Marine | Com Large Gas Water Heaters - Marine | 0.16753 | 0.546 | 1 | CBSA 2019 | 0 | 2012 | 1 | SWWH028-05
COM-WATERHEAT-FS-20.8 | Com ¦ Com Code Large Gas Water Heater (100+ Gal, 200+ kBtuh - 0.80 Et) - Marine ¦ PG&E ¦ Marine | Com ¦ Com Code Large Gas Water Heater (100+ Gal, 200+ kBtuh - 0.80 Et) - Marine | PG&E ¦ Marine | PG&E | All | Electric & Gas | Large gas WH (avg. 100+ gal 0.80 ET, 200+ kBtuh 0.83 ET) | Average Existing and Code |  | 2031 | 1 | Conventional | WaterHeat | Com - Refrig. Warehouse | Com | ROB and NEW | 0 | 1000 sqft2 of floor space | 1000 sqft served | 13 | DEER:Indoor_CFL_Ltg | 0 | 0 | 0 | SWWH028-05 | 12.756 | 2026 | 9.9959 | 2026 | 0 | 0 | SWWH028-05 | Com Large Gas Water Heaters - Marine ¦ PG&E ¦ Marine | Com Large Gas Water Heaters - Marine | 0.095771 | 0.546 | 1 | CBSA 2019 | 0 | 2012 | 1 | SWWH028-05
COM-WATERHEAT-FS-20.9 | Com ¦ Com Code Large Gas Water Heater (100+ Gal, 200+ kBtuh - 0.80 Et) - Marine ¦ PG&E ¦ Marine | Com ¦ Com Code Large Gas Water Heater (100+ Gal, 200+ kBtuh - 0.80 Et) - Marine | PG&E ¦ Marine | PG&E | All | Electric & Gas | Large gas WH (avg. 100+ gal 0.80 ET, 200+ kBtuh 0.83 ET) | Average Existing and Code |  | 2031 | 1 | Conventional | WaterHeat | Com - Restaurant | Com | ROB and NEW | 0 | 1000 sqft2 of floor space | 1000 sqft served | 13 | DEER:Indoor_CFL_Ltg | 0 | 0 | 0 | SWWH028-05 | 1195.0371 | 2026 | 936.4641 | 2026 | 0 | 0 | SWWH028-05 | Com Large Gas Water Heaters - Marine ¦ PG&E ¦ Marine | Com Large Gas Water Heaters - Marine | 0.047202 | 0.546 | 1 | CBSA 2019 | 0 | 2012 | 1 | SWWH028-05
COM-WATERHEAT-FS-20.10 | Com ¦ Com Code Large Gas Water Heater (100+ Gal, 200+ kBtuh - 0.80 Et) - Marine ¦ PG&E ¦ Marine | Com ¦ Com Code Large Gas Water Heater (100+ Gal, 200+ kBtuh - 0.80 Et) - Marine | PG&E ¦ Marine | PG&E | All | Electric & Gas | Large gas WH (avg. 100+ gal 0.80 ET, 200+ kBtuh 0.83 ET) | Average Existing and Code |  | 2031 | 1 | Conventional | WaterHeat | Com - Retail | Com | ROB and NEW | 0 | 1000 sqft2 of floor space | 1000 sqft served | 13 | DEER:Indoor_CFL_Ltg | 0 | 0 | 0 | SWWH028-05 | 17.087 | 2026 | 13.3899 | 2026 | 0 | 0 | SWWH028-05 | Com Large Gas Water Heaters - Marine ¦ PG&E ¦ Marine | Com Large Gas Water Heaters - Marine | 0.004808 | 0.546 | 1 | CBSA 2019 | 0 | 2012 | 1 | SWWH028-05
COM-WATERHEAT-FS-20.11 | Com ¦ Com Code Large Gas Water Heater (100+ Gal, 200+ kBtuh - 0.80 Et) - Marine ¦ PG&E ¦ Marine | Com ¦ Com Code Large Gas Water Heater (100+ Gal, 200+ kBtuh - 0.80 Et) - Marine | PG&E ¦ Marine | PG&E | All | Electric & Gas | Large gas WH (avg. 100+ gal 0.80 ET, 200+ kBtuh 0.83 ET) | Average Existing and Code |  | 2031 | 1 | Conventional | WaterHeat | Com - School | Com | ROB and NEW | 0 | 1000 sqft2 of floor space | 1000 sqft served | 13 | DEER:Indoor_CFL_Ltg | 0 | 0 | 0 | SWWH028-05 | 140.7521 | 2026 | 110.2972 | 2026 | 0 | 0 | SWWH028-05 | Com Large Gas Water Heaters - Marine ¦ PG&E ¦ Marine | Com Large Gas Water Heaters - Marine | 0.072836 | 0.546 | 1 | CBSA 2019 | 0 | 2012 | 1 | SWWH028-05
COM-WATERHEAT-FS-20.12 | Com ¦ Com Code Large Gas Water Heater (100+ Gal, 200+ kBtuh - 0.80 Et) - Marine ¦ PG&E ¦ Marine | Com ¦ Com Code Large Gas Water Heater (100+ Gal, 200+ kBtuh - 0.80 Et) - Marine | PG&E ¦ Marine | PG&E | All | Electric & Gas | Large gas WH (avg. 100+ gal 0.80 ET, 200+ kBtuh 0.83 ET) | Average Existing and Code |  | 2031 | 1 | Conventional | WaterHeat | Com - Warehouse | Com | ROB and NEW | 0 | 1000 sqft2 of floor space | 1000 sqft served | 13 | DEER:Indoor_CFL_Ltg | 0 | 0 | 0 | SWWH028-05 | 2.5512 | 2026 | 1.9992 | 2026 | 0 | 0 | SWWH028-05 | Com Large Gas Water Heaters - Marine ¦ PG&E ¦ Marine | Com Large Gas Water Heaters - Marine | 0.098222 | 0.546 | 1 | CBSA 2019 | 0 | 2012 | 1 | SWWH028-05
COM-WATERHEAT-FS-20.13 | Com ¦ Com Code Large Gas Water Heater (100+ Gal, 200+ kBtuh - 0.80 Et) - Hot-Dry ¦ PG&E ¦ Hot-Dry | Com ¦ Com Code Large Gas Water Heater (100+ Gal, 200+ kBtuh - 0.80 Et) - Hot-Dry | PG&E ¦ Hot-Dry | PG&E | All | Electric & Gas | Large gas WH (avg. 100+ gal 0.80 ET, 200+ kBtuh 0.83 ET) | Average Existing and Code |  | 2031 | 1 | Conventional | WaterHeat | Com - College | Com | ROB and NEW | 0 | 1000 sqft2 of floor space | 1000 sqft served | 13 | DEER:Indoor_CFL_Ltg | 0 | 0 | 0 | SWWH028-05 | 88.6522 | 2026 | 69.4703 | 2026 | 0 | 0 | SWWH028-05 | Com Large Gas Water Heaters - Hot-Dry ¦ PG&E ¦ Hot-Dry | Com Large Gas Water Heaters - Hot-Dry | 0.17915 | 0.546 | 1 | CBSA 2019 | 0 | 2012 | 1 | SWWH028-05
COM-WATERHEAT-FS-20.14 | Com ¦ Com Code Large Gas Water Heater (100+ Gal, 200+ kBtuh - 0.80 Et) - Hot-Dry ¦ PG&E ¦ Hot-Dry | Com ¦ Com Code Large Gas Water Heater (100+ Gal, 200+ kBtuh - 0.80 Et) - Hot-Dry | PG&E ¦ Hot-Dry | PG&E | All | Electric & Gas | Large gas WH (avg. 100+ gal 0.80 ET, 200+ kBtuh 0.83 ET) | Average Existing and Code |  | 2031 | 1 | Conventional | WaterHeat | Com - Grocery | Com | ROB and NEW | 0 | 1000 sqft2 of floor space | 1000 sqft served | 13 | DEER:Indoor_CFL_Ltg | 0 | 0 | 0 | SWWH028-05 | 73.5638 | 2026 | 57.6467 | 2026 | 0 | 0 | SWWH028-05 | Com Large Gas Water Heaters - Hot-Dry ¦ PG&E ¦ Hot-Dry | Com Large Gas Water Heaters - Hot-Dry | 0.039805 | 0.546 | 1 | CBSA 2019 | 0 | 2012 | 1 | SWWH028-05
COM-WATERHEAT-FS-20.15 | Com ¦ Com Code Large Gas Water Heater (100+ Gal, 200+ kBtuh - 0.80 Et) - Hot-Dry ¦ PG&E ¦ Hot-Dry | Com ¦ Com Code Large Gas Water Heater (100+ Gal, 200+ kBtuh - 0.80 Et) - Hot-Dry | PG&E ¦ Hot-Dry | PG&E | All | Electric & Gas | Large gas WH (avg. 100+ gal 0.80 ET, 200+ kBtuh 0.83 ET) | Average Existing and Code |  | 2031 | 1 | Conventional | WaterHeat | Com - Health | Com | ROB and NEW | 0 | 1000 sqft2 of floor space | 1000 sqft served | 13 | DEER:Indoor_CFL_Ltg | 0 | 0 | 0 | SWWH028-05 | 134.2789 | 2026 | 105.2246 | 2026 | 0 | 0 | SWWH028-05 | Com Large Gas Water Heaters - Hot-Dry ¦ PG&E ¦ Hot-Dry | Com Large Gas Water Heaters - Hot-Dry | 0.18279 | 0.546 | 1 | CBSA 2019 | 0 | 2012 | 1 | SWWH028-05
COM-WATERHEAT-FS-20.16 | Com ¦ Com Code Large Gas Water Heater (100+ Gal, 200+ kBtuh - 0.80 Et) - Hot-Dry ¦ PG&E ¦ Hot-Dry | Com ¦ Com Code Large Gas Water Heater (100+ Gal, 200+ kBtuh - 0.80 Et) - Hot-Dry | PG&E ¦ Hot-Dry | PG&E | All | Electric & Gas | Large gas WH (avg. 100+ gal 0.80 ET, 200+ kBtuh 0.83 ET) | Average Existing and Code |  | 2031 | 1 | Conventional | WaterHeat | Com - Lodging | Com | ROB and NEW | 0 | 1000 sqft2 of floor space | 1000 sqft served | 13 | DEER:Indoor_CFL_Ltg | 0 | 0 | 0 | SWWH028-05 | 84.4894 | 2026 | 66.2082 | 2026 | 0 | 0 | SWWH028-05 | Com Large Gas Water Heaters - Hot-Dry ¦ PG&E ¦ Hot-Dry | Com Large Gas Water Heaters - Hot-Dry | 0.29635 | 0.546 | 1 | CBSA 2019 | 0 | 2012 | 1 | SWWH028-05
COM-WATERHEAT-FS-20.17 | Com ¦ Com Code Large Gas Water Heater (100+ Gal, 200+ kBtuh - 0.80 Et) - Hot-Dry ¦ PG&E ¦ Hot-Dry | Com ¦ Com Code Large Gas Water Heater (100+ Gal, 200+ kBtuh - 0.80 Et) - Hot-Dry | PG&E ¦ Hot-Dry | PG&E | All | Electric & Gas | Large gas WH (avg. 100+ gal 0.80 ET, 200+ kBtuh 0.83 ET) | Average Existing and Code |  | 2031 | 1 | Conventional | WaterHeat | Com - Office (Large) | Com | ROB and NEW | 0 | 1000 sqft2 of floor space | 1000 sqft served | 13 | DEER:Indoor_CFL_Ltg | 0 | 0 | 0 | SWWH028-05 | 27.5864 | 2026 | 21.6175 | 2026 | 0 | 0 | SWWH028-05 | Com Large Gas Water Heaters - Hot-Dry ¦ PG&E ¦ Hot-Dry | Com Large Gas Water Heaters - Hot-Dry | 0.04091 | 0.546 | 1 | CBSA 2019 | 0 | 2012 | 1 | SWWH028-05
COM-WATERHEAT-FS-20.18 | Com ¦ Com Code Large Gas Water Heater (100+ Gal, 200+ kBtuh - 0.80 Et) - Hot-Dry ¦ PG&E ¦ Hot-Dry | Com ¦ Com Code Large Gas Water Heater (100+ Gal, 200+ kBtuh - 0.80 Et) - Hot-Dry | PG&E ¦ Hot-Dry | PG&E | All | Electric & Gas | Large gas WH (avg. 100+ gal 0.80 ET, 200+ kBtuh 0.83 ET) | Average Existing and Code |  | 2031 | 1 | Conventional | WaterHeat | Com - Office (Small) | Com | ROB and NEW | 0 | 1000 sqft2 of floor space | 1000 sqft served | 13 | DEER:Indoor_CFL_Ltg | 0 | 0 | 0 | SWWH028-05 | 27.5864 | 2026 | 21.6175 | 2026 | 0 | 0 | SWWH028-05 | Com Large Gas Water Heaters - Hot-Dry ¦ PG&E ¦ Hot-Dry | Com Large Gas Water Heaters - Hot-Dry | 0.04091 | 0.546 | 1 | CBSA 2019 | 0 | 2012 | 1 | SWWH028-05
COM-WATERHEAT-FS-20.19 | Com ¦ Com Code Large Gas Water Heater (100+ Gal, 200+ kBtuh - 0.80 Et) - Hot-Dry ¦ PG&E ¦ Hot-Dry | Com ¦ Com Code Large Gas Water Heater (100+ Gal, 200+ kBtuh - 0.80 Et) - Hot-Dry | PG&E ¦ Hot-Dry | PG&E | All | Electric & Gas | Large gas WH (avg. 100+ gal 0.80 ET, 200+ kBtuh 0.83 ET) | Average Existing and Code |  | 2031 | 1 | Conventional | WaterHeat | Com - Other | Com | ROB and NEW | 0 | 1000 sqft2 of floor space | 1000 sqft served | 13 | DEER:Indoor_CFL_Ltg | 0 | 0 | 0 | SWWH028-05 | 228.1549 | 2026 | 178.7885 | 2026 | 0 | 0 | SWWH028-05 | Com Large Gas Water Heaters - Hot-Dry ¦ PG&E ¦ Hot-Dry | Com Large Gas Water Heaters - Hot-Dry | 0.16753 | 0.546 | 1 | CBSA 2019 | 0 | 2012 | 1 | SWWH028-05
COM-WATERHEAT-FS-20.20 | Com ¦ Com Code Large Gas Water Heater (100+ Gal, 200+ kBtuh - 0.80 Et) - Hot-Dry ¦ PG&E ¦ Hot-Dry | Com ¦ Com Code Large Gas Water Heater (100+ Gal, 200+ kBtuh - 0.80 Et) - Hot-Dry | PG&E ¦ Hot-Dry | PG&E | All | Electric & Gas | Large gas WH (avg. 100+ gal 0.80 ET, 200+ kBtuh 0.83 ET) | Average Existing and Code |  | 2031 | 1 | Conventional | WaterHeat | Com - Refrig. Warehouse | Com | ROB and NEW | 0 | 1000 sqft2 of floor space | 1000 sqft served | 13 | DEER:Indoor_CFL_Ltg | 0 | 0 | 0 | SWWH028-05 | 12.756 | 2026 | 9.9959 | 2026 | 0 | 0 | SWWH028-05 | Com Large Gas Water Heaters - Hot-Dry ¦ PG&E ¦ Hot-Dry | Com Large Gas Water Heaters - Hot-Dry | 0.095771 | 0.546 | 1 | CBSA 2019 | 0 | 2012 | 1 | SWWH028-05
COM-WATERHEAT-FS-20.21 | Com ¦ Com Code Large Gas Water Heater (100+ Gal, 200+ kBtuh - 0.80 Et) - Hot-Dry ¦ PG&E ¦ Hot-Dry | Com ¦ Com Code Large Gas Water Heater (100+ Gal, 200+ kBtuh - 0.80 Et) - Hot-Dry | PG&E ¦ Hot-Dry | PG&E | All | Electric & Gas | Large gas WH (avg. 100+ gal 0.80 ET, 200+ kBtuh 0.83 ET) | Average Existing and Code |  | 2031 | 1 | Conventional | WaterHeat | Com - Restaurant | Com | ROB and NEW | 0 | 1000 sqft2 of floor space | 1000 sqft served | 13 | DEER:Indoor_CFL_Ltg | 0 | 0 | 0 | SWWH028-05 | 1195.0371 | 2026 | 936.4641 | 2026 | 0 | 0 | SWWH028-05 | Com Large Gas Water Heaters - Hot-Dry ¦ PG&E ¦ Hot-Dry | Com Large Gas Water Heaters - Hot-Dry | 0.047202 | 0.546 | 1 | CBSA 2019 | 0 | 2012 | 1 | SWWH028-05
COM-WATERHEAT-FS-20.22 | Com ¦ Com Code Large Gas Water Heater (100+ Gal, 200+ kBtuh - 0.80 Et) - Hot-Dry ¦ PG&E ¦ Hot-Dry | Com ¦ Com Code Large Gas Water Heater (100+ Gal, 200+ kBtuh - 0.80 Et) - Hot-Dry | PG&E ¦ Hot-Dry | PG&E | All | Electric & Gas | Large gas WH (avg. 100+ gal 0.80 ET, 200+ kBtuh 0.83 ET) | Average Existing and Code |  | 2031 | 1 | Conventional | WaterHeat | Com - Retail | Com | ROB and NEW | 0 | 1000 sqft2 of floor space | 1000 sqft served | 13 | DEER:Indoor_CFL_Ltg | 0 | 0 | 0 | SWWH028-05 | 17.087 | 2026 | 13.3899 | 2026 | 0 | 0 | SWWH028-05 | Com Large Gas Water Heaters - Hot-Dry ¦ PG&E ¦ Hot-Dry | Com Large Gas Water Heaters - Hot-Dry | 0.004808 | 0.546 | 1 | CBSA 2019 | 0 | 2012 | 1 | SWWH028-05
COM-WATERHEAT-FS-20.23 | Com ¦ Com Code Large Gas Water Heater (100+ Gal, 200+ kBtuh - 0.80 Et) - Hot-Dry ¦ PG&E ¦ Hot-Dry | Com ¦ Com Code Large Gas Water Heater (100+ Gal, 200+ kBtuh - 0.80 Et) - Hot-Dry | PG&E ¦ Hot-Dry | PG&E | All | Electric & Gas | Large gas WH (avg. 100+ gal 0.80 ET, 200+ kBtuh 0.83 ET) | Average Existing and Code |  | 2031 | 1 | Conventional | WaterHeat | Com - School | Com | ROB and NEW | 0 | 1000 sqft2 of floor space | 1000 sqft served | 13 | DEER:Indoor_CFL_Ltg | 0 | 0 | 0 | SWWH028-05 | 140.7521 | 2026 | 110.2972 | 2026 | 0 | 0 | SWWH028-05 | Com Large Gas Water Heaters - Hot-Dry ¦ PG&E ¦ Hot-Dry | Com Large Gas Water Heaters - Hot-Dry | 0.072836 | 0.546 | 1 | CBSA 2019 | 0 | 2012 | 1 | SWWH028-05
COM-WATERHEAT-FS-20.24 | Com ¦ Com Code Large Gas Water Heater (100+ Gal, 200+ kBtuh - 0.80 Et) - Hot-Dry ¦ PG&E ¦ Hot-Dry | Com ¦ Com Code Large Gas Water Heater (100+ Gal, 200+ kBtuh - 0.80 Et) - Hot-Dry | PG&E ¦ Hot-Dry | PG&E | All | Electric & Gas | Large gas WH (avg. 100+ gal 0.80 ET, 200+ kBtuh 0.83 ET) | Average Existing and Code |  | 2031 | 1 | Conventional | WaterHeat | Com - Warehouse | Com | ROB and NEW | 0 | 1000 sqft2 of floor space | 1000 sqft served | 13 | DEER:Indoor_CFL_Ltg | 0 | 0 | 0 | SWWH028-05 | 2.5512 | 2026 | 1.9992 | 2026 | 0 | 0 | SWWH028-05 | Com Large Gas Water Heaters - Hot-Dry ¦ PG&E ¦ Hot-Dry | Com Large Gas Water Heaters - Hot-Dry | 0.098222 | 0.546 | 1 | CBSA 2019 | 0 | 2012 | 1 | SWWH028-05
COM-WATERHEAT-FS-20.25 | Com ¦ Com Code Large Gas Water Heater (100+ Gal, 200+ kBtuh - 0.80 Et) - Cold ¦ PG&E ¦ Cold | Com ¦ Com Code Large Gas Water Heater (100+ Gal, 200+ kBtuh - 0.80 Et) - Cold | PG&E ¦ Cold | PG&E | All | Electric & Gas | Large gas WH (avg. 100+ gal 0.80 ET, 200+ kBtuh 0.83 ET) | Average Existing and Code |  | 2031 | 1 | Conventional | WaterHeat | Com - College | Com | ROB and NEW | 0 | 1000 sqft2 of floor space | 1000 sqft served | 13 | DEER:Indoor_CFL_Ltg | 0 | 0 | 0 | SWWH028-05 | 88.6522 | 2026 | 69.4703 | 2026 | 0 | 0 | SWWH028-05 | Com Large Gas Water Heaters - Cold ¦ PG&E ¦ Cold | Com Large Gas Water Heaters - Cold | 0.17915 | 0.546 | 1 | CBSA 2019 | 0 | 2012 | 1 | SWWH028-05
COM-WATERHEAT-FS-20.26 | Com ¦ Com Code Large Gas Water Heater (100+ Gal, 200+ kBtuh - 0.80 Et) - Cold ¦ PG&E ¦ Cold | Com ¦ Com Code Large Gas Water Heater (100+ Gal, 200+ kBtuh - 0.80 Et) - Cold | PG&E ¦ Cold | PG&E | All | Electric & Gas | Large gas WH (avg. 100+ gal 0.80 ET, 200+ kBtuh 0.83 ET) | Average Existing and Code |  | 2031 | 1 | Conventional | WaterHeat | Com - Grocery | Com | ROB and NEW | 0 | 1000 sqft2 of floor space | 1000 sqft served | 13 | DEER:Indoor_CFL_Ltg | 0 | 0 | 0 | SWWH028-05 | 73.5638 | 2026 | 57.6467 | 2026 | 0 | 0 | SWWH028-05 | Com Large Gas Water Heaters - Cold ¦ PG&E ¦ Cold | Com Large Gas Water Heaters - Cold | 0.039805 | 0.546 | 1 | CBSA 2019 | 0 | 2012 | 1 | SWWH028-05
COM-WATERHEAT-FS-20.27 | Com ¦ Com Code Large Gas Water Heater (100+ Gal, 200+ kBtuh - 0.80 Et) - Cold ¦ PG&E ¦ Cold | Com ¦ Com Code Large Gas Water Heater (100+ Gal, 200+ kBtuh - 0.80 Et) - Cold | PG&E ¦ Cold | PG&E | All | Electric & Gas | Large gas WH (avg. 100+ gal 0.80 ET, 200+ kBtuh 0.83 ET) | Average Existing and Code |  | 2031 | 1 | Conventional | WaterHeat | Com - Health | Com | ROB and NEW | 0 | 1000 sqft2 of floor space | 1000 sqft served | 13 | DEER:Indoor_CFL_Ltg | 0 | 0 | 0 | SWWH028-05 | 134.2789 | 2026 | 105.2246 | 2026 | 0 | 0 | SWWH028-05 | Com Large Gas Water Heaters - Cold ¦ PG&E ¦ Cold | Com Large Gas Water Heaters - Cold | 0.18279 | 0.546 | 1 | CBSA 2019 | 0 | 2012 | 1 | SWWH028-05
COM-WATERHEAT-FS-20.28 | Com ¦ Com Code Large Gas Water Heater (100+ Gal, 200+ kBtuh - 0.80 Et) - Cold ¦ PG&E ¦ Cold | Com ¦ Com Code Large Gas Water Heater (100+ Gal, 200+ kBtuh - 0.80 Et) - Cold | PG&E ¦ Cold | PG&E | All | Electric & Gas | Large gas WH (avg. 100+ gal 0.80 ET, 200+ kBtuh 0.83 ET) | Average Existing and Code |  | 2031 | 1 | Conventional | WaterHeat | Com - Lodging | Com | ROB and NEW | 0 | 1000 sqft2 of floor space | 1000 sqft served | 13 | DEER:Indoor_CFL_Ltg | 0 | 0 | 0 | SWWH028-05 | 84.4894 | 2026 | 66.2082 | 2026 | 0 | 0 | SWWH028-05 | Com Large Gas Water Heaters - Cold ¦ PG&E ¦ Cold | Com Large Gas Water Heaters - Cold | 0.29635 | 0.546 | 1 | CBSA 2019 | 0 | 2012 | 1 | SWWH028-05
COM-WATERHEAT-FS-20.29 | Com ¦ Com Code Large Gas Water Heater (100+ Gal, 200+ kBtuh - 0.80 Et) - Cold ¦ PG&E ¦ Cold | Com ¦ Com Code Large Gas Water Heater (100+ Gal, 200+ kBtuh - 0.80 Et) - Cold | PG&E ¦ Cold | PG&E | All | Electric & Gas | Large gas WH (avg. 100+ gal 0.80 ET, 200+ kBtuh 0.83 ET) | Average Existing and Code |  | 2031 | 1 | Conventional | WaterHeat | Com - Office (Large) | Com | ROB and NEW | 0 | 1000 sqft2 of floor space | 1000 sqft served | 13 | DEER:Indoor_CFL_Ltg | 0 | 0 | 0 | SWWH028-05 | 27.5864 | 2026 | 21.6175 | 2026 | 0 | 0 | SWWH028-05 | Com Large Gas Water Heaters - Cold ¦ PG&E ¦ Cold | Com Large Gas Water Heaters - Cold | 0.04091 | 0.546 | 1 | CBSA 2019 | 0 | 2012 | 1 | SWWH028-05
COM-WATERHEAT-FS-20.30 | Com ¦ Com Code Large Gas Water Heater (100+ Gal, 200+ kBtuh - 0.80 Et) - Cold ¦ PG&E ¦ Cold | Com ¦ Com Code Large Gas Water Heater (100+ Gal, 200+ kBtuh - 0.80 Et) - Cold | PG&E ¦ Cold | PG&E | All | Electric & Gas | Large gas WH (avg. 100+ gal 0.80 ET, 200+ kBtuh 0.83 ET) | Average Existing and Code |  | 2031 | 1 | Conventional | WaterHeat | Com - Office (Small) | Com | ROB and NEW | 0 | 1000 sqft2 of floor space | 1000 sqft served | 13 | DEER:Indoor_CFL_Ltg | 0 | 0 | 0 | SWWH028-05 | 27.5864 | 2026 | 21.6175 | 2026 | 0 | 0 | SWWH028-05 | Com Large Gas Water Heaters - Cold ¦ PG&E ¦ Cold | Com Large Gas Water Heaters - Cold | 0.04091 | 0.546 | 1 | CBSA 2019 | 0 | 2012 | 1 | SWWH028-05
COM-WATERHEAT-FS-20.31 | Com ¦ Com Code Large Gas Water Heater (100+ Gal, 200+ kBtuh - 0.80 Et) - Cold ¦ PG&E ¦ Cold | Com ¦ Com Code Large Gas Water Heater (100+ Gal, 200+ kBtuh - 0.80 Et) - Cold | PG&E ¦ Cold | PG&E | All | Electric & Gas | Large gas WH (avg. 100+ gal 0.80 ET, 200+ kBtuh 0.83 ET) | Average Existing and Code |  | 2031 | 1 | Conventional | WaterHeat | Com - Other | Com | ROB and NEW | 0 | 1000 sqft2 of floor space | 1000 sqft served | 13 | DEER:Indoor_CFL_Ltg | 0 | 0 | 0 | SWWH028-05 | 228.1549 | 2026 | 178.7885 | 2026 | 0 | 0 | SWWH028-05 | Com Large Gas Water Heaters - Cold ¦ PG&E ¦ Cold | Com Large Gas Water Heaters - Cold | 0.16753 | 0.546 | 1 | CBSA 2019 | 0 | 2012 | 1 | SWWH028-05
COM-WATERHEAT-FS-20.32 | Com ¦ Com Code Large Gas Water Heater (100+ Gal, 200+ kBtuh - 0.80 Et) - Cold ¦ PG&E ¦ Cold | Com ¦ Com Code Large Gas Water Heater (100+ Gal, 200+ kBtuh - 0.80 Et) - Cold | PG&E ¦ Cold | PG&E | All | Electric & Gas | Large gas WH (avg. 100+ gal 0.80 ET, 200+ kBtuh 0.83 ET) | Average Existing and Code |  | 2031 | 1 | Conventional | WaterHeat | Com - Refrig. Warehouse | Com | ROB and NEW | 0 | 1000 sqft2 of floor space | 1000 sqft served | 13 | DEER:Indoor_CFL_Ltg | 0 | 0 | 0 | SWWH028-05 | 12.756 | 2026 | 9.9959 | 2026 | 0 | 0 | SWWH028-05 | Com Large Gas Water Heaters - Cold ¦ PG&E ¦ Cold | Com Large Gas Water Heaters - Cold | 0.095771 | 0.546 | 1 | CBSA 2019 | 0 | 2012 | 1 | SWWH028-05
COM-WATERHEAT-FS-20.33 | Com ¦ Com Code Large Gas Water Heater (100+ Gal, 200+ kBtuh - 0.80 Et) - Cold ¦ PG&E ¦ Cold | Com ¦ Com Code Large Gas Water Heater (100+ Gal, 200+ kBtuh - 0.80 Et) - Cold | PG&E ¦ Cold | PG&E | All | Electric & Gas | Large gas WH (avg. 100+ gal 0.80 ET, 200+ kBtuh 0.83 ET) | Average Existing and Code |  | 2031 | 1 | Conventional | WaterHeat | Com - Restaurant | Com | ROB and NEW | 0 | 1000 sqft2 of floor space | 1000 sqft served | 13 | DEER:Indoor_CFL_Ltg | 0 | 0 | 0 | SWWH028-05 | 1195.0371 | 2026 | 936.4641 | 2026 | 0 | 0 | SWWH028-05 | Com Large Gas Water Heaters - Cold ¦ PG&E ¦ Cold | Com Large Gas Water Heaters - Cold | 0.047202 | 0.546 | 1 | CBSA 2019 | 0 | 2012 | 1 | SWWH028-05
COM-WATERHEAT-FS-20.34 | Com ¦ Com Code Large Gas Water Heater (100+ Gal, 200+ kBtuh - 0.80 Et) - Cold ¦ PG&E ¦ Cold | Com ¦ Com Code Large Gas Water Heater (100+ Gal, 200+ kBtuh - 0.80 Et) - Cold | PG&E ¦ Cold | PG&E | All | Electric & Gas | Large gas WH (avg. 100+ gal 0.80 ET, 200+ kBtuh 0.83 ET) | Average Existing and Code |  | 2031 | 1 | Conventional | WaterHeat | Com - Retail | Com | ROB and NEW | 0 | 1000 sqft2 of floor space | 1000 sqft served | 13 | DEER:Indoor_CFL_Ltg | 0 | 0 | 0 | SWWH028-05 | 17.087 | 2026 | 13.3899 | 2026 | 0 | 0 | SWWH028-05 | Com Large Gas Water Heaters - Cold ¦ PG&E ¦ Cold | Com Large Gas Water Heaters - Cold | 0.004808 | 0.546 | 1 | CBSA 2019 | 0 | 2012 | 1 | SWWH028-05
COM-WATERHEAT-FS-20.35 | Com ¦ Com Code Large Gas Water Heater (100+ Gal, 200+ kBtuh - 0.80 Et) - Cold ¦ PG&E ¦ Cold | Com ¦ Com Code Large Gas Water Heater (100+ Gal, 200+ kBtuh - 0.80 Et) - Cold | PG&E ¦ Cold | PG&E | All | Electric & Gas | Large gas WH (avg. 100+ gal 0.80 ET, 200+ kBtuh 0.83 ET) | Average Existing and Code |  | 2031 | 1 | Conventional | WaterHeat | Com - School | Com | ROB and NEW | 0 | 1000 sqft2 of floor space | 1000 sqft served | 13 | DEER:Indoor_CFL_Ltg | 0 | 0 | 0 | SWWH028-05 | 140.7521 | 2026 | 110.2972 | 2026 | 0 | 0 | SWWH028-05 | Com Large Gas Water Heaters - Cold ¦ PG&E ¦ Cold | Com Large Gas Water Heaters - Cold | 0.072836 | 0.546 | 1 | CBSA 2019 | 0 | 2012 | 1 | SWWH028-05
COM-WATERHEAT-FS-20.36 | Com ¦ Com Code Large Gas Water Heater (100+ Gal, 200+ kBtuh - 0.80 Et) - Cold ¦ PG&E ¦ Cold | Com ¦ Com Code Large Gas Water Heater (100+ Gal, 200+ kBtuh - 0.80 Et) - Cold | PG&E ¦ Cold | PG&E | All | Electric & Gas | Large gas WH (avg. 100+ gal 0.80 ET, 200+ kBtuh 0.83 ET) | Average Existing and Code |  | 2031 | 1 | Conventional | WaterHeat | Com - Warehouse | Com | ROB and NEW | 0 | 1000 sqft2 of floor space | 1000 sqft served | 13 | DEER:Indoor_CFL_Ltg | 0 | 0 | 0 | SWWH028-05 | 2.5512 | 2026 | 1.9992 | 2026 | 0 | 0 | SWWH028-05 | Com Large Gas Water Heaters - Cold ¦ PG&E ¦ Cold | Com Large Gas Water Heaters - Cold | 0.098222 | 0.546 | 1 | CBSA 2019 | 0 | 2012 | 1 | SWWH028-05
COM-WATERHEAT-FS-20.37 | Com ¦ Com Code Large Gas Water Heater (100+ Gal, 200+ kBtuh - 0.80 Et) - Marine ¦ SCG ¦ Marine | Com ¦ Com Code Large Gas Water Heater (100+ Gal, 200+ kBtuh - 0.80 Et) - Marine | SCG ¦ Marine | SCG | All | Electric & Gas | Large gas WH (avg. 100+ gal 0.80 ET, 200+ kBtuh 0.83 ET) | Average Existing and Code |  | 2031 | 1 | Conventional | WaterHeat | Com - College | Com | ROB and NEW | 0 | 1000 sqft2 of floor space | 1000 sqft served | 13 | DEER:Indoor_CFL_Ltg | 0 | 0 | 0 | SWWH028-05 | 88.6522 | 2026 | 69.4703 | 2026 | 0 | 0 | SWWH028-05 | Com Large Gas Water Heaters - Marine ¦ SCG ¦ Marine | Com Large Gas Water Heaters - Marine | 0.17915 | 0.546 | 1 | CBSA 2019 | 0 | 2012 | 1 | SWWH028-05
COM-WATERHEAT-FS-20.38 | Com ¦ Com Code Large Gas Water Heater (100+ Gal, 200+ kBtuh - 0.80 Et) - Marine ¦ SCG ¦ Marine | Com ¦ Com Code Large Gas Water Heater (100+ Gal, 200+ kBtuh - 0.80 Et) - Marine | SCG ¦ Marine | SCG | All | Electric & Gas | Large gas WH (avg. 100+ gal 0.80 ET, 200+ kBtuh 0.83 ET) | Average Existing and Code |  | 2031 | 1 | Conventional | WaterHeat | Com - Grocery | Com | ROB and NEW | 0 | 1000 sqft2 of floor space | 1000 sqft served | 13 | DEER:Indoor_CFL_Ltg | 0 | 0 | 0 | SWWH028-05 | 73.5638 | 2026 | 57.6467 | 2026 | 0 | 0 | SWWH028-05 | Com Large Gas Water Heaters - Marine ¦ SCG ¦ Marine | Com Large Gas Water Heaters - Marine | 0.039805 | 0.546 | 1 | CBSA 2019 | 0 | 2012 | 1 | SWWH028-05
COM-WATERHEAT-FS-20.39 | Com ¦ Com Code Large Gas Water Heater (100+ Gal, 200+ kBtuh - 0.80 Et) - Marine ¦ SCG ¦ Marine | Com ¦ Com Code Large Gas Water Heater (100+ Gal, 200+ kBtuh - 0.80 Et) - Marine | SCG ¦ Marine | SCG | All | Electric & Gas | Large gas WH (avg. 100+ gal 0.80 ET, 200+ kBtuh 0.83 ET) | Average Existing and Code |  | 2031 | 1 | Conventional | WaterHeat | Com - Health | Com | ROB and NEW | 0 | 1000 sqft2 of floor space | 1000 sqft served | 13 | DEER:Indoor_CFL_Ltg | 0 | 0 | 0 | SWWH028-05 | 134.2789 | 2026 | 105.2246 | 2026 | 0 | 0 | SWWH028-05 | Com Large Gas Water Heaters - Marine ¦ SCG ¦ Marine | Com Large Gas Water Heaters - Marine | 0.18279 | 0.546 | 1 | CBSA 2019 | 0 | 2012 | 1 | SWWH028-05
COM-WATERHEAT-FS-20.40 | Com ¦ Com Code Large Gas Water Heater (100+ Gal, 200+ kBtuh - 0.80 Et) - Marine ¦ SCG ¦ Marine | Com ¦ Com Code Large Gas Water Heater (100+ Gal, 200+ kBtuh - 0.80 Et) - Marine | SCG ¦ Marine | SCG | All | Electric & Gas | Large gas WH (avg. 100+ gal 0.80 ET, 200+ kBtuh 0.83 ET) | Average Existing and Code |  | 2031 | 1 | Conventional | WaterHeat | Com - Lodging | Com | ROB and NEW | 0 | 1000 sqft2 of floor space | 1000 sqft served | 13 | DEER:Indoor_CFL_Ltg | 0 | 0 | 0 | SWWH028-05 | 84.4894 | 2026 | 66.2082 | 2026 | 0 | 0 | SWWH028-05 | Com Large Gas Water Heaters - Marine ¦ SCG ¦ Marine | Com Large Gas Water Heaters - Marine | 0.29635 | 0.546 | 1 | CBSA 2019 | 0 | 2012 | 1 | SWWH028-05
COM-WATERHEAT-FS-20.41 | Com ¦ Com Code Large Gas Water Heater (100+ Gal, 200+ kBtuh - 0.80 Et) - Marine ¦ SCG ¦ Marine | Com ¦ Com Code Large Gas Water Heater (100+ Gal, 200+ kBtuh - 0.80 Et) - Marine | SCG ¦ Marine | SCG | All | Electric & Gas | Large gas WH (avg. 100+ gal 0.80 ET, 200+ kBtuh 0.83 ET) | Average Existing and Code |  | 2031 | 1 | Conventional | WaterHeat | Com - Office (Large) | Com | ROB and NEW | 0 | 1000 sqft2 of floor space | 1000 sqft served | 13 | DEER:Indoor_CFL_Ltg | 0 | 0 | 0 | SWWH028-05 | 27.5864 | 2026 | 21.6175 | 2026 | 0 | 0 | SWWH028-05 | Com Large Gas Water Heaters - Marine ¦ SCG ¦ Marine | Com Large Gas Water Heaters - Marine | 0.04091 | 0.546 | 1 | CBSA 2019 | 0 | 2012 | 1 | SWWH028-05
COM-WATERHEAT-FS-20.42 | Com ¦ Com Code Large Gas Water Heater (100+ Gal, 200+ kBtuh - 0.80 Et) - Marine ¦ SCG ¦ Marine | Com ¦ Com Code Large Gas Water Heater (100+ Gal, 200+ kBtuh - 0.80 Et) - Marine | SCG ¦ Marine | SCG | All | Electric & Gas | Large gas WH (avg. 100+ gal 0.80 ET, 200+ kBtuh 0.83 ET) | Average Existing and Code |  | 2031 | 1 | Conventional | WaterHeat | Com - Office (Small) | Com | ROB and NEW | 0 | 1000 sqft2 of floor space | 1000 sqft served | 13 | DEER:Indoor_CFL_Ltg | 0 | 0 | 0 | SWWH028-05 | 27.5864 | 2026 | 21.6175 | 2026 | 0 | 0 | SWWH028-05 | Com Large Gas Water Heaters - Marine ¦ SCG ¦ Marine | Com Large Gas Water Heaters - Marine | 0.04091 | 0.546 | 1 | CBSA 2019 | 0 | 2012 | 1 | SWWH028-05
COM-WATERHEAT-FS-20.43 | Com ¦ Com Code Large Gas Water Heater (100+ Gal, 200+ kBtuh - 0.80 Et) - Marine ¦ SCG ¦ Marine | Com ¦ Com Code Large Gas Water Heater (100+ Gal, 200+ kBtuh - 0.80 Et) - Marine | SCG ¦ Marine | SCG | All | Electric & Gas | Large gas WH (avg. 100+ gal 0.80 ET, 200+ kBtuh 0.83 ET) | Average Existing and Code |  | 2031 | 1 | Conventional | WaterHeat | Com - Other | Com | ROB and NEW | 0 | 1000 sqft2 of floor space | 1000 sqft served | 13 | DEER:Indoor_CFL_Ltg | 0 | 0 | 0 | SWWH028-05 | 228.1549 | 2026 | 178.7885 | 2026 | 0 | 0 | SWWH028-05 | Com Large Gas Water Heaters - Marine ¦ SCG ¦ Marine | Com Large Gas Water Heaters - Marine | 0.16753 | 0.546 | 1 | CBSA 2019 | 0 | 2012 | 1 | SWWH028-05
COM-WATERHEAT-FS-20.44 | Com ¦ Com Code Large Gas Water Heater (100+ Gal, 200+ kBtuh - 0.80 Et) - Marine ¦ SCG ¦ Marine | Com ¦ Com Code Large Gas Water Heater (100+ Gal, 200+ kBtuh - 0.80 Et) - Marine | SCG ¦ Marine | SCG | All | Electric & Gas | Large gas WH (avg. 100+ gal 0.80 ET, 200+ kBtuh 0.83 ET) | Average Existing and Code |  | 2031 | 1 | Conventional | WaterHeat | Com - Refrig. Warehouse | Com | ROB and NEW | 0 | 1000 sqft2 of floor space | 1000 sqft served | 13 | DEER:Indoor_CFL_Ltg | 0 | 0 | 0 | SWWH028-05 | 12.756 | 2026 | 9.9959 | 2026 | 0 | 0 | SWWH028-05 | Com Large Gas Water Heaters - Marine ¦ SCG ¦ Marine | Com Large Gas Water Heaters - Marine | 0.095771 | 0.546 | 1 | CBSA 2019 | 0 | 2012 | 1 | SWWH028-05
COM-WATERHEAT-FS-20.45 | Com ¦ Com Code Large Gas Water Heater (100+ Gal, 200+ kBtuh - 0.80 Et) - Marine ¦ SCG ¦ Marine | Com ¦ Com Code Large Gas Water Heater (100+ Gal, 200+ kBtuh - 0.80 Et) - Marine | SCG ¦ Marine | SCG | All | Electric & Gas | Large gas WH (avg. 100+ gal 0.80 ET, 200+ kBtuh 0.83 ET) | Average Existing and Code |  | 2031 | 1 | Conventional | WaterHeat | Com - Restaurant | Com | ROB and NEW | 0 | 1000 sqft2 of floor space | 1000 sqft served | 13 | DEER:Indoor_CFL_Ltg | 0 | 0 | 0 | SWWH028-05 | 1195.0371 | 2026 | 936.4641 | 2026 | 0 | 0 | SWWH028-05 | Com Large Gas Water Heaters - Marine ¦ SCG ¦ Marine | Com Large Gas Water Heaters - Marine | 0.047202 | 0.546 | 1 | CBSA 2019 | 0 | 2012 | 1 | SWWH028-05
COM-WATERHEAT-FS-20.46 | Com ¦ Com Code Large Gas Water Heater (100+ Gal, 200+ kBtuh - 0.80 Et) - Marine ¦ SCG ¦ Marine | Com ¦ Com Code Large Gas Water Heater (100+ Gal, 200+ kBtuh - 0.80 Et) - Marine | SCG ¦ Marine | SCG | All | Electric & Gas | Large gas WH (avg. 100+ gal 0.80 ET, 200+ kBtuh 0.83 ET) | Average Existing and Code |  | 2031 | 1 | Conventional | WaterHeat | Com - Retail | Com | ROB and NEW | 0 | 1000 sqft2 of floor space | 1000 sqft served | 13 | DEER:Indoor_CFL_Ltg | 0 | 0 | 0 | SWWH028-05 | 17.087 | 2026 | 13.3899 | 2026 | 0 | 0 | SWWH028-05 | Com Large Gas Water Heaters - Marine ¦ SCG ¦ Marine | Com Large Gas Water Heaters - Marine | 0.004808 | 0.546 | 1 | CBSA 2019 | 0 | 2012 | 1 | SWWH028-05
COM-WATERHEAT-FS-20.47 | Com ¦ Com Code Large Gas Water Heater (100+ Gal, 200+ kBtuh - 0.80 Et) - Marine ¦ SCG ¦ Marine | Com ¦ Com Code Large Gas Water Heater (100+ Gal, 200+ kBtuh - 0.80 Et) - Marine | SCG ¦ Marine | SCG | All | Electric & Gas | Large gas WH (avg. 100+ gal 0.80 ET, 200+ kBtuh 0.83 ET) | Average Existing and Code |  | 2031 | 1 | Conventional | WaterHeat | Com - School | Com | ROB and NEW | 0 | 1000 sqft2 of floor space | 1000 sqft served | 13 | DEER:Indoor_CFL_Ltg | 0 | 0 | 0 | SWWH028-05 | 140.7521 | 2026 | 110.2972 | 2026 | 0 | 0 | SWWH028-05 | Com Large Gas Water Heaters - Marine ¦ SCG ¦ Marine | Com Large Gas Water Heaters - Marine | 0.072836 | 0.546 | 1 | CBSA 2019 | 0 | 2012 | 1 | SWWH028-05
COM-WATERHEAT-FS-20.48 | Com ¦ Com Code Large Gas Water Heater (100+ Gal, 200+ kBtuh - 0.80 Et) - Marine ¦ SCG ¦ Marine | Com ¦ Com Code Large Gas Water Heater (100+ Gal, 200+ kBtuh - 0.80 Et) - Marine | SCG ¦ Marine | SCG | All | Electric & Gas | Large gas WH (avg. 100+ gal 0.80 ET, 200+ kBtuh 0.83 ET) | Average Existing and Code |  | 2031 | 1 | Conventional | WaterHeat | Com - Warehouse | Com | ROB and NEW | 0 | 1000 sqft2 of floor space | 1000 sqft served | 13 | DEER:Indoor_CFL_Ltg | 0 | 0 | 0 | SWWH028-05 | 2.5512 | 2026 | 1.9992 | 2026 | 0 | 0 | SWWH028-05 | Com Large Gas Water Heaters - Marine ¦ SCG ¦ Marine | Com Large Gas Water Heaters - Marine | 0.098222 | 0.546 | 1 | CBSA 2019 | 0 | 2012 | 1 | SWWH028-05
COM-WATERHEAT-FS-20.49 | Com ¦ Com Code Large Gas Water Heater (100+ Gal, 200+ kBtuh - 0.80 Et) - Hot-Dry ¦ SCG ¦ Hot-Dry | Com ¦ Com Code Large Gas Water Heater (100+ Gal, 200+ kBtuh - 0.80 Et) - Hot-Dry | SCG ¦ Hot-Dry | SCG | All | Electric & Gas | Large gas WH (avg. 100+ gal 0.80 ET, 200+ kBtuh 0.83 ET) | Average Existing and Code |  | 2031 | 1 | Conventional | WaterHeat | Com - College | Com | ROB and NEW | 0 | 1000 sqft2 of floor space | 1000 sqft served | 13 | DEER:Indoor_CFL_Ltg | 0 | 0 | 0 | SWWH028-05 | 88.6522 | 2026 | 69.4703 | 2026 | 0 | 0 | SWWH028-05 | Com Large Gas Water Heaters - Hot-Dry ¦ SCG ¦ Hot-Dry | Com Large Gas Water Heaters - Hot-Dry | 0.17915 | 0.546 | 1 | CBSA 2019 | 0 | 2012 | 1 | SWWH028-05
COM-WATERHEAT-FS-20.50 | Com ¦ Com Code Large Gas Water Heater (100+ Gal, 200+ kBtuh - 0.80 Et) - Hot-Dry ¦ SCG ¦ Hot-Dry | Com ¦ Com Code Large Gas Water Heater (100+ Gal, 200+ kBtuh - 0.80 Et) - Hot-Dry | SCG ¦ Hot-Dry | SCG | All | Electric & Gas | Large gas WH (avg. 100+ gal 0.80 ET, 200+ kBtuh 0.83 ET) | Average Existing and Code |  | 2031 | 1 | Conventional | WaterHeat | Com - Grocery | Com | ROB and NEW | 0 | 1000 sqft2 of floor space | 1000 sqft served | 13 | DEER:Indoor_CFL_Ltg | 0 | 0 | 0 | SWWH028-05 | 73.5638 | 2026 | 57.6467 | 2026 | 0 | 0 | SWWH028-05 | Com Large Gas Water Heaters - Hot-Dry ¦ SCG ¦ Hot-Dry | Com Large Gas Water Heaters - Hot-Dry | 0.039805 | 0.546 | 1 | CBSA 2019 | 0 | 2012 | 1 | SWWH028-05
COM-WATERHEAT-FS-20.51 | Com ¦ Com Code Large Gas Water Heater (100+ Gal, 200+ kBtuh - 0.80 Et) - Hot-Dry ¦ SCG ¦ Hot-Dry | Com ¦ Com Code Large Gas Water Heater (100+ Gal, 200+ kBtuh - 0.80 Et) - Hot-Dry | SCG ¦ Hot-Dry | SCG | All | Electric & Gas | Large gas WH (avg. 100+ gal 0.80 ET, 200+ kBtuh 0.83 ET) | Average Existing and Code |  | 2031 | 1 | Conventional | WaterHeat | Com - Health | Com | ROB and NEW | 0 | 1000 sqft2 of floor space | 1000 sqft served | 13 | DEER:Indoor_CFL_Ltg | 0 | 0 | 0 | SWWH028-05 | 134.2789 | 2026 | 105.2246 | 2026 | 0 | 0 | SWWH028-05 | Com Large Gas Water Heaters - Hot-Dry ¦ SCG ¦ Hot-Dry | Com Large Gas Water Heaters - Hot-Dry | 0.18279 | 0.546 | 1 | CBSA 2019 | 0 | 2012 | 1 | SWWH028-05
COM-WATERHEAT-FS-20.52 | Com ¦ Com Code Large Gas Water Heater (100+ Gal, 200+ kBtuh - 0.80 Et) - Hot-Dry ¦ SCG ¦ Hot-Dry | Com ¦ Com Code Large Gas Water Heater (100+ Gal, 200+ kBtuh - 0.80 Et) - Hot-Dry | SCG ¦ Hot-Dry | SCG | All | Electric & Gas | Large gas WH (avg. 100+ gal 0.80 ET, 200+ kBtuh 0.83 ET) | Average Existing and Code |  | 2031 | 1 | Conventional | WaterHeat | Com - Lodging | Com | ROB and NEW | 0 | 1000 sqft2 of floor space | 1000 sqft served | 13 | DEER:Indoor_CFL_Ltg | 0 | 0 | 0 | SWWH028-05 | 84.4894 | 2026 | 66.2082 | 2026 | 0 | 0 | SWWH028-05 | Com Large Gas Water Heaters - Hot-Dry ¦ SCG ¦ Hot-Dry | Com Large Gas Water Heaters - Hot-Dry | 0.29635 | 0.546 | 1 | CBSA 2019 | 0 | 2012 | 1 | SWWH028-05
COM-WATERHEAT-FS-20.53 | Com ¦ Com Code Large Gas Water Heater (100+ Gal, 200+ kBtuh - 0.80 Et) - Hot-Dry ¦ SCG ¦ Hot-Dry | Com ¦ Com Code Large Gas Water Heater (100+ Gal, 200+ kBtuh - 0.80 Et) - Hot-Dry | SCG ¦ Hot-Dry | SCG | All | Electric & Gas | Large gas WH (avg. 100+ gal 0.80 ET, 200+ kBtuh 0.83 ET) | Average Existing and Code |  | 2031 | 1 | Conventional | WaterHeat | Com - Office (Large) | Com | ROB and NEW | 0 | 1000 sqft2 of floor space | 1000 sqft served | 13 | DEER:Indoor_CFL_Ltg | 0 | 0 | 0 | SWWH028-05 | 27.5864 | 2026 | 21.6175 | 2026 | 0 | 0 | SWWH028-05 | Com Large Gas Water Heaters - Hot-Dry ¦ SCG ¦ Hot-Dry | Com Large Gas Water Heaters - Hot-Dry | 0.04091 | 0.546 | 1 | CBSA 2019 | 0 | 2012 | 1 | SWWH028-05
COM-WATERHEAT-FS-20.54 | Com ¦ Com Code Large Gas Water Heater (100+ Gal, 200+ kBtuh - 0.80 Et) - Hot-Dry ¦ SCG ¦ Hot-Dry | Com ¦ Com Code Large Gas Water Heater (100+ Gal, 200+ kBtuh - 0.80 Et) - Hot-Dry | SCG ¦ Hot-Dry | SCG | All | Electric & Gas | Large gas WH (avg. 100+ gal 0.80 ET, 200+ kBtuh 0.83 ET) | Average Existing and Code |  | 2031 | 1 | Conventional | WaterHeat | Com - Office (Small) | Com | ROB and NEW | 0 | 1000 sqft2 of floor space | 1000 sqft served | 13 | DEER:Indoor_CFL_Ltg | 0 | 0 | 0 | SWWH028-05 | 27.5864 | 2026 | 21.6175 | 2026 | 0 | 0 | SWWH028-05 | Com Large Gas Water Heaters - Hot-Dry ¦ SCG ¦ Hot-Dry | Com Large Gas Water Heaters - Hot-Dry | 0.04091 | 0.546 | 1 | CBSA 2019 | 0 | 2012 | 1 | SWWH028-05
COM-WATERHEAT-FS-20.55 | Com ¦ Com Code Large Gas Water Heater (100+ Gal, 200+ kBtuh - 0.80 Et) - Hot-Dry ¦ SCG ¦ Hot-Dry | Com ¦ Com Code Large Gas Water Heater (100+ Gal, 200+ kBtuh - 0.80 Et) - Hot-Dry | SCG ¦ Hot-Dry | SCG | All | Electric & Gas | Large gas WH (avg. 100+ gal 0.80 ET, 200+ kBtuh 0.83 ET) | Average Existing and Code |  | 2031 | 1 | Conventional | WaterHeat | Com - Other | Com | ROB and NEW | 0 | 1000 sqft2 of floor space | 1000 sqft served | 13 | DEER:Indoor_CFL_Ltg | 0 | 0 | 0 | SWWH028-05 | 228.1549 | 2026 | 178.7885 | 2026 | 0 | 0 | SWWH028-05 | Com Large Gas Water Heaters - Hot-Dry ¦ SCG ¦ Hot-Dry | Com Large Gas Water Heaters - Hot-Dry | 0.16753 | 0.546 | 1 | CBSA 2019 | 0 | 2012 | 1 | SWWH028-05
COM-WATERHEAT-FS-20.56 | Com ¦ Com Code Large Gas Water Heater (100+ Gal, 200+ kBtuh - 0.80 Et) - Hot-Dry ¦ SCG ¦ Hot-Dry | Com ¦ Com Code Large Gas Water Heater (100+ Gal, 200+ kBtuh - 0.80 Et) - Hot-Dry | SCG ¦ Hot-Dry | SCG | All | Electric & Gas | Large gas WH (avg. 100+ gal 0.80 ET, 200+ kBtuh 0.83 ET) | Average Existing and Code |  | 2031 | 1 | Conventional | WaterHeat | Com - Refrig. Warehouse | Com | ROB and NEW | 0 | 1000 sqft2 of floor space | 1000 sqft served | 13 | DEER:Indoor_CFL_Ltg | 0 | 0 | 0 | SWWH028-05 | 12.756 | 2026 | 9.9959 | 2026 | 0 | 0 | SWWH028-05 | Com Large Gas Water Heaters - Hot-Dry ¦ SCG ¦ Hot-Dry | Com Large Gas Water Heaters - Hot-Dry | 0.095771 | 0.546 | 1 | CBSA 2019 | 0 | 2012 | 1 | SWWH028-05
COM-WATERHEAT-FS-20.57 | Com ¦ Com Code Large Gas Water Heater (100+ Gal, 200+ kBtuh - 0.80 Et) - Hot-Dry ¦ SCG ¦ Hot-Dry | Com ¦ Com Code Large Gas Water Heater (100+ Gal, 200+ kBtuh - 0.80 Et) - Hot-Dry | SCG ¦ Hot-Dry | SCG | All | Electric & Gas | Large gas WH (avg. 100+ gal 0.80 ET, 200+ kBtuh 0.83 ET) | Average Existing and Code |  | 2031 | 1 | Conventional | WaterHeat | Com - Restaurant | Com | ROB and NEW | 0 | 1000 sqft2 of floor space | 1000 sqft served | 13 | DEER:Indoor_CFL_Ltg | 0 | 0 | 0 | SWWH028-05 | 1195.0371 | 2026 | 936.4641 | 2026 | 0 | 0 | SWWH028-05 | Com Large Gas Water Heaters - Hot-Dry ¦ SCG ¦ Hot-Dry | Com Large Gas Water Heaters - Hot-Dry | 0.047202 | 0.546 | 1 | CBSA 2019 | 0 | 2012 | 1 | SWWH028-05
COM-WATERHEAT-FS-20.58 | Com ¦ Com Code Large Gas Water Heater (100+ Gal, 200+ kBtuh - 0.80 Et) - Hot-Dry ¦ SCG ¦ Hot-Dry | Com ¦ Com Code Large Gas Water Heater (100+ Gal, 200+ kBtuh - 0.80 Et) - Hot-Dry | SCG ¦ Hot-Dry | SCG | All | Electric & Gas | Large gas WH (avg. 100+ gal 0.80 ET, 200+ kBtuh 0.83 ET) | Average Existing and Code |  | 2031 | 1 | Conventional | WaterHeat | Com - Retail | Com | ROB and NEW | 0 | 1000 sqft2 of floor space | 1000 sqft served | 13 | DEER:Indoor_CFL_Ltg | 0 | 0 | 0 | SWWH028-05 | 17.087 | 2026 | 13.3899 | 2026 | 0 | 0 | SWWH028-05 | Com Large Gas Water Heaters - Hot-Dry ¦ SCG ¦ Hot-Dry | Com Large Gas Water Heaters - Hot-Dry | 0.004808 | 0.546 | 1 | CBSA 2019 | 0 | 2012 | 1 | SWWH028-05
COM-WATERHEAT-FS-20.59 | Com ¦ Com Code Large Gas Water Heater (100+ Gal, 200+ kBtuh - 0.80 Et) - Hot-Dry ¦ SCG ¦ Hot-Dry | Com ¦ Com Code Large Gas Water Heater (100+ Gal, 200+ kBtuh - 0.80 Et) - Hot-Dry | SCG ¦ Hot-Dry | SCG | All | Electric & Gas | Large gas WH (avg. 100+ gal 0.80 ET, 200+ kBtuh 0.83 ET) | Average Existing and Code |  | 2031 | 1 | Conventional | WaterHeat | Com - School | Com | ROB and NEW | 0 | 1000 sqft2 of floor space | 1000 sqft served | 13 | DEER:Indoor_CFL_Ltg | 0 | 0 | 0 | SWWH028-05 | 140.7521 | 2026 | 110.2972 | 2026 | 0 | 0 | SWWH028-05 | Com Large Gas Water Heaters - Hot-Dry ¦ SCG ¦ Hot-Dry | Com Large Gas Water Heaters - Hot-Dry | 0.072836 | 0.546 | 1 | CBSA 2019 | 0 | 2012 | 1 | SWWH028-05
COM-WATERHEAT-FS-20.60 | Com ¦ Com Code Large Gas Water Heater (100+ Gal, 200+ kBtuh - 0.80 Et) - Hot-Dry ¦ SCG ¦ Hot-Dry | Com ¦ Com Code Large Gas Water Heater (100+ Gal, 200+ kBtuh - 0.80 Et) - Hot-Dry | SCG ¦ Hot-Dry | SCG | All | Electric & Gas | Large gas WH (avg. 100+ gal 0.80 ET, 200+ kBtuh 0.83 ET) | Average Existing and Code |  | 2031 | 1 | Conventional | WaterHeat | Com - Warehouse | Com | ROB and NEW | 0 | 1000 sqft2 of floor space | 1000 sqft served | 13 | DEER:Indoor_CFL_Ltg | 0 | 0 | 0 | SWWH028-05 | 2.5512 | 2026 | 1.9992 | 2026 | 0 | 0 | SWWH028-05 | Com Large Gas Water Heaters - Hot-Dry ¦ SCG ¦ Hot-Dry | Com Large Gas Water Heaters - Hot-Dry | 0.098222 | 0.546 | 1 | CBSA 2019 | 0 | 2012 | 1 | SWWH028-05
COM-WATERHEAT-FS-20.61 | Com ¦ Com Code Large Gas Water Heater (100+ Gal, 200+ kBtuh - 0.80 Et) - Cold ¦ SCG ¦ Cold | Com ¦ Com Code Large Gas Water Heater (100+ Gal, 200+ kBtuh - 0.80 Et) - Cold | SCG ¦ Cold | SCG | All | Electric & Gas | Large gas WH (avg. 100+ gal 0.80 ET, 200+ kBtuh 0.83 ET) | Average Existing and Code |  | 2031 | 1 | Conventional | WaterHeat | Com - College | Com | ROB and NEW | 0 | 1000 sqft2 of floor space | 1000 sqft served | 13 | DEER:Indoor_CFL_Ltg | 0 | 0 | 0 | SWWH028-05 | 88.6522 | 2026 | 69.4703 | 2026 | 0 | 0 | SWWH028-05 | Com Large Gas Water Heaters - Cold ¦ SCG ¦ Cold | Com Large Gas Water Heaters - Cold | 0.17915 | 0.546 | 1 | CBSA 2019 | 0 | 2012 | 1 | SWWH028-05
COM-WATERHEAT-FS-20.62 | Com ¦ Com Code Large Gas Water Heater (100+ Gal, 200+ kBtuh - 0.80 Et) - Cold ¦ SCG ¦ Cold | Com ¦ Com Code Large Gas Water Heater (100+ Gal, 200+ kBtuh - 0.80 Et) - Cold | SCG ¦ Cold | SCG | All | Electric & Gas | Large gas WH (avg. 100+ gal 0.80 ET, 200+ kBtuh 0.83 ET) | Average Existing and Code |  | 2031 | 1 | Conventional | WaterHeat | Com - Grocery | Com | ROB and NEW | 0 | 1000 sqft2 of floor space | 1000 sqft served | 13 | DEER:Indoor_CFL_Ltg | 0 | 0 | 0 | SWWH028-05 | 73.5638 | 2026 | 57.6467 | 2026 | 0 | 0 | SWWH028-05 | Com Large Gas Water Heaters - Cold ¦ SCG ¦ Cold | Com Large Gas Water Heaters - Cold | 0.039805 | 0.546 | 1 | CBSA 2019 | 0 | 2012 | 1 | SWWH028-05
COM-WATERHEAT-FS-20.63 | Com ¦ Com Code Large Gas Water Heater (100+ Gal, 200+ kBtuh - 0.80 Et) - Cold ¦ SCG ¦ Cold | Com ¦ Com Code Large Gas Water Heater (100+ Gal, 200+ kBtuh - 0.80 Et) - Cold | SCG ¦ Cold | SCG | All | Electric & Gas | Large gas WH (avg. 100+ gal 0.80 ET, 200+ kBtuh 0.83 ET) | Average Existing and Code |  | 2031 | 1 | Conventional | WaterHeat | Com - Health | Com | ROB and NEW | 0 | 1000 sqft2 of floor space | 1000 sqft served | 13 | DEER:Indoor_CFL_Ltg | 0 | 0 | 0 | SWWH028-05 | 134.2789 | 2026 | 105.2246 | 2026 | 0 | 0 | SWWH028-05 | Com Large Gas Water Heaters - Cold ¦ SCG ¦ Cold | Com Large Gas Water Heaters - Cold | 0.18279 | 0.546 | 1 | CBSA 2019 | 0 | 2012 | 1 | SWWH028-05
COM-WATERHEAT-FS-20.64 | Com ¦ Com Code Large Gas Water Heater (100+ Gal, 200+ kBtuh - 0.80 Et) - Cold ¦ SCG ¦ Cold | Com ¦ Com Code Large Gas Water Heater (100+ Gal, 200+ kBtuh - 0.80 Et) - Cold | SCG ¦ Cold | SCG | All | Electric & Gas | Large gas WH (avg. 100+ gal 0.80 ET, 200+ kBtuh 0.83 ET) | Average Existing and Code |  | 2031 | 1 | Conventional | WaterHeat | Com - Lodging | Com | ROB and NEW | 0 | 1000 sqft2 of floor space | 1000 sqft served | 13 | DEER:Indoor_CFL_Ltg | 0 | 0 | 0 | SWWH028-05 | 84.4894 | 2026 | 66.2082 | 2026 | 0 | 0 | SWWH028-05 | Com Large Gas Water Heaters - Cold ¦ SCG ¦ Cold | Com Large Gas Water Heaters - Cold | 0.29635 | 0.546 | 1 | CBSA 2019 | 0 | 2012 | 1 | SWWH028-05
COM-WATERHEAT-FS-20.65 | Com ¦ Com Code Large Gas Water Heater (100+ Gal, 200+ kBtuh - 0.80 Et) - Cold ¦ SCG ¦ Cold | Com ¦ Com Code Large Gas Water Heater (100+ Gal, 200+ kBtuh - 0.80 Et) - Cold | SCG ¦ Cold | SCG | All | Electric & Gas | Large gas WH (avg. 100+ gal 0.80 ET, 200+ kBtuh 0.83 ET) | Average Existing and Code |  | 2031 | 1 | Conventional | WaterHeat | Com - Office (Large) | Com | ROB and NEW | 0 | 1000 sqft2 of floor space | 1000 sqft served | 13 | DEER:Indoor_CFL_Ltg | 0 | 0 | 0 | SWWH028-05 | 27.5864 | 2026 | 21.6175 | 2026 | 0 | 0 | SWWH028-05 | Com Large Gas Water Heaters - Cold ¦ SCG ¦ Cold | Com Large Gas Water Heaters - Cold | 0.04091 | 0.546 | 1 | CBSA 2019 | 0 | 2012 | 1 | SWWH028-05
COM-WATERHEAT-FS-20.66 | Com ¦ Com Code Large Gas Water Heater (100+ Gal, 200+ kBtuh - 0.80 Et) - Cold ¦ SCG ¦ Cold | Com ¦ Com Code Large Gas Water Heater (100+ Gal, 200+ kBtuh - 0.80 Et) - Cold | SCG ¦ Cold | SCG | All | Electric & Gas | Large gas WH (avg. 100+ gal 0.80 ET, 200+ kBtuh 0.83 ET) | Average Existing and Code |  | 2031 | 1 | Conventional | WaterHeat | Com - Office (Small) | Com | ROB and NEW | 0 | 1000 sqft2 of floor space | 1000 sqft served | 13 | DEER:Indoor_CFL_Ltg | 0 | 0 | 0 | SWWH028-05 | 27.5864 | 2026 | 21.6175 | 2026 | 0 | 0 | SWWH028-05 | Com Large Gas Water Heaters - Cold ¦ SCG ¦ Cold | Com Large Gas Water Heaters - Cold | 0.04091 | 0.546 | 1 | CBSA 2019 | 0 | 2012 | 1 | SWWH028-05
COM-WATERHEAT-FS-20.67 | Com ¦ Com Code Large Gas Water Heater (100+ Gal, 200+ kBtuh - 0.80 Et) - Cold ¦ SCG ¦ Cold | Com ¦ Com Code Large Gas Water Heater (100+ Gal, 200+ kBtuh - 0.80 Et) - Cold | SCG ¦ Cold | SCG | All | Electric & Gas | Large gas WH (avg. 100+ gal 0.80 ET, 200+ kBtuh 0.83 ET) | Average Existing and Code |  | 2031 | 1 | Conventional | WaterHeat | Com - Other | Com | ROB and NEW | 0 | 1000 sqft2 of floor space | 1000 sqft served | 13 | DEER:Indoor_CFL_Ltg | 0 | 0 | 0 | SWWH028-05 | 228.1549 | 2026 | 178.7885 | 2026 | 0 | 0 | SWWH028-05 | Com Large Gas Water Heaters - Cold ¦ SCG ¦ Cold | Com Large Gas Water Heaters - Cold | 0.16753 | 0.546 | 1 | CBSA 2019 | 0 | 2012 | 1 | SWWH028-05
COM-WATERHEAT-FS-20.68 | Com ¦ Com Code Large Gas Water Heater (100+ Gal, 200+ kBtuh - 0.80 Et) - Cold ¦ SCG ¦ Cold | Com ¦ Com Code Large Gas Water Heater (100+ Gal, 200+ kBtuh - 0.80 Et) - Cold | SCG ¦ Cold | SCG | All | Electric & Gas | Large gas WH (avg. 100+ gal 0.80 ET, 200+ kBtuh 0.83 ET) | Average Existing and Code |  | 2031 | 1 | Conventional | WaterHeat | Com - Refrig. Warehouse | Com | ROB and NEW | 0 | 1000 sqft2 of floor space | 1000 sqft served | 13 | DEER:Indoor_CFL_Ltg | 0 | 0 | 0 | SWWH028-05 | 12.756 | 2026 | 9.9959 | 2026 | 0 | 0 | SWWH028-05 | Com Large Gas Water Heaters - Cold ¦ SCG ¦ Cold | Com Large Gas Water Heaters - Cold | 0.095771 | 0.546 | 1 | CBSA 2019 | 0 | 2012 | 1 | SWWH028-05
COM-WATERHEAT-FS-20.69 | Com ¦ Com Code Large Gas Water Heater (100+ Gal, 200+ kBtuh - 0.80 Et) - Cold ¦ SCG ¦ Cold | Com ¦ Com Code Large Gas Water Heater (100+ Gal, 200+ kBtuh - 0.80 Et) - Cold | SCG ¦ Cold | SCG | All | Electric & Gas | Large gas WH (avg. 100+ gal 0.80 ET, 200+ kBtuh 0.83 ET) | Average Existing and Code |  | 2031 | 1 | Conventional | WaterHeat | Com - Restaurant | Com | ROB and NEW | 0 | 1000 sqft2 of floor space | 1000 sqft served | 13 | DEER:Indoor_CFL_Ltg | 0 | 0 | 0 | SWWH028-05 | 1195.0371 | 2026 | 936.4641 | 2026 | 0 | 0 | SWWH028-05 | Com Large Gas Water Heaters - Cold ¦ SCG ¦ Cold | Com Large Gas Water Heaters - Cold | 0.047202 | 0.546 | 1 | CBSA 2019 | 0 | 2012 | 1 | SWWH028-05
COM-WATERHEAT-FS-20.70 | Com ¦ Com Code Large Gas Water Heater (100+ Gal, 200+ kBtuh - 0.80 Et) - Cold ¦ SCG ¦ Cold | Com ¦ Com Code Large Gas Water Heater (100+ Gal, 200+ kBtuh - 0.80 Et) - Cold | SCG ¦ Cold | SCG | All | Electric & Gas | Large gas WH (avg. 100+ gal 0.80 ET, 200+ kBtuh 0.83 ET) | Average Existing and Code |  | 2031 | 1 | Conventional | WaterHeat | Com - Retail | Com | ROB and NEW | 0 | 1000 sqft2 of floor space | 1000 sqft served | 13 | DEER:Indoor_CFL_Ltg | 0 | 0 | 0 | SWWH028-05 | 17.087 | 2026 | 13.3899 | 2026 | 0 | 0 | SWWH028-05 | Com Large Gas Water Heaters - Cold ¦ SCG ¦ Cold | Com Large Gas Water Heaters - Cold | 0.004808 | 0.546 | 1 | CBSA 2019 | 0 | 2012 | 1 | SWWH028-05
COM-WATERHEAT-FS-20.71 | Com ¦ Com Code Large Gas Water Heater (100+ Gal, 200+ kBtuh - 0.80 Et) - Cold ¦ SCG ¦ Cold | Com ¦ Com Code Large Gas Water Heater (100+ Gal, 200+ kBtuh - 0.80 Et) - Cold | SCG ¦ Cold | SCG | All | Electric & Gas | Large gas WH (avg. 100+ gal 0.80 ET, 200+ kBtuh 0.83 ET) | Average Existing and Code |  | 2031 | 1 | Conventional | WaterHeat | Com - School | Com | ROB and NEW | 0 | 1000 sqft2 of floor space | 1000 sqft served | 13 | DEER:Indoor_CFL_Ltg | 0 | 0 | 0 | SWWH028-05 | 140.7521 | 2026 | 110.2972 | 2026 | 0 | 0 | SWWH028-05 | Com Large Gas Water Heaters - Cold ¦ SCG ¦ Cold | Com Large Gas Water Heaters - Cold | 0.072836 | 0.546 | 1 | CBSA 2019 | 0 | 2012 | 1 | SWWH028-05
COM-WATERHEAT-FS-20.72 | Com ¦ Com Code Large Gas Water Heater (100+ Gal, 200+ kBtuh - 0.80 Et) - Cold ¦ SCG ¦ Cold | Com ¦ Com Code Large Gas Water Heater (100+ Gal, 200+ kBtuh - 0.80 Et) - Cold | SCG ¦ Cold | SCG | All | Electric & Gas | Large gas WH (avg. 100+ gal 0.80 ET, 200+ kBtuh 0.83 ET) | Average Existing and Code |  | 2031 | 1 | Conventional | WaterHeat | Com - Warehouse | Com | ROB and NEW | 0 | 1000 sqft2 of floor space | 1000 sqft served | 13 | DEER:Indoor_CFL_Ltg | 0 | 0 | 0 | SWWH028-05 | 2.5512 | 2026 | 1.9992 | 2026 | 0 | 0 | SWWH028-05 | Com Large Gas Water Heaters - Cold ¦ SCG ¦ Cold | Com Large Gas Water Heaters - Cold | 0.098222 | 0.546 | 1 | CBSA 2019 | 0 | 2012 | 1 | SWWH028-05
COM-WATERHEAT-FS-20.73 | Com ¦ Com Code Large Gas Water Heater (100+ Gal, 200+ kBtuh - 0.80 Et) - Marine ¦ SDG&E ¦ Marine | Com ¦ Com Code Large Gas Water Heater (100+ Gal, 200+ kBtuh - 0.80 Et) - Marine | SDG&E ¦ Marine | SDG&E | All | Electric & Gas | Large gas WH (avg. 100+ gal 0.80 ET, 200+ kBtuh 0.83 ET) | Average Existing and Code |  | 2031 | 1 | Conventional | WaterHeat | Com - College | Com | ROB and NEW | 0 | 1000 sqft2 of floor space | 1000 sqft served | 13 | DEER:Indoor_CFL_Ltg | 0 | 0 | 0 | SWWH028-05 | 88.6522 | 2026 | 69.4703 | 2026 | 0 | 0 | SWWH028-05 | Com Large Gas Water Heaters - Marine ¦ SDG&E ¦ Marine | Com Large Gas Water Heaters - Marine | 0.17915 | 0.546 | 1 | CBSA 2019 | 0 | 2012 | 1 | SWWH028-05
COM-WATERHEAT-FS-20.74 | Com ¦ Com Code Large Gas Water Heater (100+ Gal, 200+ kBtuh - 0.80 Et) - Marine ¦ SDG&E ¦ Marine | Com ¦ Com Code Large Gas Water Heater (100+ Gal, 200+ kBtuh - 0.80 Et) - Marine | SDG&E ¦ Marine | SDG&E | All | Electric & Gas | Large gas WH (avg. 100+ gal 0.80 ET, 200+ kBtuh 0.83 ET) | Average Existing and Code |  | 2031 | 1 | Conventional | WaterHeat | Com - Grocery | Com | ROB and NEW | 0 | 1000 sqft2 of floor space | 1000 sqft served | 13 | DEER:Indoor_CFL_Ltg | 0 | 0 | 0 | SWWH028-05 | 73.5638 | 2026 | 57.6467 | 2026 | 0 | 0 | SWWH028-05 | Com Large Gas Water Heaters - Marine ¦ SDG&E ¦ Marine | Com Large Gas Water Heaters - Marine | 0.039805 | 0.546 | 1 | CBSA 2019 | 0 | 2012 | 1 | SWWH028-05
COM-WATERHEAT-FS-20.75 | Com ¦ Com Code Large Gas Water Heater (100+ Gal, 200+ kBtuh - 0.80 Et) - Marine ¦ SDG&E ¦ Marine | Com ¦ Com Code Large Gas Water Heater (100+ Gal, 200+ kBtuh - 0.80 Et) - Marine | SDG&E ¦ Marine | SDG&E | All | Electric & Gas | Large gas WH (avg. 100+ gal 0.80 ET, 200+ kBtuh 0.83 ET) | Average Existing and Code |  | 2031 | 1 | Conventional | WaterHeat | Com - Health | Com | ROB and NEW | 0 | 1000 sqft2 of floor space | 1000 sqft served | 13 | DEER:Indoor_CFL_Ltg | 0 | 0 | 0 | SWWH028-05 | 134.2789 | 2026 | 105.2246 | 2026 | 0 | 0 | SWWH028-05 | Com Large Gas Water Heaters - Marine ¦ SDG&E ¦ Marine | Com Large Gas Water Heaters - Marine | 0.18279 | 0.546 | 1 | CBSA 2019 | 0 | 2012 | 1 | SWWH028-05
COM-WATERHEAT-FS-20.76 | Com ¦ Com Code Large Gas Water Heater (100+ Gal, 200+ kBtuh - 0.80 Et) - Marine ¦ SDG&E ¦ Marine | Com ¦ Com Code Large Gas Water Heater (100+ Gal, 200+ kBtuh - 0.80 Et) - Marine | SDG&E ¦ Marine | SDG&E | All | Electric & Gas | Large gas WH (avg. 100+ gal 0.80 ET, 200+ kBtuh 0.83 ET) | Average Existing and Code |  | 2031 | 1 | Conventional | WaterHeat | Com - Lodging | Com | ROB and NEW | 0 | 1000 sqft2 of floor space | 1000 sqft served | 13 | DEER:Indoor_CFL_Ltg | 0 | 0 | 0 | SWWH028-05 | 84.4894 | 2026 | 66.2082 | 2026 | 0 | 0 | SWWH028-05 | Com Large Gas Water Heaters - Marine ¦ SDG&E ¦ Marine | Com Large Gas Water Heaters - Marine | 0.29635 | 0.546 | 1 | CBSA 2019 | 0 | 2012 | 1 | SWWH028-05
COM-WATERHEAT-FS-20.77 | Com ¦ Com Code Large Gas Water Heater (100+ Gal, 200+ kBtuh - 0.80 Et) - Marine ¦ SDG&E ¦ Marine | Com ¦ Com Code Large Gas Water Heater (100+ Gal, 200+ kBtuh - 0.80 Et) - Marine | SDG&E ¦ Marine | SDG&E | All | Electric & Gas | Large gas WH (avg. 100+ gal 0.80 ET, 200+ kBtuh 0.83 ET) | Average Existing and Code |  | 2031 | 1 | Conventional | WaterHeat | Com - Office (Large) | Com | ROB and NEW | 0 | 1000 sqft2 of floor space | 1000 sqft served | 13 | DEER:Indoor_CFL_Ltg | 0 | 0 | 0 | SWWH028-05 | 27.5864 | 2026 | 21.6175 | 2026 | 0 | 0 | SWWH028-05 | Com Large Gas Water Heaters - Marine ¦ SDG&E ¦ Marine | Com Large Gas Water Heaters - Marine | 0.04091 | 0.546 | 1 | CBSA 2019 | 0 | 2012 | 1 | SWWH028-05
COM-WATERHEAT-FS-20.78 | Com ¦ Com Code Large Gas Water Heater (100+ Gal, 200+ kBtuh - 0.80 Et) - Marine ¦ SDG&E ¦ Marine | Com ¦ Com Code Large Gas Water Heater (100+ Gal, 200+ kBtuh - 0.80 Et) - Marine | SDG&E ¦ Marine | SDG&E | All | Electric & Gas | Large gas WH (avg. 100+ gal 0.80 ET, 200+ kBtuh 0.83 ET) | Average Existing and Code |  | 2031 | 1 | Conventional | WaterHeat | Com - Office (Small) | Com | ROB and NEW | 0 | 1000 sqft2 of floor space | 1000 sqft served | 13 | DEER:Indoor_CFL_Ltg | 0 | 0 | 0 | SWWH028-05 | 27.5864 | 2026 | 21.6175 | 2026 | 0 | 0 | SWWH028-05 | Com Large Gas Water Heaters - Marine ¦ SDG&E ¦ Marine | Com Large Gas Water Heaters - Marine | 0.04091 | 0.546 | 1 | CBSA 2019 | 0 | 2012 | 1 | SWWH028-05
COM-WATERHEAT-FS-20.79 | Com ¦ Com Code Large Gas Water Heater (100+ Gal, 200+ kBtuh - 0.80 Et) - Marine ¦ SDG&E ¦ Marine | Com ¦ Com Code Large Gas Water Heater (100+ Gal, 200+ kBtuh - 0.80 Et) - Marine | SDG&E ¦ Marine | SDG&E | All | Electric & Gas | Large gas WH (avg. 100+ gal 0.80 ET, 200+ kBtuh 0.83 ET) | Average Existing and Code |  | 2031 | 1 | Conventional | WaterHeat | Com - Other | Com | ROB and NEW | 0 | 1000 sqft2 of floor space | 1000 sqft served | 13 | DEER:Indoor_CFL_Ltg | 0 | 0 | 0 | SWWH028-05 | 228.1549 | 2026 | 178.7885 | 2026 | 0 | 0 | SWWH028-05 | Com Large Gas Water Heaters - Marine ¦ SDG&E ¦ Marine | Com Large Gas Water Heaters - Marine | 0.16753 | 0.546 | 1 | CBSA 2019 | 0 | 2012 | 1 | SWWH028-05
COM-WATERHEAT-FS-20.80 | Com ¦ Com Code Large Gas Water Heater (100+ Gal, 200+ kBtuh - 0.80 Et) - Marine ¦ SDG&E ¦ Marine | Com ¦ Com Code Large Gas Water Heater (100+ Gal, 200+ kBtuh - 0.80 Et) - Marine | SDG&E ¦ Marine | SDG&E | All | Electric & Gas | Large gas WH (avg. 100+ gal 0.80 ET, 200+ kBtuh 0.83 ET) | Average Existing and Code |  | 2031 | 1 | Conventional | WaterHeat | Com - Refrig. Warehouse | Com | ROB and NEW | 0 | 1000 sqft2 of floor space | 1000 sqft served | 13 | DEER:Indoor_CFL_Ltg | 0 | 0 | 0 | SWWH028-05 | 12.756 | 2026 | 9.9959 | 2026 | 0 | 0 | SWWH028-05 | Com Large Gas Water Heaters - Marine ¦ SDG&E ¦ Marine | Com Large Gas Water Heaters - Marine | 0.095771 | 0.546 | 1 | CBSA 2019 | 0 | 2012 | 1 | SWWH028-05
COM-WATERHEAT-FS-20.81 | Com ¦ Com Code Large Gas Water Heater (100+ Gal, 200+ kBtuh - 0.80 Et) - Marine ¦ SDG&E ¦ Marine | Com ¦ Com Code Large Gas Water Heater (100+ Gal, 200+ kBtuh - 0.80 Et) - Marine | SDG&E ¦ Marine | SDG&E | All | Electric & Gas | Large gas WH (avg. 100+ gal 0.80 ET, 200+ kBtuh 0.83 ET) | Average Existing and Code |  | 2031 | 1 | Conventional | WaterHeat | Com - Restaurant | Com | ROB and NEW | 0 | 1000 sqft2 of floor space | 1000 sqft served | 13 | DEER:Indoor_CFL_Ltg | 0 | 0 | 0 | SWWH028-05 | 1195.0371 | 2026 | 936.4641 | 2026 | 0 | 0 | SWWH028-05 | Com Large Gas Water Heaters - Marine ¦ SDG&E ¦ Marine | Com Large Gas Water Heaters - Marine | 0.047202 | 0.546 | 1 | CBSA 2019 | 0 | 2012 | 1 | SWWH028-05
COM-WATERHEAT-FS-20.82 | Com ¦ Com Code Large Gas Water Heater (100+ Gal, 200+ kBtuh - 0.80 Et) - Marine ¦ SDG&E ¦ Marine | Com ¦ Com Code Large Gas Water Heater (100+ Gal, 200+ kBtuh - 0.80 Et) - Marine | SDG&E ¦ Marine | SDG&E | All | Electric & Gas | Large gas WH (avg. 100+ gal 0.80 ET, 200+ kBtuh 0.83 ET) | Average Existing and Code |  | 2031 | 1 | Conventional | WaterHeat | Com - Retail | Com | ROB and NEW | 0 | 1000 sqft2 of floor space | 1000 sqft served | 13 | DEER:Indoor_CFL_Ltg | 0 | 0 | 0 | SWWH028-05 | 17.087 | 2026 | 13.3899 | 2026 | 0 | 0 | SWWH028-05 | Com Large Gas Water Heaters - Marine ¦ SDG&E ¦ Marine | Com Large Gas Water Heaters - Marine | 0.004808 | 0.546 | 1 | CBSA 2019 | 0 | 2012 | 1 | SWWH028-05
COM-WATERHEAT-FS-20.83 | Com ¦ Com Code Large Gas Water Heater (100+ Gal, 200+ kBtuh - 0.80 Et) - Marine ¦ SDG&E ¦ Marine | Com ¦ Com Code Large Gas Water Heater (100+ Gal, 200+ kBtuh - 0.80 Et) - Marine | SDG&E ¦ Marine | SDG&E | All | Electric & Gas | Large gas WH (avg. 100+ gal 0.80 ET, 200+ kBtuh 0.83 ET) | Average Existing and Code |  | 2031 | 1 | Conventional | WaterHeat | Com - School | Com | ROB and NEW | 0 | 1000 sqft2 of floor space | 1000 sqft served | 13 | DEER:Indoor_CFL_Ltg | 0 | 0 | 0 | SWWH028-05 | 140.7521 | 2026 | 110.2972 | 2026 | 0 | 0 | SWWH028-05 | Com Large Gas Water Heaters - Marine ¦ SDG&E ¦ Marine | Com Large Gas Water Heaters - Marine | 0.072836 | 0.546 | 1 | CBSA 2019 | 0 | 2012 | 1 | SWWH028-05
COM-WATERHEAT-FS-20.84 | Com ¦ Com Code Large Gas Water Heater (100+ Gal, 200+ kBtuh - 0.80 Et) - Marine ¦ SDG&E ¦ Marine | Com ¦ Com Code Large Gas Water Heater (100+ Gal, 200+ kBtuh - 0.80 Et) - Marine | SDG&E ¦ Marine | SDG&E | All | Electric & Gas | Large gas WH (avg. 100+ gal 0.80 ET, 200+ kBtuh 0.83 ET) | Average Existing and Code |  | 2031 | 1 | Conventional | WaterHeat | Com - Warehouse | Com | ROB and NEW | 0 | 1000 sqft2 of floor space | 1000 sqft served | 13 | DEER:Indoor_CFL_Ltg | 0 | 0 | 0 | SWWH028-05 | 2.5512 | 2026 | 1.9992 | 2026 | 0 | 0 | SWWH028-05 | Com Large Gas Water Heaters - Marine ¦ SDG&E ¦ Marine | Com Large Gas Water Heaters - Marine | 0.098222 | 0.546 | 1 | CBSA 2019 | 0 | 2012 | 1 | SWWH028-05
COM-WATERHEAT-FS-20.85 | Com ¦ Com Code Large Gas Water Heater (100+ Gal, 200+ kBtuh - 0.80 Et) - Hot-Dry ¦ SDG&E ¦ Hot-Dry | Com ¦ Com Code Large Gas Water Heater (100+ Gal, 200+ kBtuh - 0.80 Et) - Hot-Dry | SDG&E ¦ Hot-Dry | SDG&E | All | Electric & Gas | Large gas WH (avg. 100+ gal 0.80 ET, 200+ kBtuh 0.83 ET) | Average Existing and Code |  | 2031 | 1 | Conventional | WaterHeat | Com - College | Com | ROB and NEW | 0 | 1000 sqft2 of floor space | 1000 sqft served | 13 | DEER:Indoor_CFL_Ltg | 0 | 0 | 0 | SWWH028-05 | 88.6522 | 2026 | 69.4703 | 2026 | 0 | 0 | SWWH028-05 | Com Large Gas Water Heaters - Hot-Dry ¦ SDG&E ¦ Hot-Dry | Com Large Gas Water Heaters - Hot-Dry | 0.17915 | 0.546 | 1 | CBSA 2019 | 0 | 2012 | 1 | SWWH028-05
COM-WATERHEAT-FS-20.86 | Com ¦ Com Code Large Gas Water Heater (100+ Gal, 200+ kBtuh - 0.80 Et) - Hot-Dry ¦ SDG&E ¦ Hot-Dry | Com ¦ Com Code Large Gas Water Heater (100+ Gal, 200+ kBtuh - 0.80 Et) - Hot-Dry | SDG&E ¦ Hot-Dry | SDG&E | All | Electric & Gas | Large gas WH (avg. 100+ gal 0.80 ET, 200+ kBtuh 0.83 ET) | Average Existing and Code |  | 2031 | 1 | Conventional | WaterHeat | Com - Grocery | Com | ROB and NEW | 0 | 1000 sqft2 of floor space | 1000 sqft served | 13 | DEER:Indoor_CFL_Ltg | 0 | 0 | 0 | SWWH028-05 | 73.5638 | 2026 | 57.6467 | 2026 | 0 | 0 | SWWH028-05 | Com Large Gas Water Heaters - Hot-Dry ¦ SDG&E ¦ Hot-Dry | Com Large Gas Water Heaters - Hot-Dry | 0.039805 | 0.546 | 1 | CBSA 2019 | 0 | 2012 | 1 | SWWH028-05
COM-WATERHEAT-FS-20.87 | Com ¦ Com Code Large Gas Water Heater (100+ Gal, 200+ kBtuh - 0.80 Et) - Hot-Dry ¦ SDG&E ¦ Hot-Dry | Com ¦ Com Code Large Gas Water Heater (100+ Gal, 200+ kBtuh - 0.80 Et) - Hot-Dry | SDG&E ¦ Hot-Dry | SDG&E | All | Electric & Gas | Large gas WH (avg. 100+ gal 0.80 ET, 200+ kBtuh 0.83 ET) | Average Existing and Code |  | 2031 | 1 | Conventional | WaterHeat | Com - Health | Com | ROB and NEW | 0 | 1000 sqft2 of floor space | 1000 sqft served | 13 | DEER:Indoor_CFL_Ltg | 0 | 0 | 0 | SWWH028-05 | 134.2789 | 2026 | 105.2246 | 2026 | 0 | 0 | SWWH028-05 | Com Large Gas Water Heaters - Hot-Dry ¦ SDG&E ¦ Hot-Dry | Com Large Gas Water Heaters - Hot-Dry | 0.18279 | 0.546 | 1 | CBSA 2019 | 0 | 2012 | 1 | SWWH028-05
COM-WATERHEAT-FS-20.88 | Com ¦ Com Code Large Gas Water Heater (100+ Gal, 200+ kBtuh - 0.80 Et) - Hot-Dry ¦ SDG&E ¦ Hot-Dry | Com ¦ Com Code Large Gas Water Heater (100+ Gal, 200+ kBtuh - 0.80 Et) - Hot-Dry | SDG&E ¦ Hot-Dry | SDG&E | All | Electric & Gas | Large gas WH (avg. 100+ gal 0.80 ET, 200+ kBtuh 0.83 ET) | Average Existing and Code |  | 2031 | 1 | Conventional | WaterHeat | Com - Lodging | Com | ROB and NEW | 0 | 1000 sqft2 of floor space | 1000 sqft served | 13 | DEER:Indoor_CFL_Ltg | 0 | 0 | 0 | SWWH028-05 | 84.4894 | 2026 | 66.2082 | 2026 | 0 | 0 | SWWH028-05 | Com Large Gas Water Heaters - Hot-Dry ¦ SDG&E ¦ Hot-Dry | Com Large Gas Water Heaters - Hot-Dry | 0.29635 | 0.546 | 1 | CBSA 2019 | 0 | 2012 | 1 | SWWH028-05
COM-WATERHEAT-FS-20.89 | Com ¦ Com Code Large Gas Water Heater (100+ Gal, 200+ kBtuh - 0.80 Et) - Hot-Dry ¦ SDG&E ¦ Hot-Dry | Com ¦ Com Code Large Gas Water Heater (100+ Gal, 200+ kBtuh - 0.80 Et) - Hot-Dry | SDG&E ¦ Hot-Dry | SDG&E | All | Electric & Gas | Large gas WH (avg. 100+ gal 0.80 ET, 200+ kBtuh 0.83 ET) | Average Existing and Code |  | 2031 | 1 | Conventional | WaterHeat | Com - Office (Large) | Com | ROB and NEW | 0 | 1000 sqft2 of floor space | 1000 sqft served | 13 | DEER:Indoor_CFL_Ltg | 0 | 0 | 0 | SWWH028-05 | 27.5864 | 2026 | 21.6175 | 2026 | 0 | 0 | SWWH028-05 | Com Large Gas Water Heaters - Hot-Dry ¦ SDG&E ¦ Hot-Dry | Com Large Gas Water Heaters - Hot-Dry | 0.04091 | 0.546 | 1 | CBSA 2019 | 0 | 2012 | 1 | SWWH028-05
COM-WATERHEAT-FS-20.90 | Com ¦ Com Code Large Gas Water Heater (100+ Gal, 200+ kBtuh - 0.80 Et) - Hot-Dry ¦ SDG&E ¦ Hot-Dry | Com ¦ Com Code Large Gas Water Heater (100+ Gal, 200+ kBtuh - 0.80 Et) - Hot-Dry | SDG&E ¦ Hot-Dry | SDG&E | All | Electric & Gas | Large gas WH (avg. 100+ gal 0.80 ET, 200+ kBtuh 0.83 ET) | Average Existing and Code |  | 2031 | 1 | Conventional | WaterHeat | Com - Office (Small) | Com | ROB and NEW | 0 | 1000 sqft2 of floor space | 1000 sqft served | 13 | DEER:Indoor_CFL_Ltg | 0 | 0 | 0 | SWWH028-05 | 27.5864 | 2026 | 21.6175 | 2026 | 0 | 0 | SWWH028-05 | Com Large Gas Water Heaters - Hot-Dry ¦ SDG&E ¦ Hot-Dry | Com Large Gas Water Heaters - Hot-Dry | 0.04091 | 0.546 | 1 | CBSA 2019 | 0 | 2012 | 1 | SWWH028-05
COM-WATERHEAT-FS-20.91 | Com ¦ Com Code Large Gas Water Heater (100+ Gal, 200+ kBtuh - 0.80 Et) - Hot-Dry ¦ SDG&E ¦ Hot-Dry | Com ¦ Com Code Large Gas Water Heater (100+ Gal, 200+ kBtuh - 0.80 Et) - Hot-Dry | SDG&E ¦ Hot-Dry | SDG&E | All | Electric & Gas | Large gas WH (avg. 100+ gal 0.80 ET, 200+ kBtuh 0.83 ET) | Average Existing and Code |  | 2031 | 1 | Conventional | WaterHeat | Com - Other | Com | ROB and NEW | 0 | 1000 sqft2 of floor space | 1000 sqft served | 13 | DEER:Indoor_CFL_Ltg | 0 | 0 | 0 | SWWH028-05 | 228.1549 | 2026 | 178.7885 | 2026 | 0 | 0 | SWWH028-05 | Com Large Gas Water Heaters - Hot-Dry ¦ SDG&E ¦ Hot-Dry | Com Large Gas Water Heaters - Hot-Dry | 0.16753 | 0.546 | 1 | CBSA 2019 | 0 | 2012 | 1 | SWWH028-05
COM-WATERHEAT-FS-20.92 | Com ¦ Com Code Large Gas Water Heater (100+ Gal, 200+ kBtuh - 0.80 Et) - Hot-Dry ¦ SDG&E ¦ Hot-Dry | Com ¦ Com Code Large Gas Water Heater (100+ Gal, 200+ kBtuh - 0.80 Et) - Hot-Dry | SDG&E ¦ Hot-Dry | SDG&E | All | Electric & Gas | Large gas WH (avg. 100+ gal 0.80 ET, 200+ kBtuh 0.83 ET) | Average Existing and Code |  | 2031 | 1 | Conventional | WaterHeat | Com - Refrig. Warehouse | Com | ROB and NEW | 0 | 1000 sqft2 of floor space | 1000 sqft served | 13 | DEER:Indoor_CFL_Ltg | 0 | 0 | 0 | SWWH028-05 | 12.756 | 2026 | 9.9959 | 2026 | 0 | 0 | SWWH028-05 | Com Large Gas Water Heaters - Hot-Dry ¦ SDG&E ¦ Hot-Dry | Com Large Gas Water Heaters - Hot-Dry | 0.095771 | 0.546 | 1 | CBSA 2019 | 0 | 2012 | 1 | SWWH028-05
COM-WATERHEAT-FS-20.93 | Com ¦ Com Code Large Gas Water Heater (100+ Gal, 200+ kBtuh - 0.80 Et) - Hot-Dry ¦ SDG&E ¦ Hot-Dry | Com ¦ Com Code Large Gas Water Heater (100+ Gal, 200+ kBtuh - 0.80 Et) - Hot-Dry | SDG&E ¦ Hot-Dry | SDG&E | All | Electric & Gas | Large gas WH (avg. 100+ gal 0.80 ET, 200+ kBtuh 0.83 ET) | Average Existing and Code |  | 2031 | 1 | Conventional | WaterHeat | Com - Restaurant | Com | ROB and NEW | 0 | 1000 sqft2 of floor space | 1000 sqft served | 13 | DEER:Indoor_CFL_Ltg | 0 | 0 | 0 | SWWH028-05 | 1195.0371 | 2026 | 936.4641 | 2026 | 0 | 0 | SWWH028-05 | Com Large Gas Water Heaters - Hot-Dry ¦ SDG&E ¦ Hot-Dry | Com Large Gas Water Heaters - Hot-Dry | 0.047202 | 0.546 | 1 | CBSA 2019 | 0 | 2012 | 1 | SWWH028-05
COM-WATERHEAT-FS-20.94 | Com ¦ Com Code Large Gas Water Heater (100+ Gal, 200+ kBtuh - 0.80 Et) - Hot-Dry ¦ SDG&E ¦ Hot-Dry | Com ¦ Com Code Large Gas Water Heater (100+ Gal, 200+ kBtuh - 0.80 Et) - Hot-Dry | SDG&E ¦ Hot-Dry | SDG&E | All | Electric & Gas | Large gas WH (avg. 100+ gal 0.80 ET, 200+ kBtuh 0.83 ET) | Average Existing and Code |  | 2031 | 1 | Conventional | WaterHeat | Com - Retail | Com | ROB and NEW | 0 | 1000 sqft2 of floor space | 1000 sqft served | 13 | DEER:Indoor_CFL_Ltg | 0 | 0 | 0 | SWWH028-05 | 17.087 | 2026 | 13.3899 | 2026 | 0 | 0 | SWWH028-05 | Com Large Gas Water Heaters - Hot-Dry ¦ SDG&E ¦ Hot-Dry | Com Large Gas Water Heaters - Hot-Dry | 0.004808 | 0.546 | 1 | CBSA 2019 | 0 | 2012 | 1 | SWWH028-05
COM-WATERHEAT-FS-20.95 | Com ¦ Com Code Large Gas Water Heater (100+ Gal, 200+ kBtuh - 0.80 Et) - Hot-Dry ¦ SDG&E ¦ Hot-Dry | Com ¦ Com Code Large Gas Water Heater (100+ Gal, 200+ kBtuh - 0.80 Et) - Hot-Dry | SDG&E ¦ Hot-Dry | SDG&E | All | Electric & Gas | Large gas WH (avg. 100+ gal 0.80 ET, 200+ kBtuh 0.83 ET) | Average Existing and Code |  | 2031 | 1 | Conventional | WaterHeat | Com - School | Com | ROB and NEW | 0 | 1000 sqft2 of floor space | 1000 sqft served | 13 | DEER:Indoor_CFL_Ltg | 0 | 0 | 0 | SWWH028-05 | 140.7521 | 2026 | 110.2972 | 2026 | 0 | 0 | SWWH028-05 | Com Large Gas Water Heaters - Hot-Dry ¦ SDG&E ¦ Hot-Dry | Com Large Gas Water Heaters - Hot-Dry | 0.072836 | 0.546 | 1 | CBSA 2019 | 0 | 2012 | 1 | SWWH028-05
COM-WATERHEAT-FS-20.96 | Com ¦ Com Code Large Gas Water Heater (100+ Gal, 200+ kBtuh - 0.80 Et) - Hot-Dry ¦ SDG&E ¦ Hot-Dry | Com ¦ Com Code Large Gas Water Heater (100+ Gal, 200+ kBtuh - 0.80 Et) - Hot-Dry | SDG&E ¦ Hot-Dry | SDG&E | All | Electric & Gas | Large gas WH (avg. 100+ gal 0.80 ET, 200+ kBtuh 0.83 ET) | Average Existing and Code |  | 2031 | 1 | Conventional | WaterHeat | Com - Warehouse | Com | ROB and NEW | 0 | 1000 sqft2 of floor space | 1000 sqft served | 13 | DEER:Indoor_CFL_Ltg | 0 | 0 | 0 | SWWH028-05 | 2.5512 | 2026 | 1.9992 | 2026 | 0 | 0 | SWWH028-05 | Com Large Gas Water Heaters - Hot-Dry ¦ SDG&E ¦ Hot-Dry | Com Large Gas Water Heaters - Hot-Dry | 0.098222 | 0.546 | 1 | CBSA 2019 | 0 | 2012 | 1 | SWWH028-05
COM-WATERHEAT-FS-21.1 | Com ¦ Com Heat Pump Water Heater (100+ Gal, 200+ kBtuh - 4.3 COP) - Fuel Sub - Marine ¦ PG&E ¦ Marine | Com ¦ Com Heat Pump Water Heater (100+ Gal, 200+ kBtuh - 4.3 COP) - Fuel Sub - Marine | PG&E ¦ Marine | PG&E | All | Electric & Gas | Large HPWH 4.3 COP Com (100+ gal) | Efficient | 2031 |  | 1 | Conventional | WaterHeat | Com - College | Com | ROB Only | 1 | 1000 sqft2 of floor space | 1000 sqft served | 13 | DEER:Indoor_CFL_Ltg | 459.5123 | 0 | -62.1415 | SWWH028-05 | 329.5357 | 2026 | 116.059 | 2026 | 0 | -55.1835 | SWWH028-05 | Com Large Gas Water Heaters - Marine ¦ PG&E ¦ Marine | Com Large Gas Water Heaters - Marine | 0.17915 | 0.546 | 0 | CBSA 2019 | 170.2909 | 2032 | 1 | SWWH028-05
COM-WATERHEAT-FS-21.2 | Com ¦ Com Heat Pump Water Heater (100+ Gal, 200+ kBtuh - 4.3 COP) - Fuel Sub - Marine ¦ PG&E ¦ Marine | Com ¦ Com Heat Pump Water Heater (100+ Gal, 200+ kBtuh - 4.3 COP) - Fuel Sub - Marine | PG&E ¦ Marine | PG&E | All | Electric & Gas | Large HPWH 4.3 COP Com (100+ gal) | Efficient | 2031 |  | 1 | Conventional | WaterHeat | Com - Grocery | Com | ROB Only | 1 | 1000 sqft2 of floor space | 1000 sqft served | 13 | DEER:Indoor_CFL_Ltg | 630.5472 | 0 | -84.8995 | SWWH028-05 | 273.4497 | 2026 | 96.306 | 2026 | 0 | -45.7914 | SWWH028-05 | Com Large Gas Water Heaters - Marine ¦ PG&E ¦ Marine | Com Large Gas Water Heaters - Marine | 0.039805 | 0.546 | 0 | CBSA 2019 | 163.8928 | 2032 | 1 | SWWH028-05
COM-WATERHEAT-FS-21.3 | Com ¦ Com Heat Pump Water Heater (100+ Gal, 200+ kBtuh - 4.3 COP) - Fuel Sub - Marine ¦ PG&E ¦ Marine | Com ¦ Com Heat Pump Water Heater (100+ Gal, 200+ kBtuh - 4.3 COP) - Fuel Sub - Marine | PG&E ¦ Marine | PG&E | All | Electric & Gas | Large HPWH 4.3 COP Com (100+ gal) | Efficient | 2031 |  | 1 | Conventional | WaterHeat | Com - Health | Com | ROB Only | 1 | 1000 sqft2 of floor space | 1000 sqft served | 13 | DEER:Indoor_CFL_Ltg | 1291.3281 | 0 | -178.2042 | SWWH028-05 | 499.138 | 2026 | 175.7911 | 2026 | 0 | -83.5848 | SWWH028-05 | Com Large Gas Water Heaters - Marine ¦ PG&E ¦ Marine | Com Large Gas Water Heaters - Marine | 0.18279 | 0.546 | 0 | CBSA 2019 | 418.8519 | 2032 | 1 | SWWH028-05
COM-WATERHEAT-FS-21.4 | Com ¦ Com Heat Pump Water Heater (100+ Gal, 200+ kBtuh - 4.3 COP) - Fuel Sub - Marine ¦ PG&E ¦ Marine | Com ¦ Com Heat Pump Water Heater (100+ Gal, 200+ kBtuh - 4.3 COP) - Fuel Sub - Marine | PG&E ¦ Marine | PG&E | All | Electric & Gas | Large HPWH 4.3 COP Com (100+ gal) | Efficient | 2031 |  | 1 | Conventional | WaterHeat | Com - Lodging | Com | ROB Only | 1 | 1000 sqft2 of floor space | 1000 sqft served | 13 | DEER:Indoor_CFL_Ltg | 1013.023 | 0 | -136.7437 | SWWH028-05 | 314.0619 | 2026 | 110.6093 | 2026 | 0 | -52.5923 | SWWH028-05 | Com Large Gas Water Heaters - Marine ¦ PG&E ¦ Marine | Com Large Gas Water Heaters - Marine | 0.29635 | 0.546 | 0 | CBSA 2019 | 1191.0658 | 2032 | 1 | SWWH028-05
COM-WATERHEAT-FS-21.5 | Com ¦ Com Heat Pump Water Heater (100+ Gal, 200+ kBtuh - 4.3 COP) - Fuel Sub - Marine ¦ PG&E ¦ Marine | Com ¦ Com Heat Pump Water Heater (100+ Gal, 200+ kBtuh - 4.3 COP) - Fuel Sub - Marine | PG&E ¦ Marine | PG&E | All | Electric & Gas | Large HPWH 4.3 COP Com (100+ gal) | Efficient | 2031 |  | 1 | Conventional | WaterHeat | Com - Office (Large) | Com | ROB Only | 1 | 1000 sqft2 of floor space | 1000 sqft served | 13 | DEER:Indoor_CFL_Ltg | 126.6408 | 0 | -17.4906 | SWWH028-05 | 102.5436 | 2026 | 36.1148 | 2026 | 0 | -17.1718 | SWWH028-05 | Com Large Gas Water Heaters - Marine ¦ PG&E ¦ Marine | Com Large Gas Water Heaters - Marine | 0.04091 | 0.546 | 0 | CBSA 2019 | 65.9503 | 2032 | 1 | SWWH028-05
COM-WATERHEAT-FS-21.6 | Com ¦ Com Heat Pump Water Heater (100+ Gal, 200+ kBtuh - 4.3 COP) - Fuel Sub - Marine ¦ PG&E ¦ Marine | Com ¦ Com Heat Pump Water Heater (100+ Gal, 200+ kBtuh - 4.3 COP) - Fuel Sub - Marine | PG&E ¦ Marine | PG&E | All | Electric & Gas | Large HPWH 4.3 COP Com (100+ gal) | Efficient | 2031 |  | 1 | Conventional | WaterHeat | Com - Office (Small) | Com | ROB Only | 1 | 1000 sqft2 of floor space | 1000 sqft served | 13 | DEER:Indoor_CFL_Ltg | 118.6704 | 0 | -16.0736 | SWWH028-05 | 102.5436 | 2026 | 36.1148 | 2026 | 0 | -17.1718 | SWWH028-05 | Com Large Gas Water Heaters - Marine ¦ PG&E ¦ Marine | Com Large Gas Water Heaters - Marine | 0.04091 | 0.546 | 0 | CBSA 2019 | 26.3798 | 2032 | 1 | SWWH028-05
COM-WATERHEAT-FS-21.7 | Com ¦ Com Heat Pump Water Heater (100+ Gal, 200+ kBtuh - 4.3 COP) - Fuel Sub - Marine ¦ PG&E ¦ Marine | Com ¦ Com Heat Pump Water Heater (100+ Gal, 200+ kBtuh - 4.3 COP) - Fuel Sub - Marine | PG&E ¦ Marine | PG&E | All | Electric & Gas | Large HPWH 4.3 COP Com (100+ gal) | Efficient | 2031 |  | 1 | Conventional | WaterHeat | Com - Other | Com | ROB Only | 1 | 1000 sqft2 of floor space | 1000 sqft served | 13 | DEER:Indoor_CFL_Ltg | 1560.0962 | 0 | -205.8155 | SWWH028-05 | 848.0917 | 2026 | 298.6888 | 2026 | 0 | -142.02 | SWWH028-05 | Com Large Gas Water Heaters - Marine ¦ PG&E ¦ Marine | Com Large Gas Water Heaters - Marine | 0.16753 | 0.546 | 0 | CBSA 2019 | 760.0728 | 2032 | 1 | SWWH028-05
COM-WATERHEAT-FS-21.8 | Com ¦ Com Heat Pump Water Heater (100+ Gal, 200+ kBtuh - 4.3 COP) - Fuel Sub - Marine ¦ PG&E ¦ Marine | Com ¦ Com Heat Pump Water Heater (100+ Gal, 200+ kBtuh - 4.3 COP) - Fuel Sub - Marine | PG&E ¦ Marine | PG&E | All | Electric & Gas | Large HPWH 4.3 COP Com (100+ gal) | Efficient | 2031 |  | 1 | Conventional | WaterHeat | Com - Refrig. Warehouse | Com | ROB Only | 1 | 1000 sqft2 of floor space | 1000 sqft served | 13 | DEER:Indoor_CFL_Ltg | 128.174 | 0 | -17.8952 | SWWH028-05 | 47.4162 | 2026 | 16.6995 | 2026 | 0 | -7.9402 | SWWH028-05 | Com Large Gas Water Heaters - Marine ¦ PG&E ¦ Marine | Com Large Gas Water Heaters - Marine | 0.095771 | 0.546 | 0 | CBSA 2019 | 11.1453 | 2032 | 1 | SWWH028-05
COM-WATERHEAT-FS-21.9 | Com ¦ Com Heat Pump Water Heater (100+ Gal, 200+ kBtuh - 4.3 COP) - Fuel Sub - Marine ¦ PG&E ¦ Marine | Com ¦ Com Heat Pump Water Heater (100+ Gal, 200+ kBtuh - 4.3 COP) - Fuel Sub - Marine | PG&E ¦ Marine | PG&E | All | Electric & Gas | Large HPWH 4.3 COP Com (100+ gal) | Efficient | 2031 |  | 1 | Conventional | WaterHeat | Com - Restaurant | Com | ROB Only | 1 | 1000 sqft2 of floor space | 1000 sqft served | 13 | DEER:Indoor_CFL_Ltg | 5372.0497 | 0 | -780.3079 | SWWH028-05 | 4442.1621 | 2026 | 1564.482 | 2026 | 0 | -743.8771 | SWWH028-05 | Com Large Gas Water Heaters - Marine ¦ PG&E ¦ Marine | Com Large Gas Water Heaters - Marine | 0.047202 | 0.546 | 0 | CBSA 2019 | 490.7293 | 2032 | 1 | SWWH028-05
COM-WATERHEAT-FS-21.10 | Com ¦ Com Heat Pump Water Heater (100+ Gal, 200+ kBtuh - 4.3 COP) - Fuel Sub - Marine ¦ PG&E ¦ Marine | Com ¦ Com Heat Pump Water Heater (100+ Gal, 200+ kBtuh - 4.3 COP) - Fuel Sub - Marine | PG&E ¦ Marine | PG&E | All | Electric & Gas | Large HPWH 4.3 COP Com (100+ gal) | Efficient | 2031 |  | 1 | Conventional | WaterHeat | Com - Retail | Com | ROB Only | 1 | 1000 sqft2 of floor space | 1000 sqft served | 13 | DEER:Indoor_CFL_Ltg | 86.3386 | 0 | -11.5324 | SWWH028-05 | 63.5154 | 2026 | 22.3694 | 2026 | 0 | -10.6362 | SWWH028-05 | Com Large Gas Water Heaters - Marine ¦ PG&E ¦ Marine | Com Large Gas Water Heaters - Marine | 0.004808 | 0.546 | 0 | CBSA 2019 | 26.6508 | 2032 | 1 | SWWH028-05
COM-WATERHEAT-FS-21.11 | Com ¦ Com Heat Pump Water Heater (100+ Gal, 200+ kBtuh - 4.3 COP) - Fuel Sub - Marine ¦ PG&E ¦ Marine | Com ¦ Com Heat Pump Water Heater (100+ Gal, 200+ kBtuh - 4.3 COP) - Fuel Sub - Marine | PG&E ¦ Marine | PG&E | All | Electric & Gas | Large HPWH 4.3 COP Com (100+ gal) | Efficient | 2031 |  | 1 | Conventional | WaterHeat | Com - School | Com | ROB Only | 1 | 1000 sqft2 of floor space | 1000 sqft served | 13 | DEER:Indoor_CFL_Ltg | 468.6269 | 0 | -62.775 | SWWH028-05 | 523.2002 | 2026 | 184.2655 | 2026 | 0 | -87.6142 | SWWH028-05 | Com Large Gas Water Heaters - Marine ¦ PG&E ¦ Marine | Com Large Gas Water Heaters - Marine | 0.072836 | 0.546 | 0 | CBSA 2019 | 66.2671 | 2032 | 1 | SWWH028-05
COM-WATERHEAT-FS-21.12 | Com ¦ Com Heat Pump Water Heater (100+ Gal, 200+ kBtuh - 4.3 COP) - Fuel Sub - Marine ¦ PG&E ¦ Marine | Com ¦ Com Heat Pump Water Heater (100+ Gal, 200+ kBtuh - 4.3 COP) - Fuel Sub - Marine | PG&E ¦ Marine | PG&E | All | Electric & Gas | Large HPWH 4.3 COP Com (100+ gal) | Efficient | 2031 |  | 1 | Conventional | WaterHeat | Com - Warehouse | Com | ROB Only | 1 | 1000 sqft2 of floor space | 1000 sqft served | 13 | DEER:Indoor_CFL_Ltg | 14.2507 | 0 | -1.8591 | SWWH028-05 | 9.4832 | 2026 | 3.3399 | 2026 | 0 | -1.588 | SWWH028-05 | Com Large Gas Water Heaters - Marine ¦ PG&E ¦ Marine | Com Large Gas Water Heaters - Marine | 0.098222 | 0.546 | 0 | CBSA 2019 | 3.5659 | 2032 | 1 | SWWH028-05
COM-WATERHEAT-FS-21.13 | Com ¦ Com Heat Pump Water Heater (100+ Gal, 200+ kBtuh - 4.3 COP) - Fuel Sub - Hot-Dry ¦ PG&E ¦ Hot-Dry | Com ¦ Com Heat Pump Water Heater (100+ Gal, 200+ kBtuh - 4.3 COP) - Fuel Sub - Hot-Dry | PG&E ¦ Hot-Dry | PG&E | All | Electric & Gas | Large HPWH 4.3 COP Com (100+ gal) | Efficient | 2031 |  | 1 | Conventional | WaterHeat | Com - College | Com | ROB Only | 1 | 1000 sqft2 of floor space | 1000 sqft served | 13 | DEER:Indoor_CFL_Ltg | 443.3366 | 0 | -59.3856 | SWWH028-05 | 329.5357 | 2026 | 116.059 | 2026 | 0 | -55.1835 | SWWH028-05 | Com Large Gas Water Heaters - Hot-Dry ¦ PG&E ¦ Hot-Dry | Com Large Gas Water Heaters - Hot-Dry | 0.17915 | 0.546 | 0 | CBSA 2019 | 162.4212 | 2032 | 1 | SWWH028-05
COM-WATERHEAT-FS-21.14 | Com ¦ Com Heat Pump Water Heater (100+ Gal, 200+ kBtuh - 4.3 COP) - Fuel Sub - Hot-Dry ¦ PG&E ¦ Hot-Dry | Com ¦ Com Heat Pump Water Heater (100+ Gal, 200+ kBtuh - 4.3 COP) - Fuel Sub - Hot-Dry | PG&E ¦ Hot-Dry | PG&E | All | Electric & Gas | Large HPWH 4.3 COP Com (100+ gal) | Efficient | 2031 |  | 1 | Conventional | WaterHeat | Com - Grocery | Com | ROB Only | 1 | 1000 sqft2 of floor space | 1000 sqft served | 13 | DEER:Indoor_CFL_Ltg | 604.5696 | 0 | -80.7667 | SWWH028-05 | 273.4497 | 2026 | 96.306 | 2026 | 0 | -45.7914 | SWWH028-05 | Com Large Gas Water Heaters - Hot-Dry ¦ PG&E ¦ Hot-Dry | Com Large Gas Water Heaters - Hot-Dry | 0.039805 | 0.546 | 0 | CBSA 2019 | 155.6494 | 2032 | 1 | SWWH028-05
COM-WATERHEAT-FS-21.15 | Com ¦ Com Heat Pump Water Heater (100+ Gal, 200+ kBtuh - 4.3 COP) - Fuel Sub - Hot-Dry ¦ PG&E ¦ Hot-Dry | Com ¦ Com Heat Pump Water Heater (100+ Gal, 200+ kBtuh - 4.3 COP) - Fuel Sub - Hot-Dry | PG&E ¦ Hot-Dry | PG&E | All | Electric & Gas | Large HPWH 4.3 COP Com (100+ gal) | Efficient | 2031 |  | 1 | Conventional | WaterHeat | Com - Health | Com | ROB Only | 1 | 1000 sqft2 of floor space | 1000 sqft served | 13 | DEER:Indoor_CFL_Ltg | 1244.5596 | 0 | -169.3406 | SWWH028-05 | 499.138 | 2026 | 175.7911 | 2026 | 0 | -83.5848 | SWWH028-05 | Com Large Gas Water Heaters - Hot-Dry ¦ PG&E ¦ Hot-Dry | Com Large Gas Water Heaters - Hot-Dry | 0.18279 | 0.546 | 0 | CBSA 2019 | 396.8764 | 2032 | 1 | SWWH028-05
COM-WATERHEAT-FS-21.16 | Com ¦ Com Heat Pump Water Heater (100+ Gal, 200+ kBtuh - 4.3 COP) - Fuel Sub - Hot-Dry ¦ PG&E ¦ Hot-Dry | Com ¦ Com Heat Pump Water Heater (100+ Gal, 200+ kBtuh - 4.3 COP) - Fuel Sub - Hot-Dry | PG&E ¦ Hot-Dry | PG&E | All | Electric & Gas | Large HPWH 4.3 COP Com (100+ gal) | Efficient | 2031 |  | 1 | Conventional | WaterHeat | Com - Lodging | Com | ROB Only | 1 | 1000 sqft2 of floor space | 1000 sqft served | 13 | DEER:Indoor_CFL_Ltg | 975.7076 | 0 | -130.0696 | SWWH028-05 | 314.0619 | 2026 | 110.6093 | 2026 | 0 | -52.5923 | SWWH028-05 | Com Large Gas Water Heaters - Hot-Dry ¦ PG&E ¦ Hot-Dry | Com Large Gas Water Heaters - Hot-Dry | 0.29635 | 0.546 | 0 | CBSA 2019 | 1131.0214 | 2032 | 1 | SWWH028-05
COM-WATERHEAT-FS-21.17 | Com ¦ Com Heat Pump Water Heater (100+ Gal, 200+ kBtuh - 4.3 COP) - Fuel Sub - Hot-Dry ¦ PG&E ¦ Hot-Dry | Com ¦ Com Heat Pump Water Heater (100+ Gal, 200+ kBtuh - 4.3 COP) - Fuel Sub - Hot-Dry | PG&E ¦ Hot-Dry | PG&E | All | Electric & Gas | Large HPWH 4.3 COP Com (100+ gal) | Efficient | 2031 |  | 1 | Conventional | WaterHeat | Com - Office (Large) | Com | ROB Only | 1 | 1000 sqft2 of floor space | 1000 sqft served | 13 | DEER:Indoor_CFL_Ltg | 123.0984 | 0 | -16.6493 | SWWH028-05 | 102.5436 | 2026 | 36.1148 | 2026 | 0 | -17.1718 | SWWH028-05 | Com Large Gas Water Heaters - Hot-Dry ¦ PG&E ¦ Hot-Dry | Com Large Gas Water Heaters - Hot-Dry | 0.04091 | 0.546 | 0 | CBSA 2019 | 62.5245 | 2032 | 1 | SWWH028-05
COM-WATERHEAT-FS-21.18 | Com ¦ Com Heat Pump Water Heater (100+ Gal, 200+ kBtuh - 4.3 COP) - Fuel Sub - Hot-Dry ¦ PG&E ¦ Hot-Dry | Com ¦ Com Heat Pump Water Heater (100+ Gal, 200+ kBtuh - 4.3 COP) - Fuel Sub - Hot-Dry | PG&E ¦ Hot-Dry | PG&E | All | Electric & Gas | Large HPWH 4.3 COP Com (100+ gal) | Efficient | 2031 |  | 1 | Conventional | WaterHeat | Com - Office (Small) | Com | ROB Only | 1 | 1000 sqft2 of floor space | 1000 sqft served | 13 | DEER:Indoor_CFL_Ltg | 114.2424 | 0 | -15.3209 | SWWH028-05 | 102.5436 | 2026 | 36.1148 | 2026 | 0 | -17.1718 | SWWH028-05 | Com Large Gas Water Heaters - Hot-Dry ¦ PG&E ¦ Hot-Dry | Com Large Gas Water Heaters - Hot-Dry | 0.04091 | 0.546 | 0 | CBSA 2019 | 25.0926 | 2032 | 1 | SWWH028-05
COM-WATERHEAT-FS-21.19 | Com ¦ Com Heat Pump Water Heater (100+ Gal, 200+ kBtuh - 4.3 COP) - Fuel Sub - Hot-Dry ¦ PG&E ¦ Hot-Dry | Com ¦ Com Heat Pump Water Heater (100+ Gal, 200+ kBtuh - 4.3 COP) - Fuel Sub - Hot-Dry | PG&E ¦ Hot-Dry | PG&E | All | Electric & Gas | Large HPWH 4.3 COP Com (100+ gal) | Efficient | 2031 |  | 1 | Conventional | WaterHeat | Com - Other | Com | ROB Only | 1 | 1000 sqft2 of floor space | 1000 sqft served | 13 | DEER:Indoor_CFL_Ltg | 1508.8254 | 0 | -195.5613 | SWWH028-05 | 848.0917 | 2026 | 298.6888 | 2026 | 0 | -142.02 | SWWH028-05 | Com Large Gas Water Heaters - Hot-Dry ¦ PG&E ¦ Hot-Dry | Com Large Gas Water Heaters - Hot-Dry | 0.16753 | 0.546 | 0 | CBSA 2019 | 719.283 | 2032 | 1 | SWWH028-05
COM-WATERHEAT-FS-21.20 | Com ¦ Com Heat Pump Water Heater (100+ Gal, 200+ kBtuh - 4.3 COP) - Fuel Sub - Hot-Dry ¦ PG&E ¦ Hot-Dry | Com ¦ Com Heat Pump Water Heater (100+ Gal, 200+ kBtuh - 4.3 COP) - Fuel Sub - Hot-Dry | PG&E ¦ Hot-Dry | PG&E | All | Electric & Gas | Large HPWH 4.3 COP Com (100+ gal) | Efficient | 2031 |  | 1 | Conventional | WaterHeat | Com - Refrig. Warehouse | Com | ROB Only | 1 | 1000 sqft2 of floor space | 1000 sqft served | 13 | DEER:Indoor_CFL_Ltg | 123.6694 | 0 | -17.0148 | SWWH028-05 | 47.4162 | 2026 | 16.6995 | 2026 | 0 | -7.9402 | SWWH028-05 | Com Large Gas Water Heaters - Hot-Dry ¦ PG&E ¦ Hot-Dry | Com Large Gas Water Heaters - Hot-Dry | 0.095771 | 0.546 | 0 | CBSA 2019 | 10.5648 | 2032 | 1 | SWWH028-05
COM-WATERHEAT-FS-21.21 | Com ¦ Com Heat Pump Water Heater (100+ Gal, 200+ kBtuh - 4.3 COP) - Fuel Sub - Hot-Dry ¦ PG&E ¦ Hot-Dry | Com ¦ Com Heat Pump Water Heater (100+ Gal, 200+ kBtuh - 4.3 COP) - Fuel Sub - Hot-Dry | PG&E ¦ Hot-Dry | PG&E | All | Electric & Gas | Large HPWH 4.3 COP Com (100+ gal) | Efficient | 2031 |  | 1 | Conventional | WaterHeat | Com - Restaurant | Com | ROB Only | 1 | 1000 sqft2 of floor space | 1000 sqft served | 13 | DEER:Indoor_CFL_Ltg | 5180.2299 | 0 | -742.1133 | SWWH028-05 | 4442.1621 | 2026 | 1564.482 | 2026 | 0 | -743.8771 | SWWH028-05 | Com Large Gas Water Heaters - Hot-Dry ¦ PG&E ¦ Hot-Dry | Com Large Gas Water Heaters - Hot-Dry | 0.047202 | 0.546 | 0 | CBSA 2019 | 465.445 | 2032 | 1 | SWWH028-05
COM-WATERHEAT-FS-21.22 | Com ¦ Com Heat Pump Water Heater (100+ Gal, 200+ kBtuh - 4.3 COP) - Fuel Sub - Hot-Dry ¦ PG&E ¦ Hot-Dry | Com ¦ Com Heat Pump Water Heater (100+ Gal, 200+ kBtuh - 4.3 COP) - Fuel Sub - Hot-Dry | PG&E ¦ Hot-Dry | PG&E | All | Electric & Gas | Large HPWH 4.3 COP Com (100+ gal) | Efficient | 2031 |  | 1 | Conventional | WaterHeat | Com - Retail | Com | ROB Only | 1 | 1000 sqft2 of floor space | 1000 sqft served | 13 | DEER:Indoor_CFL_Ltg | 82.935 | 0 | -10.9599 | SWWH028-05 | 63.5154 | 2026 | 22.3694 | 2026 | 0 | -10.6362 | SWWH028-05 | Com Large Gas Water Heaters - Hot-Dry ¦ PG&E ¦ Hot-Dry | Com Large Gas Water Heaters - Hot-Dry | 0.004808 | 0.546 | 0 | CBSA 2019 | 25.0179 | 2032 | 1 | SWWH028-05
COM-WATERHEAT-FS-21.23 | Com ¦ Com Heat Pump Water Heater (100+ Gal, 200+ kBtuh - 4.3 COP) - Fuel Sub - Hot-Dry ¦ PG&E ¦ Hot-Dry | Com ¦ Com Heat Pump Water Heater (100+ Gal, 200+ kBtuh - 4.3 COP) - Fuel Sub - Hot-Dry | PG&E ¦ Hot-Dry | PG&E | All | Electric & Gas | Large HPWH 4.3 COP Com (100+ gal) | Efficient | 2031 |  | 1 | Conventional | WaterHeat | Com - School | Com | ROB Only | 1 | 1000 sqft2 of floor space | 1000 sqft served | 13 | DEER:Indoor_CFL_Ltg | 454.7464 | 0 | -60.0964 | SWWH028-05 | 523.2002 | 2026 | 184.2655 | 2026 | 0 | -87.6142 | SWWH028-05 | Com Large Gas Water Heaters - Hot-Dry ¦ PG&E ¦ Hot-Dry | Com Large Gas Water Heaters - Hot-Dry | 0.072836 | 0.546 | 0 | CBSA 2019 | 62.4326 | 2032 | 1 | SWWH028-05
COM-WATERHEAT-FS-21.24 | Com ¦ Com Heat Pump Water Heater (100+ Gal, 200+ kBtuh - 4.3 COP) - Fuel Sub - Hot-Dry ¦ PG&E ¦ Hot-Dry | Com ¦ Com Heat Pump Water Heater (100+ Gal, 200+ kBtuh - 4.3 COP) - Fuel Sub - Hot-Dry | PG&E ¦ Hot-Dry | PG&E | All | Electric & Gas | Large HPWH 4.3 COP Com (100+ gal) | Efficient | 2031 |  | 1 | Conventional | WaterHeat | Com - Warehouse | Com | ROB Only | 1 | 1000 sqft2 of floor space | 1000 sqft served | 13 | DEER:Indoor_CFL_Ltg | 13.6773 | 0 | -1.7609 | SWWH028-05 | 9.4832 | 2026 | 3.3399 | 2026 | 0 | -1.588 | SWWH028-05 | Com Large Gas Water Heaters - Hot-Dry ¦ PG&E ¦ Hot-Dry | Com Large Gas Water Heaters - Hot-Dry | 0.098222 | 0.546 | 0 | CBSA 2019 | 3.3234 | 2032 | 1 | SWWH028-05
COM-WATERHEAT-FS-21.25 | Com ¦ Com Heat Pump Water Heater (100+ Gal, 200+ kBtuh - 4.3 COP) - Fuel Sub - Cold ¦ PG&E ¦ Cold | Com ¦ Com Heat Pump Water Heater (100+ Gal, 200+ kBtuh - 4.3 COP) - Fuel Sub - Cold | PG&E ¦ Cold | PG&E | All | Electric & Gas | Large HPWH 4.3 COP Com (100+ gal) | Efficient | 2031 |  | 1 | Conventional | WaterHeat | Com - College | Com | ROB Only | 1 | 1000 sqft2 of floor space | 1000 sqft served | 13 | DEER:Indoor_CFL_Ltg | 558.6581 | 0 | -66.6196 | SWWH028-05 | 329.5357 | 2026 | 116.059 | 2026 | 0 | -55.1835 | SWWH028-05 | Com Large Gas Water Heaters - Cold ¦ PG&E ¦ Cold | Com Large Gas Water Heaters - Cold | 0.17915 | 0.546 | 0 | CBSA 2019 | 177.5773 | 2032 | 1 | SWWH028-05
COM-WATERHEAT-FS-21.26 | Com ¦ Com Heat Pump Water Heater (100+ Gal, 200+ kBtuh - 4.3 COP) - Fuel Sub - Cold ¦ PG&E ¦ Cold | Com ¦ Com Heat Pump Water Heater (100+ Gal, 200+ kBtuh - 4.3 COP) - Fuel Sub - Cold | PG&E ¦ Cold | PG&E | All | Electric & Gas | Large HPWH 4.3 COP Com (100+ gal) | Efficient | 2031 |  | 1 | Conventional | WaterHeat | Com - Grocery | Com | ROB Only | 1 | 1000 sqft2 of floor space | 1000 sqft served | 13 | DEER:Indoor_CFL_Ltg | 725.0112 | 0 | -90.4493 | SWWH028-05 | 273.4497 | 2026 | 96.306 | 2026 | 0 | -45.7914 | SWWH028-05 | Com Large Gas Water Heaters - Cold ¦ PG&E ¦ Cold | Com Large Gas Water Heaters - Cold | 0.039805 | 0.546 | 0 | CBSA 2019 | 171.6112 | 2032 | 1 | SWWH028-05
COM-WATERHEAT-FS-21.27 | Com ¦ Com Heat Pump Water Heater (100+ Gal, 200+ kBtuh - 4.3 COP) - Fuel Sub - Cold ¦ PG&E ¦ Cold | Com ¦ Com Heat Pump Water Heater (100+ Gal, 200+ kBtuh - 4.3 COP) - Fuel Sub - Cold | PG&E ¦ Cold | PG&E | All | Electric & Gas | Large HPWH 4.3 COP Com (100+ gal) | Efficient | 2031 |  | 1 | Conventional | WaterHeat | Com - Health | Com | ROB Only | 1 | 1000 sqft2 of floor space | 1000 sqft served | 13 | DEER:Indoor_CFL_Ltg | 1485.8422 | 0 | -189.9612 | SWWH028-05 | 499.138 | 2026 | 175.7911 | 2026 | 0 | -83.5848 | SWWH028-05 | Com Large Gas Water Heaters - Cold ¦ PG&E ¦ Cold | Com Large Gas Water Heaters - Cold | 0.18279 | 0.546 | 0 | CBSA 2019 | 439.3323 | 2032 | 1 | SWWH028-05
COM-WATERHEAT-FS-21.28 | Com ¦ Com Heat Pump Water Heater (100+ Gal, 200+ kBtuh - 4.3 COP) - Fuel Sub - Cold ¦ PG&E ¦ Cold | Com ¦ Com Heat Pump Water Heater (100+ Gal, 200+ kBtuh - 4.3 COP) - Fuel Sub - Cold | PG&E ¦ Cold | PG&E | All | Electric & Gas | Large HPWH 4.3 COP Com (100+ gal) | Efficient | 2031 |  | 1 | Conventional | WaterHeat | Com - Lodging | Com | ROB Only | 1 | 1000 sqft2 of floor space | 1000 sqft served | 13 | DEER:Indoor_CFL_Ltg | 1162.449 | 0 | -145.8259 | SWWH028-05 | 314.0619 | 2026 | 110.6093 | 2026 | 0 | -52.5923 | SWWH028-05 | Com Large Gas Water Heaters - Cold ¦ PG&E ¦ Cold | Com Large Gas Water Heaters - Cold | 0.29635 | 0.546 | 0 | CBSA 2019 | 1257.2218 | 2032 | 1 | SWWH028-05
COM-WATERHEAT-FS-21.29 | Com ¦ Com Heat Pump Water Heater (100+ Gal, 200+ kBtuh - 4.3 COP) - Fuel Sub - Cold ¦ PG&E ¦ Cold | Com ¦ Com Heat Pump Water Heater (100+ Gal, 200+ kBtuh - 4.3 COP) - Fuel Sub - Cold | PG&E ¦ Cold | PG&E | All | Electric & Gas | Large HPWH 4.3 COP Com (100+ gal) | Efficient | 2031 |  | 1 | Conventional | WaterHeat | Com - Office (Large) | Com | ROB Only | 1 | 1000 sqft2 of floor space | 1000 sqft served | 13 | DEER:Indoor_CFL_Ltg | 157.6368 | 0 | -18.6419 | SWWH028-05 | 102.5436 | 2026 | 36.1148 | 2026 | 0 | -17.1718 | SWWH028-05 | Com Large Gas Water Heaters - Cold ¦ PG&E ¦ Cold | Com Large Gas Water Heaters - Cold | 0.04091 | 0.546 | 0 | CBSA 2019 | 68.0378 | 2032 | 1 | SWWH028-05
COM-WATERHEAT-FS-21.30 | Com ¦ Com Heat Pump Water Heater (100+ Gal, 200+ kBtuh - 4.3 COP) - Fuel Sub - Cold ¦ PG&E ¦ Cold | Com ¦ Com Heat Pump Water Heater (100+ Gal, 200+ kBtuh - 4.3 COP) - Fuel Sub - Cold | PG&E ¦ Cold | PG&E | All | Electric & Gas | Large HPWH 4.3 COP Com (100+ gal) | Efficient | 2031 |  | 1 | Conventional | WaterHeat | Com - Office (Small) | Com | ROB Only | 1 | 1000 sqft2 of floor space | 1000 sqft served | 13 | DEER:Indoor_CFL_Ltg | 147.8952 | 0 | -17.0921 | SWWH028-05 | 102.5436 | 2026 | 36.1148 | 2026 | 0 | -17.1718 | SWWH028-05 | Com Large Gas Water Heaters - Cold ¦ PG&E ¦ Cold | Com Large Gas Water Heaters - Cold | 0.04091 | 0.546 | 0 | CBSA 2019 | 27.0561 | 2032 | 1 | SWWH028-05
COM-WATERHEAT-FS-21.31 | Com ¦ Com Heat Pump Water Heater (100+ Gal, 200+ kBtuh - 4.3 COP) - Fuel Sub - Cold ¦ PG&E ¦ Cold | Com ¦ Com Heat Pump Water Heater (100+ Gal, 200+ kBtuh - 4.3 COP) - Fuel Sub - Cold | PG&E ¦ Cold | PG&E | All | Electric & Gas | Large HPWH 4.3 COP Com (100+ gal) | Efficient | 2031 |  | 1 | Conventional | WaterHeat | Com - Other | Com | ROB Only | 1 | 1000 sqft2 of floor space | 1000 sqft served | 13 | DEER:Indoor_CFL_Ltg | 1801.8012 | 0 | -219.3656 | SWWH028-05 | 848.0917 | 2026 | 298.6888 | 2026 | 0 | -142.02 | SWWH028-05 | Com Large Gas Water Heaters - Cold ¦ PG&E ¦ Cold | Com Large Gas Water Heaters - Cold | 0.16753 | 0.546 | 0 | CBSA 2019 | 794.7648 | 2032 | 1 | SWWH028-05
COM-WATERHEAT-FS-21.32 | Com ¦ Com Heat Pump Water Heater (100+ Gal, 200+ kBtuh - 4.3 COP) - Fuel Sub - Cold ¦ PG&E ¦ Cold | Com ¦ Com Heat Pump Water Heater (100+ Gal, 200+ kBtuh - 4.3 COP) - Fuel Sub - Cold | PG&E ¦ Cold | PG&E | All | Electric & Gas | Large HPWH 4.3 COP Com (100+ gal) | Efficient | 2031 |  | 1 | Conventional | WaterHeat | Com - Refrig. Warehouse | Com | ROB Only | 1 | 1000 sqft2 of floor space | 1000 sqft served | 13 | DEER:Indoor_CFL_Ltg | 159.2961 | 0 | -19.0828 | SWWH028-05 | 47.4162 | 2026 | 16.6995 | 2026 | 0 | -7.9402 | SWWH028-05 | Com Large Gas Water Heaters - Cold ¦ PG&E ¦ Cold | Com Large Gas Water Heaters - Cold | 0.095771 | 0.546 | 0 | CBSA 2019 | 11.4808 | 2032 | 1 | SWWH028-05
COM-WATERHEAT-FS-21.33 | Com ¦ Com Heat Pump Water Heater (100+ Gal, 200+ kBtuh - 4.3 COP) - Fuel Sub - Cold ¦ PG&E ¦ Cold | Com ¦ Com Heat Pump Water Heater (100+ Gal, 200+ kBtuh - 4.3 COP) - Fuel Sub - Cold | PG&E ¦ Cold | PG&E | All | Electric & Gas | Large HPWH 4.3 COP Com (100+ gal) | Efficient | 2031 |  | 1 | Conventional | WaterHeat | Com - Restaurant | Com | ROB Only | 1 | 1000 sqft2 of floor space | 1000 sqft served | 13 | DEER:Indoor_CFL_Ltg | 6107.7408 | 0 | -831.7604 | SWWH028-05 | 4442.1621 | 2026 | 1564.482 | 2026 | 0 | -743.8771 | SWWH028-05 | Com Large Gas Water Heaters - Cold ¦ PG&E ¦ Cold | Com Large Gas Water Heaters - Cold | 0.047202 | 0.546 | 0 | CBSA 2019 | 516.3083 | 2032 | 1 | SWWH028-05
COM-WATERHEAT-FS-21.34 | Com ¦ Com Heat Pump Water Heater (100+ Gal, 200+ kBtuh - 4.3 COP) - Fuel Sub - Cold ¦ PG&E ¦ Cold | Com ¦ Com Heat Pump Water Heater (100+ Gal, 200+ kBtuh - 4.3 COP) - Fuel Sub - Cold | PG&E ¦ Cold | PG&E | All | Electric & Gas | Large HPWH 4.3 COP Com (100+ gal) | Efficient | 2031 |  | 1 | Conventional | WaterHeat | Com - Retail | Com | ROB Only | 1 | 1000 sqft2 of floor space | 1000 sqft served | 13 | DEER:Indoor_CFL_Ltg | 98.0348 | 0 | -12.2727 | SWWH028-05 | 63.5154 | 2026 | 22.3694 | 2026 | 0 | -10.6362 | SWWH028-05 | Com Large Gas Water Heaters - Cold ¦ PG&E ¦ Cold | Com Large Gas Water Heaters - Cold | 0.004808 | 0.546 | 0 | CBSA 2019 | 26.1996 | 2032 | 1 | SWWH028-05
COM-WATERHEAT-FS-21.35 | Com ¦ Com Heat Pump Water Heater (100+ Gal, 200+ kBtuh - 4.3 COP) - Fuel Sub - Cold ¦ PG&E ¦ Cold | Com ¦ Com Heat Pump Water Heater (100+ Gal, 200+ kBtuh - 4.3 COP) - Fuel Sub - Cold | PG&E ¦ Cold | PG&E | All | Electric & Gas | Large HPWH 4.3 COP Com (100+ gal) | Efficient | 2031 |  | 1 | Conventional | WaterHeat | Com - School | Com | ROB Only | 1 | 1000 sqft2 of floor space | 1000 sqft served | 13 | DEER:Indoor_CFL_Ltg | 595.0837 | 0 | -67.326 | SWWH028-05 | 523.2002 | 2026 | 184.2655 | 2026 | 0 | -87.6142 | SWWH028-05 | Com Large Gas Water Heaters - Cold ¦ PG&E ¦ Cold | Com Large Gas Water Heaters - Cold | 0.072836 | 0.546 | 0 | CBSA 2019 | 55.8444 | 2032 | 1 | SWWH028-05
COM-WATERHEAT-FS-21.36 | Com ¦ Com Heat Pump Water Heater (100+ Gal, 200+ kBtuh - 4.3 COP) - Fuel Sub - Cold ¦ PG&E ¦ Cold | Com ¦ Com Heat Pump Water Heater (100+ Gal, 200+ kBtuh - 4.3 COP) - Fuel Sub - Cold | PG&E ¦ Cold | PG&E | All | Electric & Gas | Large HPWH 4.3 COP Com (100+ gal) | Efficient | 2031 |  | 1 | Conventional | WaterHeat | Com - Warehouse | Com | ROB Only | 1 | 1000 sqft2 of floor space | 1000 sqft served | 13 | DEER:Indoor_CFL_Ltg | 18.7552 | 0 | -1.9738 | SWWH028-05 | 9.4832 | 2026 | 3.3399 | 2026 | 0 | -1.588 | SWWH028-05 | Com Large Gas Water Heaters - Cold ¦ PG&E ¦ Cold | Com Large Gas Water Heaters - Cold | 0.098222 | 0.546 | 0 | CBSA 2019 | 2.6991 | 2032 | 1 | SWWH028-05
COM-WATERHEAT-FS-21.37 | Com ¦ Com Heat Pump Water Heater (100+ Gal, 200+ kBtuh - 4.3 COP) - Fuel Sub - Marine ¦ SCG ¦ Marine | Com ¦ Com Heat Pump Water Heater (100+ Gal, 200+ kBtuh - 4.3 COP) - Fuel Sub - Marine | SCG ¦ Marine | SCG | All | Electric & Gas | Large HPWH 4.3 COP Com (100+ gal) | Efficient | 2031 |  | 1 | Conventional | WaterHeat | Com - College | Com | ROB Only | 1 | 1000 sqft2 of floor space | 1000 sqft served | 13 | DEER:Indoor_CFL_Ltg | 419.5231 | 0 | -57.2888 | SWWH028-05 | 329.5357 | 2026 | 116.059 | 2026 | 0 | -55.1835 | SWWH028-05 | Com Large Gas Water Heaters - Marine ¦ SCG ¦ Marine | Com Large Gas Water Heaters - Marine | 0.17915 | 0.546 | 0 | CBSA 2019 | 157.3026 | 2032 | 1 | SWWH028-05
COM-WATERHEAT-FS-21.38 | Com ¦ Com Heat Pump Water Heater (100+ Gal, 200+ kBtuh - 4.3 COP) - Fuel Sub - Marine ¦ SCG ¦ Marine | Com ¦ Com Heat Pump Water Heater (100+ Gal, 200+ kBtuh - 4.3 COP) - Fuel Sub - Marine | SCG ¦ Marine | SCG | All | Electric & Gas | Large HPWH 4.3 COP Com (100+ gal) | Efficient | 2031 |  | 1 | Conventional | WaterHeat | Com - Grocery | Com | ROB Only | 1 | 1000 sqft2 of floor space | 1000 sqft served | 13 | DEER:Indoor_CFL_Ltg | 576.2304 | 0 | -78.169 | SWWH028-05 | 273.4497 | 2026 | 96.306 | 2026 | 0 | -45.7914 | SWWH028-05 | Com Large Gas Water Heaters - Marine ¦ SCG ¦ Marine | Com Large Gas Water Heaters - Marine | 0.039805 | 0.546 | 0 | CBSA 2019 | 151.1434 | 2032 | 1 | SWWH028-05
COM-WATERHEAT-FS-21.39 | Com ¦ Com Heat Pump Water Heater (100+ Gal, 200+ kBtuh - 4.3 COP) - Fuel Sub - Marine ¦ SCG ¦ Marine | Com ¦ Com Heat Pump Water Heater (100+ Gal, 200+ kBtuh - 4.3 COP) - Fuel Sub - Marine | SCG ¦ Marine | SCG | All | Electric & Gas | Large HPWH 4.3 COP Com (100+ gal) | Efficient | 2031 |  | 1 | Conventional | WaterHeat | Com - Health | Com | ROB Only | 1 | 1000 sqft2 of floor space | 1000 sqft served | 13 | DEER:Indoor_CFL_Ltg | 1191.0004 | 0 | -164.3242 | SWWH028-05 | 499.138 | 2026 | 175.7911 | 2026 | 0 | -83.5848 | SWWH028-05 | Com Large Gas Water Heaters - Marine ¦ SCG ¦ Marine | Com Large Gas Water Heaters - Marine | 0.18279 | 0.546 | 0 | CBSA 2019 | 386.212 | 2032 | 1 | SWWH028-05
COM-WATERHEAT-FS-21.40 | Com ¦ Com Heat Pump Water Heater (100+ Gal, 200+ kBtuh - 4.3 COP) - Fuel Sub - Marine ¦ SCG ¦ Marine | Com ¦ Com Heat Pump Water Heater (100+ Gal, 200+ kBtuh - 4.3 COP) - Fuel Sub - Marine | SCG ¦ Marine | SCG | All | Electric & Gas | Large HPWH 4.3 COP Com (100+ gal) | Efficient | 2031 |  | 1 | Conventional | WaterHeat | Com - Lodging | Com | ROB Only | 1 | 1000 sqft2 of floor space | 1000 sqft served | 13 | DEER:Indoor_CFL_Ltg | 935.5977 | 0 | -126.0627 | SWWH028-05 | 314.0619 | 2026 | 110.6093 | 2026 | 0 | -52.5923 | SWWH028-05 | Com Large Gas Water Heaters - Marine ¦ SCG ¦ Marine | Com Large Gas Water Heaters - Marine | 0.29635 | 0.546 | 0 | CBSA 2019 | 1097.7646 | 2032 | 1 | SWWH028-05
COM-WATERHEAT-FS-21.41 | Com ¦ Com Heat Pump Water Heater (100+ Gal, 200+ kBtuh - 4.3 COP) - Fuel Sub - Marine ¦ SCG ¦ Marine | Com ¦ Com Heat Pump Water Heater (100+ Gal, 200+ kBtuh - 4.3 COP) - Fuel Sub - Marine | SCG ¦ Marine | SCG | All | Electric & Gas | Large HPWH 4.3 COP Com (100+ gal) | Efficient | 2031 |  | 1 | Conventional | WaterHeat | Com - Office (Large) | Com | ROB Only | 1 | 1000 sqft2 of floor space | 1000 sqft served | 13 | DEER:Indoor_CFL_Ltg | 116.8992 | 0 | -16.1179 | SWWH028-05 | 102.5436 | 2026 | 36.1148 | 2026 | 0 | -17.1718 | SWWH028-05 | Com Large Gas Water Heaters - Marine ¦ SCG ¦ Marine | Com Large Gas Water Heaters - Marine | 0.04091 | 0.546 | 0 | CBSA 2019 | 60.7549 | 2032 | 1 | SWWH028-05
COM-WATERHEAT-FS-21.42 | Com ¦ Com Heat Pump Water Heater (100+ Gal, 200+ kBtuh - 4.3 COP) - Fuel Sub - Marine ¦ SCG ¦ Marine | Com ¦ Com Heat Pump Water Heater (100+ Gal, 200+ kBtuh - 4.3 COP) - Fuel Sub - Marine | SCG ¦ Marine | SCG | All | Electric & Gas | Large HPWH 4.3 COP Com (100+ gal) | Efficient | 2031 |  | 1 | Conventional | WaterHeat | Com - Office (Small) | Com | ROB Only | 1 | 1000 sqft2 of floor space | 1000 sqft served | 13 | DEER:Indoor_CFL_Ltg | 108.9288 | 0 | -14.8338 | SWWH028-05 | 102.5436 | 2026 | 36.1148 | 2026 | 0 | -17.1718 | SWWH028-05 | Com Large Gas Water Heaters - Marine ¦ SCG ¦ Marine | Com Large Gas Water Heaters - Marine | 0.04091 | 0.546 | 0 | CBSA 2019 | 24.3719 | 2032 | 1 | SWWH028-05
COM-WATERHEAT-FS-21.43 | Com ¦ Com Heat Pump Water Heater (100+ Gal, 200+ kBtuh - 4.3 COP) - Fuel Sub - Marine ¦ SCG ¦ Marine | Com ¦ Com Heat Pump Water Heater (100+ Gal, 200+ kBtuh - 4.3 COP) - Fuel Sub - Marine | SCG ¦ Marine | SCG | All | Electric & Gas | Large HPWH 4.3 COP Com (100+ gal) | Efficient | 2031 |  | 1 | Conventional | WaterHeat | Com - Other | Com | ROB Only | 1 | 1000 sqft2 of floor space | 1000 sqft served | 13 | DEER:Indoor_CFL_Ltg | 1435.5814 | 0 | -189.7018 | SWWH028-05 | 848.0917 | 2026 | 298.6888 | 2026 | 0 | -142.02 | SWWH028-05 | Com Large Gas Water Heaters - Marine ¦ SCG ¦ Marine | Com Large Gas Water Heaters - Marine | 0.16753 | 0.546 | 0 | CBSA 2019 | 700.8273 | 2032 | 1 | SWWH028-05
COM-WATERHEAT-FS-21.44 | Com ¦ Com Heat Pump Water Heater (100+ Gal, 200+ kBtuh - 4.3 COP) - Fuel Sub - Marine ¦ SCG ¦ Marine | Com ¦ Com Heat Pump Water Heater (100+ Gal, 200+ kBtuh - 4.3 COP) - Fuel Sub - Marine | SCG ¦ Marine | SCG | All | Electric & Gas | Large HPWH 4.3 COP Com (100+ gal) | Efficient | 2031 |  | 1 | Conventional | WaterHeat | Com - Refrig. Warehouse | Com | ROB Only | 1 | 1000 sqft2 of floor space | 1000 sqft served | 13 | DEER:Indoor_CFL_Ltg | 118.3459 | 0 | -16.5029 | SWWH028-05 | 47.4162 | 2026 | 16.6995 | 2026 | 0 | -7.9402 | SWWH028-05 | Com Large Gas Water Heaters - Marine ¦ SCG ¦ Marine | Com Large Gas Water Heaters - Marine | 0.095771 | 0.546 | 0 | CBSA 2019 | 10.2756 | 2032 | 1 | SWWH028-05
COM-WATERHEAT-FS-21.45 | Com ¦ Com Heat Pump Water Heater (100+ Gal, 200+ kBtuh - 4.3 COP) - Fuel Sub - Marine ¦ SCG ¦ Marine | Com ¦ Com Heat Pump Water Heater (100+ Gal, 200+ kBtuh - 4.3 COP) - Fuel Sub - Marine | SCG ¦ Marine | SCG | All | Electric & Gas | Large HPWH 4.3 COP Com (100+ gal) | Efficient | 2031 |  | 1 | Conventional | WaterHeat | Com - Restaurant | Com | ROB Only | 1 | 1000 sqft2 of floor space | 1000 sqft served | 13 | DEER:Indoor_CFL_Ltg | 4915.0702 | 0 | -719.2643 | SWWH028-05 | 4442.1621 | 2026 | 1564.482 | 2026 | 0 | -743.8771 | SWWH028-05 | Com Large Gas Water Heaters - Marine ¦ SCG ¦ Marine | Com Large Gas Water Heaters - Marine | 0.047202 | 0.546 | 0 | CBSA 2019 | 452.9921 | 2032 | 1 | SWWH028-05
COM-WATERHEAT-FS-21.46 | Com ¦ Com Heat Pump Water Heater (100+ Gal, 200+ kBtuh - 4.3 COP) - Fuel Sub - Marine ¦ SCG ¦ Marine | Com ¦ Com Heat Pump Water Heater (100+ Gal, 200+ kBtuh - 4.3 COP) - Fuel Sub - Marine | SCG ¦ Marine | SCG | All | Electric & Gas | Large HPWH 4.3 COP Com (100+ gal) | Efficient | 2031 |  | 1 | Conventional | WaterHeat | Com - Retail | Com | ROB Only | 1 | 1000 sqft2 of floor space | 1000 sqft served | 13 | DEER:Indoor_CFL_Ltg | 78.5938 | 0 | -10.6228 | SWWH028-05 | 63.5154 | 2026 | 22.3694 | 2026 | 0 | -10.6362 | SWWH028-05 | Com Large Gas Water Heaters - Marine ¦ SCG ¦ Marine | Com Large Gas Water Heaters - Marine | 0.004808 | 0.546 | 0 | CBSA 2019 | 24.8773 | 2032 | 1 | SWWH028-05
COM-WATERHEAT-FS-21.47 | Com ¦ Com Heat Pump Water Heater (100+ Gal, 200+ kBtuh - 4.3 COP) - Fuel Sub - Marine ¦ SCG ¦ Marine | Com ¦ Com Heat Pump Water Heater (100+ Gal, 200+ kBtuh - 4.3 COP) - Fuel Sub - Marine | SCG ¦ Marine | SCG | All | Electric & Gas | Large HPWH 4.3 COP Com (100+ gal) | Efficient | 2031 |  | 1 | Conventional | WaterHeat | Com - School | Com | ROB Only | 1 | 1000 sqft2 of floor space | 1000 sqft served | 13 | DEER:Indoor_CFL_Ltg | 431.7019 | 0 | -58.0306 | SWWH028-05 | 523.2002 | 2026 | 184.2655 | 2026 | 0 | -87.6142 | SWWH028-05 | Com Large Gas Water Heaters - Marine ¦ SCG ¦ Marine | Com Large Gas Water Heaters - Marine | 0.072836 | 0.546 | 0 | CBSA 2019 | 61.5068 | 2032 | 1 | SWWH028-05
COM-WATERHEAT-FS-21.48 | Com ¦ Com Heat Pump Water Heater (100+ Gal, 200+ kBtuh - 4.3 COP) - Fuel Sub - Marine ¦ SCG ¦ Marine | Com ¦ Com Heat Pump Water Heater (100+ Gal, 200+ kBtuh - 4.3 COP) - Fuel Sub - Marine | SCG ¦ Marine | SCG | All | Electric & Gas | Large HPWH 4.3 COP Com (100+ gal) | Efficient | 2031 |  | 1 | Conventional | WaterHeat | Com - Warehouse | Com | ROB Only | 1 | 1000 sqft2 of floor space | 1000 sqft served | 13 | DEER:Indoor_CFL_Ltg | 13.0221 | 0 | -1.7117 | SWWH028-05 | 9.4832 | 2026 | 3.3399 | 2026 | 0 | -1.588 | SWWH028-05 | Com Large Gas Water Heaters - Marine ¦ SCG ¦ Marine | Com Large Gas Water Heaters - Marine | 0.098222 | 0.546 | 0 | CBSA 2019 | 3.3126 | 2032 | 1 | SWWH028-05
COM-WATERHEAT-FS-21.49 | Com ¦ Com Heat Pump Water Heater (100+ Gal, 200+ kBtuh - 4.3 COP) - Fuel Sub - Hot-Dry ¦ SCG ¦ Hot-Dry | Com ¦ Com Heat Pump Water Heater (100+ Gal, 200+ kBtuh - 4.3 COP) - Fuel Sub - Hot-Dry | SCG ¦ Hot-Dry | SCG | All | Electric & Gas | Large HPWH 4.3 COP Com (100+ gal) | Efficient | 2031 |  | 1 | Conventional | WaterHeat | Com - College | Com | ROB Only | 1 | 1000 sqft2 of floor space | 1000 sqft served | 13 | DEER:Indoor_CFL_Ltg | 425.2151 | 0 | -56.2404 | SWWH028-05 | 329.5357 | 2026 | 116.059 | 2026 | 0 | -55.1835 | SWWH028-05 | Com Large Gas Water Heaters - Hot-Dry ¦ SCG ¦ Hot-Dry | Com Large Gas Water Heaters - Hot-Dry | 0.17915 | 0.546 | 0 | CBSA 2019 | 153.4147 | 2032 | 1 | SWWH028-05
COM-WATERHEAT-FS-21.50 | Com ¦ Com Heat Pump Water Heater (100+ Gal, 200+ kBtuh - 4.3 COP) - Fuel Sub - Hot-Dry ¦ SCG ¦ Hot-Dry | Com ¦ Com Heat Pump Water Heater (100+ Gal, 200+ kBtuh - 4.3 COP) - Fuel Sub - Hot-Dry | SCG ¦ Hot-Dry | SCG | All | Electric & Gas | Large HPWH 4.3 COP Com (100+ gal) | Efficient | 2031 |  | 1 | Conventional | WaterHeat | Com - Grocery | Com | ROB Only | 1 | 1000 sqft2 of floor space | 1000 sqft served | 13 | DEER:Indoor_CFL_Ltg | 580.9536 | 0 | -76.752 | SWWH028-05 | 273.4497 | 2026 | 96.306 | 2026 | 0 | -45.7914 | SWWH028-05 | Com Large Gas Water Heaters - Hot-Dry ¦ SCG ¦ Hot-Dry | Com Large Gas Water Heaters - Hot-Dry | 0.039805 | 0.546 | 0 | CBSA 2019 | 147.5504 | 2032 | 1 | SWWH028-05
COM-WATERHEAT-FS-21.51 | Com ¦ Com Heat Pump Water Heater (100+ Gal, 200+ kBtuh - 4.3 COP) - Fuel Sub - Hot-Dry ¦ SCG ¦ Hot-Dry | Com ¦ Com Heat Pump Water Heater (100+ Gal, 200+ kBtuh - 4.3 COP) - Fuel Sub - Hot-Dry | SCG ¦ Hot-Dry | SCG | All | Electric & Gas | Large HPWH 4.3 COP Com (100+ gal) | Efficient | 2031 |  | 1 | Conventional | WaterHeat | Com - Health | Com | ROB Only | 1 | 1000 sqft2 of floor space | 1000 sqft served | 13 | DEER:Indoor_CFL_Ltg | 1197.7912 | 0 | -160.9996 | SWWH028-05 | 499.138 | 2026 | 175.7911 | 2026 | 0 | -83.5848 | SWWH028-05 | Com Large Gas Water Heaters - Hot-Dry ¦ SCG ¦ Hot-Dry | Com Large Gas Water Heaters - Hot-Dry | 0.18279 | 0.546 | 0 | CBSA 2019 | 376.3771 | 2032 | 1 | SWWH028-05
COM-WATERHEAT-FS-21.52 | Com ¦ Com Heat Pump Water Heater (100+ Gal, 200+ kBtuh - 4.3 COP) - Fuel Sub - Hot-Dry ¦ SCG ¦ Hot-Dry | Com ¦ Com Heat Pump Water Heater (100+ Gal, 200+ kBtuh - 4.3 COP) - Fuel Sub - Hot-Dry | SCG ¦ Hot-Dry | SCG | All | Electric & Gas | Large HPWH 4.3 COP Com (100+ gal) | Efficient | 2031 |  | 1 | Conventional | WaterHeat | Com - Lodging | Com | ROB Only | 1 | 1000 sqft2 of floor space | 1000 sqft served | 13 | DEER:Indoor_CFL_Ltg | 938.31 | 0 | -123.5271 | SWWH028-05 | 314.0619 | 2026 | 110.6093 | 2026 | 0 | -52.5923 | SWWH028-05 | Com Large Gas Water Heaters - Hot-Dry ¦ SCG ¦ Hot-Dry | Com Large Gas Water Heaters - Hot-Dry | 0.29635 | 0.546 | 0 | CBSA 2019 | 1072.289 | 2032 | 1 | SWWH028-05
COM-WATERHEAT-FS-21.53 | Com ¦ Com Heat Pump Water Heater (100+ Gal, 200+ kBtuh - 4.3 COP) - Fuel Sub - Hot-Dry ¦ SCG ¦ Hot-Dry | Com ¦ Com Heat Pump Water Heater (100+ Gal, 200+ kBtuh - 4.3 COP) - Fuel Sub - Hot-Dry | SCG ¦ Hot-Dry | SCG | All | Electric & Gas | Large HPWH 4.3 COP Com (100+ gal) | Efficient | 2031 |  | 1 | Conventional | WaterHeat | Com - Office (Large) | Com | ROB Only | 1 | 1000 sqft2 of floor space | 1000 sqft served | 13 | DEER:Indoor_CFL_Ltg | 118.6704 | 0 | -15.8522 | SWWH028-05 | 102.5436 | 2026 | 36.1148 | 2026 | 0 | -17.1718 | SWWH028-05 | Com Large Gas Water Heaters - Hot-Dry ¦ SCG ¦ Hot-Dry | Com Large Gas Water Heaters - Hot-Dry | 0.04091 | 0.546 | 0 | CBSA 2019 | 59.3856 | 2032 | 1 | SWWH028-05
COM-WATERHEAT-FS-21.54 | Com ¦ Com Heat Pump Water Heater (100+ Gal, 200+ kBtuh - 4.3 COP) - Fuel Sub - Hot-Dry ¦ SCG ¦ Hot-Dry | Com ¦ Com Heat Pump Water Heater (100+ Gal, 200+ kBtuh - 4.3 COP) - Fuel Sub - Hot-Dry | SCG ¦ Hot-Dry | SCG | All | Electric & Gas | Large HPWH 4.3 COP Com (100+ gal) | Efficient | 2031 |  | 1 | Conventional | WaterHeat | Com - Office (Small) | Com | ROB Only | 1 | 1000 sqft2 of floor space | 1000 sqft served | 13 | DEER:Indoor_CFL_Ltg | 110.7 | 0 | -14.5238 | SWWH028-05 | 102.5436 | 2026 | 36.1148 | 2026 | 0 | -17.1718 | SWWH028-05 | Com Large Gas Water Heaters - Hot-Dry ¦ SCG ¦ Hot-Dry | Com Large Gas Water Heaters - Hot-Dry | 0.04091 | 0.546 | 0 | CBSA 2019 | 23.6771 | 2032 | 1 | SWWH028-05
COM-WATERHEAT-FS-21.55 | Com ¦ Com Heat Pump Water Heater (100+ Gal, 200+ kBtuh - 4.3 COP) - Fuel Sub - Hot-Dry ¦ SCG ¦ Hot-Dry | Com ¦ Com Heat Pump Water Heater (100+ Gal, 200+ kBtuh - 4.3 COP) - Fuel Sub - Hot-Dry | SCG ¦ Hot-Dry | SCG | All | Electric & Gas | Large HPWH 4.3 COP Com (100+ gal) | Efficient | 2031 |  | 1 | Conventional | WaterHeat | Com - Other | Com | ROB Only | 1 | 1000 sqft2 of floor space | 1000 sqft served | 13 | DEER:Indoor_CFL_Ltg | 1457.5546 | 0 | -186.0396 | SWWH028-05 | 848.0917 | 2026 | 298.6888 | 2026 | 0 | -142.02 | SWWH028-05 | Com Large Gas Water Heaters - Hot-Dry ¦ SCG ¦ Hot-Dry | Com Large Gas Water Heaters - Hot-Dry | 0.16753 | 0.546 | 0 | CBSA 2019 | 681.8111 | 2032 | 1 | SWWH028-05
COM-WATERHEAT-FS-21.56 | Com ¦ Com Heat Pump Water Heater (100+ Gal, 200+ kBtuh - 4.3 COP) - Fuel Sub - Hot-Dry ¦ SCG ¦ Hot-Dry | Com ¦ Com Heat Pump Water Heater (100+ Gal, 200+ kBtuh - 4.3 COP) - Fuel Sub - Hot-Dry | SCG ¦ Hot-Dry | SCG | All | Electric & Gas | Large HPWH 4.3 COP Com (100+ gal) | Efficient | 2031 |  | 1 | Conventional | WaterHeat | Com - Refrig. Warehouse | Com | ROB Only | 1 | 1000 sqft2 of floor space | 1000 sqft served | 13 | DEER:Indoor_CFL_Ltg | 119.1649 | 0 | -16.1753 | SWWH028-05 | 47.4162 | 2026 | 16.6995 | 2026 | 0 | -7.9402 | SWWH028-05 | Com Large Gas Water Heaters - Hot-Dry ¦ SCG ¦ Hot-Dry | Com Large Gas Water Heaters - Hot-Dry | 0.095771 | 0.546 | 0 | CBSA 2019 | 10.015 | 2032 | 1 | SWWH028-05
COM-WATERHEAT-FS-21.57 | Com ¦ Com Heat Pump Water Heater (100+ Gal, 200+ kBtuh - 4.3 COP) - Fuel Sub - Hot-Dry ¦ SCG ¦ Hot-Dry | Com ¦ Com Heat Pump Water Heater (100+ Gal, 200+ kBtuh - 4.3 COP) - Fuel Sub - Hot-Dry | SCG ¦ Hot-Dry | SCG | All | Electric & Gas | Large HPWH 4.3 COP Com (100+ gal) | Efficient | 2031 |  | 1 | Conventional | WaterHeat | Com - Restaurant | Com | ROB Only | 1 | 1000 sqft2 of floor space | 1000 sqft served | 13 | DEER:Indoor_CFL_Ltg | 4988.4102 | 0 | -705.837 | SWWH028-05 | 4442.1621 | 2026 | 1564.482 | 2026 | 0 | -743.8771 | SWWH028-05 | Com Large Gas Water Heaters - Hot-Dry ¦ SCG ¦ Hot-Dry | Com Large Gas Water Heaters - Hot-Dry | 0.047202 | 0.546 | 0 | CBSA 2019 | 441.6017 | 2032 | 1 | SWWH028-05
COM-WATERHEAT-FS-21.58 | Com ¦ Com Heat Pump Water Heater (100+ Gal, 200+ kBtuh - 4.3 COP) - Fuel Sub - Hot-Dry ¦ SCG ¦ Hot-Dry | Com ¦ Com Heat Pump Water Heater (100+ Gal, 200+ kBtuh - 4.3 COP) - Fuel Sub - Hot-Dry | SCG ¦ Hot-Dry | SCG | All | Electric & Gas | Large HPWH 4.3 COP Com (100+ gal) | Efficient | 2031 |  | 1 | Conventional | WaterHeat | Com - Retail | Com | ROB Only | 1 | 1000 sqft2 of floor space | 1000 sqft served | 13 | DEER:Indoor_CFL_Ltg | 79.6437 | 0 | -10.4205 | SWWH028-05 | 63.5154 | 2026 | 22.3694 | 2026 | 0 | -10.6362 | SWWH028-05 | Com Large Gas Water Heaters - Hot-Dry ¦ SCG ¦ Hot-Dry | Com Large Gas Water Heaters - Hot-Dry | 0.004808 | 0.546 | 0 | CBSA 2019 | 23.5088 | 2032 | 1 | SWWH028-05
COM-WATERHEAT-FS-21.59 | Com ¦ Com Heat Pump Water Heater (100+ Gal, 200+ kBtuh - 4.3 COP) - Fuel Sub - Hot-Dry ¦ SCG ¦ Hot-Dry | Com ¦ Com Heat Pump Water Heater (100+ Gal, 200+ kBtuh - 4.3 COP) - Fuel Sub - Hot-Dry | SCG ¦ Hot-Dry | SCG | All | Electric & Gas | Large HPWH 4.3 COP Com (100+ gal) | Efficient | 2031 |  | 1 | Conventional | WaterHeat | Com - School | Com | ROB Only | 1 | 1000 sqft2 of floor space | 1000 sqft served | 13 | DEER:Indoor_CFL_Ltg | 437.8979 | 0 | -56.9334 | SWWH028-05 | 523.2002 | 2026 | 184.2655 | 2026 | 0 | -87.6142 | SWWH028-05 | Com Large Gas Water Heaters - Hot-Dry ¦ SCG ¦ Hot-Dry | Com Large Gas Water Heaters - Hot-Dry | 0.072836 | 0.546 | 0 | CBSA 2019 | 57.98 | 2032 | 1 | SWWH028-05
COM-WATERHEAT-FS-21.60 | Com ¦ Com Heat Pump Water Heater (100+ Gal, 200+ kBtuh - 4.3 COP) - Fuel Sub - Hot-Dry ¦ SCG ¦ Hot-Dry | Com ¦ Com Heat Pump Water Heater (100+ Gal, 200+ kBtuh - 4.3 COP) - Fuel Sub - Hot-Dry | SCG ¦ Hot-Dry | SCG | All | Electric & Gas | Large HPWH 4.3 COP Com (100+ gal) | Efficient | 2031 |  | 1 | Conventional | WaterHeat | Com - Warehouse | Com | ROB Only | 1 | 1000 sqft2 of floor space | 1000 sqft served | 13 | DEER:Indoor_CFL_Ltg | 13.1859 | 0 | -1.679 | SWWH028-05 | 9.4832 | 2026 | 3.3399 | 2026 | 0 | -1.588 | SWWH028-05 | Com Large Gas Water Heaters - Hot-Dry ¦ SCG ¦ Hot-Dry | Com Large Gas Water Heaters - Hot-Dry | 0.098222 | 0.546 | 0 | CBSA 2019 | 3.1255 | 2032 | 1 | SWWH028-05
COM-WATERHEAT-FS-21.61 | Com ¦ Com Heat Pump Water Heater (100+ Gal, 200+ kBtuh - 4.3 COP) - Fuel Sub - Cold ¦ SCG ¦ Cold | Com ¦ Com Heat Pump Water Heater (100+ Gal, 200+ kBtuh - 4.3 COP) - Fuel Sub - Cold | SCG ¦ Cold | SCG | All | Electric & Gas | Large HPWH 4.3 COP Com (100+ gal) | Efficient | 2031 |  | 1 | Conventional | WaterHeat | Com - College | Com | ROB Only | 1 | 1000 sqft2 of floor space | 1000 sqft served | 13 | DEER:Indoor_CFL_Ltg | 558.6581 | 0 | -66.6196 | SWWH028-05 | 329.5357 | 2026 | 116.059 | 2026 | 0 | -55.1835 | SWWH028-05 | Com Large Gas Water Heaters - Cold ¦ SCG ¦ Cold | Com Large Gas Water Heaters - Cold | 0.17915 | 0.546 | 0 | CBSA 2019 | 177.5773 | 2032 | 1 | SWWH028-05
COM-WATERHEAT-FS-21.62 | Com ¦ Com Heat Pump Water Heater (100+ Gal, 200+ kBtuh - 4.3 COP) - Fuel Sub - Cold ¦ SCG ¦ Cold | Com ¦ Com Heat Pump Water Heater (100+ Gal, 200+ kBtuh - 4.3 COP) - Fuel Sub - Cold | SCG ¦ Cold | SCG | All | Electric & Gas | Large HPWH 4.3 COP Com (100+ gal) | Efficient | 2031 |  | 1 | Conventional | WaterHeat | Com - Grocery | Com | ROB Only | 1 | 1000 sqft2 of floor space | 1000 sqft served | 13 | DEER:Indoor_CFL_Ltg | 725.0112 | 0 | -90.4493 | SWWH028-05 | 273.4497 | 2026 | 96.306 | 2026 | 0 | -45.7914 | SWWH028-05 | Com Large Gas Water Heaters - Cold ¦ SCG ¦ Cold | Com Large Gas Water Heaters - Cold | 0.039805 | 0.546 | 0 | CBSA 2019 | 171.6112 | 2032 | 1 | SWWH028-05
COM-WATERHEAT-FS-21.63 | Com ¦ Com Heat Pump Water Heater (100+ Gal, 200+ kBtuh - 4.3 COP) - Fuel Sub - Cold ¦ SCG ¦ Cold | Com ¦ Com Heat Pump Water Heater (100+ Gal, 200+ kBtuh - 4.3 COP) - Fuel Sub - Cold | SCG ¦ Cold | SCG | All | Electric & Gas | Large HPWH 4.3 COP Com (100+ gal) | Efficient | 2031 |  | 1 | Conventional | WaterHeat | Com - Health | Com | ROB Only | 1 | 1000 sqft2 of floor space | 1000 sqft served | 13 | DEER:Indoor_CFL_Ltg | 1485.8422 | 0 | -189.9612 | SWWH028-05 | 499.138 | 2026 | 175.7911 | 2026 | 0 | -83.5848 | SWWH028-05 | Com Large Gas Water Heaters - Cold ¦ SCG ¦ Cold | Com Large Gas Water Heaters - Cold | 0.18279 | 0.546 | 0 | CBSA 2019 | 439.3323 | 2032 | 1 | SWWH028-05
COM-WATERHEAT-FS-21.64 | Com ¦ Com Heat Pump Water Heater (100+ Gal, 200+ kBtuh - 4.3 COP) - Fuel Sub - Cold ¦ SCG ¦ Cold | Com ¦ Com Heat Pump Water Heater (100+ Gal, 200+ kBtuh - 4.3 COP) - Fuel Sub - Cold | SCG ¦ Cold | SCG | All | Electric & Gas | Large HPWH 4.3 COP Com (100+ gal) | Efficient | 2031 |  | 1 | Conventional | WaterHeat | Com - Lodging | Com | ROB Only | 1 | 1000 sqft2 of floor space | 1000 sqft served | 13 | DEER:Indoor_CFL_Ltg | 1162.449 | 0 | -145.8259 | SWWH028-05 | 314.0619 | 2026 | 110.6093 | 2026 | 0 | -52.5923 | SWWH028-05 | Com Large Gas Water Heaters - Cold ¦ SCG ¦ Cold | Com Large Gas Water Heaters - Cold | 0.29635 | 0.546 | 0 | CBSA 2019 | 1257.2218 | 2032 | 1 | SWWH028-05
COM-WATERHEAT-FS-21.65 | Com ¦ Com Heat Pump Water Heater (100+ Gal, 200+ kBtuh - 4.3 COP) - Fuel Sub - Cold ¦ SCG ¦ Cold | Com ¦ Com Heat Pump Water Heater (100+ Gal, 200+ kBtuh - 4.3 COP) - Fuel Sub - Cold | SCG ¦ Cold | SCG | All | Electric & Gas | Large HPWH 4.3 COP Com (100+ gal) | Efficient | 2031 |  | 1 | Conventional | WaterHeat | Com - Office (Large) | Com | ROB Only | 1 | 1000 sqft2 of floor space | 1000 sqft served | 13 | DEER:Indoor_CFL_Ltg | 157.6368 | 0 | -18.6419 | SWWH028-05 | 102.5436 | 2026 | 36.1148 | 2026 | 0 | -17.1718 | SWWH028-05 | Com Large Gas Water Heaters - Cold ¦ SCG ¦ Cold | Com Large Gas Water Heaters - Cold | 0.04091 | 0.546 | 0 | CBSA 2019 | 68.0378 | 2032 | 1 | SWWH028-05
COM-WATERHEAT-FS-21.66 | Com ¦ Com Heat Pump Water Heater (100+ Gal, 200+ kBtuh - 4.3 COP) - Fuel Sub - Cold ¦ SCG ¦ Cold | Com ¦ Com Heat Pump Water Heater (100+ Gal, 200+ kBtuh - 4.3 COP) - Fuel Sub - Cold | SCG ¦ Cold | SCG | All | Electric & Gas | Large HPWH 4.3 COP Com (100+ gal) | Efficient | 2031 |  | 1 | Conventional | WaterHeat | Com - Office (Small) | Com | ROB Only | 1 | 1000 sqft2 of floor space | 1000 sqft served | 13 | DEER:Indoor_CFL_Ltg | 147.8952 | 0 | -17.0921 | SWWH028-05 | 102.5436 | 2026 | 36.1148 | 2026 | 0 | -17.1718 | SWWH028-05 | Com Large Gas Water Heaters - Cold ¦ SCG ¦ Cold | Com Large Gas Water Heaters - Cold | 0.04091 | 0.546 | 0 | CBSA 2019 | 27.0561 | 2032 | 1 | SWWH028-05
COM-WATERHEAT-FS-21.67 | Com ¦ Com Heat Pump Water Heater (100+ Gal, 200+ kBtuh - 4.3 COP) - Fuel Sub - Cold ¦ SCG ¦ Cold | Com ¦ Com Heat Pump Water Heater (100+ Gal, 200+ kBtuh - 4.3 COP) - Fuel Sub - Cold | SCG ¦ Cold | SCG | All | Electric & Gas | Large HPWH 4.3 COP Com (100+ gal) | Efficient | 2031 |  | 1 | Conventional | WaterHeat | Com - Other | Com | ROB Only | 1 | 1000 sqft2 of floor space | 1000 sqft served | 13 | DEER:Indoor_CFL_Ltg | 1801.8012 | 0 | -219.3656 | SWWH028-05 | 848.0917 | 2026 | 298.6888 | 2026 | 0 | -142.02 | SWWH028-05 | Com Large Gas Water Heaters - Cold ¦ SCG ¦ Cold | Com Large Gas Water Heaters - Cold | 0.16753 | 0.546 | 0 | CBSA 2019 | 794.7648 | 2032 | 1 | SWWH028-05
COM-WATERHEAT-FS-21.68 | Com ¦ Com Heat Pump Water Heater (100+ Gal, 200+ kBtuh - 4.3 COP) - Fuel Sub - Cold ¦ SCG ¦ Cold | Com ¦ Com Heat Pump Water Heater (100+ Gal, 200+ kBtuh - 4.3 COP) - Fuel Sub - Cold | SCG ¦ Cold | SCG | All | Electric & Gas | Large HPWH 4.3 COP Com (100+ gal) | Efficient | 2031 |  | 1 | Conventional | WaterHeat | Com - Refrig. Warehouse | Com | ROB Only | 1 | 1000 sqft2 of floor space | 1000 sqft served | 13 | DEER:Indoor_CFL_Ltg | 159.2961 | 0 | -19.0828 | SWWH028-05 | 47.4162 | 2026 | 16.6995 | 2026 | 0 | -7.9402 | SWWH028-05 | Com Large Gas Water Heaters - Cold ¦ SCG ¦ Cold | Com Large Gas Water Heaters - Cold | 0.095771 | 0.546 | 0 | CBSA 2019 | 11.4808 | 2032 | 1 | SWWH028-05
COM-WATERHEAT-FS-21.69 | Com ¦ Com Heat Pump Water Heater (100+ Gal, 200+ kBtuh - 4.3 COP) - Fuel Sub - Cold ¦ SCG ¦ Cold | Com ¦ Com Heat Pump Water Heater (100+ Gal, 200+ kBtuh - 4.3 COP) - Fuel Sub - Cold | SCG ¦ Cold | SCG | All | Electric & Gas | Large HPWH 4.3 COP Com (100+ gal) | Efficient | 2031 |  | 1 | Conventional | WaterHeat | Com - Restaurant | Com | ROB Only | 1 | 1000 sqft2 of floor space | 1000 sqft served | 13 | DEER:Indoor_CFL_Ltg | 6107.7408 | 0 | -831.7604 | SWWH028-05 | 4442.1621 | 2026 | 1564.482 | 2026 | 0 | -743.8771 | SWWH028-05 | Com Large Gas Water Heaters - Cold ¦ SCG ¦ Cold | Com Large Gas Water Heaters - Cold | 0.047202 | 0.546 | 0 | CBSA 2019 | 516.3083 | 2032 | 1 | SWWH028-05
COM-WATERHEAT-FS-21.70 | Com ¦ Com Heat Pump Water Heater (100+ Gal, 200+ kBtuh - 4.3 COP) - Fuel Sub - Cold ¦ SCG ¦ Cold | Com ¦ Com Heat Pump Water Heater (100+ Gal, 200+ kBtuh - 4.3 COP) - Fuel Sub - Cold | SCG ¦ Cold | SCG | All | Electric & Gas | Large HPWH 4.3 COP Com (100+ gal) | Efficient | 2031 |  | 1 | Conventional | WaterHeat | Com - Retail | Com | ROB Only | 1 | 1000 sqft2 of floor space | 1000 sqft served | 13 | DEER:Indoor_CFL_Ltg | 98.0348 | 0 | -12.2727 | SWWH028-05 | 63.5154 | 2026 | 22.3694 | 2026 | 0 | -10.6362 | SWWH028-05 | Com Large Gas Water Heaters - Cold ¦ SCG ¦ Cold | Com Large Gas Water Heaters - Cold | 0.004808 | 0.546 | 0 | CBSA 2019 | 26.1996 | 2032 | 1 | SWWH028-05
COM-WATERHEAT-FS-21.71 | Com ¦ Com Heat Pump Water Heater (100+ Gal, 200+ kBtuh - 4.3 COP) - Fuel Sub - Cold ¦ SCG ¦ Cold | Com ¦ Com Heat Pump Water Heater (100+ Gal, 200+ kBtuh - 4.3 COP) - Fuel Sub - Cold | SCG ¦ Cold | SCG | All | Electric & Gas | Large HPWH 4.3 COP Com (100+ gal) | Efficient | 2031 |  | 1 | Conventional | WaterHeat | Com - School | Com | ROB Only | 1 | 1000 sqft2 of floor space | 1000 sqft served | 13 | DEER:Indoor_CFL_Ltg | 595.0837 | 0 | -67.326 | SWWH028-05 | 523.2002 | 2026 | 184.2655 | 2026 | 0 | -87.6142 | SWWH028-05 | Com Large Gas Water Heaters - Cold ¦ SCG ¦ Cold | Com Large Gas Water Heaters - Cold | 0.072836 | 0.546 | 0 | CBSA 2019 | 55.8444 | 2032 | 1 | SWWH028-05
COM-WATERHEAT-FS-21.72 | Com ¦ Com Heat Pump Water Heater (100+ Gal, 200+ kBtuh - 4.3 COP) - Fuel Sub - Cold ¦ SCG ¦ Cold | Com ¦ Com Heat Pump Water Heater (100+ Gal, 200+ kBtuh - 4.3 COP) - Fuel Sub - Cold | SCG ¦ Cold | SCG | All | Electric & Gas | Large HPWH 4.3 COP Com (100+ gal) | Efficient | 2031 |  | 1 | Conventional | WaterHeat | Com - Warehouse | Com | ROB Only | 1 | 1000 sqft2 of floor space | 1000 sqft served | 13 | DEER:Indoor_CFL_Ltg | 18.7552 | 0 | -1.9738 | SWWH028-05 | 9.4832 | 2026 | 3.3399 | 2026 | 0 | -1.588 | SWWH028-05 | Com Large Gas Water Heaters - Cold ¦ SCG ¦ Cold | Com Large Gas Water Heaters - Cold | 0.098222 | 0.546 | 0 | CBSA 2019 | 2.6991 | 2032 | 1 | SWWH028-05
COM-WATERHEAT-FS-21.73 | Com ¦ Com Heat Pump Water Heater (100+ Gal, 200+ kBtuh - 4.3 COP) - Fuel Sub - Marine ¦ SDG&E ¦ Marine | Com ¦ Com Heat Pump Water Heater (100+ Gal, 200+ kBtuh - 4.3 COP) - Fuel Sub - Marine | SDG&E ¦ Marine | SDG&E | All | Electric & Gas | Large HPWH 4.3 COP Com (100+ gal) | Efficient | 2031 |  | 1 | Conventional | WaterHeat | Com - College | Com | ROB Only | 1 | 1000 sqft2 of floor space | 1000 sqft served | 13 | DEER:Indoor_CFL_Ltg | 419.5231 | 0 | -57.2888 | SWWH028-05 | 329.5357 | 2026 | 116.059 | 2026 | 0 | -55.1835 | SWWH028-05 | Com Large Gas Water Heaters - Marine ¦ SDG&E ¦ Marine | Com Large Gas Water Heaters - Marine | 0.17915 | 0.546 | 0 | CBSA 2019 | 157.3026 | 2032 | 1 | SWWH028-05
COM-WATERHEAT-FS-21.74 | Com ¦ Com Heat Pump Water Heater (100+ Gal, 200+ kBtuh - 4.3 COP) - Fuel Sub - Marine ¦ SDG&E ¦ Marine | Com ¦ Com Heat Pump Water Heater (100+ Gal, 200+ kBtuh - 4.3 COP) - Fuel Sub - Marine | SDG&E ¦ Marine | SDG&E | All | Electric & Gas | Large HPWH 4.3 COP Com (100+ gal) | Efficient | 2031 |  | 1 | Conventional | WaterHeat | Com - Grocery | Com | ROB Only | 1 | 1000 sqft2 of floor space | 1000 sqft served | 13 | DEER:Indoor_CFL_Ltg | 576.2304 | 0 | -78.169 | SWWH028-05 | 273.4497 | 2026 | 96.306 | 2026 | 0 | -45.7914 | SWWH028-05 | Com Large Gas Water Heaters - Marine ¦ SDG&E ¦ Marine | Com Large Gas Water Heaters - Marine | 0.039805 | 0.546 | 0 | CBSA 2019 | 151.1434 | 2032 | 1 | SWWH028-05
COM-WATERHEAT-FS-21.75 | Com ¦ Com Heat Pump Water Heater (100+ Gal, 200+ kBtuh - 4.3 COP) - Fuel Sub - Marine ¦ SDG&E ¦ Marine | Com ¦ Com Heat Pump Water Heater (100+ Gal, 200+ kBtuh - 4.3 COP) - Fuel Sub - Marine | SDG&E ¦ Marine | SDG&E | All | Electric & Gas | Large HPWH 4.3 COP Com (100+ gal) | Efficient | 2031 |  | 1 | Conventional | WaterHeat | Com - Health | Com | ROB Only | 1 | 1000 sqft2 of floor space | 1000 sqft served | 13 | DEER:Indoor_CFL_Ltg | 1191.0004 | 0 | -164.3242 | SWWH028-05 | 499.138 | 2026 | 175.7911 | 2026 | 0 | -83.5848 | SWWH028-05 | Com Large Gas Water Heaters - Marine ¦ SDG&E ¦ Marine | Com Large Gas Water Heaters - Marine | 0.18279 | 0.546 | 0 | CBSA 2019 | 386.212 | 2032 | 1 | SWWH028-05
COM-WATERHEAT-FS-21.76 | Com ¦ Com Heat Pump Water Heater (100+ Gal, 200+ kBtuh - 4.3 COP) - Fuel Sub - Marine ¦ SDG&E ¦ Marine | Com ¦ Com Heat Pump Water Heater (100+ Gal, 200+ kBtuh - 4.3 COP) - Fuel Sub - Marine | SDG&E ¦ Marine | SDG&E | All | Electric & Gas | Large HPWH 4.3 COP Com (100+ gal) | Efficient | 2031 |  | 1 | Conventional | WaterHeat | Com - Lodging | Com | ROB Only | 1 | 1000 sqft2 of floor space | 1000 sqft served | 13 | DEER:Indoor_CFL_Ltg | 935.5977 | 0 | -126.0627 | SWWH028-05 | 314.0619 | 2026 | 110.6093 | 2026 | 0 | -52.5923 | SWWH028-05 | Com Large Gas Water Heaters - Marine ¦ SDG&E ¦ Marine | Com Large Gas Water Heaters - Marine | 0.29635 | 0.546 | 0 | CBSA 2019 | 1097.7646 | 2032 | 1 | SWWH028-05
COM-WATERHEAT-FS-21.77 | Com ¦ Com Heat Pump Water Heater (100+ Gal, 200+ kBtuh - 4.3 COP) - Fuel Sub - Marine ¦ SDG&E ¦ Marine | Com ¦ Com Heat Pump Water Heater (100+ Gal, 200+ kBtuh - 4.3 COP) - Fuel Sub - Marine | SDG&E ¦ Marine | SDG&E | All | Electric & Gas | Large HPWH 4.3 COP Com (100+ gal) | Efficient | 2031 |  | 1 | Conventional | WaterHeat | Com - Office (Large) | Com | ROB Only | 1 | 1000 sqft2 of floor space | 1000 sqft served | 13 | DEER:Indoor_CFL_Ltg | 116.8992 | 0 | -16.1179 | SWWH028-05 | 102.5436 | 2026 | 36.1148 | 2026 | 0 | -17.1718 | SWWH028-05 | Com Large Gas Water Heaters - Marine ¦ SDG&E ¦ Marine | Com Large Gas Water Heaters - Marine | 0.04091 | 0.546 | 0 | CBSA 2019 | 60.7549 | 2032 | 1 | SWWH028-05
COM-WATERHEAT-FS-21.78 | Com ¦ Com Heat Pump Water Heater (100+ Gal, 200+ kBtuh - 4.3 COP) - Fuel Sub - Marine ¦ SDG&E ¦ Marine | Com ¦ Com Heat Pump Water Heater (100+ Gal, 200+ kBtuh - 4.3 COP) - Fuel Sub - Marine | SDG&E ¦ Marine | SDG&E | All | Electric & Gas | Large HPWH 4.3 COP Com (100+ gal) | Efficient | 2031 |  | 1 | Conventional | WaterHeat | Com - Office (Small) | Com | ROB Only | 1 | 1000 sqft2 of floor space | 1000 sqft served | 13 | DEER:Indoor_CFL_Ltg | 108.9288 | 0 | -14.8338 | SWWH028-05 | 102.5436 | 2026 | 36.1148 | 2026 | 0 | -17.1718 | SWWH028-05 | Com Large Gas Water Heaters - Marine ¦ SDG&E ¦ Marine | Com Large Gas Water Heaters - Marine | 0.04091 | 0.546 | 0 | CBSA 2019 | 24.3719 | 2032 | 1 | SWWH028-05
COM-WATERHEAT-FS-21.79 | Com ¦ Com Heat Pump Water Heater (100+ Gal, 200+ kBtuh - 4.3 COP) - Fuel Sub - Marine ¦ SDG&E ¦ Marine | Com ¦ Com Heat Pump Water Heater (100+ Gal, 200+ kBtuh - 4.3 COP) - Fuel Sub - Marine | SDG&E ¦ Marine | SDG&E | All | Electric & Gas | Large HPWH 4.3 COP Com (100+ gal) | Efficient | 2031 |  | 1 | Conventional | WaterHeat | Com - Other | Com | ROB Only | 1 | 1000 sqft2 of floor space | 1000 sqft served | 13 | DEER:Indoor_CFL_Ltg | 1435.5814 | 0 | -189.7018 | SWWH028-05 | 848.0917 | 2026 | 298.6888 | 2026 | 0 | -142.02 | SWWH028-05 | Com Large Gas Water Heaters - Marine ¦ SDG&E ¦ Marine | Com Large Gas Water Heaters - Marine | 0.16753 | 0.546 | 0 | CBSA 2019 | 700.8273 | 2032 | 1 | SWWH028-05
COM-WATERHEAT-FS-21.80 | Com ¦ Com Heat Pump Water Heater (100+ Gal, 200+ kBtuh - 4.3 COP) - Fuel Sub - Marine ¦ SDG&E ¦ Marine | Com ¦ Com Heat Pump Water Heater (100+ Gal, 200+ kBtuh - 4.3 COP) - Fuel Sub - Marine | SDG&E ¦ Marine | SDG&E | All | Electric & Gas | Large HPWH 4.3 COP Com (100+ gal) | Efficient | 2031 |  | 1 | Conventional | WaterHeat | Com - Refrig. Warehouse | Com | ROB Only | 1 | 1000 sqft2 of floor space | 1000 sqft served | 13 | DEER:Indoor_CFL_Ltg | 118.3459 | 0 | -16.5029 | SWWH028-05 | 47.4162 | 2026 | 16.6995 | 2026 | 0 | -7.9402 | SWWH028-05 | Com Large Gas Water Heaters - Marine ¦ SDG&E ¦ Marine | Com Large Gas Water Heaters - Marine | 0.095771 | 0.546 | 0 | CBSA 2019 | 10.2756 | 2032 | 1 | SWWH028-05
COM-WATERHEAT-FS-21.81 | Com ¦ Com Heat Pump Water Heater (100+ Gal, 200+ kBtuh - 4.3 COP) - Fuel Sub - Marine ¦ SDG&E ¦ Marine | Com ¦ Com Heat Pump Water Heater (100+ Gal, 200+ kBtuh - 4.3 COP) - Fuel Sub - Marine | SDG&E ¦ Marine | SDG&E | All | Electric & Gas | Large HPWH 4.3 COP Com (100+ gal) | Efficient | 2031 |  | 1 | Conventional | WaterHeat | Com - Restaurant | Com | ROB Only | 1 | 1000 sqft2 of floor space | 1000 sqft served | 13 | DEER:Indoor_CFL_Ltg | 4915.0702 | 0 | -719.2643 | SWWH028-05 | 4442.1621 | 2026 | 1564.482 | 2026 | 0 | -743.8771 | SWWH028-05 | Com Large Gas Water Heaters - Marine ¦ SDG&E ¦ Marine | Com Large Gas Water Heaters - Marine | 0.047202 | 0.546 | 0 | CBSA 2019 | 452.9921 | 2032 | 1 | SWWH028-05
COM-WATERHEAT-FS-21.82 | Com ¦ Com Heat Pump Water Heater (100+ Gal, 200+ kBtuh - 4.3 COP) - Fuel Sub - Marine ¦ SDG&E ¦ Marine | Com ¦ Com Heat Pump Water Heater (100+ Gal, 200+ kBtuh - 4.3 COP) - Fuel Sub - Marine | SDG&E ¦ Marine | SDG&E | All | Electric & Gas | Large HPWH 4.3 COP Com (100+ gal) | Efficient | 2031 |  | 1 | Conventional | WaterHeat | Com - Retail | Com | ROB Only | 1 | 1000 sqft2 of floor space | 1000 sqft served | 13 | DEER:Indoor_CFL_Ltg | 78.5938 | 0 | -10.6228 | SWWH028-05 | 63.5154 | 2026 | 22.3694 | 2026 | 0 | -10.6362 | SWWH028-05 | Com Large Gas Water Heaters - Marine ¦ SDG&E ¦ Marine | Com Large Gas Water Heaters - Marine | 0.004808 | 0.546 | 0 | CBSA 2019 | 24.8773 | 2032 | 1 | SWWH028-05
COM-WATERHEAT-FS-21.83 | Com ¦ Com Heat Pump Water Heater (100+ Gal, 200+ kBtuh - 4.3 COP) - Fuel Sub - Marine ¦ SDG&E ¦ Marine | Com ¦ Com Heat Pump Water Heater (100+ Gal, 200+ kBtuh - 4.3 COP) - Fuel Sub - Marine | SDG&E ¦ Marine | SDG&E | All | Electric & Gas | Large HPWH 4.3 COP Com (100+ gal) | Efficient | 2031 |  | 1 | Conventional | WaterHeat | Com - School | Com | ROB Only | 1 | 1000 sqft2 of floor space | 1000 sqft served | 13 | DEER:Indoor_CFL_Ltg | 431.7019 | 0 | -58.0306 | SWWH028-05 | 523.2002 | 2026 | 184.2655 | 2026 | 0 | -87.6142 | SWWH028-05 | Com Large Gas Water Heaters - Marine ¦ SDG&E ¦ Marine | Com Large Gas Water Heaters - Marine | 0.072836 | 0.546 | 0 | CBSA 2019 | 61.5068 | 2032 | 1 | SWWH028-05
COM-WATERHEAT-FS-21.84 | Com ¦ Com Heat Pump Water Heater (100+ Gal, 200+ kBtuh - 4.3 COP) - Fuel Sub - Marine ¦ SDG&E ¦ Marine | Com ¦ Com Heat Pump Water Heater (100+ Gal, 200+ kBtuh - 4.3 COP) - Fuel Sub - Marine | SDG&E ¦ Marine | SDG&E | All | Electric & Gas | Large HPWH 4.3 COP Com (100+ gal) | Efficient | 2031 |  | 1 | Conventional | WaterHeat | Com - Warehouse | Com | ROB Only | 1 | 1000 sqft2 of floor space | 1000 sqft served | 13 | DEER:Indoor_CFL_Ltg | 13.0221 | 0 | -1.7117 | SWWH028-05 | 9.4832 | 2026 | 3.3399 | 2026 | 0 | -1.588 | SWWH028-05 | Com Large Gas Water Heaters - Marine ¦ SDG&E ¦ Marine | Com Large Gas Water Heaters - Marine | 0.098222 | 0.546 | 0 | CBSA 2019 | 3.3126 | 2032 | 1 | SWWH028-05
COM-WATERHEAT-FS-21.85 | Com ¦ Com Heat Pump Water Heater (100+ Gal, 200+ kBtuh - 4.3 COP) - Fuel Sub - Hot-Dry ¦ SDG&E ¦ Hot-Dry | Com ¦ Com Heat Pump Water Heater (100+ Gal, 200+ kBtuh - 4.3 COP) - Fuel Sub - Hot-Dry | SDG&E ¦ Hot-Dry | SDG&E | All | Electric & Gas | Large HPWH 4.3 COP Com (100+ gal) | Efficient | 2031 |  | 1 | Conventional | WaterHeat | Com - College | Com | ROB Only | 1 | 1000 sqft2 of floor space | 1000 sqft served | 13 | DEER:Indoor_CFL_Ltg | 419.5231 | 0 | -57.2888 | SWWH028-05 | 329.5357 | 2026 | 116.059 | 2026 | 0 | -55.1835 | SWWH028-05 | Com Large Gas Water Heaters - Hot-Dry ¦ SDG&E ¦ Hot-Dry | Com Large Gas Water Heaters - Hot-Dry | 0.17915 | 0.546 | 0 | CBSA 2019 | 157.3026 | 2032 | 1 | SWWH028-05
COM-WATERHEAT-FS-21.86 | Com ¦ Com Heat Pump Water Heater (100+ Gal, 200+ kBtuh - 4.3 COP) - Fuel Sub - Hot-Dry ¦ SDG&E ¦ Hot-Dry | Com ¦ Com Heat Pump Water Heater (100+ Gal, 200+ kBtuh - 4.3 COP) - Fuel Sub - Hot-Dry | SDG&E ¦ Hot-Dry | SDG&E | All | Electric & Gas | Large HPWH 4.3 COP Com (100+ gal) | Efficient | 2031 |  | 1 | Conventional | WaterHeat | Com - Grocery | Com | ROB Only | 1 | 1000 sqft2 of floor space | 1000 sqft served | 13 | DEER:Indoor_CFL_Ltg | 576.2304 | 0 | -78.0509 | SWWH028-05 | 273.4497 | 2026 | 96.306 | 2026 | 0 | -45.7914 | SWWH028-05 | Com Large Gas Water Heaters - Hot-Dry ¦ SDG&E ¦ Hot-Dry | Com Large Gas Water Heaters - Hot-Dry | 0.039805 | 0.546 | 0 | CBSA 2019 | 150.8661 | 2032 | 1 | SWWH028-05
COM-WATERHEAT-FS-21.87 | Com ¦ Com Heat Pump Water Heater (100+ Gal, 200+ kBtuh - 4.3 COP) - Fuel Sub - Hot-Dry ¦ SDG&E ¦ Hot-Dry | Com ¦ Com Heat Pump Water Heater (100+ Gal, 200+ kBtuh - 4.3 COP) - Fuel Sub - Hot-Dry | SDG&E ¦ Hot-Dry | SDG&E | All | Electric & Gas | Large HPWH 4.3 COP Com (100+ gal) | Efficient | 2031 |  | 1 | Conventional | WaterHeat | Com - Health | Com | ROB Only | 1 | 1000 sqft2 of floor space | 1000 sqft served | 13 | DEER:Indoor_CFL_Ltg | 1186.6897 | 0 | -163.8931 | SWWH028-05 | 499.138 | 2026 | 175.7911 | 2026 | 0 | -83.5848 | SWWH028-05 | Com Large Gas Water Heaters - Hot-Dry ¦ SDG&E ¦ Hot-Dry | Com Large Gas Water Heaters - Hot-Dry | 0.18279 | 0.546 | 0 | CBSA 2019 | 385.2765 | 2032 | 1 | SWWH028-05
COM-WATERHEAT-FS-21.88 | Com ¦ Com Heat Pump Water Heater (100+ Gal, 200+ kBtuh - 4.3 COP) - Fuel Sub - Hot-Dry ¦ SDG&E ¦ Hot-Dry | Com ¦ Com Heat Pump Water Heater (100+ Gal, 200+ kBtuh - 4.3 COP) - Fuel Sub - Hot-Dry | SDG&E ¦ Hot-Dry | SDG&E | All | Electric & Gas | Large HPWH 4.3 COP Com (100+ gal) | Efficient | 2031 |  | 1 | Conventional | WaterHeat | Com - Lodging | Com | ROB Only | 1 | 1000 sqft2 of floor space | 1000 sqft served | 13 | DEER:Indoor_CFL_Ltg | 932.9675 | 0 | -125.6641 | SWWH028-05 | 314.0619 | 2026 | 110.6093 | 2026 | 0 | -52.5923 | SWWH028-05 | Com Large Gas Water Heaters - Hot-Dry ¦ SDG&E ¦ Hot-Dry | Com Large Gas Water Heaters - Hot-Dry | 0.29635 | 0.546 | 0 | CBSA 2019 | 1094.2415 | 2032 | 1 | SWWH028-05
COM-WATERHEAT-FS-21.89 | Com ¦ Com Heat Pump Water Heater (100+ Gal, 200+ kBtuh - 4.3 COP) - Fuel Sub - Hot-Dry ¦ SDG&E ¦ Hot-Dry | Com ¦ Com Heat Pump Water Heater (100+ Gal, 200+ kBtuh - 4.3 COP) - Fuel Sub - Hot-Dry | SDG&E ¦ Hot-Dry | SDG&E | All | Electric & Gas | Large HPWH 4.3 COP Com (100+ gal) | Efficient | 2031 |  | 1 | Conventional | WaterHeat | Com - Office (Large) | Com | ROB Only | 1 | 1000 sqft2 of floor space | 1000 sqft served | 13 | DEER:Indoor_CFL_Ltg | 116.8992 | 0 | -16.1179 | SWWH028-05 | 102.5436 | 2026 | 36.1148 | 2026 | 0 | -17.1718 | SWWH028-05 | Com Large Gas Water Heaters - Hot-Dry ¦ SDG&E ¦ Hot-Dry | Com Large Gas Water Heaters - Hot-Dry | 0.04091 | 0.546 | 0 | CBSA 2019 | 60.7549 | 2032 | 1 | SWWH028-05
COM-WATERHEAT-FS-21.90 | Com ¦ Com Heat Pump Water Heater (100+ Gal, 200+ kBtuh - 4.3 COP) - Fuel Sub - Hot-Dry ¦ SDG&E ¦ Hot-Dry | Com ¦ Com Heat Pump Water Heater (100+ Gal, 200+ kBtuh - 4.3 COP) - Fuel Sub - Hot-Dry | SDG&E ¦ Hot-Dry | SDG&E | All | Electric & Gas | Large HPWH 4.3 COP Com (100+ gal) | Efficient | 2031 |  | 1 | Conventional | WaterHeat | Com - Office (Small) | Com | ROB Only | 1 | 1000 sqft2 of floor space | 1000 sqft served | 13 | DEER:Indoor_CFL_Ltg | 108.9288 | 0 | -14.7895 | SWWH028-05 | 102.5436 | 2026 | 36.1148 | 2026 | 0 | -17.1718 | SWWH028-05 | Com Large Gas Water Heaters - Hot-Dry ¦ SDG&E ¦ Hot-Dry | Com Large Gas Water Heaters - Hot-Dry | 0.04091 | 0.546 | 0 | CBSA 2019 | 24.2843 | 2032 | 1 | SWWH028-05
COM-WATERHEAT-FS-21.91 | Com ¦ Com Heat Pump Water Heater (100+ Gal, 200+ kBtuh - 4.3 COP) - Fuel Sub - Hot-Dry ¦ SDG&E ¦ Hot-Dry | Com ¦ Com Heat Pump Water Heater (100+ Gal, 200+ kBtuh - 4.3 COP) - Fuel Sub - Hot-Dry | SDG&E ¦ Hot-Dry | SDG&E | All | Electric & Gas | Large HPWH 4.3 COP Com (100+ gal) | Efficient | 2031 |  | 1 | Conventional | WaterHeat | Com - Other | Com | ROB Only | 1 | 1000 sqft2 of floor space | 1000 sqft served | 13 | DEER:Indoor_CFL_Ltg | 1435.5814 | 0 | -188.9694 | SWWH028-05 | 848.0917 | 2026 | 298.6888 | 2026 | 0 | -142.02 | SWWH028-05 | Com Large Gas Water Heaters - Hot-Dry ¦ SDG&E ¦ Hot-Dry | Com Large Gas Water Heaters - Hot-Dry | 0.16753 | 0.546 | 0 | CBSA 2019 | 697.5093 | 2032 | 1 | SWWH028-05
COM-WATERHEAT-FS-21.92 | Com ¦ Com Heat Pump Water Heater (100+ Gal, 200+ kBtuh - 4.3 COP) - Fuel Sub - Hot-Dry ¦ SDG&E ¦ Hot-Dry | Com ¦ Com Heat Pump Water Heater (100+ Gal, 200+ kBtuh - 4.3 COP) - Fuel Sub - Hot-Dry | SDG&E ¦ Hot-Dry | SDG&E | All | Electric & Gas | Large HPWH 4.3 COP Com (100+ gal) | Efficient | 2031 |  | 1 | Conventional | WaterHeat | Com - Refrig. Warehouse | Com | ROB Only | 1 | 1000 sqft2 of floor space | 1000 sqft served | 13 | DEER:Indoor_CFL_Ltg | 117.9364 | 0 | -16.4415 | SWWH028-05 | 47.4162 | 2026 | 16.6995 | 2026 | 0 | -7.9402 | SWWH028-05 | Com Large Gas Water Heaters - Hot-Dry ¦ SDG&E ¦ Hot-Dry | Com Large Gas Water Heaters - Hot-Dry | 0.095771 | 0.546 | 0 | CBSA 2019 | 10.2368 | 2032 | 1 | SWWH028-05
COM-WATERHEAT-FS-21.93 | Com ¦ Com Heat Pump Water Heater (100+ Gal, 200+ kBtuh - 4.3 COP) - Fuel Sub - Hot-Dry ¦ SDG&E ¦ Hot-Dry | Com ¦ Com Heat Pump Water Heater (100+ Gal, 200+ kBtuh - 4.3 COP) - Fuel Sub - Hot-Dry | SDG&E ¦ Hot-Dry | SDG&E | All | Electric & Gas | Large HPWH 4.3 COP Com (100+ gal) | Efficient | 2031 |  | 1 | Conventional | WaterHeat | Com - Restaurant | Com | ROB Only | 1 | 1000 sqft2 of floor space | 1000 sqft served | 13 | DEER:Indoor_CFL_Ltg | 4876.7063 | 0 | -717.3462 | SWWH028-05 | 4442.1621 | 2026 | 1564.482 | 2026 | 0 | -743.8771 | SWWH028-05 | Com Large Gas Water Heaters - Hot-Dry ¦ SDG&E ¦ Hot-Dry | Com Large Gas Water Heaters - Hot-Dry | 0.047202 | 0.546 | 0 | CBSA 2019 | 452.2329 | 2032 | 1 | SWWH028-05
COM-WATERHEAT-FS-21.94 | Com ¦ Com Heat Pump Water Heater (100+ Gal, 200+ kBtuh - 4.3 COP) - Fuel Sub - Hot-Dry ¦ SDG&E ¦ Hot-Dry | Com ¦ Com Heat Pump Water Heater (100+ Gal, 200+ kBtuh - 4.3 COP) - Fuel Sub - Hot-Dry | SDG&E ¦ Hot-Dry | SDG&E | All | Electric & Gas | Large HPWH 4.3 COP Com (100+ gal) | Efficient | 2031 |  | 1 | Conventional | WaterHeat | Com - Retail | Com | ROB Only | 1 | 1000 sqft2 of floor space | 1000 sqft served | 13 | DEER:Indoor_CFL_Ltg | 78.5286 | 0 | -10.6149 | SWWH028-05 | 63.5154 | 2026 | 22.3694 | 2026 | 0 | -10.6362 | SWWH028-05 | Com Large Gas Water Heaters - Hot-Dry ¦ SDG&E ¦ Hot-Dry | Com Large Gas Water Heaters - Hot-Dry | 0.004808 | 0.546 | 0 | CBSA 2019 | 24.8608 | 2032 | 1 | SWWH028-05
COM-WATERHEAT-FS-21.95 | Com ¦ Com Heat Pump Water Heater (100+ Gal, 200+ kBtuh - 4.3 COP) - Fuel Sub - Hot-Dry ¦ SDG&E ¦ Hot-Dry | Com ¦ Com Heat Pump Water Heater (100+ Gal, 200+ kBtuh - 4.3 COP) - Fuel Sub - Hot-Dry | SDG&E ¦ Hot-Dry | SDG&E | All | Electric & Gas | Large HPWH 4.3 COP Com (100+ gal) | Efficient | 2031 |  | 1 | Conventional | WaterHeat | Com - School | Com | ROB Only | 1 | 1000 sqft2 of floor space | 1000 sqft served | 13 | DEER:Indoor_CFL_Ltg | 430.2813 | 0 | -57.8046 | SWWH028-05 | 523.2002 | 2026 | 184.2655 | 2026 | 0 | -87.6142 | SWWH028-05 | Com Large Gas Water Heaters - Hot-Dry ¦ SDG&E ¦ Hot-Dry | Com Large Gas Water Heaters - Hot-Dry | 0.072836 | 0.546 | 0 | CBSA 2019 | 61.2245 | 2032 | 1 | SWWH028-05
COM-WATERHEAT-FS-21.96 | Com ¦ Com Heat Pump Water Heater (100+ Gal, 200+ kBtuh - 4.3 COP) - Fuel Sub - Hot-Dry ¦ SDG&E ¦ Hot-Dry | Com ¦ Com Heat Pump Water Heater (100+ Gal, 200+ kBtuh - 4.3 COP) - Fuel Sub - Hot-Dry | SDG&E ¦ Hot-Dry | SDG&E | All | Electric & Gas | Large HPWH 4.3 COP Com (100+ gal) | Efficient | 2031 |  | 1 | Conventional | WaterHeat | Com - Warehouse | Com | ROB Only | 1 | 1000 sqft2 of floor space | 1000 sqft served | 13 | DEER:Indoor_CFL_Ltg | 13.0221 | 0 | -1.7076 | SWWH028-05 | 9.4832 | 2026 | 3.3399 | 2026 | 0 | -1.588 | SWWH028-05 | Com Large Gas Water Heaters - Hot-Dry ¦ SDG&E ¦ Hot-Dry | Com Large Gas Water Heaters - Hot-Dry | 0.098222 | 0.546 | 0 | CBSA 2019 | 3.2954 | 2032 | 1 | SWWH028-05
COM-WATERHEAT-FS-PU-20.1 | Com ¦ Com Code Large Gas Water Heater (100+ Gal, 200+ kBtuh - 0.80 Et) - Panel Upgrade - Marine ¦ PG&E ¦ Marine | Com ¦ Com Code Large Gas Water Heater (100+ Gal, 200+ kBtuh - 0.80 Et) - Panel Upgrade - Marine | PG&E ¦ Marine | PG&E | All | Electric & Gas | Large gas WH (avg. 100+ gal 0.80 ET, 200+ kBtuh 0.83 ET) | Average Existing and Code |  | 2031 | 1 | Conventional | WaterHeat | Com - College | Com | ROB and NEW | 0 | 1000 sqft2 of floor space | 1000 sqft served | 13 | DEER:Indoor_CFL_Ltg | 0 | 0 | 0 | SWWH028-05 | 88.6522 | 2026 | 69.4703 | 2026 | 0 | 0 | SWWH028-05 | Com Large Gas Water Heaters - Panel Upgrade - Marine ¦ PG&E ¦ Marine | Com Large Gas Water Heaters - Panel Upgrade - Marine | 0.17915 | 0.453 | 1 | CBSA 2019 | 0 | 2012 | 1 | SWWH028-05
COM-WATERHEAT-FS-PU-20.2 | Com ¦ Com Code Large Gas Water Heater (100+ Gal, 200+ kBtuh - 0.80 Et) - Panel Upgrade - Marine ¦ PG&E ¦ Marine | Com ¦ Com Code Large Gas Water Heater (100+ Gal, 200+ kBtuh - 0.80 Et) - Panel Upgrade - Marine | PG&E ¦ Marine | PG&E | All | Electric & Gas | Large gas WH (avg. 100+ gal 0.80 ET, 200+ kBtuh 0.83 ET) | Average Existing and Code |  | 2031 | 1 | Conventional | WaterHeat | Com - Grocery | Com | ROB and NEW | 0 | 1000 sqft2 of floor space | 1000 sqft served | 13 | DEER:Indoor_CFL_Ltg | 0 | 0 | 0 | SWWH028-05 | 73.5638 | 2026 | 57.6467 | 2026 | 0 | 0 | SWWH028-05 | Com Large Gas Water Heaters - Panel Upgrade - Marine ¦ PG&E ¦ Marine | Com Large Gas Water Heaters - Panel Upgrade - Marine | 0.039805 | 0.453 | 1 | CBSA 2019 | 0 | 2012 | 1 | SWWH028-05
COM-WATERHEAT-FS-PU-20.3 | Com ¦ Com Code Large Gas Water Heater (100+ Gal, 200+ kBtuh - 0.80 Et) - Panel Upgrade - Marine ¦ PG&E ¦ Marine | Com ¦ Com Code Large Gas Water Heater (100+ Gal, 200+ kBtuh - 0.80 Et) - Panel Upgrade - Marine | PG&E ¦ Marine | PG&E | All | Electric & Gas | Large gas WH (avg. 100+ gal 0.80 ET, 200+ kBtuh 0.83 ET) | Average Existing and Code |  | 2031 | 1 | Conventional | WaterHeat | Com - Health | Com | ROB and NEW | 0 | 1000 sqft2 of floor space | 1000 sqft served | 13 | DEER:Indoor_CFL_Ltg | 0 | 0 | 0 | SWWH028-05 | 134.2789 | 2026 | 105.2246 | 2026 | 0 | 0 | SWWH028-05 | Com Large Gas Water Heaters - Panel Upgrade - Marine ¦ PG&E ¦ Marine | Com Large Gas Water Heaters - Panel Upgrade - Marine | 0.18279 | 0.453 | 1 | CBSA 2019 | 0 | 2012 | 1 | SWWH028-05
COM-WATERHEAT-FS-PU-20.4 | Com ¦ Com Code Large Gas Water Heater (100+ Gal, 200+ kBtuh - 0.80 Et) - Panel Upgrade - Marine ¦ PG&E ¦ Marine | Com ¦ Com Code Large Gas Water Heater (100+ Gal, 200+ kBtuh - 0.80 Et) - Panel Upgrade - Marine | PG&E ¦ Marine | PG&E | All | Electric & Gas | Large gas WH (avg. 100+ gal 0.80 ET, 200+ kBtuh 0.83 ET) | Average Existing and Code |  | 2031 | 1 | Conventional | WaterHeat | Com - Lodging | Com | ROB and NEW | 0 | 1000 sqft2 of floor space | 1000 sqft served | 13 | DEER:Indoor_CFL_Ltg | 0 | 0 | 0 | SWWH028-05 | 84.4894 | 2026 | 66.2082 | 2026 | 0 | 0 | SWWH028-05 | Com Large Gas Water Heaters - Panel Upgrade - Marine ¦ PG&E ¦ Marine | Com Large Gas Water Heaters - Panel Upgrade - Marine | 0.29635 | 0.453 | 1 | CBSA 2019 | 0 | 2012 | 1 | SWWH028-05
COM-WATERHEAT-FS-PU-20.5 | Com ¦ Com Code Large Gas Water Heater (100+ Gal, 200+ kBtuh - 0.80 Et) - Panel Upgrade - Marine ¦ PG&E ¦ Marine | Com ¦ Com Code Large Gas Water Heater (100+ Gal, 200+ kBtuh - 0.80 Et) - Panel Upgrade - Marine | PG&E ¦ Marine | PG&E | All | Electric & Gas | Large gas WH (avg. 100+ gal 0.80 ET, 200+ kBtuh 0.83 ET) | Average Existing and Code |  | 2031 | 1 | Conventional | WaterHeat | Com - Office (Large) | Com | ROB and NEW | 0 | 1000 sqft2 of floor space | 1000 sqft served | 13 | DEER:Indoor_CFL_Ltg | 0 | 0 | 0 | SWWH028-05 | 27.5864 | 2026 | 21.6175 | 2026 | 0 | 0 | SWWH028-05 | Com Large Gas Water Heaters - Panel Upgrade - Marine ¦ PG&E ¦ Marine | Com Large Gas Water Heaters - Panel Upgrade - Marine | 0.04091 | 0.453 | 1 | CBSA 2019 | 0 | 2012 | 1 | SWWH028-05
COM-WATERHEAT-FS-PU-20.6 | Com ¦ Com Code Large Gas Water Heater (100+ Gal, 200+ kBtuh - 0.80 Et) - Panel Upgrade - Marine ¦ PG&E ¦ Marine | Com ¦ Com Code Large Gas Water Heater (100+ Gal, 200+ kBtuh - 0.80 Et) - Panel Upgrade - Marine | PG&E ¦ Marine | PG&E | All | Electric & Gas | Large gas WH (avg. 100+ gal 0.80 ET, 200+ kBtuh 0.83 ET) | Average Existing and Code |  | 2031 | 1 | Conventional | WaterHeat | Com - Office (Small) | Com | ROB and NEW | 0 | 1000 sqft2 of floor space | 1000 sqft served | 13 | DEER:Indoor_CFL_Ltg | 0 | 0 | 0 | SWWH028-05 | 27.5864 | 2026 | 21.6175 | 2026 | 0 | 0 | SWWH028-05 | Com Large Gas Water Heaters - Panel Upgrade - Marine ¦ PG&E ¦ Marine | Com Large Gas Water Heaters - Panel Upgrade - Marine | 0.04091 | 0.453 | 1 | CBSA 2019 | 0 | 2012 | 1 | SWWH028-05
COM-WATERHEAT-FS-PU-20.7 | Com ¦ Com Code Large Gas Water Heater (100+ Gal, 200+ kBtuh - 0.80 Et) - Panel Upgrade - Marine ¦ PG&E ¦ Marine | Com ¦ Com Code Large Gas Water Heater (100+ Gal, 200+ kBtuh - 0.80 Et) - Panel Upgrade - Marine | PG&E ¦ Marine | PG&E | All | Electric & Gas | Large gas WH (avg. 100+ gal 0.80 ET, 200+ kBtuh 0.83 ET) | Average Existing and Code |  | 2031 | 1 | Conventional | WaterHeat | Com - Other | Com | ROB and NEW | 0 | 1000 sqft2 of floor space | 1000 sqft served | 13 | DEER:Indoor_CFL_Ltg | 0 | 0 | 0 | SWWH028-05 | 228.1549 | 2026 | 178.7885 | 2026 | 0 | 0 | SWWH028-05 | Com Large Gas Water Heaters - Panel Upgrade - Marine ¦ PG&E ¦ Marine | Com Large Gas Water Heaters - Panel Upgrade - Marine | 0.16753 | 0.453 | 1 | CBSA 2019 | 0 | 2012 | 1 | SWWH028-05
COM-WATERHEAT-FS-PU-20.8 | Com ¦ Com Code Large Gas Water Heater (100+ Gal, 200+ kBtuh - 0.80 Et) - Panel Upgrade - Marine ¦ PG&E ¦ Marine | Com ¦ Com Code Large Gas Water Heater (100+ Gal, 200+ kBtuh - 0.80 Et) - Panel Upgrade - Marine | PG&E ¦ Marine | PG&E | All | Electric & Gas | Large gas WH (avg. 100+ gal 0.80 ET, 200+ kBtuh 0.83 ET) | Average Existing and Code |  | 2031 | 1 | Conventional | WaterHeat | Com - Refrig. Warehouse | Com | ROB and NEW | 0 | 1000 sqft2 of floor space | 1000 sqft served | 13 | DEER:Indoor_CFL_Ltg | 0 | 0 | 0 | SWWH028-05 | 12.756 | 2026 | 9.9959 | 2026 | 0 | 0 | SWWH028-05 | Com Large Gas Water Heaters - Panel Upgrade - Marine ¦ PG&E ¦ Marine | Com Large Gas Water Heaters - Panel Upgrade - Marine | 0.095771 | 0.453 | 1 | CBSA 2019 | 0 | 2012 | 1 | SWWH028-05
COM-WATERHEAT-FS-PU-20.9 | Com ¦ Com Code Large Gas Water Heater (100+ Gal, 200+ kBtuh - 0.80 Et) - Panel Upgrade - Marine ¦ PG&E ¦ Marine | Com ¦ Com Code Large Gas Water Heater (100+ Gal, 200+ kBtuh - 0.80 Et) - Panel Upgrade - Marine | PG&E ¦ Marine | PG&E | All | Electric & Gas | Large gas WH (avg. 100+ gal 0.80 ET, 200+ kBtuh 0.83 ET) | Average Existing and Code |  | 2031 | 1 | Conventional | WaterHeat | Com - Restaurant | Com | ROB and NEW | 0 | 1000 sqft2 of floor space | 1000 sqft served | 13 | DEER:Indoor_CFL_Ltg | 0 | 0 | 0 | SWWH028-05 | 1195.0371 | 2026 | 936.4641 | 2026 | 0 | 0 | SWWH028-05 | Com Large Gas Water Heaters - Panel Upgrade - Marine ¦ PG&E ¦ Marine | Com Large Gas Water Heaters - Panel Upgrade - Marine | 0.047202 | 0.453 | 1 | CBSA 2019 | 0 | 2012 | 1 | SWWH028-05
COM-WATERHEAT-FS-PU-20.10 | Com ¦ Com Code Large Gas Water Heater (100+ Gal, 200+ kBtuh - 0.80 Et) - Panel Upgrade - Marine ¦ PG&E ¦ Marine | Com ¦ Com Code Large Gas Water Heater (100+ Gal, 200+ kBtuh - 0.80 Et) - Panel Upgrade - Marine | PG&E ¦ Marine | PG&E | All | Electric & Gas | Large gas WH (avg. 100+ gal 0.80 ET, 200+ kBtuh 0.83 ET) | Average Existing and Code |  | 2031 | 1 | Conventional | WaterHeat | Com - Retail | Com | ROB and NEW | 0 | 1000 sqft2 of floor space | 1000 sqft served | 13 | DEER:Indoor_CFL_Ltg | 0 | 0 | 0 | SWWH028-05 | 17.087 | 2026 | 13.3899 | 2026 | 0 | 0 | SWWH028-05 | Com Large Gas Water Heaters - Panel Upgrade - Marine ¦ PG&E ¦ Marine | Com Large Gas Water Heaters - Panel Upgrade - Marine | 0.004808 | 0.453 | 1 | CBSA 2019 | 0 | 2012 | 1 | SWWH028-05
COM-WATERHEAT-FS-PU-20.11 | Com ¦ Com Code Large Gas Water Heater (100+ Gal, 200+ kBtuh - 0.80 Et) - Panel Upgrade - Marine ¦ PG&E ¦ Marine | Com ¦ Com Code Large Gas Water Heater (100+ Gal, 200+ kBtuh - 0.80 Et) - Panel Upgrade - Marine | PG&E ¦ Marine | PG&E | All | Electric & Gas | Large gas WH (avg. 100+ gal 0.80 ET, 200+ kBtuh 0.83 ET) | Average Existing and Code |  | 2031 | 1 | Conventional | WaterHeat | Com - School | Com | ROB and NEW | 0 | 1000 sqft2 of floor space | 1000 sqft served | 13 | DEER:Indoor_CFL_Ltg | 0 | 0 | 0 | SWWH028-05 | 140.7521 | 2026 | 110.2972 | 2026 | 0 | 0 | SWWH028-05 | Com Large Gas Water Heaters - Panel Upgrade - Marine ¦ PG&E ¦ Marine | Com Large Gas Water Heaters - Panel Upgrade - Marine | 0.072836 | 0.453 | 1 | CBSA 2019 | 0 | 2012 | 1 | SWWH028-05
COM-WATERHEAT-FS-PU-20.12 | Com ¦ Com Code Large Gas Water Heater (100+ Gal, 200+ kBtuh - 0.80 Et) - Panel Upgrade - Marine ¦ PG&E ¦ Marine | Com ¦ Com Code Large Gas Water Heater (100+ Gal, 200+ kBtuh - 0.80 Et) - Panel Upgrade - Marine | PG&E ¦ Marine | PG&E | All | Electric & Gas | Large gas WH (avg. 100+ gal 0.80 ET, 200+ kBtuh 0.83 ET) | Average Existing and Code |  | 2031 | 1 | Conventional | WaterHeat | Com - Warehouse | Com | ROB and NEW | 0 | 1000 sqft2 of floor space | 1000 sqft served | 13 | DEER:Indoor_CFL_Ltg | 0 | 0 | 0 | SWWH028-05 | 2.5512 | 2026 | 1.9992 | 2026 | 0 | 0 | SWWH028-05 | Com Large Gas Water Heaters - Panel Upgrade - Marine ¦ PG&E ¦ Marine | Com Large Gas Water Heaters - Panel Upgrade - Marine | 0.098222 | 0.453 | 1 | CBSA 2019 | 0 | 2012 | 1 | SWWH028-05
COM-WATERHEAT-FS-PU-20.13 | Com ¦ Com Code Large Gas Water Heater (100+ Gal, 200+ kBtuh - 0.80 Et) - Panel Upgrade - Hot-Dry ¦ PG&E ¦ Hot-Dry | Com ¦ Com Code Large Gas Water Heater (100+ Gal, 200+ kBtuh - 0.80 Et) - Panel Upgrade - Hot-Dry | PG&E ¦ Hot-Dry | PG&E | All | Electric & Gas | Large gas WH (avg. 100+ gal 0.80 ET, 200+ kBtuh 0.83 ET) | Average Existing and Code |  | 2031 | 1 | Conventional | WaterHeat | Com - College | Com | ROB and NEW | 0 | 1000 sqft2 of floor space | 1000 sqft served | 13 | DEER:Indoor_CFL_Ltg | 0 | 0 | 0 | SWWH028-05 | 88.6522 | 2026 | 69.4703 | 2026 | 0 | 0 | SWWH028-05 | Com Large Gas Water Heaters - Panel Upgrade - Hot-Dry ¦ PG&E ¦ Hot-Dry | Com Large Gas Water Heaters - Panel Upgrade - Hot-Dry | 0.17915 | 0.453 | 1 | CBSA 2019 | 0 | 2012 | 1 | SWWH028-05
COM-WATERHEAT-FS-PU-20.14 | Com ¦ Com Code Large Gas Water Heater (100+ Gal, 200+ kBtuh - 0.80 Et) - Panel Upgrade - Hot-Dry ¦ PG&E ¦ Hot-Dry | Com ¦ Com Code Large Gas Water Heater (100+ Gal, 200+ kBtuh - 0.80 Et) - Panel Upgrade - Hot-Dry | PG&E ¦ Hot-Dry | PG&E | All | Electric & Gas | Large gas WH (avg. 100+ gal 0.80 ET, 200+ kBtuh 0.83 ET) | Average Existing and Code |  | 2031 | 1 | Conventional | WaterHeat | Com - Grocery | Com | ROB and NEW | 0 | 1000 sqft2 of floor space | 1000 sqft served | 13 | DEER:Indoor_CFL_Ltg | 0 | 0 | 0 | SWWH028-05 | 73.5638 | 2026 | 57.6467 | 2026 | 0 | 0 | SWWH028-05 | Com Large Gas Water Heaters - Panel Upgrade - Hot-Dry ¦ PG&E ¦ Hot-Dry | Com Large Gas Water Heaters - Panel Upgrade - Hot-Dry | 0.039805 | 0.453 | 1 | CBSA 2019 | 0 | 2012 | 1 | SWWH028-05
COM-WATERHEAT-FS-PU-20.15 | Com ¦ Com Code Large Gas Water Heater (100+ Gal, 200+ kBtuh - 0.80 Et) - Panel Upgrade - Hot-Dry ¦ PG&E ¦ Hot-Dry | Com ¦ Com Code Large Gas Water Heater (100+ Gal, 200+ kBtuh - 0.80 Et) - Panel Upgrade - Hot-Dry | PG&E ¦ Hot-Dry | PG&E | All | Electric & Gas | Large gas WH (avg. 100+ gal 0.80 ET, 200+ kBtuh 0.83 ET) | Average Existing and Code |  | 2031 | 1 | Conventional | WaterHeat | Com - Health | Com | ROB and NEW | 0 | 1000 sqft2 of floor space | 1000 sqft served | 13 | DEER:Indoor_CFL_Ltg | 0 | 0 | 0 | SWWH028-05 | 134.2789 | 2026 | 105.2246 | 2026 | 0 | 0 | SWWH028-05 | Com Large Gas Water Heaters - Panel Upgrade - Hot-Dry ¦ PG&E ¦ Hot-Dry | Com Large Gas Water Heaters - Panel Upgrade - Hot-Dry | 0.18279 | 0.453 | 1 | CBSA 2019 | 0 | 2012 | 1 | SWWH028-05
COM-WATERHEAT-FS-PU-20.16 | Com ¦ Com Code Large Gas Water Heater (100+ Gal, 200+ kBtuh - 0.80 Et) - Panel Upgrade - Hot-Dry ¦ PG&E ¦ Hot-Dry | Com ¦ Com Code Large Gas Water Heater (100+ Gal, 200+ kBtuh - 0.80 Et) - Panel Upgrade - Hot-Dry | PG&E ¦ Hot-Dry | PG&E | All | Electric & Gas | Large gas WH (avg. 100+ gal 0.80 ET, 200+ kBtuh 0.83 ET) | Average Existing and Code |  | 2031 | 1 | Conventional | WaterHeat | Com - Lodging | Com | ROB and NEW | 0 | 1000 sqft2 of floor space | 1000 sqft served | 13 | DEER:Indoor_CFL_Ltg | 0 | 0 | 0 | SWWH028-05 | 84.4894 | 2026 | 66.2082 | 2026 | 0 | 0 | SWWH028-05 | Com Large Gas Water Heaters - Panel Upgrade - Hot-Dry ¦ PG&E ¦ Hot-Dry | Com Large Gas Water Heaters - Panel Upgrade - Hot-Dry | 0.29635 | 0.453 | 1 | CBSA 2019 | 0 | 2012 | 1 | SWWH028-05
COM-WATERHEAT-FS-PU-20.17 | Com ¦ Com Code Large Gas Water Heater (100+ Gal, 200+ kBtuh - 0.80 Et) - Panel Upgrade - Hot-Dry ¦ PG&E ¦ Hot-Dry | Com ¦ Com Code Large Gas Water Heater (100+ Gal, 200+ kBtuh - 0.80 Et) - Panel Upgrade - Hot-Dry | PG&E ¦ Hot-Dry | PG&E | All | Electric & Gas | Large gas WH (avg. 100+ gal 0.80 ET, 200+ kBtuh 0.83 ET) | Average Existing and Code |  | 2031 | 1 | Conventional | WaterHeat | Com - Office (Large) | Com | ROB and NEW | 0 | 1000 sqft2 of floor space | 1000 sqft served | 13 | DEER:Indoor_CFL_Ltg | 0 | 0 | 0 | SWWH028-05 | 27.5864 | 2026 | 21.6175 | 2026 | 0 | 0 | SWWH028-05 | Com Large Gas Water Heaters - Panel Upgrade - Hot-Dry ¦ PG&E ¦ Hot-Dry | Com Large Gas Water Heaters - Panel Upgrade - Hot-Dry | 0.04091 | 0.453 | 1 | CBSA 2019 | 0 | 2012 | 1 | SWWH028-05
COM-WATERHEAT-FS-PU-20.18 | Com ¦ Com Code Large Gas Water Heater (100+ Gal, 200+ kBtuh - 0.80 Et) - Panel Upgrade - Hot-Dry ¦ PG&E ¦ Hot-Dry | Com ¦ Com Code Large Gas Water Heater (100+ Gal, 200+ kBtuh - 0.80 Et) - Panel Upgrade - Hot-Dry | PG&E ¦ Hot-Dry | PG&E | All | Electric & Gas | Large gas WH (avg. 100+ gal 0.80 ET, 200+ kBtuh 0.83 ET) | Average Existing and Code |  | 2031 | 1 | Conventional | WaterHeat | Com - Office (Small) | Com | ROB and NEW | 0 | 1000 sqft2 of floor space | 1000 sqft served | 13 | DEER:Indoor_CFL_Ltg | 0 | 0 | 0 | SWWH028-05 | 27.5864 | 2026 | 21.6175 | 2026 | 0 | 0 | SWWH028-05 | Com Large Gas Water Heaters - Panel Upgrade - Hot-Dry ¦ PG&E ¦ Hot-Dry | Com Large Gas Water Heaters - Panel Upgrade - Hot-Dry | 0.04091 | 0.453 | 1 | CBSA 2019 | 0 | 2012 | 1 | SWWH028-05
COM-WATERHEAT-FS-PU-20.19 | Com ¦ Com Code Large Gas Water Heater (100+ Gal, 200+ kBtuh - 0.80 Et) - Panel Upgrade - Hot-Dry ¦ PG&E ¦ Hot-Dry | Com ¦ Com Code Large Gas Water Heater (100+ Gal, 200+ kBtuh - 0.80 Et) - Panel Upgrade - Hot-Dry | PG&E ¦ Hot-Dry | PG&E | All | Electric & Gas | Large gas WH (avg. 100+ gal 0.80 ET, 200+ kBtuh 0.83 ET) | Average Existing and Code |  | 2031 | 1 | Conventional | WaterHeat | Com - Other | Com | ROB and NEW | 0 | 1000 sqft2 of floor space | 1000 sqft served | 13 | DEER:Indoor_CFL_Ltg | 0 | 0 | 0 | SWWH028-05 | 228.1549 | 2026 | 178.7885 | 2026 | 0 | 0 | SWWH028-05 | Com Large Gas Water Heaters - Panel Upgrade - Hot-Dry ¦ PG&E ¦ Hot-Dry | Com Large Gas Water Heaters - Panel Upgrade - Hot-Dry | 0.16753 | 0.453 | 1 | CBSA 2019 | 0 | 2012 | 1 | SWWH028-05
COM-WATERHEAT-FS-PU-20.20 | Com ¦ Com Code Large Gas Water Heater (100+ Gal, 200+ kBtuh - 0.80 Et) - Panel Upgrade - Hot-Dry ¦ PG&E ¦ Hot-Dry | Com ¦ Com Code Large Gas Water Heater (100+ Gal, 200+ kBtuh - 0.80 Et) - Panel Upgrade - Hot-Dry | PG&E ¦ Hot-Dry | PG&E | All | Electric & Gas | Large gas WH (avg. 100+ gal 0.80 ET, 200+ kBtuh 0.83 ET) | Average Existing and Code |  | 2031 | 1 | Conventional | WaterHeat | Com - Refrig. Warehouse | Com | ROB and NEW | 0 | 1000 sqft2 of floor space | 1000 sqft served | 13 | DEER:Indoor_CFL_Ltg | 0 | 0 | 0 | SWWH028-05 | 12.756 | 2026 | 9.9959 | 2026 | 0 | 0 | SWWH028-05 | Com Large Gas Water Heaters - Panel Upgrade - Hot-Dry ¦ PG&E ¦ Hot-Dry | Com Large Gas Water Heaters - Panel Upgrade - Hot-Dry | 0.095771 | 0.453 | 1 | CBSA 2019 | 0 | 2012 | 1 | SWWH028-05
COM-WATERHEAT-FS-PU-20.21 | Com ¦ Com Code Large Gas Water Heater (100+ Gal, 200+ kBtuh - 0.80 Et) - Panel Upgrade - Hot-Dry ¦ PG&E ¦ Hot-Dry | Com ¦ Com Code Large Gas Water Heater (100+ Gal, 200+ kBtuh - 0.80 Et) - Panel Upgrade - Hot-Dry | PG&E ¦ Hot-Dry | PG&E | All | Electric & Gas | Large gas WH (avg. 100+ gal 0.80 ET, 200+ kBtuh 0.83 ET) | Average Existing and Code |  | 2031 | 1 | Conventional | WaterHeat | Com - Restaurant | Com | ROB and NEW | 0 | 1000 sqft2 of floor space | 1000 sqft served | 13 | DEER:Indoor_CFL_Ltg | 0 | 0 | 0 | SWWH028-05 | 1195.0371 | 2026 | 936.4641 | 2026 | 0 | 0 | SWWH028-05 | Com Large Gas Water Heaters - Panel Upgrade - Hot-Dry ¦ PG&E ¦ Hot-Dry | Com Large Gas Water Heaters - Panel Upgrade - Hot-Dry | 0.047202 | 0.453 | 1 | CBSA 2019 | 0 | 2012 | 1 | SWWH028-05
COM-WATERHEAT-FS-PU-20.22 | Com ¦ Com Code Large Gas Water Heater (100+ Gal, 200+ kBtuh - 0.80 Et) - Panel Upgrade - Hot-Dry ¦ PG&E ¦ Hot-Dry | Com ¦ Com Code Large Gas Water Heater (100+ Gal, 200+ kBtuh - 0.80 Et) - Panel Upgrade - Hot-Dry | PG&E ¦ Hot-Dry | PG&E | All | Electric & Gas | Large gas WH (avg. 100+ gal 0.80 ET, 200+ kBtuh 0.83 ET) | Average Existing and Code |  | 2031 | 1 | Conventional | WaterHeat | Com - Retail | Com | ROB and NEW | 0 | 1000 sqft2 of floor space | 1000 sqft served | 13 | DEER:Indoor_CFL_Ltg | 0 | 0 | 0 | SWWH028-05 | 17.087 | 2026 | 13.3899 | 2026 | 0 | 0 | SWWH028-05 | Com Large Gas Water Heaters - Panel Upgrade - Hot-Dry ¦ PG&E ¦ Hot-Dry | Com Large Gas Water Heaters - Panel Upgrade - Hot-Dry | 0.004808 | 0.453 | 1 | CBSA 2019 | 0 | 2012 | 1 | SWWH028-05
COM-WATERHEAT-FS-PU-20.23 | Com ¦ Com Code Large Gas Water Heater (100+ Gal, 200+ kBtuh - 0.80 Et) - Panel Upgrade - Hot-Dry ¦ PG&E ¦ Hot-Dry | Com ¦ Com Code Large Gas Water Heater (100+ Gal, 200+ kBtuh - 0.80 Et) - Panel Upgrade - Hot-Dry | PG&E ¦ Hot-Dry | PG&E | All | Electric & Gas | Large gas WH (avg. 100+ gal 0.80 ET, 200+ kBtuh 0.83 ET) | Average Existing and Code |  | 2031 | 1 | Conventional | WaterHeat | Com - School | Com | ROB and NEW | 0 | 1000 sqft2 of floor space | 1000 sqft served | 13 | DEER:Indoor_CFL_Ltg | 0 | 0 | 0 | SWWH028-05 | 140.7521 | 2026 | 110.2972 | 2026 | 0 | 0 | SWWH028-05 | Com Large Gas Water Heaters - Panel Upgrade - Hot-Dry ¦ PG&E ¦ Hot-Dry | Com Large Gas Water Heaters - Panel Upgrade - Hot-Dry | 0.072836 | 0.453 | 1 | CBSA 2019 | 0 | 2012 | 1 | SWWH028-05
COM-WATERHEAT-FS-PU-20.24 | Com ¦ Com Code Large Gas Water Heater (100+ Gal, 200+ kBtuh - 0.80 Et) - Panel Upgrade - Hot-Dry ¦ PG&E ¦ Hot-Dry | Com ¦ Com Code Large Gas Water Heater (100+ Gal, 200+ kBtuh - 0.80 Et) - Panel Upgrade - Hot-Dry | PG&E ¦ Hot-Dry | PG&E | All | Electric & Gas | Large gas WH (avg. 100+ gal 0.80 ET, 200+ kBtuh 0.83 ET) | Average Existing and Code |  | 2031 | 1 | Conventional | WaterHeat | Com - Warehouse | Com | ROB and NEW | 0 | 1000 sqft2 of floor space | 1000 sqft served | 13 | DEER:Indoor_CFL_Ltg | 0 | 0 | 0 | SWWH028-05 | 2.5512 | 2026 | 1.9992 | 2026 | 0 | 0 | SWWH028-05 | Com Large Gas Water Heaters - Panel Upgrade - Hot-Dry ¦ PG&E ¦ Hot-Dry | Com Large Gas Water Heaters - Panel Upgrade - Hot-Dry | 0.098222 | 0.453 | 1 | CBSA 2019 | 0 | 2012 | 1 | SWWH028-05
COM-WATERHEAT-FS-PU-20.25 | Com ¦ Com Code Large Gas Water Heater (100+ Gal, 200+ kBtuh - 0.80 Et) - Panel Upgrade - Cold ¦ PG&E ¦ Cold | Com ¦ Com Code Large Gas Water Heater (100+ Gal, 200+ kBtuh - 0.80 Et) - Panel Upgrade - Cold | PG&E ¦ Cold | PG&E | All | Electric & Gas | Large gas WH (avg. 100+ gal 0.80 ET, 200+ kBtuh 0.83 ET) | Average Existing and Code |  | 2031 | 1 | Conventional | WaterHeat | Com - College | Com | ROB and NEW | 0 | 1000 sqft2 of floor space | 1000 sqft served | 13 | DEER:Indoor_CFL_Ltg | 0 | 0 | 0 | SWWH028-05 | 88.6522 | 2026 | 69.4703 | 2026 | 0 | 0 | SWWH028-05 | Com Large Gas Water Heaters - Panel Upgrade - Cold ¦ PG&E ¦ Cold | Com Large Gas Water Heaters - Panel Upgrade - Cold | 0.17915 | 0.453 | 1 | CBSA 2019 | 0 | 2012 | 1 | SWWH028-05
COM-WATERHEAT-FS-PU-20.26 | Com ¦ Com Code Large Gas Water Heater (100+ Gal, 200+ kBtuh - 0.80 Et) - Panel Upgrade - Cold ¦ PG&E ¦ Cold | Com ¦ Com Code Large Gas Water Heater (100+ Gal, 200+ kBtuh - 0.80 Et) - Panel Upgrade - Cold | PG&E ¦ Cold | PG&E | All | Electric & Gas | Large gas WH (avg. 100+ gal 0.80 ET, 200+ kBtuh 0.83 ET) | Average Existing and Code |  | 2031 | 1 | Conventional | WaterHeat | Com - Grocery | Com | ROB and NEW | 0 | 1000 sqft2 of floor space | 1000 sqft served | 13 | DEER:Indoor_CFL_Ltg | 0 | 0 | 0 | SWWH028-05 | 73.5638 | 2026 | 57.6467 | 2026 | 0 | 0 | SWWH028-05 | Com Large Gas Water Heaters - Panel Upgrade - Cold ¦ PG&E ¦ Cold | Com Large Gas Water Heaters - Panel Upgrade - Cold | 0.039805 | 0.453 | 1 | CBSA 2019 | 0 | 2012 | 1 | SWWH028-05
COM-WATERHEAT-FS-PU-20.27 | Com ¦ Com Code Large Gas Water Heater (100+ Gal, 200+ kBtuh - 0.80 Et) - Panel Upgrade - Cold ¦ PG&E ¦ Cold | Com ¦ Com Code Large Gas Water Heater (100+ Gal, 200+ kBtuh - 0.80 Et) - Panel Upgrade - Cold | PG&E ¦ Cold | PG&E | All | Electric & Gas | Large gas WH (avg. 100+ gal 0.80 ET, 200+ kBtuh 0.83 ET) | Average Existing and Code |  | 2031 | 1 | Conventional | WaterHeat | Com - Health | Com | ROB and NEW | 0 | 1000 sqft2 of floor space | 1000 sqft served | 13 | DEER:Indoor_CFL_Ltg | 0 | 0 | 0 | SWWH028-05 | 134.2789 | 2026 | 105.2246 | 2026 | 0 | 0 | SWWH028-05 | Com Large Gas Water Heaters - Panel Upgrade - Cold ¦ PG&E ¦ Cold | Com Large Gas Water Heaters - Panel Upgrade - Cold | 0.18279 | 0.453 | 1 | CBSA 2019 | 0 | 2012 | 1 | SWWH028-05
COM-WATERHEAT-FS-PU-20.28 | Com ¦ Com Code Large Gas Water Heater (100+ Gal, 200+ kBtuh - 0.80 Et) - Panel Upgrade - Cold ¦ PG&E ¦ Cold | Com ¦ Com Code Large Gas Water Heater (100+ Gal, 200+ kBtuh - 0.80 Et) - Panel Upgrade - Cold | PG&E ¦ Cold | PG&E | All | Electric & Gas | Large gas WH (avg. 100+ gal 0.80 ET, 200+ kBtuh 0.83 ET) | Average Existing and Code |  | 2031 | 1 | Conventional | WaterHeat | Com - Lodging | Com | ROB and NEW | 0 | 1000 sqft2 of floor space | 1000 sqft served | 13 | DEER:Indoor_CFL_Ltg | 0 | 0 | 0 | SWWH028-05 | 84.4894 | 2026 | 66.2082 | 2026 | 0 | 0 | SWWH028-05 | Com Large Gas Water Heaters - Panel Upgrade - Cold ¦ PG&E ¦ Cold | Com Large Gas Water Heaters - Panel Upgrade - Cold | 0.29635 | 0.453 | 1 | CBSA 2019 | 0 | 2012 | 1 | SWWH028-05
COM-WATERHEAT-FS-PU-20.29 | Com ¦ Com Code Large Gas Water Heater (100+ Gal, 200+ kBtuh - 0.80 Et) - Panel Upgrade - Cold ¦ PG&E ¦ Cold | Com ¦ Com Code Large Gas Water Heater (100+ Gal, 200+ kBtuh - 0.80 Et) - Panel Upgrade - Cold | PG&E ¦ Cold | PG&E | All | Electric & Gas | Large gas WH (avg. 100+ gal 0.80 ET, 200+ kBtuh 0.83 ET) | Average Existing and Code |  | 2031 | 1 | Conventional | WaterHeat | Com - Office (Large) | Com | ROB and NEW | 0 | 1000 sqft2 of floor space | 1000 sqft served | 13 | DEER:Indoor_CFL_Ltg | 0 | 0 | 0 | SWWH028-05 | 27.5864 | 2026 | 21.6175 | 2026 | 0 | 0 | SWWH028-05 | Com Large Gas Water Heaters - Panel Upgrade - Cold ¦ PG&E ¦ Cold | Com Large Gas Water Heaters - Panel Upgrade - Cold | 0.04091 | 0.453 | 1 | CBSA 2019 | 0 | 2012 | 1 | SWWH028-05
COM-WATERHEAT-FS-PU-20.30 | Com ¦ Com Code Large Gas Water Heater (100+ Gal, 200+ kBtuh - 0.80 Et) - Panel Upgrade - Cold ¦ PG&E ¦ Cold | Com ¦ Com Code Large Gas Water Heater (100+ Gal, 200+ kBtuh - 0.80 Et) - Panel Upgrade - Cold | PG&E ¦ Cold | PG&E | All | Electric & Gas | Large gas WH (avg. 100+ gal 0.80 ET, 200+ kBtuh 0.83 ET) | Average Existing and Code |  | 2031 | 1 | Conventional | WaterHeat | Com - Office (Small) | Com | ROB and NEW | 0 | 1000 sqft2 of floor space | 1000 sqft served | 13 | DEER:Indoor_CFL_Ltg | 0 | 0 | 0 | SWWH028-05 | 27.5864 | 2026 | 21.6175 | 2026 | 0 | 0 | SWWH028-05 | Com Large Gas Water Heaters - Panel Upgrade - Cold ¦ PG&E ¦ Cold | Com Large Gas Water Heaters - Panel Upgrade - Cold | 0.04091 | 0.453 | 1 | CBSA 2019 | 0 | 2012 | 1 | SWWH028-05
COM-WATERHEAT-FS-PU-20.31 | Com ¦ Com Code Large Gas Water Heater (100+ Gal, 200+ kBtuh - 0.80 Et) - Panel Upgrade - Cold ¦ PG&E ¦ Cold | Com ¦ Com Code Large Gas Water Heater (100+ Gal, 200+ kBtuh - 0.80 Et) - Panel Upgrade - Cold | PG&E ¦ Cold | PG&E | All | Electric & Gas | Large gas WH (avg. 100+ gal 0.80 ET, 200+ kBtuh 0.83 ET) | Average Existing and Code |  | 2031 | 1 | Conventional | WaterHeat | Com - Other | Com | ROB and NEW | 0 | 1000 sqft2 of floor space | 1000 sqft served | 13 | DEER:Indoor_CFL_Ltg | 0 | 0 | 0 | SWWH028-05 | 228.1549 | 2026 | 178.7885 | 2026 | 0 | 0 | SWWH028-05 | Com Large Gas Water Heaters - Panel Upgrade - Cold ¦ PG&E ¦ Cold | Com Large Gas Water Heaters - Panel Upgrade - Cold | 0.16753 | 0.453 | 1 | CBSA 2019 | 0 | 2012 | 1 | SWWH028-05
COM-WATERHEAT-FS-PU-20.32 | Com ¦ Com Code Large Gas Water Heater (100+ Gal, 200+ kBtuh - 0.80 Et) - Panel Upgrade - Cold ¦ PG&E ¦ Cold | Com ¦ Com Code Large Gas Water Heater (100+ Gal, 200+ kBtuh - 0.80 Et) - Panel Upgrade - Cold | PG&E ¦ Cold | PG&E | All | Electric & Gas | Large gas WH (avg. 100+ gal 0.80 ET, 200+ kBtuh 0.83 ET) | Average Existing and Code |  | 2031 | 1 | Conventional | WaterHeat | Com - Refrig. Warehouse | Com | ROB and NEW | 0 | 1000 sqft2 of floor space | 1000 sqft served | 13 | DEER:Indoor_CFL_Ltg | 0 | 0 | 0 | SWWH028-05 | 12.756 | 2026 | 9.9959 | 2026 | 0 | 0 | SWWH028-05 | Com Large Gas Water Heaters - Panel Upgrade - Cold ¦ PG&E ¦ Cold | Com Large Gas Water Heaters - Panel Upgrade - Cold | 0.095771 | 0.453 | 1 | CBSA 2019 | 0 | 2012 | 1 | SWWH028-05
COM-WATERHEAT-FS-PU-20.33 | Com ¦ Com Code Large Gas Water Heater (100+ Gal, 200+ kBtuh - 0.80 Et) - Panel Upgrade - Cold ¦ PG&E ¦ Cold | Com ¦ Com Code Large Gas Water Heater (100+ Gal, 200+ kBtuh - 0.80 Et) - Panel Upgrade - Cold | PG&E ¦ Cold | PG&E | All | Electric & Gas | Large gas WH (avg. 100+ gal 0.80 ET, 200+ kBtuh 0.83 ET) | Average Existing and Code |  | 2031 | 1 | Conventional | WaterHeat | Com - Restaurant | Com | ROB and NEW | 0 | 1000 sqft2 of floor space | 1000 sqft served | 13 | DEER:Indoor_CFL_Ltg | 0 | 0 | 0 | SWWH028-05 | 1195.0371 | 2026 | 936.4641 | 2026 | 0 | 0 | SWWH028-05 | Com Large Gas Water Heaters - Panel Upgrade - Cold ¦ PG&E ¦ Cold | Com Large Gas Water Heaters - Panel Upgrade - Cold | 0.047202 | 0.453 | 1 | CBSA 2019 | 0 | 2012 | 1 | SWWH028-05
COM-WATERHEAT-FS-PU-20.34 | Com ¦ Com Code Large Gas Water Heater (100+ Gal, 200+ kBtuh - 0.80 Et) - Panel Upgrade - Cold ¦ PG&E ¦ Cold | Com ¦ Com Code Large Gas Water Heater (100+ Gal, 200+ kBtuh - 0.80 Et) - Panel Upgrade - Cold | PG&E ¦ Cold | PG&E | All | Electric & Gas | Large gas WH (avg. 100+ gal 0.80 ET, 200+ kBtuh 0.83 ET) | Average Existing and Code |  | 2031 | 1 | Conventional | WaterHeat | Com - Retail | Com | ROB and NEW | 0 | 1000 sqft2 of floor space | 1000 sqft served | 13 | DEER:Indoor_CFL_Ltg | 0 | 0 | 0 | SWWH028-05 | 17.087 | 2026 | 13.3899 | 2026 | 0 | 0 | SWWH028-05 | Com Large Gas Water Heaters - Panel Upgrade - Cold ¦ PG&E ¦ Cold | Com Large Gas Water Heaters - Panel Upgrade - Cold | 0.004808 | 0.453 | 1 | CBSA 2019 | 0 | 2012 | 1 | SWWH028-05
COM-WATERHEAT-FS-PU-20.35 | Com ¦ Com Code Large Gas Water Heater (100+ Gal, 200+ kBtuh - 0.80 Et) - Panel Upgrade - Cold ¦ PG&E ¦ Cold | Com ¦ Com Code Large Gas Water Heater (100+ Gal, 200+ kBtuh - 0.80 Et) - Panel Upgrade - Cold | PG&E ¦ Cold | PG&E | All | Electric & Gas | Large gas WH (avg. 100+ gal 0.80 ET, 200+ kBtuh 0.83 ET) | Average Existing and Code |  | 2031 | 1 | Conventional | WaterHeat | Com - School | Com | ROB and NEW | 0 | 1000 sqft2 of floor space | 1000 sqft served | 13 | DEER:Indoor_CFL_Ltg | 0 | 0 | 0 | SWWH028-05 | 140.7521 | 2026 | 110.2972 | 2026 | 0 | 0 | SWWH028-05 | Com Large Gas Water Heaters - Panel Upgrade - Cold ¦ PG&E ¦ Cold | Com Large Gas Water Heaters - Panel Upgrade - Cold | 0.072836 | 0.453 | 1 | CBSA 2019 | 0 | 2012 | 1 | SWWH028-05
COM-WATERHEAT-FS-PU-20.36 | Com ¦ Com Code Large Gas Water Heater (100+ Gal, 200+ kBtuh - 0.80 Et) - Panel Upgrade - Cold ¦ PG&E ¦ Cold | Com ¦ Com Code Large Gas Water Heater (100+ Gal, 200+ kBtuh - 0.80 Et) - Panel Upgrade - Cold | PG&E ¦ Cold | PG&E | All | Electric & Gas | Large gas WH (avg. 100+ gal 0.80 ET, 200+ kBtuh 0.83 ET) | Average Existing and Code |  | 2031 | 1 | Conventional | WaterHeat | Com - Warehouse | Com | ROB and NEW | 0 | 1000 sqft2 of floor space | 1000 sqft served | 13 | DEER:Indoor_CFL_Ltg | 0 | 0 | 0 | SWWH028-05 | 2.5512 | 2026 | 1.9992 | 2026 | 0 | 0 | SWWH028-05 | Com Large Gas Water Heaters - Panel Upgrade - Cold ¦ PG&E ¦ Cold | Com Large Gas Water Heaters - Panel Upgrade - Cold | 0.098222 | 0.453 | 1 | CBSA 2019 | 0 | 2012 | 1 | SWWH028-05
COM-WATERHEAT-FS-PU-20.37 | Com ¦ Com Code Large Gas Water Heater (100+ Gal, 200+ kBtuh - 0.80 Et) - Panel Upgrade - Marine ¦ SCG ¦ Marine | Com ¦ Com Code Large Gas Water Heater (100+ Gal, 200+ kBtuh - 0.80 Et) - Panel Upgrade - Marine | SCG ¦ Marine | SCG | All | Electric & Gas | Large gas WH (avg. 100+ gal 0.80 ET, 200+ kBtuh 0.83 ET) | Average Existing and Code |  | 2031 | 1 | Conventional | WaterHeat | Com - College | Com | ROB and NEW | 0 | 1000 sqft2 of floor space | 1000 sqft served | 13 | DEER:Indoor_CFL_Ltg | 0 | 0 | 0 | SWWH028-05 | 88.6522 | 2026 | 69.4703 | 2026 | 0 | 0 | SWWH028-05 | Com Large Gas Water Heaters - Panel Upgrade - Marine ¦ SCG ¦ Marine | Com Large Gas Water Heaters - Panel Upgrade - Marine | 0.17915 | 0.453 | 1 | CBSA 2019 | 0 | 2012 | 1 | SWWH028-05
COM-WATERHEAT-FS-PU-20.38 | Com ¦ Com Code Large Gas Water Heater (100+ Gal, 200+ kBtuh - 0.80 Et) - Panel Upgrade - Marine ¦ SCG ¦ Marine | Com ¦ Com Code Large Gas Water Heater (100+ Gal, 200+ kBtuh - 0.80 Et) - Panel Upgrade - Marine | SCG ¦ Marine | SCG | All | Electric & Gas | Large gas WH (avg. 100+ gal 0.80 ET, 200+ kBtuh 0.83 ET) | Average Existing and Code |  | 2031 | 1 | Conventional | WaterHeat | Com - Grocery | Com | ROB and NEW | 0 | 1000 sqft2 of floor space | 1000 sqft served | 13 | DEER:Indoor_CFL_Ltg | 0 | 0 | 0 | SWWH028-05 | 73.5638 | 2026 | 57.6467 | 2026 | 0 | 0 | SWWH028-05 | Com Large Gas Water Heaters - Panel Upgrade - Marine ¦ SCG ¦ Marine | Com Large Gas Water Heaters - Panel Upgrade - Marine | 0.039805 | 0.453 | 1 | CBSA 2019 | 0 | 2012 | 1 | SWWH028-05
COM-WATERHEAT-FS-PU-20.39 | Com ¦ Com Code Large Gas Water Heater (100+ Gal, 200+ kBtuh - 0.80 Et) - Panel Upgrade - Marine ¦ SCG ¦ Marine | Com ¦ Com Code Large Gas Water Heater (100+ Gal, 200+ kBtuh - 0.80 Et) - Panel Upgrade - Marine | SCG ¦ Marine | SCG | All | Electric & Gas | Large gas WH (avg. 100+ gal 0.80 ET, 200+ kBtuh 0.83 ET) | Average Existing and Code |  | 2031 | 1 | Conventional | WaterHeat | Com - Health | Com | ROB and NEW | 0 | 1000 sqft2 of floor space | 1000 sqft served | 13 | DEER:Indoor_CFL_Ltg | 0 | 0 | 0 | SWWH028-05 | 134.2789 | 2026 | 105.2246 | 2026 | 0 | 0 | SWWH028-05 | Com Large Gas Water Heaters - Panel Upgrade - Marine ¦ SCG ¦ Marine | Com Large Gas Water Heaters - Panel Upgrade - Marine | 0.18279 | 0.453 | 1 | CBSA 2019 | 0 | 2012 | 1 | SWWH028-05
COM-WATERHEAT-FS-PU-20.40 | Com ¦ Com Code Large Gas Water Heater (100+ Gal, 200+ kBtuh - 0.80 Et) - Panel Upgrade - Marine ¦ SCG ¦ Marine | Com ¦ Com Code Large Gas Water Heater (100+ Gal, 200+ kBtuh - 0.80 Et) - Panel Upgrade - Marine | SCG ¦ Marine | SCG | All | Electric & Gas | Large gas WH (avg. 100+ gal 0.80 ET, 200+ kBtuh 0.83 ET) | Average Existing and Code |  | 2031 | 1 | Conventional | WaterHeat | Com - Lodging | Com | ROB and NEW | 0 | 1000 sqft2 of floor space | 1000 sqft served | 13 | DEER:Indoor_CFL_Ltg | 0 | 0 | 0 | SWWH028-05 | 84.4894 | 2026 | 66.2082 | 2026 | 0 | 0 | SWWH028-05 | Com Large Gas Water Heaters - Panel Upgrade - Marine ¦ SCG ¦ Marine | Com Large Gas Water Heaters - Panel Upgrade - Marine | 0.29635 | 0.453 | 1 | CBSA 2019 | 0 | 2012 | 1 | SWWH028-05
COM-WATERHEAT-FS-PU-20.41 | Com ¦ Com Code Large Gas Water Heater (100+ Gal, 200+ kBtuh - 0.80 Et) - Panel Upgrade - Marine ¦ SCG ¦ Marine | Com ¦ Com Code Large Gas Water Heater (100+ Gal, 200+ kBtuh - 0.80 Et) - Panel Upgrade - Marine | SCG ¦ Marine | SCG | All | Electric & Gas | Large gas WH (avg. 100+ gal 0.80 ET, 200+ kBtuh 0.83 ET) | Average Existing and Code |  | 2031 | 1 | Conventional | WaterHeat | Com - Office (Large) | Com | ROB and NEW | 0 | 1000 sqft2 of floor space | 1000 sqft served | 13 | DEER:Indoor_CFL_Ltg | 0 | 0 | 0 | SWWH028-05 | 27.5864 | 2026 | 21.6175 | 2026 | 0 | 0 | SWWH028-05 | Com Large Gas Water Heaters - Panel Upgrade - Marine ¦ SCG ¦ Marine | Com Large Gas Water Heaters - Panel Upgrade - Marine | 0.04091 | 0.453 | 1 | CBSA 2019 | 0 | 2012 | 1 | SWWH028-05
COM-WATERHEAT-FS-PU-20.42 | Com ¦ Com Code Large Gas Water Heater (100+ Gal, 200+ kBtuh - 0.80 Et) - Panel Upgrade - Marine ¦ SCG ¦ Marine | Com ¦ Com Code Large Gas Water Heater (100+ Gal, 200+ kBtuh - 0.80 Et) - Panel Upgrade - Marine | SCG ¦ Marine | SCG | All | Electric & Gas | Large gas WH (avg. 100+ gal 0.80 ET, 200+ kBtuh 0.83 ET) | Average Existing and Code |  | 2031 | 1 | Conventional | WaterHeat | Com - Office (Small) | Com | ROB and NEW | 0 | 1000 sqft2 of floor space | 1000 sqft served | 13 | DEER:Indoor_CFL_Ltg | 0 | 0 | 0 | SWWH028-05 | 27.5864 | 2026 | 21.6175 | 2026 | 0 | 0 | SWWH028-05 | Com Large Gas Water Heaters - Panel Upgrade - Marine ¦ SCG ¦ Marine | Com Large Gas Water Heaters - Panel Upgrade - Marine | 0.04091 | 0.453 | 1 | CBSA 2019 | 0 | 2012 | 1 | SWWH028-05
COM-WATERHEAT-FS-PU-20.43 | Com ¦ Com Code Large Gas Water Heater (100+ Gal, 200+ kBtuh - 0.80 Et) - Panel Upgrade - Marine ¦ SCG ¦ Marine | Com ¦ Com Code Large Gas Water Heater (100+ Gal, 200+ kBtuh - 0.80 Et) - Panel Upgrade - Marine | SCG ¦ Marine | SCG | All | Electric & Gas | Large gas WH (avg. 100+ gal 0.80 ET, 200+ kBtuh 0.83 ET) | Average Existing and Code |  | 2031 | 1 | Conventional | WaterHeat | Com - Other | Com | ROB and NEW | 0 | 1000 sqft2 of floor space | 1000 sqft served | 13 | DEER:Indoor_CFL_Ltg | 0 | 0 | 0 | SWWH028-05 | 228.1549 | 2026 | 178.7885 | 2026 | 0 | 0 | SWWH028-05 | Com Large Gas Water Heaters - Panel Upgrade - Marine ¦ SCG ¦ Marine | Com Large Gas Water Heaters - Panel Upgrade - Marine | 0.16753 | 0.453 | 1 | CBSA 2019 | 0 | 2012 | 1 | SWWH028-05
COM-WATERHEAT-FS-PU-20.44 | Com ¦ Com Code Large Gas Water Heater (100+ Gal, 200+ kBtuh - 0.80 Et) - Panel Upgrade - Marine ¦ SCG ¦ Marine | Com ¦ Com Code Large Gas Water Heater (100+ Gal, 200+ kBtuh - 0.80 Et) - Panel Upgrade - Marine | SCG ¦ Marine | SCG | All | Electric & Gas | Large gas WH (avg. 100+ gal 0.80 ET, 200+ kBtuh 0.83 ET) | Average Existing and Code |  | 2031 | 1 | Conventional | WaterHeat | Com - Refrig. Warehouse | Com | ROB and NEW | 0 | 1000 sqft2 of floor space | 1000 sqft served | 13 | DEER:Indoor_CFL_Ltg | 0 | 0 | 0 | SWWH028-05 | 12.756 | 2026 | 9.9959 | 2026 | 0 | 0 | SWWH028-05 | Com Large Gas Water Heaters - Panel Upgrade - Marine ¦ SCG ¦ Marine | Com Large Gas Water Heaters - Panel Upgrade - Marine | 0.095771 | 0.453 | 1 | CBSA 2019 | 0 | 2012 | 1 | SWWH028-05
COM-WATERHEAT-FS-PU-20.45 | Com ¦ Com Code Large Gas Water Heater (100+ Gal, 200+ kBtuh - 0.80 Et) - Panel Upgrade - Marine ¦ SCG ¦ Marine | Com ¦ Com Code Large Gas Water Heater (100+ Gal, 200+ kBtuh - 0.80 Et) - Panel Upgrade - Marine | SCG ¦ Marine | SCG | All | Electric & Gas | Large gas WH (avg. 100+ gal 0.80 ET, 200+ kBtuh 0.83 ET) | Average Existing and Code |  | 2031 | 1 | Conventional | WaterHeat | Com - Restaurant | Com | ROB and NEW | 0 | 1000 sqft2 of floor space | 1000 sqft served | 13 | DEER:Indoor_CFL_Ltg | 0 | 0 | 0 | SWWH028-05 | 1195.0371 | 2026 | 936.4641 | 2026 | 0 | 0 | SWWH028-05 | Com Large Gas Water Heaters - Panel Upgrade - Marine ¦ SCG ¦ Marine | Com Large Gas Water Heaters - Panel Upgrade - Marine | 0.047202 | 0.453 | 1 | CBSA 2019 | 0 | 2012 | 1 | SWWH028-05
COM-WATERHEAT-FS-PU-20.46 | Com ¦ Com Code Large Gas Water Heater (100+ Gal, 200+ kBtuh - 0.80 Et) - Panel Upgrade - Marine ¦ SCG ¦ Marine | Com ¦ Com Code Large Gas Water Heater (100+ Gal, 200+ kBtuh - 0.80 Et) - Panel Upgrade - Marine | SCG ¦ Marine | SCG | All | Electric & Gas | Large gas WH (avg. 100+ gal 0.80 ET, 200+ kBtuh 0.83 ET) | Average Existing and Code |  | 2031 | 1 | Conventional | WaterHeat | Com - Retail | Com | ROB and NEW | 0 | 1000 sqft2 of floor space | 1000 sqft served | 13 | DEER:Indoor_CFL_Ltg | 0 | 0 | 0 | SWWH028-05 | 17.087 | 2026 | 13.3899 | 2026 | 0 | 0 | SWWH028-05 | Com Large Gas Water Heaters - Panel Upgrade - Marine ¦ SCG ¦ Marine | Com Large Gas Water Heaters - Panel Upgrade - Marine | 0.004808 | 0.453 | 1 | CBSA 2019 | 0 | 2012 | 1 | SWWH028-05
COM-WATERHEAT-FS-PU-20.47 | Com ¦ Com Code Large Gas Water Heater (100+ Gal, 200+ kBtuh - 0.80 Et) - Panel Upgrade - Marine ¦ SCG ¦ Marine | Com ¦ Com Code Large Gas Water Heater (100+ Gal, 200+ kBtuh - 0.80 Et) - Panel Upgrade - Marine | SCG ¦ Marine | SCG | All | Electric & Gas | Large gas WH (avg. 100+ gal 0.80 ET, 200+ kBtuh 0.83 ET) | Average Existing and Code |  | 2031 | 1 | Conventional | WaterHeat | Com - School | Com | ROB and NEW | 0 | 1000 sqft2 of floor space | 1000 sqft served | 13 | DEER:Indoor_CFL_Ltg | 0 | 0 | 0 | SWWH028-05 | 140.7521 | 2026 | 110.2972 | 2026 | 0 | 0 | SWWH028-05 | Com Large Gas Water Heaters - Panel Upgrade - Marine ¦ SCG ¦ Marine | Com Large Gas Water Heaters - Panel Upgrade - Marine | 0.072836 | 0.453 | 1 | CBSA 2019 | 0 | 2012 | 1 | SWWH028-05
COM-WATERHEAT-FS-PU-20.48 | Com ¦ Com Code Large Gas Water Heater (100+ Gal, 200+ kBtuh - 0.80 Et) - Panel Upgrade - Marine ¦ SCG ¦ Marine | Com ¦ Com Code Large Gas Water Heater (100+ Gal, 200+ kBtuh - 0.80 Et) - Panel Upgrade - Marine | SCG ¦ Marine | SCG | All | Electric & Gas | Large gas WH (avg. 100+ gal 0.80 ET, 200+ kBtuh 0.83 ET) | Average Existing and Code |  | 2031 | 1 | Conventional | WaterHeat | Com - Warehouse | Com | ROB and NEW | 0 | 1000 sqft2 of floor space | 1000 sqft served | 13 | DEER:Indoor_CFL_Ltg | 0 | 0 | 0 | SWWH028-05 | 2.5512 | 2026 | 1.9992 | 2026 | 0 | 0 | SWWH028-05 | Com Large Gas Water Heaters - Panel Upgrade - Marine ¦ SCG ¦ Marine | Com Large Gas Water Heaters - Panel Upgrade - Marine | 0.098222 | 0.453 | 1 | CBSA 2019 | 0 | 2012 | 1 | SWWH028-05
COM-WATERHEAT-FS-PU-20.49 | Com ¦ Com Code Large Gas Water Heater (100+ Gal, 200+ kBtuh - 0.80 Et) - Panel Upgrade - Hot-Dry ¦ SCG ¦ Hot-Dry | Com ¦ Com Code Large Gas Water Heater (100+ Gal, 200+ kBtuh - 0.80 Et) - Panel Upgrade - Hot-Dry | SCG ¦ Hot-Dry | SCG | All | Electric & Gas | Large gas WH (avg. 100+ gal 0.80 ET, 200+ kBtuh 0.83 ET) | Average Existing and Code |  | 2031 | 1 | Conventional | WaterHeat | Com - College | Com | ROB and NEW | 0 | 1000 sqft2 of floor space | 1000 sqft served | 13 | DEER:Indoor_CFL_Ltg | 0 | 0 | 0 | SWWH028-05 | 88.6522 | 2026 | 69.4703 | 2026 | 0 | 0 | SWWH028-05 | Com Large Gas Water Heaters - Panel Upgrade - Hot-Dry ¦ SCG ¦ Hot-Dry | Com Large Gas Water Heaters - Panel Upgrade - Hot-Dry | 0.17915 | 0.453 | 1 | CBSA 2019 | 0 | 2012 | 1 | SWWH028-05
COM-WATERHEAT-FS-PU-20.50 | Com ¦ Com Code Large Gas Water Heater (100+ Gal, 200+ kBtuh - 0.80 Et) - Panel Upgrade - Hot-Dry ¦ SCG ¦ Hot-Dry | Com ¦ Com Code Large Gas Water Heater (100+ Gal, 200+ kBtuh - 0.80 Et) - Panel Upgrade - Hot-Dry | SCG ¦ Hot-Dry | SCG | All | Electric & Gas | Large gas WH (avg. 100+ gal 0.80 ET, 200+ kBtuh 0.83 ET) | Average Existing and Code |  | 2031 | 1 | Conventional | WaterHeat | Com - Grocery | Com | ROB and NEW | 0 | 1000 sqft2 of floor space | 1000 sqft served | 13 | DEER:Indoor_CFL_Ltg | 0 | 0 | 0 | SWWH028-05 | 73.5638 | 2026 | 57.6467 | 2026 | 0 | 0 | SWWH028-05 | Com Large Gas Water Heaters - Panel Upgrade - Hot-Dry ¦ SCG ¦ Hot-Dry | Com Large Gas Water Heaters - Panel Upgrade - Hot-Dry | 0.039805 | 0.453 | 1 | CBSA 2019 | 0 | 2012 | 1 | SWWH028-05
COM-WATERHEAT-FS-PU-20.51 | Com ¦ Com Code Large Gas Water Heater (100+ Gal, 200+ kBtuh - 0.80 Et) - Panel Upgrade - Hot-Dry ¦ SCG ¦ Hot-Dry | Com ¦ Com Code Large Gas Water Heater (100+ Gal, 200+ kBtuh - 0.80 Et) - Panel Upgrade - Hot-Dry | SCG ¦ Hot-Dry | SCG | All | Electric & Gas | Large gas WH (avg. 100+ gal 0.80 ET, 200+ kBtuh 0.83 ET) | Average Existing and Code |  | 2031 | 1 | Conventional | WaterHeat | Com - Health | Com | ROB and NEW | 0 | 1000 sqft2 of floor space | 1000 sqft served | 13 | DEER:Indoor_CFL_Ltg | 0 | 0 | 0 | SWWH028-05 | 134.2789 | 2026 | 105.2246 | 2026 | 0 | 0 | SWWH028-05 | Com Large Gas Water Heaters - Panel Upgrade - Hot-Dry ¦ SCG ¦ Hot-Dry | Com Large Gas Water Heaters - Panel Upgrade - Hot-Dry | 0.18279 | 0.453 | 1 | CBSA 2019 | 0 | 2012 | 1 | SWWH028-05
COM-WATERHEAT-FS-PU-20.52 | Com ¦ Com Code Large Gas Water Heater (100+ Gal, 200+ kBtuh - 0.80 Et) - Panel Upgrade - Hot-Dry ¦ SCG ¦ Hot-Dry | Com ¦ Com Code Large Gas Water Heater (100+ Gal, 200+ kBtuh - 0.80 Et) - Panel Upgrade - Hot-Dry | SCG ¦ Hot-Dry | SCG | All | Electric & Gas | Large gas WH (avg. 100+ gal 0.80 ET, 200+ kBtuh 0.83 ET) | Average Existing and Code |  | 2031 | 1 | Conventional | WaterHeat | Com - Lodging | Com | ROB and NEW | 0 | 1000 sqft2 of floor space | 1000 sqft served | 13 | DEER:Indoor_CFL_Ltg | 0 | 0 | 0 | SWWH028-05 | 84.4894 | 2026 | 66.2082 | 2026 | 0 | 0 | SWWH028-05 | Com Large Gas Water Heaters - Panel Upgrade - Hot-Dry ¦ SCG ¦ Hot-Dry | Com Large Gas Water Heaters - Panel Upgrade - Hot-Dry | 0.29635 | 0.453 | 1 | CBSA 2019 | 0 | 2012 | 1 | SWWH028-05
COM-WATERHEAT-FS-PU-20.53 | Com ¦ Com Code Large Gas Water Heater (100+ Gal, 200+ kBtuh - 0.80 Et) - Panel Upgrade - Hot-Dry ¦ SCG ¦ Hot-Dry | Com ¦ Com Code Large Gas Water Heater (100+ Gal, 200+ kBtuh - 0.80 Et) - Panel Upgrade - Hot-Dry | SCG ¦ Hot-Dry | SCG | All | Electric & Gas | Large gas WH (avg. 100+ gal 0.80 ET, 200+ kBtuh 0.83 ET) | Average Existing and Code |  | 2031 | 1 | Conventional | WaterHeat | Com - Office (Large) | Com | ROB and NEW | 0 | 1000 sqft2 of floor space | 1000 sqft served | 13 | DEER:Indoor_CFL_Ltg | 0 | 0 | 0 | SWWH028-05 | 27.5864 | 2026 | 21.6175 | 2026 | 0 | 0 | SWWH028-05 | Com Large Gas Water Heaters - Panel Upgrade - Hot-Dry ¦ SCG ¦ Hot-Dry | Com Large Gas Water Heaters - Panel Upgrade - Hot-Dry | 0.04091 | 0.453 | 1 | CBSA 2019 | 0 | 2012 | 1 | SWWH028-05
COM-WATERHEAT-FS-PU-20.54 | Com ¦ Com Code Large Gas Water Heater (100+ Gal, 200+ kBtuh - 0.80 Et) - Panel Upgrade - Hot-Dry ¦ SCG ¦ Hot-Dry | Com ¦ Com Code Large Gas Water Heater (100+ Gal, 200+ kBtuh - 0.80 Et) - Panel Upgrade - Hot-Dry | SCG ¦ Hot-Dry | SCG | All | Electric & Gas | Large gas WH (avg. 100+ gal 0.80 ET, 200+ kBtuh 0.83 ET) | Average Existing and Code |  | 2031 | 1 | Conventional | WaterHeat | Com - Office (Small) | Com | ROB and NEW | 0 | 1000 sqft2 of floor space | 1000 sqft served | 13 | DEER:Indoor_CFL_Ltg | 0 | 0 | 0 | SWWH028-05 | 27.5864 | 2026 | 21.6175 | 2026 | 0 | 0 | SWWH028-05 | Com Large Gas Water Heaters - Panel Upgrade - Hot-Dry ¦ SCG ¦ Hot-Dry | Com Large Gas Water Heaters - Panel Upgrade - Hot-Dry | 0.04091 | 0.453 | 1 | CBSA 2019 | 0 | 2012 | 1 | SWWH028-05
COM-WATERHEAT-FS-PU-20.55 | Com ¦ Com Code Large Gas Water Heater (100+ Gal, 200+ kBtuh - 0.80 Et) - Panel Upgrade - Hot-Dry ¦ SCG ¦ Hot-Dry | Com ¦ Com Code Large Gas Water Heater (100+ Gal, 200+ kBtuh - 0.80 Et) - Panel Upgrade - Hot-Dry | SCG ¦ Hot-Dry | SCG | All | Electric & Gas | Large gas WH (avg. 100+ gal 0.80 ET, 200+ kBtuh 0.83 ET) | Average Existing and Code |  | 2031 | 1 | Conventional | WaterHeat | Com - Other | Com | ROB and NEW | 0 | 1000 sqft2 of floor space | 1000 sqft served | 13 | DEER:Indoor_CFL_Ltg | 0 | 0 | 0 | SWWH028-05 | 228.1549 | 2026 | 178.7885 | 2026 | 0 | 0 | SWWH028-05 | Com Large Gas Water Heaters - Panel Upgrade - Hot-Dry ¦ SCG ¦ Hot-Dry | Com Large Gas Water Heaters - Panel Upgrade - Hot-Dry | 0.16753 | 0.453 | 1 | CBSA 2019 | 0 | 2012 | 1 | SWWH028-05
COM-WATERHEAT-FS-PU-20.56 | Com ¦ Com Code Large Gas Water Heater (100+ Gal, 200+ kBtuh - 0.80 Et) - Panel Upgrade - Hot-Dry ¦ SCG ¦ Hot-Dry | Com ¦ Com Code Large Gas Water Heater (100+ Gal, 200+ kBtuh - 0.80 Et) - Panel Upgrade - Hot-Dry | SCG ¦ Hot-Dry | SCG | All | Electric & Gas | Large gas WH (avg. 100+ gal 0.80 ET, 200+ kBtuh 0.83 ET) | Average Existing and Code |  | 2031 | 1 | Conventional | WaterHeat | Com - Refrig. Warehouse | Com | ROB and NEW | 0 | 1000 sqft2 of floor space | 1000 sqft served | 13 | DEER:Indoor_CFL_Ltg | 0 | 0 | 0 | SWWH028-05 | 12.756 | 2026 | 9.9959 | 2026 | 0 | 0 | SWWH028-05 | Com Large Gas Water Heaters - Panel Upgrade - Hot-Dry ¦ SCG ¦ Hot-Dry | Com Large Gas Water Heaters - Panel Upgrade - Hot-Dry | 0.095771 | 0.453 | 1 | CBSA 2019 | 0 | 2012 | 1 | SWWH028-05
COM-WATERHEAT-FS-PU-20.57 | Com ¦ Com Code Large Gas Water Heater (100+ Gal, 200+ kBtuh - 0.80 Et) - Panel Upgrade - Hot-Dry ¦ SCG ¦ Hot-Dry | Com ¦ Com Code Large Gas Water Heater (100+ Gal, 200+ kBtuh - 0.80 Et) - Panel Upgrade - Hot-Dry | SCG ¦ Hot-Dry | SCG | All | Electric & Gas | Large gas WH (avg. 100+ gal 0.80 ET, 200+ kBtuh 0.83 ET) | Average Existing and Code |  | 2031 | 1 | Conventional | WaterHeat | Com - Restaurant | Com | ROB and NEW | 0 | 1000 sqft2 of floor space | 1000 sqft served | 13 | DEER:Indoor_CFL_Ltg | 0 | 0 | 0 | SWWH028-05 | 1195.0371 | 2026 | 936.4641 | 2026 | 0 | 0 | SWWH028-05 | Com Large Gas Water Heaters - Panel Upgrade - Hot-Dry ¦ SCG ¦ Hot-Dry | Com Large Gas Water Heaters - Panel Upgrade - Hot-Dry | 0.047202 | 0.453 | 1 | CBSA 2019 | 0 | 2012 | 1 | SWWH028-05
COM-WATERHEAT-FS-PU-20.58 | Com ¦ Com Code Large Gas Water Heater (100+ Gal, 200+ kBtuh - 0.80 Et) - Panel Upgrade - Hot-Dry ¦ SCG ¦ Hot-Dry | Com ¦ Com Code Large Gas Water Heater (100+ Gal, 200+ kBtuh - 0.80 Et) - Panel Upgrade - Hot-Dry | SCG ¦ Hot-Dry | SCG | All | Electric & Gas | Large gas WH (avg. 100+ gal 0.80 ET, 200+ kBtuh 0.83 ET) | Average Existing and Code |  | 2031 | 1 | Conventional | WaterHeat | Com - Retail | Com | ROB and NEW | 0 | 1000 sqft2 of floor space | 1000 sqft served | 13 | DEER:Indoor_CFL_Ltg | 0 | 0 | 0 | SWWH028-05 | 17.087 | 2026 | 13.3899 | 2026 | 0 | 0 | SWWH028-05 | Com Large Gas Water Heaters - Panel Upgrade - Hot-Dry ¦ SCG ¦ Hot-Dry | Com Large Gas Water Heaters - Panel Upgrade - Hot-Dry | 0.004808 | 0.453 | 1 | CBSA 2019 | 0 | 2012 | 1 | SWWH028-05
COM-WATERHEAT-FS-PU-20.59 | Com ¦ Com Code Large Gas Water Heater (100+ Gal, 200+ kBtuh - 0.80 Et) - Panel Upgrade - Hot-Dry ¦ SCG ¦ Hot-Dry | Com ¦ Com Code Large Gas Water Heater (100+ Gal, 200+ kBtuh - 0.80 Et) - Panel Upgrade - Hot-Dry | SCG ¦ Hot-Dry | SCG | All | Electric & Gas | Large gas WH (avg. 100+ gal 0.80 ET, 200+ kBtuh 0.83 ET) | Average Existing and Code |  | 2031 | 1 | Conventional | WaterHeat | Com - School | Com | ROB and NEW | 0 | 1000 sqft2 of floor space | 1000 sqft served | 13 | DEER:Indoor_CFL_Ltg | 0 | 0 | 0 | SWWH028-05 | 140.7521 | 2026 | 110.2972 | 2026 | 0 | 0 | SWWH028-05 | Com Large Gas Water Heaters - Panel Upgrade - Hot-Dry ¦ SCG ¦ Hot-Dry | Com Large Gas Water Heaters - Panel Upgrade - Hot-Dry | 0.072836 | 0.453 | 1 | CBSA 2019 | 0 | 2012 | 1 | SWWH028-05
COM-WATERHEAT-FS-PU-20.60 | Com ¦ Com Code Large Gas Water Heater (100+ Gal, 200+ kBtuh - 0.80 Et) - Panel Upgrade - Hot-Dry ¦ SCG ¦ Hot-Dry | Com ¦ Com Code Large Gas Water Heater (100+ Gal, 200+ kBtuh - 0.80 Et) - Panel Upgrade - Hot-Dry | SCG ¦ Hot-Dry | SCG | All | Electric & Gas | Large gas WH (avg. 100+ gal 0.80 ET, 200+ kBtuh 0.83 ET) | Average Existing and Code |  | 2031 | 1 | Conventional | WaterHeat | Com - Warehouse | Com | ROB and NEW | 0 | 1000 sqft2 of floor space | 1000 sqft served | 13 | DEER:Indoor_CFL_Ltg | 0 | 0 | 0 | SWWH028-05 | 2.5512 | 2026 | 1.9992 | 2026 | 0 | 0 | SWWH028-05 | Com Large Gas Water Heaters - Panel Upgrade - Hot-Dry ¦ SCG ¦ Hot-Dry | Com Large Gas Water Heaters - Panel Upgrade - Hot-Dry | 0.098222 | 0.453 | 1 | CBSA 2019 | 0 | 2012 | 1 | SWWH028-05
COM-WATERHEAT-FS-PU-20.61 | Com ¦ Com Code Large Gas Water Heater (100+ Gal, 200+ kBtuh - 0.80 Et) - Panel Upgrade - Cold ¦ SCG ¦ Cold | Com ¦ Com Code Large Gas Water Heater (100+ Gal, 200+ kBtuh - 0.80 Et) - Panel Upgrade - Cold | SCG ¦ Cold | SCG | All | Electric & Gas | Large gas WH (avg. 100+ gal 0.80 ET, 200+ kBtuh 0.83 ET) | Average Existing and Code |  | 2031 | 1 | Conventional | WaterHeat | Com - College | Com | ROB and NEW | 0 | 1000 sqft2 of floor space | 1000 sqft served | 13 | DEER:Indoor_CFL_Ltg | 0 | 0 | 0 | SWWH028-05 | 88.6522 | 2026 | 69.4703 | 2026 | 0 | 0 | SWWH028-05 | Com Large Gas Water Heaters - Panel Upgrade - Cold ¦ SCG ¦ Cold | Com Large Gas Water Heaters - Panel Upgrade - Cold | 0.17915 | 0.453 | 1 | CBSA 2019 | 0 | 2012 | 1 | SWWH028-05
COM-WATERHEAT-FS-PU-20.62 | Com ¦ Com Code Large Gas Water Heater (100+ Gal, 200+ kBtuh - 0.80 Et) - Panel Upgrade - Cold ¦ SCG ¦ Cold | Com ¦ Com Code Large Gas Water Heater (100+ Gal, 200+ kBtuh - 0.80 Et) - Panel Upgrade - Cold | SCG ¦ Cold | SCG | All | Electric & Gas | Large gas WH (avg. 100+ gal 0.80 ET, 200+ kBtuh 0.83 ET) | Average Existing and Code |  | 2031 | 1 | Conventional | WaterHeat | Com - Grocery | Com | ROB and NEW | 0 | 1000 sqft2 of floor space | 1000 sqft served | 13 | DEER:Indoor_CFL_Ltg | 0 | 0 | 0 | SWWH028-05 | 73.5638 | 2026 | 57.6467 | 2026 | 0 | 0 | SWWH028-05 | Com Large Gas Water Heaters - Panel Upgrade - Cold ¦ SCG ¦ Cold | Com Large Gas Water Heaters - Panel Upgrade - Cold | 0.039805 | 0.453 | 1 | CBSA 2019 | 0 | 2012 | 1 | SWWH028-05
COM-WATERHEAT-FS-PU-20.63 | Com ¦ Com Code Large Gas Water Heater (100+ Gal, 200+ kBtuh - 0.80 Et) - Panel Upgrade - Cold ¦ SCG ¦ Cold | Com ¦ Com Code Large Gas Water Heater (100+ Gal, 200+ kBtuh - 0.80 Et) - Panel Upgrade - Cold | SCG ¦ Cold | SCG | All | Electric & Gas | Large gas WH (avg. 100+ gal 0.80 ET, 200+ kBtuh 0.83 ET) | Average Existing and Code |  | 2031 | 1 | Conventional | WaterHeat | Com - Health | Com | ROB and NEW | 0 | 1000 sqft2 of floor space | 1000 sqft served | 13 | DEER:Indoor_CFL_Ltg | 0 | 0 | 0 | SWWH028-05 | 134.2789 | 2026 | 105.2246 | 2026 | 0 | 0 | SWWH028-05 | Com Large Gas Water Heaters - Panel Upgrade - Cold ¦ SCG ¦ Cold | Com Large Gas Water Heaters - Panel Upgrade - Cold | 0.18279 | 0.453 | 1 | CBSA 2019 | 0 | 2012 | 1 | SWWH028-05
COM-WATERHEAT-FS-PU-20.64 | Com ¦ Com Code Large Gas Water Heater (100+ Gal, 200+ kBtuh - 0.80 Et) - Panel Upgrade - Cold ¦ SCG ¦ Cold | Com ¦ Com Code Large Gas Water Heater (100+ Gal, 200+ kBtuh - 0.80 Et) - Panel Upgrade - Cold | SCG ¦ Cold | SCG | All | Electric & Gas | Large gas WH (avg. 100+ gal 0.80 ET, 200+ kBtuh 0.83 ET) | Average Existing and Code |  | 2031 | 1 | Conventional | WaterHeat | Com - Lodging | Com | ROB and NEW | 0 | 1000 sqft2 of floor space | 1000 sqft served | 13 | DEER:Indoor_CFL_Ltg | 0 | 0 | 0 | SWWH028-05 | 84.4894 | 2026 | 66.2082 | 2026 | 0 | 0 | SWWH028-05 | Com Large Gas Water Heaters - Panel Upgrade - Cold ¦ SCG ¦ Cold | Com Large Gas Water Heaters - Panel Upgrade - Cold | 0.29635 | 0.453 | 1 | CBSA 2019 | 0 | 2012 | 1 | SWWH028-05
COM-WATERHEAT-FS-PU-20.65 | Com ¦ Com Code Large Gas Water Heater (100+ Gal, 200+ kBtuh - 0.80 Et) - Panel Upgrade - Cold ¦ SCG ¦ Cold | Com ¦ Com Code Large Gas Water Heater (100+ Gal, 200+ kBtuh - 0.80 Et) - Panel Upgrade - Cold | SCG ¦ Cold | SCG | All | Electric & Gas | Large gas WH (avg. 100+ gal 0.80 ET, 200+ kBtuh 0.83 ET) | Average Existing and Code |  | 2031 | 1 | Conventional | WaterHeat | Com - Office (Large) | Com | ROB and NEW | 0 | 1000 sqft2 of floor space | 1000 sqft served | 13 | DEER:Indoor_CFL_Ltg | 0 | 0 | 0 | SWWH028-05 | 27.5864 | 2026 | 21.6175 | 2026 | 0 | 0 | SWWH028-05 | Com Large Gas Water Heaters - Panel Upgrade - Cold ¦ SCG ¦ Cold | Com Large Gas Water Heaters - Panel Upgrade - Cold | 0.04091 | 0.453 | 1 | CBSA 2019 | 0 | 2012 | 1 | SWWH028-05
COM-WATERHEAT-FS-PU-20.66 | Com ¦ Com Code Large Gas Water Heater (100+ Gal, 200+ kBtuh - 0.80 Et) - Panel Upgrade - Cold ¦ SCG ¦ Cold | Com ¦ Com Code Large Gas Water Heater (100+ Gal, 200+ kBtuh - 0.80 Et) - Panel Upgrade - Cold | SCG ¦ Cold | SCG | All | Electric & Gas | Large gas WH (avg. 100+ gal 0.80 ET, 200+ kBtuh 0.83 ET) | Average Existing and Code |  | 2031 | 1 | Conventional | WaterHeat | Com - Office (Small) | Com | ROB and NEW | 0 | 1000 sqft2 of floor space | 1000 sqft served | 13 | DEER:Indoor_CFL_Ltg | 0 | 0 | 0 | SWWH028-05 | 27.5864 | 2026 | 21.6175 | 2026 | 0 | 0 | SWWH028-05 | Com Large Gas Water Heaters - Panel Upgrade - Cold ¦ SCG ¦ Cold | Com Large Gas Water Heaters - Panel Upgrade - Cold | 0.04091 | 0.453 | 1 | CBSA 2019 | 0 | 2012 | 1 | SWWH028-05
COM-WATERHEAT-FS-PU-20.67 | Com ¦ Com Code Large Gas Water Heater (100+ Gal, 200+ kBtuh - 0.80 Et) - Panel Upgrade - Cold ¦ SCG ¦ Cold | Com ¦ Com Code Large Gas Water Heater (100+ Gal, 200+ kBtuh - 0.80 Et) - Panel Upgrade - Cold | SCG ¦ Cold | SCG | All | Electric & Gas | Large gas WH (avg. 100+ gal 0.80 ET, 200+ kBtuh 0.83 ET) | Average Existing and Code |  | 2031 | 1 | Conventional | WaterHeat | Com - Other | Com | ROB and NEW | 0 | 1000 sqft2 of floor space | 1000 sqft served | 13 | DEER:Indoor_CFL_Ltg | 0 | 0 | 0 | SWWH028-05 | 228.1549 | 2026 | 178.7885 | 2026 | 0 | 0 | SWWH028-05 | Com Large Gas Water Heaters - Panel Upgrade - Cold ¦ SCG ¦ Cold | Com Large Gas Water Heaters - Panel Upgrade - Cold | 0.16753 | 0.453 | 1 | CBSA 2019 | 0 | 2012 | 1 | SWWH028-05
COM-WATERHEAT-FS-PU-20.68 | Com ¦ Com Code Large Gas Water Heater (100+ Gal, 200+ kBtuh - 0.80 Et) - Panel Upgrade - Cold ¦ SCG ¦ Cold | Com ¦ Com Code Large Gas Water Heater (100+ Gal, 200+ kBtuh - 0.80 Et) - Panel Upgrade - Cold | SCG ¦ Cold | SCG | All | Electric & Gas | Large gas WH (avg. 100+ gal 0.80 ET, 200+ kBtuh 0.83 ET) | Average Existing and Code |  | 2031 | 1 | Conventional | WaterHeat | Com - Refrig. Warehouse | Com | ROB and NEW | 0 | 1000 sqft2 of floor space | 1000 sqft served | 13 | DEER:Indoor_CFL_Ltg | 0 | 0 | 0 | SWWH028-05 | 12.756 | 2026 | 9.9959 | 2026 | 0 | 0 | SWWH028-05 | Com Large Gas Water Heaters - Panel Upgrade - Cold ¦ SCG ¦ Cold | Com Large Gas Water Heaters - Panel Upgrade - Cold | 0.095771 | 0.453 | 1 | CBSA 2019 | 0 | 2012 | 1 | SWWH028-05
COM-WATERHEAT-FS-PU-20.69 | Com ¦ Com Code Large Gas Water Heater (100+ Gal, 200+ kBtuh - 0.80 Et) - Panel Upgrade - Cold ¦ SCG ¦ Cold | Com ¦ Com Code Large Gas Water Heater (100+ Gal, 200+ kBtuh - 0.80 Et) - Panel Upgrade - Cold | SCG ¦ Cold | SCG | All | Electric & Gas | Large gas WH (avg. 100+ gal 0.80 ET, 200+ kBtuh 0.83 ET) | Average Existing and Code |  | 2031 | 1 | Conventional | WaterHeat | Com - Restaurant | Com | ROB and NEW | 0 | 1000 sqft2 of floor space | 1000 sqft served | 13 | DEER:Indoor_CFL_Ltg | 0 | 0 | 0 | SWWH028-05 | 1195.0371 | 2026 | 936.4641 | 2026 | 0 | 0 | SWWH028-05 | Com Large Gas Water Heaters - Panel Upgrade - Cold ¦ SCG ¦ Cold | Com Large Gas Water Heaters - Panel Upgrade - Cold | 0.047202 | 0.453 | 1 | CBSA 2019 | 0 | 2012 | 1 | SWWH028-05
COM-WATERHEAT-FS-PU-20.70 | Com ¦ Com Code Large Gas Water Heater (100+ Gal, 200+ kBtuh - 0.80 Et) - Panel Upgrade - Cold ¦ SCG ¦ Cold | Com ¦ Com Code Large Gas Water Heater (100+ Gal, 200+ kBtuh - 0.80 Et) - Panel Upgrade - Cold | SCG ¦ Cold | SCG | All | Electric & Gas | Large gas WH (avg. 100+ gal 0.80 ET, 200+ kBtuh 0.83 ET) | Average Existing and Code |  | 2031 | 1 | Conventional | WaterHeat | Com - Retail | Com | ROB and NEW | 0 | 1000 sqft2 of floor space | 1000 sqft served | 13 | DEER:Indoor_CFL_Ltg | 0 | 0 | 0 | SWWH028-05 | 17.087 | 2026 | 13.3899 | 2026 | 0 | 0 | SWWH028-05 | Com Large Gas Water Heaters - Panel Upgrade - Cold ¦ SCG ¦ Cold | Com Large Gas Water Heaters - Panel Upgrade - Cold | 0.004808 | 0.453 | 1 | CBSA 2019 | 0 | 2012 | 1 | SWWH028-05
COM-WATERHEAT-FS-PU-20.71 | Com ¦ Com Code Large Gas Water Heater (100+ Gal, 200+ kBtuh - 0.80 Et) - Panel Upgrade - Cold ¦ SCG ¦ Cold | Com ¦ Com Code Large Gas Water Heater (100+ Gal, 200+ kBtuh - 0.80 Et) - Panel Upgrade - Cold | SCG ¦ Cold | SCG | All | Electric & Gas | Large gas WH (avg. 100+ gal 0.80 ET, 200+ kBtuh 0.83 ET) | Average Existing and Code |  | 2031 | 1 | Conventional | WaterHeat | Com - School | Com | ROB and NEW | 0 | 1000 sqft2 of floor space | 1000 sqft served | 13 | DEER:Indoor_CFL_Ltg | 0 | 0 | 0 | SWWH028-05 | 140.7521 | 2026 | 110.2972 | 2026 | 0 | 0 | SWWH028-05 | Com Large Gas Water Heaters - Panel Upgrade - Cold ¦ SCG ¦ Cold | Com Large Gas Water Heaters - Panel Upgrade - Cold | 0.072836 | 0.453 | 1 | CBSA 2019 | 0 | 2012 | 1 | SWWH028-05
COM-WATERHEAT-FS-PU-20.72 | Com ¦ Com Code Large Gas Water Heater (100+ Gal, 200+ kBtuh - 0.80 Et) - Panel Upgrade - Cold ¦ SCG ¦ Cold | Com ¦ Com Code Large Gas Water Heater (100+ Gal, 200+ kBtuh - 0.80 Et) - Panel Upgrade - Cold | SCG ¦ Cold | SCG | All | Electric & Gas | Large gas WH (avg. 100+ gal 0.80 ET, 200+ kBtuh 0.83 ET) | Average Existing and Code |  | 2031 | 1 | Conventional | WaterHeat | Com - Warehouse | Com | ROB and NEW | 0 | 1000 sqft2 of floor space | 1000 sqft served | 13 | DEER:Indoor_CFL_Ltg | 0 | 0 | 0 | SWWH028-05 | 2.5512 | 2026 | 1.9992 | 2026 | 0 | 0 | SWWH028-05 | Com Large Gas Water Heaters - Panel Upgrade - Cold ¦ SCG ¦ Cold | Com Large Gas Water Heaters - Panel Upgrade - Cold | 0.098222 | 0.453 | 1 | CBSA 2019 | 0 | 2012 | 1 | SWWH028-05
COM-WATERHEAT-FS-PU-20.73 | Com ¦ Com Code Large Gas Water Heater (100+ Gal, 200+ kBtuh - 0.80 Et) - Panel Upgrade - Marine ¦ SDG&E ¦ Marine | Com ¦ Com Code Large Gas Water Heater (100+ Gal, 200+ kBtuh - 0.80 Et) - Panel Upgrade - Marine | SDG&E ¦ Marine | SDG&E | All | Electric & Gas | Large gas WH (avg. 100+ gal 0.80 ET, 200+ kBtuh 0.83 ET) | Average Existing and Code |  | 2031 | 1 | Conventional | WaterHeat | Com - College | Com | ROB and NEW | 0 | 1000 sqft2 of floor space | 1000 sqft served | 13 | DEER:Indoor_CFL_Ltg | 0 | 0 | 0 | SWWH028-05 | 88.6522 | 2026 | 69.4703 | 2026 | 0 | 0 | SWWH028-05 | Com Large Gas Water Heaters - Panel Upgrade - Marine ¦ SDG&E ¦ Marine | Com Large Gas Water Heaters - Panel Upgrade - Marine | 0.17915 | 0.453 | 1 | CBSA 2019 | 0 | 2012 | 1 | SWWH028-05
COM-WATERHEAT-FS-PU-20.74 | Com ¦ Com Code Large Gas Water Heater (100+ Gal, 200+ kBtuh - 0.80 Et) - Panel Upgrade - Marine ¦ SDG&E ¦ Marine | Com ¦ Com Code Large Gas Water Heater (100+ Gal, 200+ kBtuh - 0.80 Et) - Panel Upgrade - Marine | SDG&E ¦ Marine | SDG&E | All | Electric & Gas | Large gas WH (avg. 100+ gal 0.80 ET, 200+ kBtuh 0.83 ET) | Average Existing and Code |  | 2031 | 1 | Conventional | WaterHeat | Com - Grocery | Com | ROB and NEW | 0 | 1000 sqft2 of floor space | 1000 sqft served | 13 | DEER:Indoor_CFL_Ltg | 0 | 0 | 0 | SWWH028-05 | 73.5638 | 2026 | 57.6467 | 2026 | 0 | 0 | SWWH028-05 | Com Large Gas Water Heaters - Panel Upgrade - Marine ¦ SDG&E ¦ Marine | Com Large Gas Water Heaters - Panel Upgrade - Marine | 0.039805 | 0.453 | 1 | CBSA 2019 | 0 | 2012 | 1 | SWWH028-05
COM-WATERHEAT-FS-PU-20.75 | Com ¦ Com Code Large Gas Water Heater (100+ Gal, 200+ kBtuh - 0.80 Et) - Panel Upgrade - Marine ¦ SDG&E ¦ Marine | Com ¦ Com Code Large Gas Water Heater (100+ Gal, 200+ kBtuh - 0.80 Et) - Panel Upgrade - Marine | SDG&E ¦ Marine | SDG&E | All | Electric & Gas | Large gas WH (avg. 100+ gal 0.80 ET, 200+ kBtuh 0.83 ET) | Average Existing and Code |  | 2031 | 1 | Conventional | WaterHeat | Com - Health | Com | ROB and NEW | 0 | 1000 sqft2 of floor space | 1000 sqft served | 13 | DEER:Indoor_CFL_Ltg | 0 | 0 | 0 | SWWH028-05 | 134.2789 | 2026 | 105.2246 | 2026 | 0 | 0 | SWWH028-05 | Com Large Gas Water Heaters - Panel Upgrade - Marine ¦ SDG&E ¦ Marine | Com Large Gas Water Heaters - Panel Upgrade - Marine | 0.18279 | 0.453 | 1 | CBSA 2019 | 0 | 2012 | 1 | SWWH028-05
COM-WATERHEAT-FS-PU-20.76 | Com ¦ Com Code Large Gas Water Heater (100+ Gal, 200+ kBtuh - 0.80 Et) - Panel Upgrade - Marine ¦ SDG&E ¦ Marine | Com ¦ Com Code Large Gas Water Heater (100+ Gal, 200+ kBtuh - 0.80 Et) - Panel Upgrade - Marine | SDG&E ¦ Marine | SDG&E | All | Electric & Gas | Large gas WH (avg. 100+ gal 0.80 ET, 200+ kBtuh 0.83 ET) | Average Existing and Code |  | 2031 | 1 | Conventional | WaterHeat | Com - Lodging | Com | ROB and NEW | 0 | 1000 sqft2 of floor space | 1000 sqft served | 13 | DEER:Indoor_CFL_Ltg | 0 | 0 | 0 | SWWH028-05 | 84.4894 | 2026 | 66.2082 | 2026 | 0 | 0 | SWWH028-05 | Com Large Gas Water Heaters - Panel Upgrade - Marine ¦ SDG&E ¦ Marine | Com Large Gas Water Heaters - Panel Upgrade - Marine | 0.29635 | 0.453 | 1 | CBSA 2019 | 0 | 2012 | 1 | SWWH028-05
COM-WATERHEAT-FS-PU-20.77 | Com ¦ Com Code Large Gas Water Heater (100+ Gal, 200+ kBtuh - 0.80 Et) - Panel Upgrade - Marine ¦ SDG&E ¦ Marine | Com ¦ Com Code Large Gas Water Heater (100+ Gal, 200+ kBtuh - 0.80 Et) - Panel Upgrade - Marine | SDG&E ¦ Marine | SDG&E | All | Electric & Gas | Large gas WH (avg. 100+ gal 0.80 ET, 200+ kBtuh 0.83 ET) | Average Existing and Code |  | 2031 | 1 | Conventional | WaterHeat | Com - Office (Large) | Com | ROB and NEW | 0 | 1000 sqft2 of floor space | 1000 sqft served | 13 | DEER:Indoor_CFL_Ltg | 0 | 0 | 0 | SWWH028-05 | 27.5864 | 2026 | 21.6175 | 2026 | 0 | 0 | SWWH028-05 | Com Large Gas Water Heaters - Panel Upgrade - Marine ¦ SDG&E ¦ Marine | Com Large Gas Water Heaters - Panel Upgrade - Marine | 0.04091 | 0.453 | 1 | CBSA 2019 | 0 | 2012 | 1 | SWWH028-05
COM-WATERHEAT-FS-PU-20.78 | Com ¦ Com Code Large Gas Water Heater (100+ Gal, 200+ kBtuh - 0.80 Et) - Panel Upgrade - Marine ¦ SDG&E ¦ Marine | Com ¦ Com Code Large Gas Water Heater (100+ Gal, 200+ kBtuh - 0.80 Et) - Panel Upgrade - Marine | SDG&E ¦ Marine | SDG&E | All | Electric & Gas | Large gas WH (avg. 100+ gal 0.80 ET, 200+ kBtuh 0.83 ET) | Average Existing and Code |  | 2031 | 1 | Conventional | WaterHeat | Com - Office (Small) | Com | ROB and NEW | 0 | 1000 sqft2 of floor space | 1000 sqft served | 13 | DEER:Indoor_CFL_Ltg | 0 | 0 | 0 | SWWH028-05 | 27.5864 | 2026 | 21.6175 | 2026 | 0 | 0 | SWWH028-05 | Com Large Gas Water Heaters - Panel Upgrade - Marine ¦ SDG&E ¦ Marine | Com Large Gas Water Heaters - Panel Upgrade - Marine | 0.04091 | 0.453 | 1 | CBSA 2019 | 0 | 2012 | 1 | SWWH028-05
COM-WATERHEAT-FS-PU-20.79 | Com ¦ Com Code Large Gas Water Heater (100+ Gal, 200+ kBtuh - 0.80 Et) - Panel Upgrade - Marine ¦ SDG&E ¦ Marine | Com ¦ Com Code Large Gas Water Heater (100+ Gal, 200+ kBtuh - 0.80 Et) - Panel Upgrade - Marine | SDG&E ¦ Marine | SDG&E | All | Electric & Gas | Large gas WH (avg. 100+ gal 0.80 ET, 200+ kBtuh 0.83 ET) | Average Existing and Code |  | 2031 | 1 | Conventional | WaterHeat | Com - Other | Com | ROB and NEW | 0 | 1000 sqft2 of floor space | 1000 sqft served | 13 | DEER:Indoor_CFL_Ltg | 0 | 0 | 0 | SWWH028-05 | 228.1549 | 2026 | 178.7885 | 2026 | 0 | 0 | SWWH028-05 | Com Large Gas Water Heaters - Panel Upgrade - Marine ¦ SDG&E ¦ Marine | Com Large Gas Water Heaters - Panel Upgrade - Marine | 0.16753 | 0.453 | 1 | CBSA 2019 | 0 | 2012 | 1 | SWWH028-05
COM-WATERHEAT-FS-PU-20.80 | Com ¦ Com Code Large Gas Water Heater (100+ Gal, 200+ kBtuh - 0.80 Et) - Panel Upgrade - Marine ¦ SDG&E ¦ Marine | Com ¦ Com Code Large Gas Water Heater (100+ Gal, 200+ kBtuh - 0.80 Et) - Panel Upgrade - Marine | SDG&E ¦ Marine | SDG&E | All | Electric & Gas | Large gas WH (avg. 100+ gal 0.80 ET, 200+ kBtuh 0.83 ET) | Average Existing and Code |  | 2031 | 1 | Conventional | WaterHeat | Com - Refrig. Warehouse | Com | ROB and NEW | 0 | 1000 sqft2 of floor space | 1000 sqft served | 13 | DEER:Indoor_CFL_Ltg | 0 | 0 | 0 | SWWH028-05 | 12.756 | 2026 | 9.9959 | 2026 | 0 | 0 | SWWH028-05 | Com Large Gas Water Heaters - Panel Upgrade - Marine ¦ SDG&E ¦ Marine | Com Large Gas Water Heaters - Panel Upgrade - Marine | 0.095771 | 0.453 | 1 | CBSA 2019 | 0 | 2012 | 1 | SWWH028-05
COM-WATERHEAT-FS-PU-20.81 | Com ¦ Com Code Large Gas Water Heater (100+ Gal, 200+ kBtuh - 0.80 Et) - Panel Upgrade - Marine ¦ SDG&E ¦ Marine | Com ¦ Com Code Large Gas Water Heater (100+ Gal, 200+ kBtuh - 0.80 Et) - Panel Upgrade - Marine | SDG&E ¦ Marine | SDG&E | All | Electric & Gas | Large gas WH (avg. 100+ gal 0.80 ET, 200+ kBtuh 0.83 ET) | Average Existing and Code |  | 2031 | 1 | Conventional | WaterHeat | Com - Restaurant | Com | ROB and NEW | 0 | 1000 sqft2 of floor space | 1000 sqft served | 13 | DEER:Indoor_CFL_Ltg | 0 | 0 | 0 | SWWH028-05 | 1195.0371 | 2026 | 936.4641 | 2026 | 0 | 0 | SWWH028-05 | Com Large Gas Water Heaters - Panel Upgrade - Marine ¦ SDG&E ¦ Marine | Com Large Gas Water Heaters - Panel Upgrade - Marine | 0.047202 | 0.453 | 1 | CBSA 2019 | 0 | 2012 | 1 | SWWH028-05
COM-WATERHEAT-FS-PU-20.82 | Com ¦ Com Code Large Gas Water Heater (100+ Gal, 200+ kBtuh - 0.80 Et) - Panel Upgrade - Marine ¦ SDG&E ¦ Marine | Com ¦ Com Code Large Gas Water Heater (100+ Gal, 200+ kBtuh - 0.80 Et) - Panel Upgrade - Marine | SDG&E ¦ Marine | SDG&E | All | Electric & Gas | Large gas WH (avg. 100+ gal 0.80 ET, 200+ kBtuh 0.83 ET) | Average Existing and Code |  | 2031 | 1 | Conventional | WaterHeat | Com - Retail | Com | ROB and NEW | 0 | 1000 sqft2 of floor space | 1000 sqft served | 13 | DEER:Indoor_CFL_Ltg | 0 | 0 | 0 | SWWH028-05 | 17.087 | 2026 | 13.3899 | 2026 | 0 | 0 | SWWH028-05 | Com Large Gas Water Heaters - Panel Upgrade - Marine ¦ SDG&E ¦ Marine | Com Large Gas Water Heaters - Panel Upgrade - Marine | 0.004808 | 0.453 | 1 | CBSA 2019 | 0 | 2012 | 1 | SWWH028-05
COM-WATERHEAT-FS-PU-20.83 | Com ¦ Com Code Large Gas Water Heater (100+ Gal, 200+ kBtuh - 0.80 Et) - Panel Upgrade - Marine ¦ SDG&E ¦ Marine | Com ¦ Com Code Large Gas Water Heater (100+ Gal, 200+ kBtuh - 0.80 Et) - Panel Upgrade - Marine | SDG&E ¦ Marine | SDG&E | All | Electric & Gas | Large gas WH (avg. 100+ gal 0.80 ET, 200+ kBtuh 0.83 ET) | Average Existing and Code |  | 2031 | 1 | Conventional | WaterHeat | Com - School | Com | ROB and NEW | 0 | 1000 sqft2 of floor space | 1000 sqft served | 13 | DEER:Indoor_CFL_Ltg | 0 | 0 | 0 | SWWH028-05 | 140.7521 | 2026 | 110.2972 | 2026 | 0 | 0 | SWWH028-05 | Com Large Gas Water Heaters - Panel Upgrade - Marine ¦ SDG&E ¦ Marine | Com Large Gas Water Heaters - Panel Upgrade - Marine | 0.072836 | 0.453 | 1 | CBSA 2019 | 0 | 2012 | 1 | SWWH028-05
COM-WATERHEAT-FS-PU-20.84 | Com ¦ Com Code Large Gas Water Heater (100+ Gal, 200+ kBtuh - 0.80 Et) - Panel Upgrade - Marine ¦ SDG&E ¦ Marine | Com ¦ Com Code Large Gas Water Heater (100+ Gal, 200+ kBtuh - 0.80 Et) - Panel Upgrade - Marine | SDG&E ¦ Marine | SDG&E | All | Electric & Gas | Large gas WH (avg. 100+ gal 0.80 ET, 200+ kBtuh 0.83 ET) | Average Existing and Code |  | 2031 | 1 | Conventional | WaterHeat | Com - Warehouse | Com | ROB and NEW | 0 | 1000 sqft2 of floor space | 1000 sqft served | 13 | DEER:Indoor_CFL_Ltg | 0 | 0 | 0 | SWWH028-05 | 2.5512 | 2026 | 1.9992 | 2026 | 0 | 0 | SWWH028-05 | Com Large Gas Water Heaters - Panel Upgrade - Marine ¦ SDG&E ¦ Marine | Com Large Gas Water Heaters - Panel Upgrade - Marine | 0.098222 | 0.453 | 1 | CBSA 2019 | 0 | 2012 | 1 | SWWH028-05
COM-WATERHEAT-FS-PU-20.85 | Com ¦ Com Code Large Gas Water Heater (100+ Gal, 200+ kBtuh - 0.80 Et) - Panel Upgrade - Hot-Dry ¦ SDG&E ¦ Hot-Dry | Com ¦ Com Code Large Gas Water Heater (100+ Gal, 200+ kBtuh - 0.80 Et) - Panel Upgrade - Hot-Dry | SDG&E ¦ Hot-Dry | SDG&E | All | Electric & Gas | Large gas WH (avg. 100+ gal 0.80 ET, 200+ kBtuh 0.83 ET) | Average Existing and Code |  | 2031 | 1 | Conventional | WaterHeat | Com - College | Com | ROB and NEW | 0 | 1000 sqft2 of floor space | 1000 sqft served | 13 | DEER:Indoor_CFL_Ltg | 0 | 0 | 0 | SWWH028-05 | 88.6522 | 2026 | 69.4703 | 2026 | 0 | 0 | SWWH028-05 | Com Large Gas Water Heaters - Panel Upgrade - Hot-Dry ¦ SDG&E ¦ Hot-Dry | Com Large Gas Water Heaters - Panel Upgrade - Hot-Dry | 0.17915 | 0.453 | 1 | CBSA 2019 | 0 | 2012 | 1 | SWWH028-05
COM-WATERHEAT-FS-PU-20.86 | Com ¦ Com Code Large Gas Water Heater (100+ Gal, 200+ kBtuh - 0.80 Et) - Panel Upgrade - Hot-Dry ¦ SDG&E ¦ Hot-Dry | Com ¦ Com Code Large Gas Water Heater (100+ Gal, 200+ kBtuh - 0.80 Et) - Panel Upgrade - Hot-Dry | SDG&E ¦ Hot-Dry | SDG&E | All | Electric & Gas | Large gas WH (avg. 100+ gal 0.80 ET, 200+ kBtuh 0.83 ET) | Average Existing and Code |  | 2031 | 1 | Conventional | WaterHeat | Com - Grocery | Com | ROB and NEW | 0 | 1000 sqft2 of floor space | 1000 sqft served | 13 | DEER:Indoor_CFL_Ltg | 0 | 0 | 0 | SWWH028-05 | 73.5638 | 2026 | 57.6467 | 2026 | 0 | 0 | SWWH028-05 | Com Large Gas Water Heaters - Panel Upgrade - Hot-Dry ¦ SDG&E ¦ Hot-Dry | Com Large Gas Water Heaters - Panel Upgrade - Hot-Dry | 0.039805 | 0.453 | 1 | CBSA 2019 | 0 | 2012 | 1 | SWWH028-05
COM-WATERHEAT-FS-PU-20.87 | Com ¦ Com Code Large Gas Water Heater (100+ Gal, 200+ kBtuh - 0.80 Et) - Panel Upgrade - Hot-Dry ¦ SDG&E ¦ Hot-Dry | Com ¦ Com Code Large Gas Water Heater (100+ Gal, 200+ kBtuh - 0.80 Et) - Panel Upgrade - Hot-Dry | SDG&E ¦ Hot-Dry | SDG&E | All | Electric & Gas | Large gas WH (avg. 100+ gal 0.80 ET, 200+ kBtuh 0.83 ET) | Average Existing and Code |  | 2031 | 1 | Conventional | WaterHeat | Com - Health | Com | ROB and NEW | 0 | 1000 sqft2 of floor space | 1000 sqft served | 13 | DEER:Indoor_CFL_Ltg | 0 | 0 | 0 | SWWH028-05 | 134.2789 | 2026 | 105.2246 | 2026 | 0 | 0 | SWWH028-05 | Com Large Gas Water Heaters - Panel Upgrade - Hot-Dry ¦ SDG&E ¦ Hot-Dry | Com Large Gas Water Heaters - Panel Upgrade - Hot-Dry | 0.18279 | 0.453 | 1 | CBSA 2019 | 0 | 2012 | 1 | SWWH028-05
COM-WATERHEAT-FS-PU-20.88 | Com ¦ Com Code Large Gas Water Heater (100+ Gal, 200+ kBtuh - 0.80 Et) - Panel Upgrade - Hot-Dry ¦ SDG&E ¦ Hot-Dry | Com ¦ Com Code Large Gas Water Heater (100+ Gal, 200+ kBtuh - 0.80 Et) - Panel Upgrade - Hot-Dry | SDG&E ¦ Hot-Dry | SDG&E | All | Electric & Gas | Large gas WH (avg. 100+ gal 0.80 ET, 200+ kBtuh 0.83 ET) | Average Existing and Code |  | 2031 | 1 | Conventional | WaterHeat | Com - Lodging | Com | ROB and NEW | 0 | 1000 sqft2 of floor space | 1000 sqft served | 13 | DEER:Indoor_CFL_Ltg | 0 | 0 | 0 | SWWH028-05 | 84.4894 | 2026 | 66.2082 | 2026 | 0 | 0 | SWWH028-05 | Com Large Gas Water Heaters - Panel Upgrade - Hot-Dry ¦ SDG&E ¦ Hot-Dry | Com Large Gas Water Heaters - Panel Upgrade - Hot-Dry | 0.29635 | 0.453 | 1 | CBSA 2019 | 0 | 2012 | 1 | SWWH028-05
COM-WATERHEAT-FS-PU-20.89 | Com ¦ Com Code Large Gas Water Heater (100+ Gal, 200+ kBtuh - 0.80 Et) - Panel Upgrade - Hot-Dry ¦ SDG&E ¦ Hot-Dry | Com ¦ Com Code Large Gas Water Heater (100+ Gal, 200+ kBtuh - 0.80 Et) - Panel Upgrade - Hot-Dry | SDG&E ¦ Hot-Dry | SDG&E | All | Electric & Gas | Large gas WH (avg. 100+ gal 0.80 ET, 200+ kBtuh 0.83 ET) | Average Existing and Code |  | 2031 | 1 | Conventional | WaterHeat | Com - Office (Large) | Com | ROB and NEW | 0 | 1000 sqft2 of floor space | 1000 sqft served | 13 | DEER:Indoor_CFL_Ltg | 0 | 0 | 0 | SWWH028-05 | 27.5864 | 2026 | 21.6175 | 2026 | 0 | 0 | SWWH028-05 | Com Large Gas Water Heaters - Panel Upgrade - Hot-Dry ¦ SDG&E ¦ Hot-Dry | Com Large Gas Water Heaters - Panel Upgrade - Hot-Dry | 0.04091 | 0.453 | 1 | CBSA 2019 | 0 | 2012 | 1 | SWWH028-05
COM-WATERHEAT-FS-PU-20.90 | Com ¦ Com Code Large Gas Water Heater (100+ Gal, 200+ kBtuh - 0.80 Et) - Panel Upgrade - Hot-Dry ¦ SDG&E ¦ Hot-Dry | Com ¦ Com Code Large Gas Water Heater (100+ Gal, 200+ kBtuh - 0.80 Et) - Panel Upgrade - Hot-Dry | SDG&E ¦ Hot-Dry | SDG&E | All | Electric & Gas | Large gas WH (avg. 100+ gal 0.80 ET, 200+ kBtuh 0.83 ET) | Average Existing and Code |  | 2031 | 1 | Conventional | WaterHeat | Com - Office (Small) | Com | ROB and NEW | 0 | 1000 sqft2 of floor space | 1000 sqft served | 13 | DEER:Indoor_CFL_Ltg | 0 | 0 | 0 | SWWH028-05 | 27.5864 | 2026 | 21.6175 | 2026 | 0 | 0 | SWWH028-05 | Com Large Gas Water Heaters - Panel Upgrade - Hot-Dry ¦ SDG&E ¦ Hot-Dry | Com Large Gas Water Heaters - Panel Upgrade - Hot-Dry | 0.04091 | 0.453 | 1 | CBSA 2019 | 0 | 2012 | 1 | SWWH028-05
COM-WATERHEAT-FS-PU-20.91 | Com ¦ Com Code Large Gas Water Heater (100+ Gal, 200+ kBtuh - 0.80 Et) - Panel Upgrade - Hot-Dry ¦ SDG&E ¦ Hot-Dry | Com ¦ Com Code Large Gas Water Heater (100+ Gal, 200+ kBtuh - 0.80 Et) - Panel Upgrade - Hot-Dry | SDG&E ¦ Hot-Dry | SDG&E | All | Electric & Gas | Large gas WH (avg. 100+ gal 0.80 ET, 200+ kBtuh 0.83 ET) | Average Existing and Code |  | 2031 | 1 | Conventional | WaterHeat | Com - Other | Com | ROB and NEW | 0 | 1000 sqft2 of floor space | 1000 sqft served | 13 | DEER:Indoor_CFL_Ltg | 0 | 0 | 0 | SWWH028-05 | 228.1549 | 2026 | 178.7885 | 2026 | 0 | 0 | SWWH028-05 | Com Large Gas Water Heaters - Panel Upgrade - Hot-Dry ¦ SDG&E ¦ Hot-Dry | Com Large Gas Water Heaters - Panel Upgrade - Hot-Dry | 0.16753 | 0.453 | 1 | CBSA 2019 | 0 | 2012 | 1 | SWWH028-05
COM-WATERHEAT-FS-PU-20.92 | Com ¦ Com Code Large Gas Water Heater (100+ Gal, 200+ kBtuh - 0.80 Et) - Panel Upgrade - Hot-Dry ¦ SDG&E ¦ Hot-Dry | Com ¦ Com Code Large Gas Water Heater (100+ Gal, 200+ kBtuh - 0.80 Et) - Panel Upgrade - Hot-Dry | SDG&E ¦ Hot-Dry | SDG&E | All | Electric & Gas | Large gas WH (avg. 100+ gal 0.80 ET, 200+ kBtuh 0.83 ET) | Average Existing and Code |  | 2031 | 1 | Conventional | WaterHeat | Com - Refrig. Warehouse | Com | ROB and NEW | 0 | 1000 sqft2 of floor space | 1000 sqft served | 13 | DEER:Indoor_CFL_Ltg | 0 | 0 | 0 | SWWH028-05 | 12.756 | 2026 | 9.9959 | 2026 | 0 | 0 | SWWH028-05 | Com Large Gas Water Heaters - Panel Upgrade - Hot-Dry ¦ SDG&E ¦ Hot-Dry | Com Large Gas Water Heaters - Panel Upgrade - Hot-Dry | 0.095771 | 0.453 | 1 | CBSA 2019 | 0 | 2012 | 1 | SWWH028-05
COM-WATERHEAT-FS-PU-20.93 | Com ¦ Com Code Large Gas Water Heater (100+ Gal, 200+ kBtuh - 0.80 Et) - Panel Upgrade - Hot-Dry ¦ SDG&E ¦ Hot-Dry | Com ¦ Com Code Large Gas Water Heater (100+ Gal, 200+ kBtuh - 0.80 Et) - Panel Upgrade - Hot-Dry | SDG&E ¦ Hot-Dry | SDG&E | All | Electric & Gas | Large gas WH (avg. 100+ gal 0.80 ET, 200+ kBtuh 0.83 ET) | Average Existing and Code |  | 2031 | 1 | Conventional | WaterHeat | Com - Restaurant | Com | ROB and NEW | 0 | 1000 sqft2 of floor space | 1000 sqft served | 13 | DEER:Indoor_CFL_Ltg | 0 | 0 | 0 | SWWH028-05 | 1195.0371 | 2026 | 936.4641 | 2026 | 0 | 0 | SWWH028-05 | Com Large Gas Water Heaters - Panel Upgrade - Hot-Dry ¦ SDG&E ¦ Hot-Dry | Com Large Gas Water Heaters - Panel Upgrade - Hot-Dry | 0.047202 | 0.453 | 1 | CBSA 2019 | 0 | 2012 | 1 | SWWH028-05
COM-WATERHEAT-FS-PU-20.94 | Com ¦ Com Code Large Gas Water Heater (100+ Gal, 200+ kBtuh - 0.80 Et) - Panel Upgrade - Hot-Dry ¦ SDG&E ¦ Hot-Dry | Com ¦ Com Code Large Gas Water Heater (100+ Gal, 200+ kBtuh - 0.80 Et) - Panel Upgrade - Hot-Dry | SDG&E ¦ Hot-Dry | SDG&E | All | Electric & Gas | Large gas WH (avg. 100+ gal 0.80 ET, 200+ kBtuh 0.83 ET) | Average Existing and Code |  | 2031 | 1 | Conventional | WaterHeat | Com - Retail | Com | ROB and NEW | 0 | 1000 sqft2 of floor space | 1000 sqft served | 13 | DEER:Indoor_CFL_Ltg | 0 | 0 | 0 | SWWH028-05 | 17.087 | 2026 | 13.3899 | 2026 | 0 | 0 | SWWH028-05 | Com Large Gas Water Heaters - Panel Upgrade - Hot-Dry ¦ SDG&E ¦ Hot-Dry | Com Large Gas Water Heaters - Panel Upgrade - Hot-Dry | 0.004808 | 0.453 | 1 | CBSA 2019 | 0 | 2012 | 1 | SWWH028-05
COM-WATERHEAT-FS-PU-20.95 | Com ¦ Com Code Large Gas Water Heater (100+ Gal, 200+ kBtuh - 0.80 Et) - Panel Upgrade - Hot-Dry ¦ SDG&E ¦ Hot-Dry | Com ¦ Com Code Large Gas Water Heater (100+ Gal, 200+ kBtuh - 0.80 Et) - Panel Upgrade - Hot-Dry | SDG&E ¦ Hot-Dry | SDG&E | All | Electric & Gas | Large gas WH (avg. 100+ gal 0.80 ET, 200+ kBtuh 0.83 ET) | Average Existing and Code |  | 2031 | 1 | Conventional | WaterHeat | Com - School | Com | ROB and NEW | 0 | 1000 sqft2 of floor space | 1000 sqft served | 13 | DEER:Indoor_CFL_Ltg | 0 | 0 | 0 | SWWH028-05 | 140.7521 | 2026 | 110.2972 | 2026 | 0 | 0 | SWWH028-05 | Com Large Gas Water Heaters - Panel Upgrade - Hot-Dry ¦ SDG&E ¦ Hot-Dry | Com Large Gas Water Heaters - Panel Upgrade - Hot-Dry | 0.072836 | 0.453 | 1 | CBSA 2019 | 0 | 2012 | 1 | SWWH028-05
COM-WATERHEAT-FS-PU-20.96 | Com ¦ Com Code Large Gas Water Heater (100+ Gal, 200+ kBtuh - 0.80 Et) - Panel Upgrade - Hot-Dry ¦ SDG&E ¦ Hot-Dry | Com ¦ Com Code Large Gas Water Heater (100+ Gal, 200+ kBtuh - 0.80 Et) - Panel Upgrade - Hot-Dry | SDG&E ¦ Hot-Dry | SDG&E | All | Electric & Gas | Large gas WH (avg. 100+ gal 0.80 ET, 200+ kBtuh 0.83 ET) | Average Existing and Code |  | 2031 | 1 | Conventional | WaterHeat | Com - Warehouse | Com | ROB and NEW | 0 | 1000 sqft2 of floor space | 1000 sqft served | 13 | DEER:Indoor_CFL_Ltg | 0 | 0 | 0 | SWWH028-05 | 2.5512 | 2026 | 1.9992 | 2026 | 0 | 0 | SWWH028-05 | Com Large Gas Water Heaters - Panel Upgrade - Hot-Dry ¦ SDG&E ¦ Hot-Dry | Com Large Gas Water Heaters - Panel Upgrade - Hot-Dry | 0.098222 | 0.453 | 1 | CBSA 2019 | 0 | 2012 | 1 | SWWH028-05
COM-WATERHEAT-FS-PU-21.1 | Com ¦ Com Heat Pump Water Heater (100+ Gal, 200+ kBtuh - 4.3 COP) - Fuel Sub - Panel Upgrade - Marine ¦ PG&E ¦ Marine | Com ¦ Com Heat Pump Water Heater (100+ Gal, 200+ kBtuh - 4.3 COP) - Fuel Sub - Panel Upgrade - Marine | PG&E ¦ Marine | PG&E | All | Electric & Gas | Large HPWH 4.3 COP Com (100+ gal) | Efficient | 2031 |  | 1 | Conventional | WaterHeat | Com - College | Com | ROB Only | 1 | 1000 sqft2 of floor space | 1000 sqft served | 13 | DEER:Indoor_CFL_Ltg | 459.5123 | 0 | -62.1415 | SWWH028-05 | 329.5357 | 2026 | 116.059 | 2026 | 143.4887 | -55.1835 | SWWH028-05 | Com Large Gas Water Heaters - Panel Upgrade - Marine ¦ PG&E ¦ Marine | Com Large Gas Water Heaters - Panel Upgrade - Marine | 0.17915 | 0.453 | 0 | CBSA 2019 | 170.2909 | 2032 | 1 | SWWH028-05
COM-WATERHEAT-FS-PU-21.2 | Com ¦ Com Heat Pump Water Heater (100+ Gal, 200+ kBtuh - 4.3 COP) - Fuel Sub - Panel Upgrade - Marine ¦ PG&E ¦ Marine | Com ¦ Com Heat Pump Water Heater (100+ Gal, 200+ kBtuh - 4.3 COP) - Fuel Sub - Panel Upgrade - Marine | PG&E ¦ Marine | PG&E | All | Electric & Gas | Large HPWH 4.3 COP Com (100+ gal) | Efficient | 2031 |  | 1 | Conventional | WaterHeat | Com - Grocery | Com | ROB Only | 1 | 1000 sqft2 of floor space | 1000 sqft served | 13 | DEER:Indoor_CFL_Ltg | 630.5472 | 0 | -84.8995 | SWWH028-05 | 273.4497 | 2026 | 96.306 | 2026 | 121.9856 | -45.7914 | SWWH028-05 | Com Large Gas Water Heaters - Panel Upgrade - Marine ¦ PG&E ¦ Marine | Com Large Gas Water Heaters - Panel Upgrade - Marine | 0.039805 | 0.453 | 0 | CBSA 2019 | 163.8928 | 2032 | 1 | SWWH028-05
COM-WATERHEAT-FS-PU-21.3 | Com ¦ Com Heat Pump Water Heater (100+ Gal, 200+ kBtuh - 4.3 COP) - Fuel Sub - Panel Upgrade - Marine ¦ PG&E ¦ Marine | Com ¦ Com Heat Pump Water Heater (100+ Gal, 200+ kBtuh - 4.3 COP) - Fuel Sub - Panel Upgrade - Marine | PG&E ¦ Marine | PG&E | All | Electric & Gas | Large HPWH 4.3 COP Com (100+ gal) | Efficient | 2031 |  | 1 | Conventional | WaterHeat | Com - Health | Com | ROB Only | 1 | 1000 sqft2 of floor space | 1000 sqft served | 13 | DEER:Indoor_CFL_Ltg | 1291.3281 | 0 | -178.2042 | SWWH028-05 | 499.138 | 2026 | 175.7911 | 2026 | 209.8625 | -83.5848 | SWWH028-05 | Com Large Gas Water Heaters - Panel Upgrade - Marine ¦ PG&E ¦ Marine | Com Large Gas Water Heaters - Panel Upgrade - Marine | 0.18279 | 0.453 | 0 | CBSA 2019 | 418.8519 | 2032 | 1 | SWWH028-05
COM-WATERHEAT-FS-PU-21.4 | Com ¦ Com Heat Pump Water Heater (100+ Gal, 200+ kBtuh - 4.3 COP) - Fuel Sub - Panel Upgrade - Marine ¦ PG&E ¦ Marine | Com ¦ Com Heat Pump Water Heater (100+ Gal, 200+ kBtuh - 4.3 COP) - Fuel Sub - Panel Upgrade - Marine | PG&E ¦ Marine | PG&E | All | Electric & Gas | Large HPWH 4.3 COP Com (100+ gal) | Efficient | 2031 |  | 1 | Conventional | WaterHeat | Com - Lodging | Com | ROB Only | 1 | 1000 sqft2 of floor space | 1000 sqft served | 13 | DEER:Indoor_CFL_Ltg | 1013.023 | 0 | -136.7437 | SWWH028-05 | 314.0619 | 2026 | 110.6093 | 2026 | 130.3358 | -52.5923 | SWWH028-05 | Com Large Gas Water Heaters - Panel Upgrade - Marine ¦ PG&E ¦ Marine | Com Large Gas Water Heaters - Panel Upgrade - Marine | 0.29635 | 0.453 | 0 | CBSA 2019 | 1191.0658 | 2032 | 1 | SWWH028-05
COM-WATERHEAT-FS-PU-21.5 | Com ¦ Com Heat Pump Water Heater (100+ Gal, 200+ kBtuh - 4.3 COP) - Fuel Sub - Panel Upgrade - Marine ¦ PG&E ¦ Marine | Com ¦ Com Heat Pump Water Heater (100+ Gal, 200+ kBtuh - 4.3 COP) - Fuel Sub - Panel Upgrade - Marine | PG&E ¦ Marine | PG&E | All | Electric & Gas | Large HPWH 4.3 COP Com (100+ gal) | Efficient | 2031 |  | 1 | Conventional | WaterHeat | Com - Office (Large) | Com | ROB Only | 1 | 1000 sqft2 of floor space | 1000 sqft served | 13 | DEER:Indoor_CFL_Ltg | 126.6408 | 0 | -17.4906 | SWWH028-05 | 102.5436 | 2026 | 36.1148 | 2026 | 45.7446 | -17.1718 | SWWH028-05 | Com Large Gas Water Heaters - Panel Upgrade - Marine ¦ PG&E ¦ Marine | Com Large Gas Water Heaters - Panel Upgrade - Marine | 0.04091 | 0.453 | 0 | CBSA 2019 | 65.9503 | 2032 | 1 | SWWH028-05
COM-WATERHEAT-FS-PU-21.6 | Com ¦ Com Heat Pump Water Heater (100+ Gal, 200+ kBtuh - 4.3 COP) - Fuel Sub - Panel Upgrade - Marine ¦ PG&E ¦ Marine | Com ¦ Com Heat Pump Water Heater (100+ Gal, 200+ kBtuh - 4.3 COP) - Fuel Sub - Panel Upgrade - Marine | PG&E ¦ Marine | PG&E | All | Electric & Gas | Large HPWH 4.3 COP Com (100+ gal) | Efficient | 2031 |  | 1 | Conventional | WaterHeat | Com - Office (Small) | Com | ROB Only | 1 | 1000 sqft2 of floor space | 1000 sqft served | 13 | DEER:Indoor_CFL_Ltg | 118.6704 | 0 | -16.0736 | SWWH028-05 | 102.5436 | 2026 | 36.1148 | 2026 | 45.7446 | -17.1718 | SWWH028-05 | Com Large Gas Water Heaters - Panel Upgrade - Marine ¦ PG&E ¦ Marine | Com Large Gas Water Heaters - Panel Upgrade - Marine | 0.04091 | 0.453 | 0 | CBSA 2019 | 26.3798 | 2032 | 1 | SWWH028-05
COM-WATERHEAT-FS-PU-21.7 | Com ¦ Com Heat Pump Water Heater (100+ Gal, 200+ kBtuh - 4.3 COP) - Fuel Sub - Panel Upgrade - Marine ¦ PG&E ¦ Marine | Com ¦ Com Heat Pump Water Heater (100+ Gal, 200+ kBtuh - 4.3 COP) - Fuel Sub - Panel Upgrade - Marine | PG&E ¦ Marine | PG&E | All | Electric & Gas | Large HPWH 4.3 COP Com (100+ gal) | Efficient | 2031 |  | 1 | Conventional | WaterHeat | Com - Other | Com | ROB Only | 1 | 1000 sqft2 of floor space | 1000 sqft served | 13 | DEER:Indoor_CFL_Ltg | 1560.0962 | 0 | -205.8155 | SWWH028-05 | 848.0917 | 2026 | 298.6888 | 2026 | 378.3328 | -142.02 | SWWH028-05 | Com Large Gas Water Heaters - Panel Upgrade - Marine ¦ PG&E ¦ Marine | Com Large Gas Water Heaters - Panel Upgrade - Marine | 0.16753 | 0.453 | 0 | CBSA 2019 | 760.0728 | 2032 | 1 | SWWH028-05
COM-WATERHEAT-FS-PU-21.8 | Com ¦ Com Heat Pump Water Heater (100+ Gal, 200+ kBtuh - 4.3 COP) - Fuel Sub - Panel Upgrade - Marine ¦ PG&E ¦ Marine | Com ¦ Com Heat Pump Water Heater (100+ Gal, 200+ kBtuh - 4.3 COP) - Fuel Sub - Panel Upgrade - Marine | PG&E ¦ Marine | PG&E | All | Electric & Gas | Large HPWH 4.3 COP Com (100+ gal) | Efficient | 2031 |  | 1 | Conventional | WaterHeat | Com - Refrig. Warehouse | Com | ROB Only | 1 | 1000 sqft2 of floor space | 1000 sqft served | 13 | DEER:Indoor_CFL_Ltg | 128.174 | 0 | -17.8952 | SWWH028-05 | 47.4162 | 2026 | 16.6995 | 2026 | 21.1523 | -7.9402 | SWWH028-05 | Com Large Gas Water Heaters - Panel Upgrade - Marine ¦ PG&E ¦ Marine | Com Large Gas Water Heaters - Panel Upgrade - Marine | 0.095771 | 0.453 | 0 | CBSA 2019 | 11.1453 | 2032 | 1 | SWWH028-05
COM-WATERHEAT-FS-PU-21.9 | Com ¦ Com Heat Pump Water Heater (100+ Gal, 200+ kBtuh - 4.3 COP) - Fuel Sub - Panel Upgrade - Marine ¦ PG&E ¦ Marine | Com ¦ Com Heat Pump Water Heater (100+ Gal, 200+ kBtuh - 4.3 COP) - Fuel Sub - Panel Upgrade - Marine | PG&E ¦ Marine | PG&E | All | Electric & Gas | Large HPWH 4.3 COP Com (100+ gal) | Efficient | 2031 |  | 1 | Conventional | WaterHeat | Com - Restaurant | Com | ROB Only | 1 | 1000 sqft2 of floor space | 1000 sqft served | 13 | DEER:Indoor_CFL_Ltg | 5372.0497 | 0 | -780.3079 | SWWH028-05 | 4442.1621 | 2026 | 1564.482 | 2026 | 1495.7222 | -743.8771 | SWWH028-05 | Com Large Gas Water Heaters - Panel Upgrade - Marine ¦ PG&E ¦ Marine | Com Large Gas Water Heaters - Panel Upgrade - Marine | 0.047202 | 0.453 | 0 | CBSA 2019 | 490.7293 | 2032 | 1 | SWWH028-05
COM-WATERHEAT-FS-PU-21.10 | Com ¦ Com Heat Pump Water Heater (100+ Gal, 200+ kBtuh - 4.3 COP) - Fuel Sub - Panel Upgrade - Marine ¦ PG&E ¦ Marine | Com ¦ Com Heat Pump Water Heater (100+ Gal, 200+ kBtuh - 4.3 COP) - Fuel Sub - Panel Upgrade - Marine | PG&E ¦ Marine | PG&E | All | Electric & Gas | Large HPWH 4.3 COP Com (100+ gal) | Efficient | 2031 |  | 1 | Conventional | WaterHeat | Com - Retail | Com | ROB Only | 1 | 1000 sqft2 of floor space | 1000 sqft served | 13 | DEER:Indoor_CFL_Ltg | 86.3386 | 0 | -11.5324 | SWWH028-05 | 63.5154 | 2026 | 22.3694 | 2026 | 14.2597 | -10.6362 | SWWH028-05 | Com Large Gas Water Heaters - Panel Upgrade - Marine ¦ PG&E ¦ Marine | Com Large Gas Water Heaters - Panel Upgrade - Marine | 0.004808 | 0.453 | 0 | CBSA 2019 | 26.6508 | 2032 | 1 | SWWH028-05
COM-WATERHEAT-FS-PU-21.11 | Com ¦ Com Heat Pump Water Heater (100+ Gal, 200+ kBtuh - 4.3 COP) - Fuel Sub - Panel Upgrade - Marine ¦ PG&E ¦ Marine | Com ¦ Com Heat Pump Water Heater (100+ Gal, 200+ kBtuh - 4.3 COP) - Fuel Sub - Panel Upgrade - Marine | PG&E ¦ Marine | PG&E | All | Electric & Gas | Large HPWH 4.3 COP Com (100+ gal) | Efficient | 2031 |  | 1 | Conventional | WaterHeat | Com - School | Com | ROB Only | 1 | 1000 sqft2 of floor space | 1000 sqft served | 13 | DEER:Indoor_CFL_Ltg | 468.6269 | 0 | -62.775 | SWWH028-05 | 523.2002 | 2026 | 184.2655 | 2026 | 218.6353 | -87.6142 | SWWH028-05 | Com Large Gas Water Heaters - Panel Upgrade - Marine ¦ PG&E ¦ Marine | Com Large Gas Water Heaters - Panel Upgrade - Marine | 0.072836 | 0.453 | 0 | CBSA 2019 | 66.2671 | 2032 | 1 | SWWH028-05
COM-WATERHEAT-FS-PU-21.12 | Com ¦ Com Heat Pump Water Heater (100+ Gal, 200+ kBtuh - 4.3 COP) - Fuel Sub - Panel Upgrade - Marine ¦ PG&E ¦ Marine | Com ¦ Com Heat Pump Water Heater (100+ Gal, 200+ kBtuh - 4.3 COP) - Fuel Sub - Panel Upgrade - Marine | PG&E ¦ Marine | PG&E | All | Electric & Gas | Large HPWH 4.3 COP Com (100+ gal) | Efficient | 2031 |  | 1 | Conventional | WaterHeat | Com - Warehouse | Com | ROB Only | 1 | 1000 sqft2 of floor space | 1000 sqft served | 13 | DEER:Indoor_CFL_Ltg | 14.2507 | 0 | -1.8591 | SWWH028-05 | 9.4832 | 2026 | 3.3399 | 2026 | 4.2305 | -1.588 | SWWH028-05 | Com Large Gas Water Heaters - Panel Upgrade - Marine ¦ PG&E ¦ Marine | Com Large Gas Water Heaters - Panel Upgrade - Marine | 0.098222 | 0.453 | 0 | CBSA 2019 | 3.5659 | 2032 | 1 | SWWH028-05
COM-WATERHEAT-FS-PU-21.13 | Com ¦ Com Heat Pump Water Heater (100+ Gal, 200+ kBtuh - 4.3 COP) - Fuel Sub - Panel Upgrade - Hot-Dry ¦ PG&E ¦ Hot-Dry | Com ¦ Com Heat Pump Water Heater (100+ Gal, 200+ kBtuh - 4.3 COP) - Fuel Sub - Panel Upgrade - Hot-Dry | PG&E ¦ Hot-Dry | PG&E | All | Electric & Gas | Large HPWH 4.3 COP Com (100+ gal) | Efficient | 2031 |  | 1 | Conventional | WaterHeat | Com - College | Com | ROB Only | 1 | 1000 sqft2 of floor space | 1000 sqft served | 13 | DEER:Indoor_CFL_Ltg | 443.3366 | 0 | -59.3856 | SWWH028-05 | 329.5357 | 2026 | 116.059 | 2026 | 143.4887 | -55.1835 | SWWH028-05 | Com Large Gas Water Heaters - Panel Upgrade - Hot-Dry ¦ PG&E ¦ Hot-Dry | Com Large Gas Water Heaters - Panel Upgrade - Hot-Dry | 0.17915 | 0.453 | 0 | CBSA 2019 | 162.4212 | 2032 | 1 | SWWH028-05
COM-WATERHEAT-FS-PU-21.14 | Com ¦ Com Heat Pump Water Heater (100+ Gal, 200+ kBtuh - 4.3 COP) - Fuel Sub - Panel Upgrade - Hot-Dry ¦ PG&E ¦ Hot-Dry | Com ¦ Com Heat Pump Water Heater (100+ Gal, 200+ kBtuh - 4.3 COP) - Fuel Sub - Panel Upgrade - Hot-Dry | PG&E ¦ Hot-Dry | PG&E | All | Electric & Gas | Large HPWH 4.3 COP Com (100+ gal) | Efficient | 2031 |  | 1 | Conventional | WaterHeat | Com - Grocery | Com | ROB Only | 1 | 1000 sqft2 of floor space | 1000 sqft served | 13 | DEER:Indoor_CFL_Ltg | 604.5696 | 0 | -80.7667 | SWWH028-05 | 273.4497 | 2026 | 96.306 | 2026 | 121.9856 | -45.7914 | SWWH028-05 | Com Large Gas Water Heaters - Panel Upgrade - Hot-Dry ¦ PG&E ¦ Hot-Dry | Com Large Gas Water Heaters - Panel Upgrade - Hot-Dry | 0.039805 | 0.453 | 0 | CBSA 2019 | 155.6494 | 2032 | 1 | SWWH028-05
COM-WATERHEAT-FS-PU-21.15 | Com ¦ Com Heat Pump Water Heater (100+ Gal, 200+ kBtuh - 4.3 COP) - Fuel Sub - Panel Upgrade - Hot-Dry ¦ PG&E ¦ Hot-Dry | Com ¦ Com Heat Pump Water Heater (100+ Gal, 200+ kBtuh - 4.3 COP) - Fuel Sub - Panel Upgrade - Hot-Dry | PG&E ¦ Hot-Dry | PG&E | All | Electric & Gas | Large HPWH 4.3 COP Com (100+ gal) | Efficient | 2031 |  | 1 | Conventional | WaterHeat | Com - Health | Com | ROB Only | 1 | 1000 sqft2 of floor space | 1000 sqft served | 13 | DEER:Indoor_CFL_Ltg | 1244.5596 | 0 | -169.3406 | SWWH028-05 | 499.138 | 2026 | 175.7911 | 2026 | 209.8625 | -83.5848 | SWWH028-05 | Com Large Gas Water Heaters - Panel Upgrade - Hot-Dry ¦ PG&E ¦ Hot-Dry | Com Large Gas Water Heaters - Panel Upgrade - Hot-Dry | 0.18279 | 0.453 | 0 | CBSA 2019 | 396.8764 | 2032 | 1 | SWWH028-05
COM-WATERHEAT-FS-PU-21.16 | Com ¦ Com Heat Pump Water Heater (100+ Gal, 200+ kBtuh - 4.3 COP) - Fuel Sub - Panel Upgrade - Hot-Dry ¦ PG&E ¦ Hot-Dry | Com ¦ Com Heat Pump Water Heater (100+ Gal, 200+ kBtuh - 4.3 COP) - Fuel Sub - Panel Upgrade - Hot-Dry | PG&E ¦ Hot-Dry | PG&E | All | Electric & Gas | Large HPWH 4.3 COP Com (100+ gal) | Efficient | 2031 |  | 1 | Conventional | WaterHeat | Com - Lodging | Com | ROB Only | 1 | 1000 sqft2 of floor space | 1000 sqft served | 13 | DEER:Indoor_CFL_Ltg | 975.7076 | 0 | -130.0696 | SWWH028-05 | 314.0619 | 2026 | 110.6093 | 2026 | 130.3358 | -52.5923 | SWWH028-05 | Com Large Gas Water Heaters - Panel Upgrade - Hot-Dry ¦ PG&E ¦ Hot-Dry | Com Large Gas Water Heaters - Panel Upgrade - Hot-Dry | 0.29635 | 0.453 | 0 | CBSA 2019 | 1131.0214 | 2032 | 1 | SWWH028-05
COM-WATERHEAT-FS-PU-21.17 | Com ¦ Com Heat Pump Water Heater (100+ Gal, 200+ kBtuh - 4.3 COP) - Fuel Sub - Panel Upgrade - Hot-Dry ¦ PG&E ¦ Hot-Dry | Com ¦ Com Heat Pump Water Heater (100+ Gal, 200+ kBtuh - 4.3 COP) - Fuel Sub - Panel Upgrade - Hot-Dry | PG&E ¦ Hot-Dry | PG&E | All | Electric & Gas | Large HPWH 4.3 COP Com (100+ gal) | Efficient | 2031 |  | 1 | Conventional | WaterHeat | Com - Office (Large) | Com | ROB Only | 1 | 1000 sqft2 of floor space | 1000 sqft served | 13 | DEER:Indoor_CFL_Ltg | 123.0984 | 0 | -16.6493 | SWWH028-05 | 102.5436 | 2026 | 36.1148 | 2026 | 45.7446 | -17.1718 | SWWH028-05 | Com Large Gas Water Heaters - Panel Upgrade - Hot-Dry ¦ PG&E ¦ Hot-Dry | Com Large Gas Water Heaters - Panel Upgrade - Hot-Dry | 0.04091 | 0.453 | 0 | CBSA 2019 | 62.5245 | 2032 | 1 | SWWH028-05
COM-WATERHEAT-FS-PU-21.18 | Com ¦ Com Heat Pump Water Heater (100+ Gal, 200+ kBtuh - 4.3 COP) - Fuel Sub - Panel Upgrade - Hot-Dry ¦ PG&E ¦ Hot-Dry | Com ¦ Com Heat Pump Water Heater (100+ Gal, 200+ kBtuh - 4.3 COP) - Fuel Sub - Panel Upgrade - Hot-Dry | PG&E ¦ Hot-Dry | PG&E | All | Electric & Gas | Large HPWH 4.3 COP Com (100+ gal) | Efficient | 2031 |  | 1 | Conventional | WaterHeat | Com - Office (Small) | Com | ROB Only | 1 | 1000 sqft2 of floor space | 1000 sqft served | 13 | DEER:Indoor_CFL_Ltg | 114.2424 | 0 | -15.3209 | SWWH028-05 | 102.5436 | 2026 | 36.1148 | 2026 | 45.7446 | -17.1718 | SWWH028-05 | Com Large Gas Water Heaters - Panel Upgrade - Hot-Dry ¦ PG&E ¦ Hot-Dry | Com Large Gas Water Heaters - Panel Upgrade - Hot-Dry | 0.04091 | 0.453 | 0 | CBSA 2019 | 25.0926 | 2032 | 1 | SWWH028-05
COM-WATERHEAT-FS-PU-21.19 | Com ¦ Com Heat Pump Water Heater (100+ Gal, 200+ kBtuh - 4.3 COP) - Fuel Sub - Panel Upgrade - Hot-Dry ¦ PG&E ¦ Hot-Dry | Com ¦ Com Heat Pump Water Heater (100+ Gal, 200+ kBtuh - 4.3 COP) - Fuel Sub - Panel Upgrade - Hot-Dry | PG&E ¦ Hot-Dry | PG&E | All | Electric & Gas | Large HPWH 4.3 COP Com (100+ gal) | Efficient | 2031 |  | 1 | Conventional | WaterHeat | Com - Other | Com | ROB Only | 1 | 1000 sqft2 of floor space | 1000 sqft served | 13 | DEER:Indoor_CFL_Ltg | 1508.8254 | 0 | -195.5613 | SWWH028-05 | 848.0917 | 2026 | 298.6888 | 2026 | 378.3328 | -142.02 | SWWH028-05 | Com Large Gas Water Heaters - Panel Upgrade - Hot-Dry ¦ PG&E ¦ Hot-Dry | Com Large Gas Water Heaters - Panel Upgrade - Hot-Dry | 0.16753 | 0.453 | 0 | CBSA 2019 | 719.283 | 2032 | 1 | SWWH028-05
COM-WATERHEAT-FS-PU-21.20 | Com ¦ Com Heat Pump Water Heater (100+ Gal, 200+ kBtuh - 4.3 COP) - Fuel Sub - Panel Upgrade - Hot-Dry ¦ PG&E ¦ Hot-Dry | Com ¦ Com Heat Pump Water Heater (100+ Gal, 200+ kBtuh - 4.3 COP) - Fuel Sub - Panel Upgrade - Hot-Dry | PG&E ¦ Hot-Dry | PG&E | All | Electric & Gas | Large HPWH 4.3 COP Com (100+ gal) | Efficient | 2031 |  | 1 | Conventional | WaterHeat | Com - Refrig. Warehouse | Com | ROB Only | 1 | 1000 sqft2 of floor space | 1000 sqft served | 13 | DEER:Indoor_CFL_Ltg | 123.6694 | 0 | -17.0148 | SWWH028-05 | 47.4162 | 2026 | 16.6995 | 2026 | 21.1523 | -7.9402 | SWWH028-05 | Com Large Gas Water Heaters - Panel Upgrade - Hot-Dry ¦ PG&E ¦ Hot-Dry | Com Large Gas Water Heaters - Panel Upgrade - Hot-Dry | 0.095771 | 0.453 | 0 | CBSA 2019 | 10.5648 | 2032 | 1 | SWWH028-05
COM-WATERHEAT-FS-PU-21.21 | Com ¦ Com Heat Pump Water Heater (100+ Gal, 200+ kBtuh - 4.3 COP) - Fuel Sub - Panel Upgrade - Hot-Dry ¦ PG&E ¦ Hot-Dry | Com ¦ Com Heat Pump Water Heater (100+ Gal, 200+ kBtuh - 4.3 COP) - Fuel Sub - Panel Upgrade - Hot-Dry | PG&E ¦ Hot-Dry | PG&E | All | Electric & Gas | Large HPWH 4.3 COP Com (100+ gal) | Efficient | 2031 |  | 1 | Conventional | WaterHeat | Com - Restaurant | Com | ROB Only | 1 | 1000 sqft2 of floor space | 1000 sqft served | 13 | DEER:Indoor_CFL_Ltg | 5180.2299 | 0 | -742.1133 | SWWH028-05 | 4442.1621 | 2026 | 1564.482 | 2026 | 1495.7222 | -743.8771 | SWWH028-05 | Com Large Gas Water Heaters - Panel Upgrade - Hot-Dry ¦ PG&E ¦ Hot-Dry | Com Large Gas Water Heaters - Panel Upgrade - Hot-Dry | 0.047202 | 0.453 | 0 | CBSA 2019 | 465.445 | 2032 | 1 | SWWH028-05
COM-WATERHEAT-FS-PU-21.22 | Com ¦ Com Heat Pump Water Heater (100+ Gal, 200+ kBtuh - 4.3 COP) - Fuel Sub - Panel Upgrade - Hot-Dry ¦ PG&E ¦ Hot-Dry | Com ¦ Com Heat Pump Water Heater (100+ Gal, 200+ kBtuh - 4.3 COP) - Fuel Sub - Panel Upgrade - Hot-Dry | PG&E ¦ Hot-Dry | PG&E | All | Electric & Gas | Large HPWH 4.3 COP Com (100+ gal) | Efficient | 2031 |  | 1 | Conventional | WaterHeat | Com - Retail | Com | ROB Only | 1 | 1000 sqft2 of floor space | 1000 sqft served | 13 | DEER:Indoor_CFL_Ltg | 82.935 | 0 | -10.9599 | SWWH028-05 | 63.5154 | 2026 | 22.3694 | 2026 | 14.2597 | -10.6362 | SWWH028-05 | Com Large Gas Water Heaters - Panel Upgrade - Hot-Dry ¦ PG&E ¦ Hot-Dry | Com Large Gas Water Heaters - Panel Upgrade - Hot-Dry | 0.004808 | 0.453 | 0 | CBSA 2019 | 25.0179 | 2032 | 1 | SWWH028-05
COM-WATERHEAT-FS-PU-21.23 | Com ¦ Com Heat Pump Water Heater (100+ Gal, 200+ kBtuh - 4.3 COP) - Fuel Sub - Panel Upgrade - Hot-Dry ¦ PG&E ¦ Hot-Dry | Com ¦ Com Heat Pump Water Heater (100+ Gal, 200+ kBtuh - 4.3 COP) - Fuel Sub - Panel Upgrade - Hot-Dry | PG&E ¦ Hot-Dry | PG&E | All | Electric & Gas | Large HPWH 4.3 COP Com (100+ gal) | Efficient | 2031 |  | 1 | Conventional | WaterHeat | Com - School | Com | ROB Only | 1 | 1000 sqft2 of floor space | 1000 sqft served | 13 | DEER:Indoor_CFL_Ltg | 454.7464 | 0 | -60.0964 | SWWH028-05 | 523.2002 | 2026 | 184.2655 | 2026 | 218.6353 | -87.6142 | SWWH028-05 | Com Large Gas Water Heaters - Panel Upgrade - Hot-Dry ¦ PG&E ¦ Hot-Dry | Com Large Gas Water Heaters - Panel Upgrade - Hot-Dry | 0.072836 | 0.453 | 0 | CBSA 2019 | 62.4326 | 2032 | 1 | SWWH028-05
COM-WATERHEAT-FS-PU-21.24 | Com ¦ Com Heat Pump Water Heater (100+ Gal, 200+ kBtuh - 4.3 COP) - Fuel Sub - Panel Upgrade - Hot-Dry ¦ PG&E ¦ Hot-Dry | Com ¦ Com Heat Pump Water Heater (100+ Gal, 200+ kBtuh - 4.3 COP) - Fuel Sub - Panel Upgrade - Hot-Dry | PG&E ¦ Hot-Dry | PG&E | All | Electric & Gas | Large HPWH 4.3 COP Com (100+ gal) | Efficient | 2031 |  | 1 | Conventional | WaterHeat | Com - Warehouse | Com | ROB Only | 1 | 1000 sqft2 of floor space | 1000 sqft served | 13 | DEER:Indoor_CFL_Ltg | 13.6773 | 0 | -1.7609 | SWWH028-05 | 9.4832 | 2026 | 3.3399 | 2026 | 4.2305 | -1.588 | SWWH028-05 | Com Large Gas Water Heaters - Panel Upgrade - Hot-Dry ¦ PG&E ¦ Hot-Dry | Com Large Gas Water Heaters - Panel Upgrade - Hot-Dry | 0.098222 | 0.453 | 0 | CBSA 2019 | 3.3234 | 2032 | 1 | SWWH028-05
COM-WATERHEAT-FS-PU-21.25 | Com ¦ Com Heat Pump Water Heater (100+ Gal, 200+ kBtuh - 4.3 COP) - Fuel Sub - Panel Upgrade - Cold ¦ PG&E ¦ Cold | Com ¦ Com Heat Pump Water Heater (100+ Gal, 200+ kBtuh - 4.3 COP) - Fuel Sub - Panel Upgrade - Cold | PG&E ¦ Cold | PG&E | All | Electric & Gas | Large HPWH 4.3 COP Com (100+ gal) | Efficient | 2031 |  | 1 | Conventional | WaterHeat | Com - College | Com | ROB Only | 1 | 1000 sqft2 of floor space | 1000 sqft served | 13 | DEER:Indoor_CFL_Ltg | 558.6581 | 0 | -66.6196 | SWWH028-05 | 329.5357 | 2026 | 116.059 | 2026 | 143.4887 | -55.1835 | SWWH028-05 | Com Large Gas Water Heaters - Panel Upgrade - Cold ¦ PG&E ¦ Cold | Com Large Gas Water Heaters - Panel Upgrade - Cold | 0.17915 | 0.453 | 0 | CBSA 2019 | 177.5773 | 2032 | 1 | SWWH028-05
COM-WATERHEAT-FS-PU-21.26 | Com ¦ Com Heat Pump Water Heater (100+ Gal, 200+ kBtuh - 4.3 COP) - Fuel Sub - Panel Upgrade - Cold ¦ PG&E ¦ Cold | Com ¦ Com Heat Pump Water Heater (100+ Gal, 200+ kBtuh - 4.3 COP) - Fuel Sub - Panel Upgrade - Cold | PG&E ¦ Cold | PG&E | All | Electric & Gas | Large HPWH 4.3 COP Com (100+ gal) | Efficient | 2031 |  | 1 | Conventional | WaterHeat | Com - Grocery | Com | ROB Only | 1 | 1000 sqft2 of floor space | 1000 sqft served | 13 | DEER:Indoor_CFL_Ltg | 725.0112 | 0 | -90.4493 | SWWH028-05 | 273.4497 | 2026 | 96.306 | 2026 | 121.9856 | -45.7914 | SWWH028-05 | Com Large Gas Water Heaters - Panel Upgrade - Cold ¦ PG&E ¦ Cold | Com Large Gas Water Heaters - Panel Upgrade - Cold | 0.039805 | 0.453 | 0 | CBSA 2019 | 171.6112 | 2032 | 1 | SWWH028-05
COM-WATERHEAT-FS-PU-21.27 | Com ¦ Com Heat Pump Water Heater (100+ Gal, 200+ kBtuh - 4.3 COP) - Fuel Sub - Panel Upgrade - Cold ¦ PG&E ¦ Cold | Com ¦ Com Heat Pump Water Heater (100+ Gal, 200+ kBtuh - 4.3 COP) - Fuel Sub - Panel Upgrade - Cold | PG&E ¦ Cold | PG&E | All | Electric & Gas | Large HPWH 4.3 COP Com (100+ gal) | Efficient | 2031 |  | 1 | Conventional | WaterHeat | Com - Health | Com | ROB Only | 1 | 1000 sqft2 of floor space | 1000 sqft served | 13 | DEER:Indoor_CFL_Ltg | 1485.8422 | 0 | -189.9612 | SWWH028-05 | 499.138 | 2026 | 175.7911 | 2026 | 209.8625 | -83.5848 | SWWH028-05 | Com Large Gas Water Heaters - Panel Upgrade - Cold ¦ PG&E ¦ Cold | Com Large Gas Water Heaters - Panel Upgrade - Cold | 0.18279 | 0.453 | 0 | CBSA 2019 | 439.3323 | 2032 | 1 | SWWH028-05
COM-WATERHEAT-FS-PU-21.28 | Com ¦ Com Heat Pump Water Heater (100+ Gal, 200+ kBtuh - 4.3 COP) - Fuel Sub - Panel Upgrade - Cold ¦ PG&E ¦ Cold | Com ¦ Com Heat Pump Water Heater (100+ Gal, 200+ kBtuh - 4.3 COP) - Fuel Sub - Panel Upgrade - Cold | PG&E ¦ Cold | PG&E | All | Electric & Gas | Large HPWH 4.3 COP Com (100+ gal) | Efficient | 2031 |  | 1 | Conventional | WaterHeat | Com - Lodging | Com | ROB Only | 1 | 1000 sqft2 of floor space | 1000 sqft served | 13 | DEER:Indoor_CFL_Ltg | 1162.449 | 0 | -145.8259 | SWWH028-05 | 314.0619 | 2026 | 110.6093 | 2026 | 130.3358 | -52.5923 | SWWH028-05 | Com Large Gas Water Heaters - Panel Upgrade - Cold ¦ PG&E ¦ Cold | Com Large Gas Water Heaters - Panel Upgrade - Cold | 0.29635 | 0.453 | 0 | CBSA 2019 | 1257.2218 | 2032 | 1 | SWWH028-05
COM-WATERHEAT-FS-PU-21.29 | Com ¦ Com Heat Pump Water Heater (100+ Gal, 200+ kBtuh - 4.3 COP) - Fuel Sub - Panel Upgrade - Cold ¦ PG&E ¦ Cold | Com ¦ Com Heat Pump Water Heater (100+ Gal, 200+ kBtuh - 4.3 COP) - Fuel Sub - Panel Upgrade - Cold | PG&E ¦ Cold | PG&E | All | Electric & Gas | Large HPWH 4.3 COP Com (100+ gal) | Efficient | 2031 |  | 1 | Conventional | WaterHeat | Com - Office (Large) | Com | ROB Only | 1 | 1000 sqft2 of floor space | 1000 sqft served | 13 | DEER:Indoor_CFL_Ltg | 157.6368 | 0 | -18.6419 | SWWH028-05 | 102.5436 | 2026 | 36.1148 | 2026 | 45.7446 | -17.1718 | SWWH028-05 | Com Large Gas Water Heaters - Panel Upgrade - Cold ¦ PG&E ¦ Cold | Com Large Gas Water Heaters - Panel Upgrade - Cold | 0.04091 | 0.453 | 0 | CBSA 2019 | 68.0378 | 2032 | 1 | SWWH028-05
COM-WATERHEAT-FS-PU-21.30 | Com ¦ Com Heat Pump Water Heater (100+ Gal, 200+ kBtuh - 4.3 COP) - Fuel Sub - Panel Upgrade - Cold ¦ PG&E ¦ Cold | Com ¦ Com Heat Pump Water Heater (100+ Gal, 200+ kBtuh - 4.3 COP) - Fuel Sub - Panel Upgrade - Cold | PG&E ¦ Cold | PG&E | All | Electric & Gas | Large HPWH 4.3 COP Com (100+ gal) | Efficient | 2031 |  | 1 | Conventional | WaterHeat | Com - Office (Small) | Com | ROB Only | 1 | 1000 sqft2 of floor space | 1000 sqft served | 13 | DEER:Indoor_CFL_Ltg | 147.8952 | 0 | -17.0921 | SWWH028-05 | 102.5436 | 2026 | 36.1148 | 2026 | 45.7446 | -17.1718 | SWWH028-05 | Com Large Gas Water Heaters - Panel Upgrade - Cold ¦ PG&E ¦ Cold | Com Large Gas Water Heaters - Panel Upgrade - Cold | 0.04091 | 0.453 | 0 | CBSA 2019 | 27.0561 | 2032 | 1 | SWWH028-05
COM-WATERHEAT-FS-PU-21.31 | Com ¦ Com Heat Pump Water Heater (100+ Gal, 200+ kBtuh - 4.3 COP) - Fuel Sub - Panel Upgrade - Cold ¦ PG&E ¦ Cold | Com ¦ Com Heat Pump Water Heater (100+ Gal, 200+ kBtuh - 4.3 COP) - Fuel Sub - Panel Upgrade - Cold | PG&E ¦ Cold | PG&E | All | Electric & Gas | Large HPWH 4.3 COP Com (100+ gal) | Efficient | 2031 |  | 1 | Conventional | WaterHeat | Com - Other | Com | ROB Only | 1 | 1000 sqft2 of floor space | 1000 sqft served | 13 | DEER:Indoor_CFL_Ltg | 1801.8012 | 0 | -219.3656 | SWWH028-05 | 848.0917 | 2026 | 298.6888 | 2026 | 378.3328 | -142.02 | SWWH028-05 | Com Large Gas Water Heaters - Panel Upgrade - Cold ¦ PG&E ¦ Cold | Com Large Gas Water Heaters - Panel Upgrade - Cold | 0.16753 | 0.453 | 0 | CBSA 2019 | 794.7648 | 2032 | 1 | SWWH028-05
COM-WATERHEAT-FS-PU-21.32 | Com ¦ Com Heat Pump Water Heater (100+ Gal, 200+ kBtuh - 4.3 COP) - Fuel Sub - Panel Upgrade - Cold ¦ PG&E ¦ Cold | Com ¦ Com Heat Pump Water Heater (100+ Gal, 200+ kBtuh - 4.3 COP) - Fuel Sub - Panel Upgrade - Cold | PG&E ¦ Cold | PG&E | All | Electric & Gas | Large HPWH 4.3 COP Com (100+ gal) | Efficient | 2031 |  | 1 | Conventional | WaterHeat | Com - Refrig. Warehouse | Com | ROB Only | 1 | 1000 sqft2 of floor space | 1000 sqft served | 13 | DEER:Indoor_CFL_Ltg | 159.2961 | 0 | -19.0828 | SWWH028-05 | 47.4162 | 2026 | 16.6995 | 2026 | 21.1523 | -7.9402 | SWWH028-05 | Com Large Gas Water Heaters - Panel Upgrade - Cold ¦ PG&E ¦ Cold | Com Large Gas Water Heaters - Panel Upgrade - Cold | 0.095771 | 0.453 | 0 | CBSA 2019 | 11.4808 | 2032 | 1 | SWWH028-05
COM-WATERHEAT-FS-PU-21.33 | Com ¦ Com Heat Pump Water Heater (100+ Gal, 200+ kBtuh - 4.3 COP) - Fuel Sub - Panel Upgrade - Cold ¦ PG&E ¦ Cold | Com ¦ Com Heat Pump Water Heater (100+ Gal, 200+ kBtuh - 4.3 COP) - Fuel Sub - Panel Upgrade - Cold | PG&E ¦ Cold | PG&E | All | Electric & Gas | Large HPWH 4.3 COP Com (100+ gal) | Efficient | 2031 |  | 1 | Conventional | WaterHeat | Com - Restaurant | Com | ROB Only | 1 | 1000 sqft2 of floor space | 1000 sqft served | 13 | DEER:Indoor_CFL_Ltg | 6107.7408 | 0 | -831.7604 | SWWH028-05 | 4442.1621 | 2026 | 1564.482 | 2026 | 1495.7222 | -743.8771 | SWWH028-05 | Com Large Gas Water Heaters - Panel Upgrade - Cold ¦ PG&E ¦ Cold | Com Large Gas Water Heaters - Panel Upgrade - Cold | 0.047202 | 0.453 | 0 | CBSA 2019 | 516.3083 | 2032 | 1 | SWWH028-05
COM-WATERHEAT-FS-PU-21.34 | Com ¦ Com Heat Pump Water Heater (100+ Gal, 200+ kBtuh - 4.3 COP) - Fuel Sub - Panel Upgrade - Cold ¦ PG&E ¦ Cold | Com ¦ Com Heat Pump Water Heater (100+ Gal, 200+ kBtuh - 4.3 COP) - Fuel Sub - Panel Upgrade - Cold | PG&E ¦ Cold | PG&E | All | Electric & Gas | Large HPWH 4.3 COP Com (100+ gal) | Efficient | 2031 |  | 1 | Conventional | WaterHeat | Com - Retail | Com | ROB Only | 1 | 1000 sqft2 of floor space | 1000 sqft served | 13 | DEER:Indoor_CFL_Ltg | 98.0348 | 0 | -12.2727 | SWWH028-05 | 63.5154 | 2026 | 22.3694 | 2026 | 14.2597 | -10.6362 | SWWH028-05 | Com Large Gas Water Heaters - Panel Upgrade - Cold ¦ PG&E ¦ Cold | Com Large Gas Water Heaters - Panel Upgrade - Cold | 0.004808 | 0.453 | 0 | CBSA 2019 | 26.1996 | 2032 | 1 | SWWH028-05
COM-WATERHEAT-FS-PU-21.35 | Com ¦ Com Heat Pump Water Heater (100+ Gal, 200+ kBtuh - 4.3 COP) - Fuel Sub - Panel Upgrade - Cold ¦ PG&E ¦ Cold | Com ¦ Com Heat Pump Water Heater (100+ Gal, 200+ kBtuh - 4.3 COP) - Fuel Sub - Panel Upgrade - Cold | PG&E ¦ Cold | PG&E | All | Electric & Gas | Large HPWH 4.3 COP Com (100+ gal) | Efficient | 2031 |  | 1 | Conventional | WaterHeat | Com - School | Com | ROB Only | 1 | 1000 sqft2 of floor space | 1000 sqft served | 13 | DEER:Indoor_CFL_Ltg | 595.0837 | 0 | -67.326 | SWWH028-05 | 523.2002 | 2026 | 184.2655 | 2026 | 218.6353 | -87.6142 | SWWH028-05 | Com Large Gas Water Heaters - Panel Upgrade - Cold ¦ PG&E ¦ Cold | Com Large Gas Water Heaters - Panel Upgrade - Cold | 0.072836 | 0.453 | 0 | CBSA 2019 | 55.8444 | 2032 | 1 | SWWH028-05
COM-WATERHEAT-FS-PU-21.36 | Com ¦ Com Heat Pump Water Heater (100+ Gal, 200+ kBtuh - 4.3 COP) - Fuel Sub - Panel Upgrade - Cold ¦ PG&E ¦ Cold | Com ¦ Com Heat Pump Water Heater (100+ Gal, 200+ kBtuh - 4.3 COP) - Fuel Sub - Panel Upgrade - Cold | PG&E ¦ Cold | PG&E | All | Electric & Gas | Large HPWH 4.3 COP Com (100+ gal) | Efficient | 2031 |  | 1 | Conventional | WaterHeat | Com - Warehouse | Com | ROB Only | 1 | 1000 sqft2 of floor space | 1000 sqft served | 13 | DEER:Indoor_CFL_Ltg | 18.7552 | 0 | -1.9738 | SWWH028-05 | 9.4832 | 2026 | 3.3399 | 2026 | 4.2305 | -1.588 | SWWH028-05 | Com Large Gas Water Heaters - Panel Upgrade - Cold ¦ PG&E ¦ Cold | Com Large Gas Water Heaters - Panel Upgrade - Cold | 0.098222 | 0.453 | 0 | CBSA 2019 | 2.6991 | 2032 | 1 | SWWH028-05
COM-WATERHEAT-FS-PU-21.37 | Com ¦ Com Heat Pump Water Heater (100+ Gal, 200+ kBtuh - 4.3 COP) - Fuel Sub - Panel Upgrade - Marine ¦ SCG ¦ Marine | Com ¦ Com Heat Pump Water Heater (100+ Gal, 200+ kBtuh - 4.3 COP) - Fuel Sub - Panel Upgrade - Marine | SCG ¦ Marine | SCG | All | Electric & Gas | Large HPWH 4.3 COP Com (100+ gal) | Efficient | 2031 |  | 1 | Conventional | WaterHeat | Com - College | Com | ROB Only | 1 | 1000 sqft2 of floor space | 1000 sqft served | 13 | DEER:Indoor_CFL_Ltg | 419.5231 | 0 | -57.2888 | SWWH028-05 | 329.5357 | 2026 | 116.059 | 2026 | 143.4887 | -55.1835 | SWWH028-05 | Com Large Gas Water Heaters - Panel Upgrade - Marine ¦ SCG ¦ Marine | Com Large Gas Water Heaters - Panel Upgrade - Marine | 0.17915 | 0.453 | 0 | CBSA 2019 | 157.3026 | 2032 | 1 | SWWH028-05
COM-WATERHEAT-FS-PU-21.38 | Com ¦ Com Heat Pump Water Heater (100+ Gal, 200+ kBtuh - 4.3 COP) - Fuel Sub - Panel Upgrade - Marine ¦ SCG ¦ Marine | Com ¦ Com Heat Pump Water Heater (100+ Gal, 200+ kBtuh - 4.3 COP) - Fuel Sub - Panel Upgrade - Marine | SCG ¦ Marine | SCG | All | Electric & Gas | Large HPWH 4.3 COP Com (100+ gal) | Efficient | 2031 |  | 1 | Conventional | WaterHeat | Com - Grocery | Com | ROB Only | 1 | 1000 sqft2 of floor space | 1000 sqft served | 13 | DEER:Indoor_CFL_Ltg | 576.2304 | 0 | -78.169 | SWWH028-05 | 273.4497 | 2026 | 96.306 | 2026 | 121.9856 | -45.7914 | SWWH028-05 | Com Large Gas Water Heaters - Panel Upgrade - Marine ¦ SCG ¦ Marine | Com Large Gas Water Heaters - Panel Upgrade - Marine | 0.039805 | 0.453 | 0 | CBSA 2019 | 151.1434 | 2032 | 1 | SWWH028-05
COM-WATERHEAT-FS-PU-21.39 | Com ¦ Com Heat Pump Water Heater (100+ Gal, 200+ kBtuh - 4.3 COP) - Fuel Sub - Panel Upgrade - Marine ¦ SCG ¦ Marine | Com ¦ Com Heat Pump Water Heater (100+ Gal, 200+ kBtuh - 4.3 COP) - Fuel Sub - Panel Upgrade - Marine | SCG ¦ Marine | SCG | All | Electric & Gas | Large HPWH 4.3 COP Com (100+ gal) | Efficient | 2031 |  | 1 | Conventional | WaterHeat | Com - Health | Com | ROB Only | 1 | 1000 sqft2 of floor space | 1000 sqft served | 13 | DEER:Indoor_CFL_Ltg | 1191.0004 | 0 | -164.3242 | SWWH028-05 | 499.138 | 2026 | 175.7911 | 2026 | 209.8625 | -83.5848 | SWWH028-05 | Com Large Gas Water Heaters - Panel Upgrade - Marine ¦ SCG ¦ Marine | Com Large Gas Water Heaters - Panel Upgrade - Marine | 0.18279 | 0.453 | 0 | CBSA 2019 | 386.212 | 2032 | 1 | SWWH028-05
COM-WATERHEAT-FS-PU-21.40 | Com ¦ Com Heat Pump Water Heater (100+ Gal, 200+ kBtuh - 4.3 COP) - Fuel Sub - Panel Upgrade - Marine ¦ SCG ¦ Marine | Com ¦ Com Heat Pump Water Heater (100+ Gal, 200+ kBtuh - 4.3 COP) - Fuel Sub - Panel Upgrade - Marine | SCG ¦ Marine | SCG | All | Electric & Gas | Large HPWH 4.3 COP Com (100+ gal) | Efficient | 2031 |  | 1 | Conventional | WaterHeat | Com - Lodging | Com | ROB Only | 1 | 1000 sqft2 of floor space | 1000 sqft served | 13 | DEER:Indoor_CFL_Ltg | 935.5977 | 0 | -126.0627 | SWWH028-05 | 314.0619 | 2026 | 110.6093 | 2026 | 130.3358 | -52.5923 | SWWH028-05 | Com Large Gas Water Heaters - Panel Upgrade - Marine ¦ SCG ¦ Marine | Com Large Gas Water Heaters - Panel Upgrade - Marine | 0.29635 | 0.453 | 0 | CBSA 2019 | 1097.7646 | 2032 | 1 | SWWH028-05
COM-WATERHEAT-FS-PU-21.41 | Com ¦ Com Heat Pump Water Heater (100+ Gal, 200+ kBtuh - 4.3 COP) - Fuel Sub - Panel Upgrade - Marine ¦ SCG ¦ Marine | Com ¦ Com Heat Pump Water Heater (100+ Gal, 200+ kBtuh - 4.3 COP) - Fuel Sub - Panel Upgrade - Marine | SCG ¦ Marine | SCG | All | Electric & Gas | Large HPWH 4.3 COP Com (100+ gal) | Efficient | 2031 |  | 1 | Conventional | WaterHeat | Com - Office (Large) | Com | ROB Only | 1 | 1000 sqft2 of floor space | 1000 sqft served | 13 | DEER:Indoor_CFL_Ltg | 116.8992 | 0 | -16.1179 | SWWH028-05 | 102.5436 | 2026 | 36.1148 | 2026 | 45.7446 | -17.1718 | SWWH028-05 | Com Large Gas Water Heaters - Panel Upgrade - Marine ¦ SCG ¦ Marine | Com Large Gas Water Heaters - Panel Upgrade - Marine | 0.04091 | 0.453 | 0 | CBSA 2019 | 60.7549 | 2032 | 1 | SWWH028-05
COM-WATERHEAT-FS-PU-21.42 | Com ¦ Com Heat Pump Water Heater (100+ Gal, 200+ kBtuh - 4.3 COP) - Fuel Sub - Panel Upgrade - Marine ¦ SCG ¦ Marine | Com ¦ Com Heat Pump Water Heater (100+ Gal, 200+ kBtuh - 4.3 COP) - Fuel Sub - Panel Upgrade - Marine | SCG ¦ Marine | SCG | All | Electric & Gas | Large HPWH 4.3 COP Com (100+ gal) | Efficient | 2031 |  | 1 | Conventional | WaterHeat | Com - Office (Small) | Com | ROB Only | 1 | 1000 sqft2 of floor space | 1000 sqft served | 13 | DEER:Indoor_CFL_Ltg | 108.9288 | 0 | -14.8338 | SWWH028-05 | 102.5436 | 2026 | 36.1148 | 2026 | 45.7446 | -17.1718 | SWWH028-05 | Com Large Gas Water Heaters - Panel Upgrade - Marine ¦ SCG ¦ Marine | Com Large Gas Water Heaters - Panel Upgrade - Marine | 0.04091 | 0.453 | 0 | CBSA 2019 | 24.3719 | 2032 | 1 | SWWH028-05
COM-WATERHEAT-FS-PU-21.43 | Com ¦ Com Heat Pump Water Heater (100+ Gal, 200+ kBtuh - 4.3 COP) - Fuel Sub - Panel Upgrade - Marine ¦ SCG ¦ Marine | Com ¦ Com Heat Pump Water Heater (100+ Gal, 200+ kBtuh - 4.3 COP) - Fuel Sub - Panel Upgrade - Marine | SCG ¦ Marine | SCG | All | Electric & Gas | Large HPWH 4.3 COP Com (100+ gal) | Efficient | 2031 |  | 1 | Conventional | WaterHeat | Com - Other | Com | ROB Only | 1 | 1000 sqft2 of floor space | 1000 sqft served | 13 | DEER:Indoor_CFL_Ltg | 1435.5814 | 0 | -189.7018 | SWWH028-05 | 848.0917 | 2026 | 298.6888 | 2026 | 378.3328 | -142.02 | SWWH028-05 | Com Large Gas Water Heaters - Panel Upgrade - Marine ¦ SCG ¦ Marine | Com Large Gas Water Heaters - Panel Upgrade - Marine | 0.16753 | 0.453 | 0 | CBSA 2019 | 700.8273 | 2032 | 1 | SWWH028-05
COM-WATERHEAT-FS-PU-21.44 | Com ¦ Com Heat Pump Water Heater (100+ Gal, 200+ kBtuh - 4.3 COP) - Fuel Sub - Panel Upgrade - Marine ¦ SCG ¦ Marine | Com ¦ Com Heat Pump Water Heater (100+ Gal, 200+ kBtuh - 4.3 COP) - Fuel Sub - Panel Upgrade - Marine | SCG ¦ Marine | SCG | All | Electric & Gas | Large HPWH 4.3 COP Com (100+ gal) | Efficient | 2031 |  | 1 | Conventional | WaterHeat | Com - Refrig. Warehouse | Com | ROB Only | 1 | 1000 sqft2 of floor space | 1000 sqft served | 13 | DEER:Indoor_CFL_Ltg | 118.3459 | 0 | -16.5029 | SWWH028-05 | 47.4162 | 2026 | 16.6995 | 2026 | 21.1523 | -7.9402 | SWWH028-05 | Com Large Gas Water Heaters - Panel Upgrade - Marine ¦ SCG ¦ Marine | Com Large Gas Water Heaters - Panel Upgrade - Marine | 0.095771 | 0.453 | 0 | CBSA 2019 | 10.2756 | 2032 | 1 | SWWH028-05
COM-WATERHEAT-FS-PU-21.45 | Com ¦ Com Heat Pump Water Heater (100+ Gal, 200+ kBtuh - 4.3 COP) - Fuel Sub - Panel Upgrade - Marine ¦ SCG ¦ Marine | Com ¦ Com Heat Pump Water Heater (100+ Gal, 200+ kBtuh - 4.3 COP) - Fuel Sub - Panel Upgrade - Marine | SCG ¦ Marine | SCG | All | Electric & Gas | Large HPWH 4.3 COP Com (100+ gal) | Efficient | 2031 |  | 1 | Conventional | WaterHeat | Com - Restaurant | Com | ROB Only | 1 | 1000 sqft2 of floor space | 1000 sqft served | 13 | DEER:Indoor_CFL_Ltg | 4915.0702 | 0 | -719.2643 | SWWH028-05 | 4442.1621 | 2026 | 1564.482 | 2026 | 1495.7222 | -743.8771 | SWWH028-05 | Com Large Gas Water Heaters - Panel Upgrade - Marine ¦ SCG ¦ Marine | Com Large Gas Water Heaters - Panel Upgrade - Marine | 0.047202 | 0.453 | 0 | CBSA 2019 | 452.9921 | 2032 | 1 | SWWH028-05
COM-WATERHEAT-FS-PU-21.46 | Com ¦ Com Heat Pump Water Heater (100+ Gal, 200+ kBtuh - 4.3 COP) - Fuel Sub - Panel Upgrade - Marine ¦ SCG ¦ Marine | Com ¦ Com Heat Pump Water Heater (100+ Gal, 200+ kBtuh - 4.3 COP) - Fuel Sub - Panel Upgrade - Marine | SCG ¦ Marine | SCG | All | Electric & Gas | Large HPWH 4.3 COP Com (100+ gal) | Efficient | 2031 |  | 1 | Conventional | WaterHeat | Com - Retail | Com | ROB Only | 1 | 1000 sqft2 of floor space | 1000 sqft served | 13 | DEER:Indoor_CFL_Ltg | 78.5938 | 0 | -10.6228 | SWWH028-05 | 63.5154 | 2026 | 22.3694 | 2026 | 14.2597 | -10.6362 | SWWH028-05 | Com Large Gas Water Heaters - Panel Upgrade - Marine ¦ SCG ¦ Marine | Com Large Gas Water Heaters - Panel Upgrade - Marine | 0.004808 | 0.453 | 0 | CBSA 2019 | 24.8773 | 2032 | 1 | SWWH028-05
COM-WATERHEAT-FS-PU-21.47 | Com ¦ Com Heat Pump Water Heater (100+ Gal, 200+ kBtuh - 4.3 COP) - Fuel Sub - Panel Upgrade - Marine ¦ SCG ¦ Marine | Com ¦ Com Heat Pump Water Heater (100+ Gal, 200+ kBtuh - 4.3 COP) - Fuel Sub - Panel Upgrade - Marine | SCG ¦ Marine | SCG | All | Electric & Gas | Large HPWH 4.3 COP Com (100+ gal) | Efficient | 2031 |  | 1 | Conventional | WaterHeat | Com - School | Com | ROB Only | 1 | 1000 sqft2 of floor space | 1000 sqft served | 13 | DEER:Indoor_CFL_Ltg | 431.7019 | 0 | -58.0306 | SWWH028-05 | 523.2002 | 2026 | 184.2655 | 2026 | 218.6353 | -87.6142 | SWWH028-05 | Com Large Gas Water Heaters - Panel Upgrade - Marine ¦ SCG ¦ Marine | Com Large Gas Water Heaters - Panel Upgrade - Marine | 0.072836 | 0.453 | 0 | CBSA 2019 | 61.5068 | 2032 | 1 | SWWH028-05
COM-WATERHEAT-FS-PU-21.48 | Com ¦ Com Heat Pump Water Heater (100+ Gal, 200+ kBtuh - 4.3 COP) - Fuel Sub - Panel Upgrade - Marine ¦ SCG ¦ Marine | Com ¦ Com Heat Pump Water Heater (100+ Gal, 200+ kBtuh - 4.3 COP) - Fuel Sub - Panel Upgrade - Marine | SCG ¦ Marine | SCG | All | Electric & Gas | Large HPWH 4.3 COP Com (100+ gal) | Efficient | 2031 |  | 1 | Conventional | WaterHeat | Com - Warehouse | Com | ROB Only | 1 | 1000 sqft2 of floor space | 1000 sqft served | 13 | DEER:Indoor_CFL_Ltg | 13.0221 | 0 | -1.7117 | SWWH028-05 | 9.4832 | 2026 | 3.3399 | 2026 | 4.2305 | -1.588 | SWWH028-05 | Com Large Gas Water Heaters - Panel Upgrade - Marine ¦ SCG ¦ Marine | Com Large Gas Water Heaters - Panel Upgrade - Marine | 0.098222 | 0.453 | 0 | CBSA 2019 | 3.3126 | 2032 | 1 | SWWH028-05
COM-WATERHEAT-FS-PU-21.49 | Com ¦ Com Heat Pump Water Heater (100+ Gal, 200+ kBtuh - 4.3 COP) - Fuel Sub - Panel Upgrade - Hot-Dry ¦ SCG ¦ Hot-Dry | Com ¦ Com Heat Pump Water Heater (100+ Gal, 200+ kBtuh - 4.3 COP) - Fuel Sub - Panel Upgrade - Hot-Dry | SCG ¦ Hot-Dry | SCG | All | Electric & Gas | Large HPWH 4.3 COP Com (100+ gal) | Efficient | 2031 |  | 1 | Conventional | WaterHeat | Com - College | Com | ROB Only | 1 | 1000 sqft2 of floor space | 1000 sqft served | 13 | DEER:Indoor_CFL_Ltg | 425.2151 | 0 | -56.2404 | SWWH028-05 | 329.5357 | 2026 | 116.059 | 2026 | 143.4887 | -55.1835 | SWWH028-05 | Com Large Gas Water Heaters - Panel Upgrade - Hot-Dry ¦ SCG ¦ Hot-Dry | Com Large Gas Water Heaters - Panel Upgrade - Hot-Dry | 0.17915 | 0.453 | 0 | CBSA 2019 | 153.4147 | 2032 | 1 | SWWH028-05
COM-WATERHEAT-FS-PU-21.50 | Com ¦ Com Heat Pump Water Heater (100+ Gal, 200+ kBtuh - 4.3 COP) - Fuel Sub - Panel Upgrade - Hot-Dry ¦ SCG ¦ Hot-Dry | Com ¦ Com Heat Pump Water Heater (100+ Gal, 200+ kBtuh - 4.3 COP) - Fuel Sub - Panel Upgrade - Hot-Dry | SCG ¦ Hot-Dry | SCG | All | Electric & Gas | Large HPWH 4.3 COP Com (100+ gal) | Efficient | 2031 |  | 1 | Conventional | WaterHeat | Com - Grocery | Com | ROB Only | 1 | 1000 sqft2 of floor space | 1000 sqft served | 13 | DEER:Indoor_CFL_Ltg | 580.9536 | 0 | -76.752 | SWWH028-05 | 273.4497 | 2026 | 96.306 | 2026 | 121.9856 | -45.7914 | SWWH028-05 | Com Large Gas Water Heaters - Panel Upgrade - Hot-Dry ¦ SCG ¦ Hot-Dry | Com Large Gas Water Heaters - Panel Upgrade - Hot-Dry | 0.039805 | 0.453 | 0 | CBSA 2019 | 147.5504 | 2032 | 1 | SWWH028-05
COM-WATERHEAT-FS-PU-21.51 | Com ¦ Com Heat Pump Water Heater (100+ Gal, 200+ kBtuh - 4.3 COP) - Fuel Sub - Panel Upgrade - Hot-Dry ¦ SCG ¦ Hot-Dry | Com ¦ Com Heat Pump Water Heater (100+ Gal, 200+ kBtuh - 4.3 COP) - Fuel Sub - Panel Upgrade - Hot-Dry | SCG ¦ Hot-Dry | SCG | All | Electric & Gas | Large HPWH 4.3 COP Com (100+ gal) | Efficient | 2031 |  | 1 | Conventional | WaterHeat | Com - Health | Com | ROB Only | 1 | 1000 sqft2 of floor space | 1000 sqft served | 13 | DEER:Indoor_CFL_Ltg | 1197.7912 | 0 | -160.9996 | SWWH028-05 | 499.138 | 2026 | 175.7911 | 2026 | 209.8625 | -83.5848 | SWWH028-05 | Com Large Gas Water Heaters - Panel Upgrade - Hot-Dry ¦ SCG ¦ Hot-Dry | Com Large Gas Water Heaters - Panel Upgrade - Hot-Dry | 0.18279 | 0.453 | 0 | CBSA 2019 | 376.3771 | 2032 | 1 | SWWH028-05
COM-WATERHEAT-FS-PU-21.52 | Com ¦ Com Heat Pump Water Heater (100+ Gal, 200+ kBtuh - 4.3 COP) - Fuel Sub - Panel Upgrade - Hot-Dry ¦ SCG ¦ Hot-Dry | Com ¦ Com Heat Pump Water Heater (100+ Gal, 200+ kBtuh - 4.3 COP) - Fuel Sub - Panel Upgrade - Hot-Dry | SCG ¦ Hot-Dry | SCG | All | Electric & Gas | Large HPWH 4.3 COP Com (100+ gal) | Efficient | 2031 |  | 1 | Conventional | WaterHeat | Com - Lodging | Com | ROB Only | 1 | 1000 sqft2 of floor space | 1000 sqft served | 13 | DEER:Indoor_CFL_Ltg | 938.31 | 0 | -123.5271 | SWWH028-05 | 314.0619 | 2026 | 110.6093 | 2026 | 130.3358 | -52.5923 | SWWH028-05 | Com Large Gas Water Heaters - Panel Upgrade - Hot-Dry ¦ SCG ¦ Hot-Dry | Com Large Gas Water Heaters - Panel Upgrade - Hot-Dry | 0.29635 | 0.453 | 0 | CBSA 2019 | 1072.289 | 2032 | 1 | SWWH028-05
COM-WATERHEAT-FS-PU-21.53 | Com ¦ Com Heat Pump Water Heater (100+ Gal, 200+ kBtuh - 4.3 COP) - Fuel Sub - Panel Upgrade - Hot-Dry ¦ SCG ¦ Hot-Dry | Com ¦ Com Heat Pump Water Heater (100+ Gal, 200+ kBtuh - 4.3 COP) - Fuel Sub - Panel Upgrade - Hot-Dry | SCG ¦ Hot-Dry | SCG | All | Electric & Gas | Large HPWH 4.3 COP Com (100+ gal) | Efficient | 2031 |  | 1 | Conventional | WaterHeat | Com - Office (Large) | Com | ROB Only | 1 | 1000 sqft2 of floor space | 1000 sqft served | 13 | DEER:Indoor_CFL_Ltg | 118.6704 | 0 | -15.8522 | SWWH028-05 | 102.5436 | 2026 | 36.1148 | 2026 | 45.7446 | -17.1718 | SWWH028-05 | Com Large Gas Water Heaters - Panel Upgrade - Hot-Dry ¦ SCG ¦ Hot-Dry | Com Large Gas Water Heaters - Panel Upgrade - Hot-Dry | 0.04091 | 0.453 | 0 | CBSA 2019 | 59.3856 | 2032 | 1 | SWWH028-05
COM-WATERHEAT-FS-PU-21.54 | Com ¦ Com Heat Pump Water Heater (100+ Gal, 200+ kBtuh - 4.3 COP) - Fuel Sub - Panel Upgrade - Hot-Dry ¦ SCG ¦ Hot-Dry | Com ¦ Com Heat Pump Water Heater (100+ Gal, 200+ kBtuh - 4.3 COP) - Fuel Sub - Panel Upgrade - Hot-Dry | SCG ¦ Hot-Dry | SCG | All | Electric & Gas | Large HPWH 4.3 COP Com (100+ gal) | Efficient | 2031 |  | 1 | Conventional | WaterHeat | Com - Office (Small) | Com | ROB Only | 1 | 1000 sqft2 of floor space | 1000 sqft served | 13 | DEER:Indoor_CFL_Ltg | 110.7 | 0 | -14.5238 | SWWH028-05 | 102.5436 | 2026 | 36.1148 | 2026 | 45.7446 | -17.1718 | SWWH028-05 | Com Large Gas Water Heaters - Panel Upgrade - Hot-Dry ¦ SCG ¦ Hot-Dry | Com Large Gas Water Heaters - Panel Upgrade - Hot-Dry | 0.04091 | 0.453 | 0 | CBSA 2019 | 23.6771 | 2032 | 1 | SWWH028-05
COM-WATERHEAT-FS-PU-21.55 | Com ¦ Com Heat Pump Water Heater (100+ Gal, 200+ kBtuh - 4.3 COP) - Fuel Sub - Panel Upgrade - Hot-Dry ¦ SCG ¦ Hot-Dry | Com ¦ Com Heat Pump Water Heater (100+ Gal, 200+ kBtuh - 4.3 COP) - Fuel Sub - Panel Upgrade - Hot-Dry | SCG ¦ Hot-Dry | SCG | All | Electric & Gas | Large HPWH 4.3 COP Com (100+ gal) | Efficient | 2031 |  | 1 | Conventional | WaterHeat | Com - Other | Com | ROB Only | 1 | 1000 sqft2 of floor space | 1000 sqft served | 13 | DEER:Indoor_CFL_Ltg | 1457.5546 | 0 | -186.0396 | SWWH028-05 | 848.0917 | 2026 | 298.6888 | 2026 | 378.3328 | -142.02 | SWWH028-05 | Com Large Gas Water Heaters - Panel Upgrade - Hot-Dry ¦ SCG ¦ Hot-Dry | Com Large Gas Water Heaters - Panel Upgrade - Hot-Dry | 0.16753 | 0.453 | 0 | CBSA 2019 | 681.8111 | 2032 | 1 | SWWH028-05
COM-WATERHEAT-FS-PU-21.56 | Com ¦ Com Heat Pump Water Heater (100+ Gal, 200+ kBtuh - 4.3 COP) - Fuel Sub - Panel Upgrade - Hot-Dry ¦ SCG ¦ Hot-Dry | Com ¦ Com Heat Pump Water Heater (100+ Gal, 200+ kBtuh - 4.3 COP) - Fuel Sub - Panel Upgrade - Hot-Dry | SCG ¦ Hot-Dry | SCG | All | Electric & Gas | Large HPWH 4.3 COP Com (100+ gal) | Efficient | 2031 |  | 1 | Conventional | WaterHeat | Com - Refrig. Warehouse | Com | ROB Only | 1 | 1000 sqft2 of floor space | 1000 sqft served | 13 | DEER:Indoor_CFL_Ltg | 119.1649 | 0 | -16.1753 | SWWH028-05 | 47.4162 | 2026 | 16.6995 | 2026 | 21.1523 | -7.9402 | SWWH028-05 | Com Large Gas Water Heaters - Panel Upgrade - Hot-Dry ¦ SCG ¦ Hot-Dry | Com Large Gas Water Heaters - Panel Upgrade - Hot-Dry | 0.095771 | 0.453 | 0 | CBSA 2019 | 10.015 | 2032 | 1 | SWWH028-05
COM-WATERHEAT-FS-PU-21.57 | Com ¦ Com Heat Pump Water Heater (100+ Gal, 200+ kBtuh - 4.3 COP) - Fuel Sub - Panel Upgrade - Hot-Dry ¦ SCG ¦ Hot-Dry | Com ¦ Com Heat Pump Water Heater (100+ Gal, 200+ kBtuh - 4.3 COP) - Fuel Sub - Panel Upgrade - Hot-Dry | SCG ¦ Hot-Dry | SCG | All | Electric & Gas | Large HPWH 4.3 COP Com (100+ gal) | Efficient | 2031 |  | 1 | Conventional | WaterHeat | Com - Restaurant | Com | ROB Only | 1 | 1000 sqft2 of floor space | 1000 sqft served | 13 | DEER:Indoor_CFL_Ltg | 4988.4102 | 0 | -705.837 | SWWH028-05 | 4442.1621 | 2026 | 1564.482 | 2026 | 1495.7222 | -743.8771 | SWWH028-05 | Com Large Gas Water Heaters - Panel Upgrade - Hot-Dry ¦ SCG ¦ Hot-Dry | Com Large Gas Water Heaters - Panel Upgrade - Hot-Dry | 0.047202 | 0.453 | 0 | CBSA 2019 | 441.6017 | 2032 | 1 | SWWH028-05
COM-WATERHEAT-FS-PU-21.58 | Com ¦ Com Heat Pump Water Heater (100+ Gal, 200+ kBtuh - 4.3 COP) - Fuel Sub - Panel Upgrade - Hot-Dry ¦ SCG ¦ Hot-Dry | Com ¦ Com Heat Pump Water Heater (100+ Gal, 200+ kBtuh - 4.3 COP) - Fuel Sub - Panel Upgrade - Hot-Dry | SCG ¦ Hot-Dry | SCG | All | Electric & Gas | Large HPWH 4.3 COP Com (100+ gal) | Efficient | 2031 |  | 1 | Conventional | WaterHeat | Com - Retail | Com | ROB Only | 1 | 1000 sqft2 of floor space | 1000 sqft served | 13 | DEER:Indoor_CFL_Ltg | 79.6437 | 0 | -10.4205 | SWWH028-05 | 63.5154 | 2026 | 22.3694 | 2026 | 14.2597 | -10.6362 | SWWH028-05 | Com Large Gas Water Heaters - Panel Upgrade - Hot-Dry ¦ SCG ¦ Hot-Dry | Com Large Gas Water Heaters - Panel Upgrade - Hot-Dry | 0.004808 | 0.453 | 0 | CBSA 2019 | 23.5088 | 2032 | 1 | SWWH028-05
COM-WATERHEAT-FS-PU-21.59 | Com ¦ Com Heat Pump Water Heater (100+ Gal, 200+ kBtuh - 4.3 COP) - Fuel Sub - Panel Upgrade - Hot-Dry ¦ SCG ¦ Hot-Dry | Com ¦ Com Heat Pump Water Heater (100+ Gal, 200+ kBtuh - 4.3 COP) - Fuel Sub - Panel Upgrade - Hot-Dry | SCG ¦ Hot-Dry | SCG | All | Electric & Gas | Large HPWH 4.3 COP Com (100+ gal) | Efficient | 2031 |  | 1 | Conventional | WaterHeat | Com - School | Com | ROB Only | 1 | 1000 sqft2 of floor space | 1000 sqft served | 13 | DEER:Indoor_CFL_Ltg | 437.8979 | 0 | -56.9334 | SWWH028-05 | 523.2002 | 2026 | 184.2655 | 2026 | 218.6353 | -87.6142 | SWWH028-05 | Com Large Gas Water Heaters - Panel Upgrade - Hot-Dry ¦ SCG ¦ Hot-Dry | Com Large Gas Water Heaters - Panel Upgrade - Hot-Dry | 0.072836 | 0.453 | 0 | CBSA 2019 | 57.98 | 2032 | 1 | SWWH028-05
COM-WATERHEAT-FS-PU-21.60 | Com ¦ Com Heat Pump Water Heater (100+ Gal, 200+ kBtuh - 4.3 COP) - Fuel Sub - Panel Upgrade - Hot-Dry ¦ SCG ¦ Hot-Dry | Com ¦ Com Heat Pump Water Heater (100+ Gal, 200+ kBtuh - 4.3 COP) - Fuel Sub - Panel Upgrade - Hot-Dry | SCG ¦ Hot-Dry | SCG | All | Electric & Gas | Large HPWH 4.3 COP Com (100+ gal) | Efficient | 2031 |  | 1 | Conventional | WaterHeat | Com - Warehouse | Com | ROB Only | 1 | 1000 sqft2 of floor space | 1000 sqft served | 13 | DEER:Indoor_CFL_Ltg | 13.1859 | 0 | -1.679 | SWWH028-05 | 9.4832 | 2026 | 3.3399 | 2026 | 4.2305 | -1.588 | SWWH028-05 | Com Large Gas Water Heaters - Panel Upgrade - Hot-Dry ¦ SCG ¦ Hot-Dry | Com Large Gas Water Heaters - Panel Upgrade - Hot-Dry | 0.098222 | 0.453 | 0 | CBSA 2019 | 3.1255 | 2032 | 1 | SWWH028-05
COM-WATERHEAT-FS-PU-21.61 | Com ¦ Com Heat Pump Water Heater (100+ Gal, 200+ kBtuh - 4.3 COP) - Fuel Sub - Panel Upgrade - Cold ¦ SCG ¦ Cold | Com ¦ Com Heat Pump Water Heater (100+ Gal, 200+ kBtuh - 4.3 COP) - Fuel Sub - Panel Upgrade - Cold | SCG ¦ Cold | SCG | All | Electric & Gas | Large HPWH 4.3 COP Com (100+ gal) | Efficient | 2031 |  | 1 | Conventional | WaterHeat | Com - College | Com | ROB Only | 1 | 1000 sqft2 of floor space | 1000 sqft served | 13 | DEER:Indoor_CFL_Ltg | 558.6581 | 0 | -66.6196 | SWWH028-05 | 329.5357 | 2026 | 116.059 | 2026 | 143.4887 | -55.1835 | SWWH028-05 | Com Large Gas Water Heaters - Panel Upgrade - Cold ¦ SCG ¦ Cold | Com Large Gas Water Heaters - Panel Upgrade - Cold | 0.17915 | 0.453 | 0 | CBSA 2019 | 177.5773 | 2032 | 1 | SWWH028-05
COM-WATERHEAT-FS-PU-21.62 | Com ¦ Com Heat Pump Water Heater (100+ Gal, 200+ kBtuh - 4.3 COP) - Fuel Sub - Panel Upgrade - Cold ¦ SCG ¦ Cold | Com ¦ Com Heat Pump Water Heater (100+ Gal, 200+ kBtuh - 4.3 COP) - Fuel Sub - Panel Upgrade - Cold | SCG ¦ Cold | SCG | All | Electric & Gas | Large HPWH 4.3 COP Com (100+ gal) | Efficient | 2031 |  | 1 | Conventional | WaterHeat | Com - Grocery | Com | ROB Only | 1 | 1000 sqft2 of floor space | 1000 sqft served | 13 | DEER:Indoor_CFL_Ltg | 725.0112 | 0 | -90.4493 | SWWH028-05 | 273.4497 | 2026 | 96.306 | 2026 | 121.9856 | -45.7914 | SWWH028-05 | Com Large Gas Water Heaters - Panel Upgrade - Cold ¦ SCG ¦ Cold | Com Large Gas Water Heaters - Panel Upgrade - Cold | 0.039805 | 0.453 | 0 | CBSA 2019 | 171.6112 | 2032 | 1 | SWWH028-05
COM-WATERHEAT-FS-PU-21.63 | Com ¦ Com Heat Pump Water Heater (100+ Gal, 200+ kBtuh - 4.3 COP) - Fuel Sub - Panel Upgrade - Cold ¦ SCG ¦ Cold | Com ¦ Com Heat Pump Water Heater (100+ Gal, 200+ kBtuh - 4.3 COP) - Fuel Sub - Panel Upgrade - Cold | SCG ¦ Cold | SCG | All | Electric & Gas | Large HPWH 4.3 COP Com (100+ gal) | Efficient | 2031 |  | 1 | Conventional | WaterHeat | Com - Health | Com | ROB Only | 1 | 1000 sqft2 of floor space | 1000 sqft served | 13 | DEER:Indoor_CFL_Ltg | 1485.8422 | 0 | -189.9612 | SWWH028-05 | 499.138 | 2026 | 175.7911 | 2026 | 209.8625 | -83.5848 | SWWH028-05 | Com Large Gas Water Heaters - Panel Upgrade - Cold ¦ SCG ¦ Cold | Com Large Gas Water Heaters - Panel Upgrade - Cold | 0.18279 | 0.453 | 0 | CBSA 2019 | 439.3323 | 2032 | 1 | SWWH028-05
COM-WATERHEAT-FS-PU-21.64 | Com ¦ Com Heat Pump Water Heater (100+ Gal, 200+ kBtuh - 4.3 COP) - Fuel Sub - Panel Upgrade - Cold ¦ SCG ¦ Cold | Com ¦ Com Heat Pump Water Heater (100+ Gal, 200+ kBtuh - 4.3 COP) - Fuel Sub - Panel Upgrade - Cold | SCG ¦ Cold | SCG | All | Electric & Gas | Large HPWH 4.3 COP Com (100+ gal) | Efficient | 2031 |  | 1 | Conventional | WaterHeat | Com - Lodging | Com | ROB Only | 1 | 1000 sqft2 of floor space | 1000 sqft served | 13 | DEER:Indoor_CFL_Ltg | 1162.449 | 0 | -145.8259 | SWWH028-05 | 314.0619 | 2026 | 110.6093 | 2026 | 130.3358 | -52.5923 | SWWH028-05 | Com Large Gas Water Heaters - Panel Upgrade - Cold ¦ SCG ¦ Cold | Com Large Gas Water Heaters - Panel Upgrade - Cold | 0.29635 | 0.453 | 0 | CBSA 2019 | 1257.2218 | 2032 | 1 | SWWH028-05
COM-WATERHEAT-FS-PU-21.65 | Com ¦ Com Heat Pump Water Heater (100+ Gal, 200+ kBtuh - 4.3 COP) - Fuel Sub - Panel Upgrade - Cold ¦ SCG ¦ Cold | Com ¦ Com Heat Pump Water Heater (100+ Gal, 200+ kBtuh - 4.3 COP) - Fuel Sub - Panel Upgrade - Cold | SCG ¦ Cold | SCG | All | Electric & Gas | Large HPWH 4.3 COP Com (100+ gal) | Efficient | 2031 |  | 1 | Conventional | WaterHeat | Com - Office (Large) | Com | ROB Only | 1 | 1000 sqft2 of floor space | 1000 sqft served | 13 | DEER:Indoor_CFL_Ltg | 157.6368 | 0 | -18.6419 | SWWH028-05 | 102.5436 | 2026 | 36.1148 | 2026 | 45.7446 | -17.1718 | SWWH028-05 | Com Large Gas Water Heaters - Panel Upgrade - Cold ¦ SCG ¦ Cold | Com Large Gas Water Heaters - Panel Upgrade - Cold | 0.04091 | 0.453 | 0 | CBSA 2019 | 68.0378 | 2032 | 1 | SWWH028-05
COM-WATERHEAT-FS-PU-21.66 | Com ¦ Com Heat Pump Water Heater (100+ Gal, 200+ kBtuh - 4.3 COP) - Fuel Sub - Panel Upgrade - Cold ¦ SCG ¦ Cold | Com ¦ Com Heat Pump Water Heater (100+ Gal, 200+ kBtuh - 4.3 COP) - Fuel Sub - Panel Upgrade - Cold | SCG ¦ Cold | SCG | All | Electric & Gas | Large HPWH 4.3 COP Com (100+ gal) | Efficient | 2031 |  | 1 | Conventional | WaterHeat | Com - Office (Small) | Com | ROB Only | 1 | 1000 sqft2 of floor space | 1000 sqft served | 13 | DEER:Indoor_CFL_Ltg | 147.8952 | 0 | -17.0921 | SWWH028-05 | 102.5436 | 2026 | 36.1148 | 2026 | 45.7446 | -17.1718 | SWWH028-05 | Com Large Gas Water Heaters - Panel Upgrade - Cold ¦ SCG ¦ Cold | Com Large Gas Water Heaters - Panel Upgrade - Cold | 0.04091 | 0.453 | 0 | CBSA 2019 | 27.0561 | 2032 | 1 | SWWH028-05
COM-WATERHEAT-FS-PU-21.67 | Com ¦ Com Heat Pump Water Heater (100+ Gal, 200+ kBtuh - 4.3 COP) - Fuel Sub - Panel Upgrade - Cold ¦ SCG ¦ Cold | Com ¦ Com Heat Pump Water Heater (100+ Gal, 200+ kBtuh - 4.3 COP) - Fuel Sub - Panel Upgrade - Cold | SCG ¦ Cold | SCG | All | Electric & Gas | Large HPWH 4.3 COP Com (100+ gal) | Efficient | 2031 |  | 1 | Conventional | WaterHeat | Com - Other | Com | ROB Only | 1 | 1000 sqft2 of floor space | 1000 sqft served | 13 | DEER:Indoor_CFL_Ltg | 1801.8012 | 0 | -219.3656 | SWWH028-05 | 848.0917 | 2026 | 298.6888 | 2026 | 378.3328 | -142.02 | SWWH028-05 | Com Large Gas Water Heaters - Panel Upgrade - Cold ¦ SCG ¦ Cold | Com Large Gas Water Heaters - Panel Upgrade - Cold | 0.16753 | 0.453 | 0 | CBSA 2019 | 794.7648 | 2032 | 1 | SWWH028-05
COM-WATERHEAT-FS-PU-21.68 | Com ¦ Com Heat Pump Water Heater (100+ Gal, 200+ kBtuh - 4.3 COP) - Fuel Sub - Panel Upgrade - Cold ¦ SCG ¦ Cold | Com ¦ Com Heat Pump Water Heater (100+ Gal, 200+ kBtuh - 4.3 COP) - Fuel Sub - Panel Upgrade - Cold | SCG ¦ Cold | SCG | All | Electric & Gas | Large HPWH 4.3 COP Com (100+ gal) | Efficient | 2031 |  | 1 | Conventional | WaterHeat | Com - Refrig. Warehouse | Com | ROB Only | 1 | 1000 sqft2 of floor space | 1000 sqft served | 13 | DEER:Indoor_CFL_Ltg | 159.2961 | 0 | -19.0828 | SWWH028-05 | 47.4162 | 2026 | 16.6995 | 2026 | 21.1523 | -7.9402 | SWWH028-05 | Com Large Gas Water Heaters - Panel Upgrade - Cold ¦ SCG ¦ Cold | Com Large Gas Water Heaters - Panel Upgrade - Cold | 0.095771 | 0.453 | 0 | CBSA 2019 | 11.4808 | 2032 | 1 | SWWH028-05
COM-WATERHEAT-FS-PU-21.69 | Com ¦ Com Heat Pump Water Heater (100+ Gal, 200+ kBtuh - 4.3 COP) - Fuel Sub - Panel Upgrade - Cold ¦ SCG ¦ Cold | Com ¦ Com Heat Pump Water Heater (100+ Gal, 200+ kBtuh - 4.3 COP) - Fuel Sub - Panel Upgrade - Cold | SCG ¦ Cold | SCG | All | Electric & Gas | Large HPWH 4.3 COP Com (100+ gal) | Efficient | 2031 |  | 1 | Conventional | WaterHeat | Com - Restaurant | Com | ROB Only | 1 | 1000 sqft2 of floor space | 1000 sqft served | 13 | DEER:Indoor_CFL_Ltg | 6107.7408 | 0 | -831.7604 | SWWH028-05 | 4442.1621 | 2026 | 1564.482 | 2026 | 1495.7222 | -743.8771 | SWWH028-05 | Com Large Gas Water Heaters - Panel Upgrade - Cold ¦ SCG ¦ Cold | Com Large Gas Water Heaters - Panel Upgrade - Cold | 0.047202 | 0.453 | 0 | CBSA 2019 | 516.3083 | 2032 | 1 | SWWH028-05
COM-WATERHEAT-FS-PU-21.70 | Com ¦ Com Heat Pump Water Heater (100+ Gal, 200+ kBtuh - 4.3 COP) - Fuel Sub - Panel Upgrade - Cold ¦ SCG ¦ Cold | Com ¦ Com Heat Pump Water Heater (100+ Gal, 200+ kBtuh - 4.3 COP) - Fuel Sub - Panel Upgrade - Cold | SCG ¦ Cold | SCG | All | Electric & Gas | Large HPWH 4.3 COP Com (100+ gal) | Efficient | 2031 |  | 1 | Conventional | WaterHeat | Com - Retail | Com | ROB Only | 1 | 1000 sqft2 of floor space | 1000 sqft served | 13 | DEER:Indoor_CFL_Ltg | 98.0348 | 0 | -12.2727 | SWWH028-05 | 63.5154 | 2026 | 22.3694 | 2026 | 14.2597 | -10.6362 | SWWH028-05 | Com Large Gas Water Heaters - Panel Upgrade - Cold ¦ SCG ¦ Cold | Com Large Gas Water Heaters - Panel Upgrade - Cold | 0.004808 | 0.453 | 0 | CBSA 2019 | 26.1996 | 2032 | 1 | SWWH028-05
COM-WATERHEAT-FS-PU-21.71 | Com ¦ Com Heat Pump Water Heater (100+ Gal, 200+ kBtuh - 4.3 COP) - Fuel Sub - Panel Upgrade - Cold ¦ SCG ¦ Cold | Com ¦ Com Heat Pump Water Heater (100+ Gal, 200+ kBtuh - 4.3 COP) - Fuel Sub - Panel Upgrade - Cold | SCG ¦ Cold | SCG | All | Electric & Gas | Large HPWH 4.3 COP Com (100+ gal) | Efficient | 2031 |  | 1 | Conventional | WaterHeat | Com - School | Com | ROB Only | 1 | 1000 sqft2 of floor space | 1000 sqft served | 13 | DEER:Indoor_CFL_Ltg | 595.0837 | 0 | -67.326 | SWWH028-05 | 523.2002 | 2026 | 184.2655 | 2026 | 218.6353 | -87.6142 | SWWH028-05 | Com Large Gas Water Heaters - Panel Upgrade - Cold ¦ SCG ¦ Cold | Com Large Gas Water Heaters - Panel Upgrade - Cold | 0.072836 | 0.453 | 0 | CBSA 2019 | 55.8444 | 2032 | 1 | SWWH028-05
COM-WATERHEAT-FS-PU-21.72 | Com ¦ Com Heat Pump Water Heater (100+ Gal, 200+ kBtuh - 4.3 COP) - Fuel Sub - Panel Upgrade - Cold ¦ SCG ¦ Cold | Com ¦ Com Heat Pump Water Heater (100+ Gal, 200+ kBtuh - 4.3 COP) - Fuel Sub - Panel Upgrade - Cold | SCG ¦ Cold | SCG | All | Electric & Gas | Large HPWH 4.3 COP Com (100+ gal) | Efficient | 2031 |  | 1 | Conventional | WaterHeat | Com - Warehouse | Com | ROB Only | 1 | 1000 sqft2 of floor space | 1000 sqft served | 13 | DEER:Indoor_CFL_Ltg | 18.7552 | 0 | -1.9738 | SWWH028-05 | 9.4832 | 2026 | 3.3399 | 2026 | 4.2305 | -1.588 | SWWH028-05 | Com Large Gas Water Heaters - Panel Upgrade - Cold ¦ SCG ¦ Cold | Com Large Gas Water Heaters - Panel Upgrade - Cold | 0.098222 | 0.453 | 0 | CBSA 2019 | 2.6991 | 2032 | 1 | SWWH028-05
COM-WATERHEAT-FS-PU-21.73 | Com ¦ Com Heat Pump Water Heater (100+ Gal, 200+ kBtuh - 4.3 COP) - Fuel Sub - Panel Upgrade - Marine ¦ SDG&E ¦ Marine | Com ¦ Com Heat Pump Water Heater (100+ Gal, 200+ kBtuh - 4.3 COP) - Fuel Sub - Panel Upgrade - Marine | SDG&E ¦ Marine | SDG&E | All | Electric & Gas | Large HPWH 4.3 COP Com (100+ gal) | Efficient | 2031 |  | 1 | Conventional | WaterHeat | Com - College | Com | ROB Only | 1 | 1000 sqft2 of floor space | 1000 sqft served | 13 | DEER:Indoor_CFL_Ltg | 419.5231 | 0 | -57.2888 | SWWH028-05 | 329.5357 | 2026 | 116.059 | 2026 | 143.4887 | -55.1835 | SWWH028-05 | Com Large Gas Water Heaters - Panel Upgrade - Marine ¦ SDG&E ¦ Marine | Com Large Gas Water Heaters - Panel Upgrade - Marine | 0.17915 | 0.453 | 0 | CBSA 2019 | 157.3026 | 2032 | 1 | SWWH028-05
COM-WATERHEAT-FS-PU-21.74 | Com ¦ Com Heat Pump Water Heater (100+ Gal, 200+ kBtuh - 4.3 COP) - Fuel Sub - Panel Upgrade - Marine ¦ SDG&E ¦ Marine | Com ¦ Com Heat Pump Water Heater (100+ Gal, 200+ kBtuh - 4.3 COP) - Fuel Sub - Panel Upgrade - Marine | SDG&E ¦ Marine | SDG&E | All | Electric & Gas | Large HPWH 4.3 COP Com (100+ gal) | Efficient | 2031 |  | 1 | Conventional | WaterHeat | Com - Grocery | Com | ROB Only | 1 | 1000 sqft2 of floor space | 1000 sqft served | 13 | DEER:Indoor_CFL_Ltg | 576.2304 | 0 | -78.169 | SWWH028-05 | 273.4497 | 2026 | 96.306 | 2026 | 121.9856 | -45.7914 | SWWH028-05 | Com Large Gas Water Heaters - Panel Upgrade - Marine ¦ SDG&E ¦ Marine | Com Large Gas Water Heaters - Panel Upgrade - Marine | 0.039805 | 0.453 | 0 | CBSA 2019 | 151.1434 | 2032 | 1 | SWWH028-05
COM-WATERHEAT-FS-PU-21.75 | Com ¦ Com Heat Pump Water Heater (100+ Gal, 200+ kBtuh - 4.3 COP) - Fuel Sub - Panel Upgrade - Marine ¦ SDG&E ¦ Marine | Com ¦ Com Heat Pump Water Heater (100+ Gal, 200+ kBtuh - 4.3 COP) - Fuel Sub - Panel Upgrade - Marine | SDG&E ¦ Marine | SDG&E | All | Electric & Gas | Large HPWH 4.3 COP Com (100+ gal) | Efficient | 2031 |  | 1 | Conventional | WaterHeat | Com - Health | Com | ROB Only | 1 | 1000 sqft2 of floor space | 1000 sqft served | 13 | DEER:Indoor_CFL_Ltg | 1191.0004 | 0 | -164.3242 | SWWH028-05 | 499.138 | 2026 | 175.7911 | 2026 | 209.8625 | -83.5848 | SWWH028-05 | Com Large Gas Water Heaters - Panel Upgrade - Marine ¦ SDG&E ¦ Marine | Com Large Gas Water Heaters - Panel Upgrade - Marine | 0.18279 | 0.453 | 0 | CBSA 2019 | 386.212 | 2032 | 1 | SWWH028-05
COM-WATERHEAT-FS-PU-21.76 | Com ¦ Com Heat Pump Water Heater (100+ Gal, 200+ kBtuh - 4.3 COP) - Fuel Sub - Panel Upgrade - Marine ¦ SDG&E ¦ Marine | Com ¦ Com Heat Pump Water Heater (100+ Gal, 200+ kBtuh - 4.3 COP) - Fuel Sub - Panel Upgrade - Marine | SDG&E ¦ Marine | SDG&E | All | Electric & Gas | Large HPWH 4.3 COP Com (100+ gal) | Efficient | 2031 |  | 1 | Conventional | WaterHeat | Com - Lodging | Com | ROB Only | 1 | 1000 sqft2 of floor space | 1000 sqft served | 13 | DEER:Indoor_CFL_Ltg | 935.5977 | 0 | -126.0627 | SWWH028-05 | 314.0619 | 2026 | 110.6093 | 2026 | 130.3358 | -52.5923 | SWWH028-05 | Com Large Gas Water Heaters - Panel Upgrade - Marine ¦ SDG&E ¦ Marine | Com Large Gas Water Heaters - Panel Upgrade - Marine | 0.29635 | 0.453 | 0 | CBSA 2019 | 1097.7646 | 2032 | 1 | SWWH028-05
COM-WATERHEAT-FS-PU-21.77 | Com ¦ Com Heat Pump Water Heater (100+ Gal, 200+ kBtuh - 4.3 COP) - Fuel Sub - Panel Upgrade - Marine ¦ SDG&E ¦ Marine | Com ¦ Com Heat Pump Water Heater (100+ Gal, 200+ kBtuh - 4.3 COP) - Fuel Sub - Panel Upgrade - Marine | SDG&E ¦ Marine | SDG&E | All | Electric & Gas | Large HPWH 4.3 COP Com (100+ gal) | Efficient | 2031 |  | 1 | Conventional | WaterHeat | Com - Office (Large) | Com | ROB Only | 1 | 1000 sqft2 of floor space | 1000 sqft served | 13 | DEER:Indoor_CFL_Ltg | 116.8992 | 0 | -16.1179 | SWWH028-05 | 102.5436 | 2026 | 36.1148 | 2026 | 45.7446 | -17.1718 | SWWH028-05 | Com Large Gas Water Heaters - Panel Upgrade - Marine ¦ SDG&E ¦ Marine | Com Large Gas Water Heaters - Panel Upgrade - Marine | 0.04091 | 0.453 | 0 | CBSA 2019 | 60.7549 | 2032 | 1 | SWWH028-05
COM-WATERHEAT-FS-PU-21.78 | Com ¦ Com Heat Pump Water Heater (100+ Gal, 200+ kBtuh - 4.3 COP) - Fuel Sub - Panel Upgrade - Marine ¦ SDG&E ¦ Marine | Com ¦ Com Heat Pump Water Heater (100+ Gal, 200+ kBtuh - 4.3 COP) - Fuel Sub - Panel Upgrade - Marine | SDG&E ¦ Marine | SDG&E | All | Electric & Gas | Large HPWH 4.3 COP Com (100+ gal) | Efficient | 2031 |  | 1 | Conventional | WaterHeat | Com - Office (Small) | Com | ROB Only | 1 | 1000 sqft2 of floor space | 1000 sqft served | 13 | DEER:Indoor_CFL_Ltg | 108.9288 | 0 | -14.8338 | SWWH028-05 | 102.5436 | 2026 | 36.1148 | 2026 | 45.7446 | -17.1718 | SWWH028-05 | Com Large Gas Water Heaters - Panel Upgrade - Marine ¦ SDG&E ¦ Marine | Com Large Gas Water Heaters - Panel Upgrade - Marine | 0.04091 | 0.453 | 0 | CBSA 2019 | 24.3719 | 2032 | 1 | SWWH028-05
COM-WATERHEAT-FS-PU-21.79 | Com ¦ Com Heat Pump Water Heater (100+ Gal, 200+ kBtuh - 4.3 COP) - Fuel Sub - Panel Upgrade - Marine ¦ SDG&E ¦ Marine | Com ¦ Com Heat Pump Water Heater (100+ Gal, 200+ kBtuh - 4.3 COP) - Fuel Sub - Panel Upgrade - Marine | SDG&E ¦ Marine | SDG&E | All | Electric & Gas | Large HPWH 4.3 COP Com (100+ gal) | Efficient | 2031 |  | 1 | Conventional | WaterHeat | Com - Other | Com | ROB Only | 1 | 1000 sqft2 of floor space | 1000 sqft served | 13 | DEER:Indoor_CFL_Ltg | 1435.5814 | 0 | -189.7018 | SWWH028-05 | 848.0917 | 2026 | 298.6888 | 2026 | 378.3328 | -142.02 | SWWH028-05 | Com Large Gas Water Heaters - Panel Upgrade - Marine ¦ SDG&E ¦ Marine | Com Large Gas Water Heaters - Panel Upgrade - Marine | 0.16753 | 0.453 | 0 | CBSA 2019 | 700.8273 | 2032 | 1 | SWWH028-05
COM-WATERHEAT-FS-PU-21.80 | Com ¦ Com Heat Pump Water Heater (100+ Gal, 200+ kBtuh - 4.3 COP) - Fuel Sub - Panel Upgrade - Marine ¦ SDG&E ¦ Marine | Com ¦ Com Heat Pump Water Heater (100+ Gal, 200+ kBtuh - 4.3 COP) - Fuel Sub - Panel Upgrade - Marine | SDG&E ¦ Marine | SDG&E | All | Electric & Gas | Large HPWH 4.3 COP Com (100+ gal) | Efficient | 2031 |  | 1 | Conventional | WaterHeat | Com - Refrig. Warehouse | Com | ROB Only | 1 | 1000 sqft2 of floor space | 1000 sqft served | 13 | DEER:Indoor_CFL_Ltg | 118.3459 | 0 | -16.5029 | SWWH028-05 | 47.4162 | 2026 | 16.6995 | 2026 | 21.1523 | -7.9402 | SWWH028-05 | Com Large Gas Water Heaters - Panel Upgrade - Marine ¦ SDG&E ¦ Marine | Com Large Gas Water Heaters - Panel Upgrade - Marine | 0.095771 | 0.453 | 0 | CBSA 2019 | 10.2756 | 2032 | 1 | SWWH028-05
COM-WATERHEAT-FS-PU-21.81 | Com ¦ Com Heat Pump Water Heater (100+ Gal, 200+ kBtuh - 4.3 COP) - Fuel Sub - Panel Upgrade - Marine ¦ SDG&E ¦ Marine | Com ¦ Com Heat Pump Water Heater (100+ Gal, 200+ kBtuh - 4.3 COP) - Fuel Sub - Panel Upgrade - Marine | SDG&E ¦ Marine | SDG&E | All | Electric & Gas | Large HPWH 4.3 COP Com (100+ gal) | Efficient | 2031 |  | 1 | Conventional | WaterHeat | Com - Restaurant | Com | ROB Only | 1 | 1000 sqft2 of floor space | 1000 sqft served | 13 | DEER:Indoor_CFL_Ltg | 4915.0702 | 0 | -719.2643 | SWWH028-05 | 4442.1621 | 2026 | 1564.482 | 2026 | 1495.7222 | -743.8771 | SWWH028-05 | Com Large Gas Water Heaters - Panel Upgrade - Marine ¦ SDG&E ¦ Marine | Com Large Gas Water Heaters - Panel Upgrade - Marine | 0.047202 | 0.453 | 0 | CBSA 2019 | 452.9921 | 2032 | 1 | SWWH028-05
COM-WATERHEAT-FS-PU-21.82 | Com ¦ Com Heat Pump Water Heater (100+ Gal, 200+ kBtuh - 4.3 COP) - Fuel Sub - Panel Upgrade - Marine ¦ SDG&E ¦ Marine | Com ¦ Com Heat Pump Water Heater (100+ Gal, 200+ kBtuh - 4.3 COP) - Fuel Sub - Panel Upgrade - Marine | SDG&E ¦ Marine | SDG&E | All | Electric & Gas | Large HPWH 4.3 COP Com (100+ gal) | Efficient | 2031 |  | 1 | Conventional | WaterHeat | Com - Retail | Com | ROB Only | 1 | 1000 sqft2 of floor space | 1000 sqft served | 13 | DEER:Indoor_CFL_Ltg | 78.5938 | 0 | -10.6228 | SWWH028-05 | 63.5154 | 2026 | 22.3694 | 2026 | 14.2597 | -10.6362 | SWWH028-05 | Com Large Gas Water Heaters - Panel Upgrade - Marine ¦ SDG&E ¦ Marine | Com Large Gas Water Heaters - Panel Upgrade - Marine | 0.004808 | 0.453 | 0 | CBSA 2019 | 24.8773 | 2032 | 1 | SWWH028-05
COM-WATERHEAT-FS-PU-21.83 | Com ¦ Com Heat Pump Water Heater (100+ Gal, 200+ kBtuh - 4.3 COP) - Fuel Sub - Panel Upgrade - Marine ¦ SDG&E ¦ Marine | Com ¦ Com Heat Pump Water Heater (100+ Gal, 200+ kBtuh - 4.3 COP) - Fuel Sub - Panel Upgrade - Marine | SDG&E ¦ Marine | SDG&E | All | Electric & Gas | Large HPWH 4.3 COP Com (100+ gal) | Efficient | 2031 |  | 1 | Conventional | WaterHeat | Com - School | Com | ROB Only | 1 | 1000 sqft2 of floor space | 1000 sqft served | 13 | DEER:Indoor_CFL_Ltg | 431.7019 | 0 | -58.0306 | SWWH028-05 | 523.2002 | 2026 | 184.2655 | 2026 | 218.6353 | -87.6142 | SWWH028-05 | Com Large Gas Water Heaters - Panel Upgrade - Marine ¦ SDG&E ¦ Marine | Com Large Gas Water Heaters - Panel Upgrade - Marine | 0.072836 | 0.453 | 0 | CBSA 2019 | 61.5068 | 2032 | 1 | SWWH028-05
COM-WATERHEAT-FS-PU-21.84 | Com ¦ Com Heat Pump Water Heater (100+ Gal, 200+ kBtuh - 4.3 COP) - Fuel Sub - Panel Upgrade - Marine ¦ SDG&E ¦ Marine | Com ¦ Com Heat Pump Water Heater (100+ Gal, 200+ kBtuh - 4.3 COP) - Fuel Sub - Panel Upgrade - Marine | SDG&E ¦ Marine | SDG&E | All | Electric & Gas | Large HPWH 4.3 COP Com (100+ gal) | Efficient | 2031 |  | 1 | Conventional | WaterHeat | Com - Warehouse | Com | ROB Only | 1 | 1000 sqft2 of floor space | 1000 sqft served | 13 | DEER:Indoor_CFL_Ltg | 13.0221 | 0 | -1.7117 | SWWH028-05 | 9.4832 | 2026 | 3.3399 | 2026 | 4.2305 | -1.588 | SWWH028-05 | Com Large Gas Water Heaters - Panel Upgrade - Marine ¦ SDG&E ¦ Marine | Com Large Gas Water Heaters - Panel Upgrade - Marine | 0.098222 | 0.453 | 0 | CBSA 2019 | 3.3126 | 2032 | 1 | SWWH028-05
COM-WATERHEAT-FS-PU-21.85 | Com ¦ Com Heat Pump Water Heater (100+ Gal, 200+ kBtuh - 4.3 COP) - Fuel Sub - Panel Upgrade - Hot-Dry ¦ SDG&E ¦ Hot-Dry | Com ¦ Com Heat Pump Water Heater (100+ Gal, 200+ kBtuh - 4.3 COP) - Fuel Sub - Panel Upgrade - Hot-Dry | SDG&E ¦ Hot-Dry | SDG&E | All | Electric & Gas | Large HPWH 4.3 COP Com (100+ gal) | Efficient | 2031 |  | 1 | Conventional | WaterHeat | Com - College | Com | ROB Only | 1 | 1000 sqft2 of floor space | 1000 sqft served | 13 | DEER:Indoor_CFL_Ltg | 419.5231 | 0 | -57.2888 | SWWH028-05 | 329.5357 | 2026 | 116.059 | 2026 | 143.4887 | -55.1835 | SWWH028-05 | Com Large Gas Water Heaters - Panel Upgrade - Hot-Dry ¦ SDG&E ¦ Hot-Dry | Com Large Gas Water Heaters - Panel Upgrade - Hot-Dry | 0.17915 | 0.453 | 0 | CBSA 2019 | 157.3026 | 2032 | 1 | SWWH028-05
COM-WATERHEAT-FS-PU-21.86 | Com ¦ Com Heat Pump Water Heater (100+ Gal, 200+ kBtuh - 4.3 COP) - Fuel Sub - Panel Upgrade - Hot-Dry ¦ SDG&E ¦ Hot-Dry | Com ¦ Com Heat Pump Water Heater (100+ Gal, 200+ kBtuh - 4.3 COP) - Fuel Sub - Panel Upgrade - Hot-Dry | SDG&E ¦ Hot-Dry | SDG&E | All | Electric & Gas | Large HPWH 4.3 COP Com (100+ gal) | Efficient | 2031 |  | 1 | Conventional | WaterHeat | Com - Grocery | Com | ROB Only | 1 | 1000 sqft2 of floor space | 1000 sqft served | 13 | DEER:Indoor_CFL_Ltg | 576.2304 | 0 | -78.0509 | SWWH028-05 | 273.4497 | 2026 | 96.306 | 2026 | 121.9856 | -45.7914 | SWWH028-05 | Com Large Gas Water Heaters - Panel Upgrade - Hot-Dry ¦ SDG&E ¦ Hot-Dry | Com Large Gas Water Heaters - Panel Upgrade - Hot-Dry | 0.039805 | 0.453 | 0 | CBSA 2019 | 150.8661 | 2032 | 1 | SWWH028-05
COM-WATERHEAT-FS-PU-21.87 | Com ¦ Com Heat Pump Water Heater (100+ Gal, 200+ kBtuh - 4.3 COP) - Fuel Sub - Panel Upgrade - Hot-Dry ¦ SDG&E ¦ Hot-Dry | Com ¦ Com Heat Pump Water Heater (100+ Gal, 200+ kBtuh - 4.3 COP) - Fuel Sub - Panel Upgrade - Hot-Dry | SDG&E ¦ Hot-Dry | SDG&E | All | Electric & Gas | Large HPWH 4.3 COP Com (100+ gal) | Efficient | 2031 |  | 1 | Conventional | WaterHeat | Com - Health | Com | ROB Only | 1 | 1000 sqft2 of floor space | 1000 sqft served | 13 | DEER:Indoor_CFL_Ltg | 1186.6897 | 0 | -163.8931 | SWWH028-05 | 499.138 | 2026 | 175.7911 | 2026 | 209.8625 | -83.5848 | SWWH028-05 | Com Large Gas Water Heaters - Panel Upgrade - Hot-Dry ¦ SDG&E ¦ Hot-Dry | Com Large Gas Water Heaters - Panel Upgrade - Hot-Dry | 0.18279 | 0.453 | 0 | CBSA 2019 | 385.2765 | 2032 | 1 | SWWH028-05
COM-WATERHEAT-FS-PU-21.88 | Com ¦ Com Heat Pump Water Heater (100+ Gal, 200+ kBtuh - 4.3 COP) - Fuel Sub - Panel Upgrade - Hot-Dry ¦ SDG&E ¦ Hot-Dry | Com ¦ Com Heat Pump Water Heater (100+ Gal, 200+ kBtuh - 4.3 COP) - Fuel Sub - Panel Upgrade - Hot-Dry | SDG&E ¦ Hot-Dry | SDG&E | All | Electric & Gas | Large HPWH 4.3 COP Com (100+ gal) | Efficient | 2031 |  | 1 | Conventional | WaterHeat | Com - Lodging | Com | ROB Only | 1 | 1000 sqft2 of floor space | 1000 sqft served | 13 | DEER:Indoor_CFL_Ltg | 932.9675 | 0 | -125.6641 | SWWH028-05 | 314.0619 | 2026 | 110.6093 | 2026 | 130.3358 | -52.5923 | SWWH028-05 | Com Large Gas Water Heaters - Panel Upgrade - Hot-Dry ¦ SDG&E ¦ Hot-Dry | Com Large Gas Water Heaters - Panel Upgrade - Hot-Dry | 0.29635 | 0.453 | 0 | CBSA 2019 | 1094.2415 | 2032 | 1 | SWWH028-05
COM-WATERHEAT-FS-PU-21.89 | Com ¦ Com Heat Pump Water Heater (100+ Gal, 200+ kBtuh - 4.3 COP) - Fuel Sub - Panel Upgrade - Hot-Dry ¦ SDG&E ¦ Hot-Dry | Com ¦ Com Heat Pump Water Heater (100+ Gal, 200+ kBtuh - 4.3 COP) - Fuel Sub - Panel Upgrade - Hot-Dry | SDG&E ¦ Hot-Dry | SDG&E | All | Electric & Gas | Large HPWH 4.3 COP Com (100+ gal) | Efficient | 2031 |  | 1 | Conventional | WaterHeat | Com - Office (Large) | Com | ROB Only | 1 | 1000 sqft2 of floor space | 1000 sqft served | 13 | DEER:Indoor_CFL_Ltg | 116.8992 | 0 | -16.1179 | SWWH028-05 | 102.5436 | 2026 | 36.1148 | 2026 | 45.7446 | -17.1718 | SWWH028-05 | Com Large Gas Water Heaters - Panel Upgrade - Hot-Dry ¦ SDG&E ¦ Hot-Dry | Com Large Gas Water Heaters - Panel Upgrade - Hot-Dry | 0.04091 | 0.453 | 0 | CBSA 2019 | 60.7549 | 2032 | 1 | SWWH028-05
COM-WATERHEAT-FS-PU-21.90 | Com ¦ Com Heat Pump Water Heater (100+ Gal, 200+ kBtuh - 4.3 COP) - Fuel Sub - Panel Upgrade - Hot-Dry ¦ SDG&E ¦ Hot-Dry | Com ¦ Com Heat Pump Water Heater (100+ Gal, 200+ kBtuh - 4.3 COP) - Fuel Sub - Panel Upgrade - Hot-Dry | SDG&E ¦ Hot-Dry | SDG&E | All | Electric & Gas | Large HPWH 4.3 COP Com (100+ gal) | Efficient | 2031 |  | 1 | Conventional | WaterHeat | Com - Office (Small) | Com | ROB Only | 1 | 1000 sqft2 of floor space | 1000 sqft served | 13 | DEER:Indoor_CFL_Ltg | 108.9288 | 0 | -14.7895 | SWWH028-05 | 102.5436 | 2026 | 36.1148 | 2026 | 45.7446 | -17.1718 | SWWH028-05 | Com Large Gas Water Heaters - Panel Upgrade - Hot-Dry ¦ SDG&E ¦ Hot-Dry | Com Large Gas Water Heaters - Panel Upgrade - Hot-Dry | 0.04091 | 0.453 | 0 | CBSA 2019 | 24.2843 | 2032 | 1 | SWWH028-05
COM-WATERHEAT-FS-PU-21.91 | Com ¦ Com Heat Pump Water Heater (100+ Gal, 200+ kBtuh - 4.3 COP) - Fuel Sub - Panel Upgrade - Hot-Dry ¦ SDG&E ¦ Hot-Dry | Com ¦ Com Heat Pump Water Heater (100+ Gal, 200+ kBtuh - 4.3 COP) - Fuel Sub - Panel Upgrade - Hot-Dry | SDG&E ¦ Hot-Dry | SDG&E | All | Electric & Gas | Large HPWH 4.3 COP Com (100+ gal) | Efficient | 2031 |  | 1 | Conventional | WaterHeat | Com - Other | Com | ROB Only | 1 | 1000 sqft2 of floor space | 1000 sqft served | 13 | DEER:Indoor_CFL_Ltg | 1435.5814 | 0 | -188.9694 | SWWH028-05 | 848.0917 | 2026 | 298.6888 | 2026 | 378.3328 | -142.02 | SWWH028-05 | Com Large Gas Water Heaters - Panel Upgrade - Hot-Dry ¦ SDG&E ¦ Hot-Dry | Com Large Gas Water Heaters - Panel Upgrade - Hot-Dry | 0.16753 | 0.453 | 0 | CBSA 2019 | 697.5093 | 2032 | 1 | SWWH028-05
COM-WATERHEAT-FS-PU-21.92 | Com ¦ Com Heat Pump Water Heater (100+ Gal, 200+ kBtuh - 4.3 COP) - Fuel Sub - Panel Upgrade - Hot-Dry ¦ SDG&E ¦ Hot-Dry | Com ¦ Com Heat Pump Water Heater (100+ Gal, 200+ kBtuh - 4.3 COP) - Fuel Sub - Panel Upgrade - Hot-Dry | SDG&E ¦ Hot-Dry | SDG&E | All | Electric & Gas | Large HPWH 4.3 COP Com (100+ gal) | Efficient | 2031 |  | 1 | Conventional | WaterHeat | Com - Refrig. Warehouse | Com | ROB Only | 1 | 1000 sqft2 of floor space | 1000 sqft served | 13 | DEER:Indoor_CFL_Ltg | 117.9364 | 0 | -16.4415 | SWWH028-05 | 47.4162 | 2026 | 16.6995 | 2026 | 21.1523 | -7.9402 | SWWH028-05 | Com Large Gas Water Heaters - Panel Upgrade - Hot-Dry ¦ SDG&E ¦ Hot-Dry | Com Large Gas Water Heaters - Panel Upgrade - Hot-Dry | 0.095771 | 0.453 | 0 | CBSA 2019 | 10.2368 | 2032 | 1 | SWWH028-05
COM-WATERHEAT-FS-PU-21.93 | Com ¦ Com Heat Pump Water Heater (100+ Gal, 200+ kBtuh - 4.3 COP) - Fuel Sub - Panel Upgrade - Hot-Dry ¦ SDG&E ¦ Hot-Dry | Com ¦ Com Heat Pump Water Heater (100+ Gal, 200+ kBtuh - 4.3 COP) - Fuel Sub - Panel Upgrade - Hot-Dry | SDG&E ¦ Hot-Dry | SDG&E | All | Electric & Gas | Large HPWH 4.3 COP Com (100+ gal) | Efficient | 2031 |  | 1 | Conventional | WaterHeat | Com - Restaurant | Com | ROB Only | 1 | 1000 sqft2 of floor space | 1000 sqft served | 13 | DEER:Indoor_CFL_Ltg | 4876.7063 | 0 | -717.3462 | SWWH028-05 | 4442.1621 | 2026 | 1564.482 | 2026 | 1495.7222 | -743.8771 | SWWH028-05 | Com Large Gas Water Heaters - Panel Upgrade - Hot-Dry ¦ SDG&E ¦ Hot-Dry | Com Large Gas Water Heaters - Panel Upgrade - Hot-Dry | 0.047202 | 0.453 | 0 | CBSA 2019 | 452.2329 | 2032 | 1 | SWWH028-05
COM-WATERHEAT-FS-PU-21.94 | Com ¦ Com Heat Pump Water Heater (100+ Gal, 200+ kBtuh - 4.3 COP) - Fuel Sub - Panel Upgrade - Hot-Dry ¦ SDG&E ¦ Hot-Dry | Com ¦ Com Heat Pump Water Heater (100+ Gal, 200+ kBtuh - 4.3 COP) - Fuel Sub - Panel Upgrade - Hot-Dry | SDG&E ¦ Hot-Dry | SDG&E | All | Electric & Gas | Large HPWH 4.3 COP Com (100+ gal) | Efficient | 2031 |  | 1 | Conventional | WaterHeat | Com - Retail | Com | ROB Only | 1 | 1000 sqft2 of floor space | 1000 sqft served | 13 | DEER:Indoor_CFL_Ltg | 78.5286 | 0 | -10.6149 | SWWH028-05 | 63.5154 | 2026 | 22.3694 | 2026 | 14.2597 | -10.6362 | SWWH028-05 | Com Large Gas Water Heaters - Panel Upgrade - Hot-Dry ¦ SDG&E ¦ Hot-Dry | Com Large Gas Water Heaters - Panel Upgrade - Hot-Dry | 0.004808 | 0.453 | 0 | CBSA 2019 | 24.8608 | 2032 | 1 | SWWH028-05
COM-WATERHEAT-FS-PU-21.95 | Com ¦ Com Heat Pump Water Heater (100+ Gal, 200+ kBtuh - 4.3 COP) - Fuel Sub - Panel Upgrade - Hot-Dry ¦ SDG&E ¦ Hot-Dry | Com ¦ Com Heat Pump Water Heater (100+ Gal, 200+ kBtuh - 4.3 COP) - Fuel Sub - Panel Upgrade - Hot-Dry | SDG&E ¦ Hot-Dry | SDG&E | All | Electric & Gas | Large HPWH 4.3 COP Com (100+ gal) | Efficient | 2031 |  | 1 | Conventional | WaterHeat | Com - School | Com | ROB Only | 1 | 1000 sqft2 of floor space | 1000 sqft served | 13 | DEER:Indoor_CFL_Ltg | 430.2813 | 0 | -57.8046 | SWWH028-05 | 523.2002 | 2026 | 184.2655 | 2026 | 218.6353 | -87.6142 | SWWH028-05 | Com Large Gas Water Heaters - Panel Upgrade - Hot-Dry ¦ SDG&E ¦ Hot-Dry | Com Large Gas Water Heaters - Panel Upgrade - Hot-Dry | 0.072836 | 0.453 | 0 | CBSA 2019 | 61.2245 | 2032 | 1 | SWWH028-05
COM-WATERHEAT-FS-PU-21.96 | Com ¦ Com Heat Pump Water Heater (100+ Gal, 200+ kBtuh - 4.3 COP) - Fuel Sub - Panel Upgrade - Hot-Dry ¦ SDG&E ¦ Hot-Dry | Com ¦ Com Heat Pump Water Heater (100+ Gal, 200+ kBtuh - 4.3 COP) - Fuel Sub - Panel Upgrade - Hot-Dry | SDG&E ¦ Hot-Dry | SDG&E | All | Electric & Gas | Large HPWH 4.3 COP Com (100+ gal) | Efficient | 2031 |  | 1 | Conventional | WaterHeat | Com - Warehouse | Com | ROB Only | 1 | 1000 sqft2 of floor space | 1000 sqft served | 13 | DEER:Indoor_CFL_Ltg | 13.0221 | 0 | -1.7076 | SWWH028-05 | 9.4832 | 2026 | 3.3399 | 2026 | 4.2305 | -1.588 | SWWH028-05 | Com Large Gas Water Heaters - Panel Upgrade - Hot-Dry ¦ SDG&E ¦ Hot-Dry | Com Large Gas Water Heaters - Panel Upgrade - Hot-Dry | 0.098222 | 0.453 | 0 | CBSA 2019 | 3.2954 | 2032 | 1 | SWWH028-05
COM-WATERHEAT-10.1 | Com ¦ Com Electric Storage Water Heater (0.92 UEF - 50 Gal) - Marine ¦ PG&E ¦ Marine | Com ¦ Com Electric Storage Water Heater (0.92 UEF - 50 Gal) - Marine | PG&E ¦ Marine | PG&E | All | Electric | Electric storage water heater, 50 gallon, UEF = 0.92 | Average Existing and Code |  |  | 0 | Conventional | WaterHeat | Com - College | Com | ROB and NEW | 0 | 1000 sqft2 of floor space | 1000 sqft served | 13 | DEER:Indoor_CFL_Ltg | 825.3794 | 0.10364 | 0 | SWWH031-04 | 158.5073 | 2024 | 47.8361 | 2024 | 0 | 0 | SWWH031-04 | Com Elec Water Heaters - Marine ¦ PG&E ¦ Marine | Com Elec Water Heaters - Marine | 0.16074 | 1 | 1 | CBSA 2019 | -62.3145 | 2012 | 0.6 | SWWH031-04
COM-WATERHEAT-10.2 | Com ¦ Com Electric Storage Water Heater (0.92 UEF - 50 Gal) - Marine ¦ PG&E ¦ Marine | Com ¦ Com Electric Storage Water Heater (0.92 UEF - 50 Gal) - Marine | PG&E ¦ Marine | PG&E | All | Electric | Electric storage water heater, 50 gallon, UEF = 0.92 | Average Existing and Code |  |  | 0 | Conventional | WaterHeat | Com - Grocery | Com | ROB and NEW | 0 | 1000 sqft2 of floor space | 1000 sqft served | 13 | DEER:Indoor_CFL_Ltg | 1135.1158 | 0.22061 | 0 | SWWH031-04 | 131.5298 | 2024 | 39.6945 | 2024 | 0 | 0 | SWWH031-04 | Com Elec Water Heaters - Marine ¦ PG&E ¦ Marine | Com Elec Water Heaters - Marine | 0.40391 | 1 | 1 | CBSA 2019 | -63.8489 | 2012 | 0.6 | SWWH031-04
COM-WATERHEAT-10.3 | Com ¦ Com Electric Storage Water Heater (0.92 UEF - 50 Gal) - Marine ¦ PG&E ¦ Marine | Com ¦ Com Electric Storage Water Heater (0.92 UEF - 50 Gal) - Marine | PG&E ¦ Marine | PG&E | All | Electric | Electric storage water heater, 50 gallon, UEF = 0.92 | Average Existing and Code |  |  | 0 | Conventional | WaterHeat | Com - Health | Com | ROB and NEW | 0 | 1000 sqft2 of floor space | 1000 sqft served | 13 | DEER:Indoor_CFL_Ltg | 2445.5201 | 0.30062 | 0 | SWWH031-04 | 240.0863 | 2024 | 72.4559 | 2024 | 0 | 0 | SWWH031-04 | Com Elec Water Heaters - Marine ¦ PG&E ¦ Marine | Com Elec Water Heaters - Marine | 0.27217 | 1 | 1 | CBSA 2019 | -160.0267 | 2012 | 0.6 | SWWH031-04
COM-WATERHEAT-10.4 | Com ¦ Com Electric Storage Water Heater (0.92 UEF - 50 Gal) - Marine ¦ PG&E ¦ Marine | Com ¦ Com Electric Storage Water Heater (0.92 UEF - 50 Gal) - Marine | PG&E ¦ Marine | PG&E | All | Electric | Electric storage water heater, 50 gallon, UEF = 0.92 | Average Existing and Code |  |  | 0 | Conventional | WaterHeat | Com - Lodging | Com | ROB and NEW | 0 | 1000 sqft2 of floor space | 1000 sqft served | 13 | DEER:Indoor_CFL_Ltg | 1854.3894 | 0.23376 | 0 | SWWH031-04 | 151.0644 | 2024 | 45.5899 | 2024 | 0 | 0 | SWWH031-04 | Com Elec Water Heaters - Marine ¦ PG&E ¦ Marine | Com Elec Water Heaters - Marine | 0.070067 | 1 | 1 | CBSA 2019 | -292.4049 | 2012 | 0.6 | SWWH031-04
COM-WATERHEAT-10.5 | Com ¦ Com Electric Storage Water Heater (0.92 UEF - 50 Gal) - Marine ¦ PG&E ¦ Marine | Com ¦ Com Electric Storage Water Heater (0.92 UEF - 50 Gal) - Marine | PG&E ¦ Marine | PG&E | All | Electric | Electric storage water heater, 50 gallon, UEF = 0.92 | Average Existing and Code |  |  | 0 | Conventional | WaterHeat | Com - Office (Large) | Com | ROB and NEW | 0 | 1000 sqft2 of floor space | 1000 sqft served | 13 | DEER:Indoor_CFL_Ltg | 235.043 | 0.013214 | 0 | SWWH031-04 | 49.3237 | 2024 | 14.8854 | 2024 | 0 | 0 | SWWH031-04 | Com Elec Water Heaters - Marine ¦ PG&E ¦ Marine | Com Elec Water Heaters - Marine | 0.4229 | 1 | 1 | CBSA 2019 | -23.3754 | 2012 | 0.6 | SWWH031-04
COM-WATERHEAT-10.6 | Com ¦ Com Electric Storage Water Heater (0.92 UEF - 50 Gal) - Marine ¦ PG&E ¦ Marine | Com ¦ Com Electric Storage Water Heater (0.92 UEF - 50 Gal) - Marine | PG&E ¦ Marine | PG&E | All | Electric | Electric storage water heater, 50 gallon, UEF = 0.92 | Average Existing and Code |  |  | 0 | Conventional | WaterHeat | Com - Office (Small) | Com | ROB and NEW | 0 | 1000 sqft2 of floor space | 1000 sqft served | 13 | DEER:Indoor_CFL_Ltg | 212.8342 | 0.0020173 | 0 | SWWH031-04 | 49.3237 | 2024 | 14.8854 | 2024 | 0 | 0 | SWWH031-04 | Com Elec Water Heaters - Marine ¦ PG&E ¦ Marine | Com Elec Water Heaters - Marine | 0.4229 | 1 | 1 | CBSA 2019 | -9.758 | 2012 | 0.6 | SWWH031-04
COM-WATERHEAT-10.7 | Com ¦ Com Electric Storage Water Heater (0.92 UEF - 50 Gal) - Marine ¦ PG&E ¦ Marine | Com ¦ Com Electric Storage Water Heater (0.92 UEF - 50 Gal) - Marine | PG&E ¦ Marine | PG&E | All | Electric | Electric storage water heater, 50 gallon, UEF = 0.92 | Average Existing and Code |  |  | 0 | Conventional | WaterHeat | Com - Other | Com | ROB and NEW | 0 | 1000 sqft2 of floor space | 1000 sqft served | 13 | DEER:Indoor_CFL_Ltg | 2739.8752 | 0.43318 | 0 | SWWH031-04 | 407.9337 | 2024 | 123.1107 | 2024 | 0 | 0 | SWWH031-04 | Com Elec Water Heaters - Marine ¦ PG&E ¦ Marine | Com Elec Water Heaters - Marine | 0.42995 | 1 | 1 | CBSA 2019 | -302.5492 | 2012 | 0.6 | SWWH031-04
COM-WATERHEAT-10.8 | Com ¦ Com Electric Storage Water Heater (0.92 UEF - 50 Gal) - Marine ¦ PG&E ¦ Marine | Com ¦ Com Electric Storage Water Heater (0.92 UEF - 50 Gal) - Marine | PG&E ¦ Marine | PG&E | All | Electric | Electric storage water heater, 50 gallon, UEF = 0.92 | Average Existing and Code |  |  | 0 | Conventional | WaterHeat | Com - Refrig. Warehouse | Com | ROB and NEW | 0 | 1000 sqft2 of floor space | 1000 sqft served | 13 | DEER:Indoor_CFL_Ltg | 247.32 | 0.021994 | 0 | SWWH031-04 | 22.8073 | 2024 | 6.883 | 2024 | 0 | 0 | SWWH031-04 | Com Elec Water Heaters - Marine ¦ PG&E ¦ Marine | Com Elec Water Heaters - Marine | 0.77379 | 1 | 1 | CBSA 2019 | -4.4192 | 2012 | 0.6 | SWWH031-04
COM-WATERHEAT-10.9 | Com ¦ Com Electric Storage Water Heater (0.92 UEF - 50 Gal) - Marine ¦ PG&E ¦ Marine | Com ¦ Com Electric Storage Water Heater (0.92 UEF - 50 Gal) - Marine | PG&E ¦ Marine | PG&E | All | Electric | Electric storage water heater, 50 gallon, UEF = 0.92 | Average Existing and Code |  |  | 0 | Conventional | WaterHeat | Com - Restaurant | Com | ROB and NEW | 0 | 1000 sqft2 of floor space | 1000 sqft served | 13 | DEER:Indoor_CFL_Ltg | 10620.5573 | 2.129 | 0 | SWWH031-04 | 2136.6885 | 2024 | 644.8332 | 2024 | 0 | 0 | SWWH031-04 | Com Elec Water Heaters - Marine ¦ PG&E ¦ Marine | Com Elec Water Heaters - Marine | 0.20681 | 1 | 1 | CBSA 2019 | -188.7384 | 2012 | 0.6 | SWWH031-04
COM-WATERHEAT-10.10 | Com ¦ Com Electric Storage Water Heater (0.92 UEF - 50 Gal) - Marine ¦ PG&E ¦ Marine | Com ¦ Com Electric Storage Water Heater (0.92 UEF - 50 Gal) - Marine | PG&E ¦ Marine | PG&E | All | Electric | Electric storage water heater, 50 gallon, UEF = 0.92 | Average Existing and Code |  |  | 0 | Conventional | WaterHeat | Com - Retail | Com | ROB and NEW | 0 | 1000 sqft2 of floor space | 1000 sqft served | 13 | DEER:Indoor_CFL_Ltg | 152.0419 | 0.024836 | 0 | SWWH031-04 | 30.551 | 2024 | 9.22 | 2024 | 0 | 0 | SWWH031-04 | Com Elec Water Heaters - Marine ¦ PG&E ¦ Marine | Com Elec Water Heaters - Marine | 0.59937 | 1 | 1 | CBSA 2019 | -53.415 | 2012 | 0.6 | SWWH031-04
COM-WATERHEAT-10.11 | Com ¦ Com Electric Storage Water Heater (0.92 UEF - 50 Gal) - Marine ¦ PG&E ¦ Marine | Com ¦ Com Electric Storage Water Heater (0.92 UEF - 50 Gal) - Marine | PG&E ¦ Marine | PG&E | All | Electric | Electric storage water heater, 50 gallon, UEF = 0.92 | Average Existing and Code |  |  | 0 | Conventional | WaterHeat | Com - School | Com | ROB and NEW | 0 | 1000 sqft2 of floor space | 1000 sqft served | 13 | DEER:Indoor_CFL_Ltg | 831.934 | -8.333e-05 | 0 | SWWH031-04 | 251.6603 | 2024 | 75.9488 | 2024 | 0 | 0 | SWWH031-04 | Com Elec Water Heaters - Marine ¦ PG&E ¦ Marine | Com Elec Water Heaters - Marine | 0.23078 | 1 | 1 | CBSA 2019 | -136.9747 | 2012 | 0.6 | SWWH031-04
COM-WATERHEAT-10.12 | Com ¦ Com Electric Storage Water Heater (0.92 UEF - 50 Gal) - Marine ¦ PG&E ¦ Marine | Com ¦ Com Electric Storage Water Heater (0.92 UEF - 50 Gal) - Marine | PG&E ¦ Marine | PG&E | All | Electric | Electric storage water heater, 50 gallon, UEF = 0.92 | Average Existing and Code |  |  | 0 | Conventional | WaterHeat | Com - Warehouse | Com | ROB and NEW | 0 | 1000 sqft2 of floor space | 1000 sqft served | 13 | DEER:Indoor_CFL_Ltg | 24.4753 | 0.00094136 | 0 | SWWH031-04 | 4.5615 | 2024 | 1.3766 | 2024 | 0 | 0 | SWWH031-04 | Com Elec Water Heaters - Marine ¦ PG&E ¦ Marine | Com Elec Water Heaters - Marine | 0.8024 | 1 | 1 | CBSA 2019 | -7.3358 | 2012 | 0.6 | SWWH031-04
COM-WATERHEAT-10.13 | Com ¦ Com Electric Storage Water Heater (0.92 UEF - 50 Gal) - Hot-Dry ¦ PG&E ¦ Hot-Dry | Com ¦ Com Electric Storage Water Heater (0.92 UEF - 50 Gal) - Hot-Dry | PG&E ¦ Hot-Dry | PG&E | All | Electric | Electric storage water heater, 50 gallon, UEF = 0.92 | Average Existing and Code |  |  | 0 | Conventional | WaterHeat | Com - College | Com | ROB and NEW | 0 | 1000 sqft2 of floor space | 1000 sqft served | 13 | DEER:Indoor_CFL_Ltg | 779.6802 | 0.091155 | 0 | SWWH031-04 | 158.5073 | 2024 | 47.8361 | 2024 | 0 | 0 | SWWH031-04 | Com Elec Water Heaters - Hot-Dry ¦ PG&E ¦ Hot-Dry | Com Elec Water Heaters - Hot-Dry | 0.16074 | 1 | 1 | CBSA 2019 | -58.8643 | 2012 | 0.6 | SWWH031-04
COM-WATERHEAT-10.14 | Com ¦ Com Electric Storage Water Heater (0.92 UEF - 50 Gal) - Hot-Dry ¦ PG&E ¦ Hot-Dry | Com ¦ Com Electric Storage Water Heater (0.92 UEF - 50 Gal) - Hot-Dry | PG&E ¦ Hot-Dry | PG&E | All | Electric | Electric storage water heater, 50 gallon, UEF = 0.92 | Average Existing and Code |  |  | 0 | Conventional | WaterHeat | Com - Grocery | Com | ROB and NEW | 0 | 1000 sqft2 of floor space | 1000 sqft served | 13 | DEER:Indoor_CFL_Ltg | 1070.9571 | 0.19544 | 0 | SWWH031-04 | 131.5298 | 2024 | 39.6945 | 2024 | 0 | 0 | SWWH031-04 | Com Elec Water Heaters - Hot-Dry ¦ PG&E ¦ Hot-Dry | Com Elec Water Heaters - Hot-Dry | 0.40391 | 1 | 1 | CBSA 2019 | -60.2401 | 2012 | 0.6 | SWWH031-04
COM-WATERHEAT-10.15 | Com ¦ Com Electric Storage Water Heater (0.92 UEF - 50 Gal) - Hot-Dry ¦ PG&E ¦ Hot-Dry | Com ¦ Com Electric Storage Water Heater (0.92 UEF - 50 Gal) - Hot-Dry | PG&E ¦ Hot-Dry | PG&E | All | Electric | Electric storage water heater, 50 gallon, UEF = 0.92 | Average Existing and Code |  |  | 0 | Conventional | WaterHeat | Com - Health | Com | ROB and NEW | 0 | 1000 sqft2 of floor space | 1000 sqft served | 13 | DEER:Indoor_CFL_Ltg | 2302.7403 | 0.2649 | 0 | SWWH031-04 | 240.0863 | 2024 | 72.4559 | 2024 | 0 | 0 | SWWH031-04 | Com Elec Water Heaters - Hot-Dry ¦ PG&E ¦ Hot-Dry | Com Elec Water Heaters - Hot-Dry | 0.27217 | 1 | 1 | CBSA 2019 | -150.6837 | 2012 | 0.6 | SWWH031-04
COM-WATERHEAT-10.16 | Com ¦ Com Electric Storage Water Heater (0.92 UEF - 50 Gal) - Hot-Dry ¦ PG&E ¦ Hot-Dry | Com ¦ Com Electric Storage Water Heater (0.92 UEF - 50 Gal) - Hot-Dry | PG&E ¦ Hot-Dry | PG&E | All | Electric | Electric storage water heater, 50 gallon, UEF = 0.92 | Average Existing and Code |  |  | 0 | Conventional | WaterHeat | Com - Lodging | Com | ROB and NEW | 0 | 1000 sqft2 of floor space | 1000 sqft served | 13 | DEER:Indoor_CFL_Ltg | 1742.7413 | 0.20626 | 0 | SWWH031-04 | 151.0644 | 2024 | 45.5899 | 2024 | 0 | 0 | SWWH031-04 | Com Elec Water Heaters - Hot-Dry ¦ PG&E ¦ Hot-Dry | Com Elec Water Heaters - Hot-Dry | 0.070067 | 1 | 1 | CBSA 2019 | -274.7999 | 2012 | 0.6 | SWWH031-04
COM-WATERHEAT-10.17 | Com ¦ Com Electric Storage Water Heater (0.92 UEF - 50 Gal) - Hot-Dry ¦ PG&E ¦ Hot-Dry | Com ¦ Com Electric Storage Water Heater (0.92 UEF - 50 Gal) - Hot-Dry | PG&E ¦ Hot-Dry | PG&E | All | Electric | Electric storage water heater, 50 gallon, UEF = 0.92 | Average Existing and Code |  |  | 0 | Conventional | WaterHeat | Com - Office (Large) | Com | ROB and NEW | 0 | 1000 sqft2 of floor space | 1000 sqft served | 13 | DEER:Indoor_CFL_Ltg | 220.2371 | 0.011604 | 0 | SWWH031-04 | 49.3237 | 2024 | 14.8854 | 2024 | 0 | 0 | SWWH031-04 | Com Elec Water Heaters - Hot-Dry ¦ PG&E ¦ Hot-Dry | Com Elec Water Heaters - Hot-Dry | 0.4229 | 1 | 1 | CBSA 2019 | -21.9029 | 2012 | 0.6 | SWWH031-04
COM-WATERHEAT-10.18 | Com ¦ Com Electric Storage Water Heater (0.92 UEF - 50 Gal) - Hot-Dry ¦ PG&E ¦ Hot-Dry | Com ¦ Com Electric Storage Water Heater (0.92 UEF - 50 Gal) - Hot-Dry | PG&E ¦ Hot-Dry | PG&E | All | Electric | Electric storage water heater, 50 gallon, UEF = 0.92 | Average Existing and Code |  |  | 0 | Conventional | WaterHeat | Com - Office (Small) | Com | ROB and NEW | 0 | 1000 sqft2 of floor space | 1000 sqft served | 13 | DEER:Indoor_CFL_Ltg | 199.8791 | 0.0017434 | 0 | SWWH031-04 | 49.3237 | 2024 | 14.8854 | 2024 | 0 | 0 | SWWH031-04 | Com Elec Water Heaters - Hot-Dry ¦ PG&E ¦ Hot-Dry | Com Elec Water Heaters - Hot-Dry | 0.4229 | 1 | 1 | CBSA 2019 | -9.1641 | 2012 | 0.6 | SWWH031-04
COM-WATERHEAT-10.19 | Com ¦ Com Electric Storage Water Heater (0.92 UEF - 50 Gal) - Hot-Dry ¦ PG&E ¦ Hot-Dry | Com ¦ Com Electric Storage Water Heater (0.92 UEF - 50 Gal) - Hot-Dry | PG&E ¦ Hot-Dry | PG&E | All | Electric | Electric storage water heater, 50 gallon, UEF = 0.92 | Average Existing and Code |  |  | 0 | Conventional | WaterHeat | Com - Other | Com | ROB and NEW | 0 | 1000 sqft2 of floor space | 1000 sqft served | 13 | DEER:Indoor_CFL_Ltg | 2556.1964 | 0.3796 | 0 | SWWH031-04 | 407.9337 | 2024 | 123.1107 | 2024 | 0 | 0 | SWWH031-04 | Com Elec Water Heaters - Hot-Dry ¦ PG&E ¦ Hot-Dry | Com Elec Water Heaters - Hot-Dry | 0.42995 | 1 | 1 | CBSA 2019 | -282.2666 | 2012 | 0.6 | SWWH031-04
COM-WATERHEAT-10.20 | Com ¦ Com Electric Storage Water Heater (0.92 UEF - 50 Gal) - Hot-Dry ¦ PG&E ¦ Hot-Dry | Com ¦ Com Electric Storage Water Heater (0.92 UEF - 50 Gal) - Hot-Dry | PG&E ¦ Hot-Dry | PG&E | All | Electric | Electric storage water heater, 50 gallon, UEF = 0.92 | Average Existing and Code |  |  | 0 | Conventional | WaterHeat | Com - Refrig. Warehouse | Com | ROB and NEW | 0 | 1000 sqft2 of floor space | 1000 sqft served | 13 | DEER:Indoor_CFL_Ltg | 232.7718 | 0.019341 | 0 | SWWH031-04 | 22.8073 | 2024 | 6.883 | 2024 | 0 | 0 | SWWH031-04 | Com Elec Water Heaters - Hot-Dry ¦ PG&E ¦ Hot-Dry | Com Elec Water Heaters - Hot-Dry | 0.77379 | 1 | 1 | CBSA 2019 | -4.1593 | 2012 | 0.6 | SWWH031-04
COM-WATERHEAT-10.21 | Com ¦ Com Electric Storage Water Heater (0.92 UEF - 50 Gal) - Hot-Dry ¦ PG&E ¦ Hot-Dry | Com ¦ Com Electric Storage Water Heater (0.92 UEF - 50 Gal) - Hot-Dry | PG&E ¦ Hot-Dry | PG&E | All | Electric | Electric storage water heater, 50 gallon, UEF = 0.92 | Average Existing and Code |  |  | 0 | Conventional | WaterHeat | Com - Restaurant | Com | ROB and NEW | 0 | 1000 sqft2 of floor space | 1000 sqft served | 13 | DEER:Indoor_CFL_Ltg | 9979.1716 | 1.8753 | 0 | SWWH031-04 | 2136.6885 | 2024 | 644.8332 | 2024 | 0 | 0 | SWWH031-04 | Com Elec Water Heaters - Hot-Dry ¦ PG&E ¦ Hot-Dry | Com Elec Water Heaters - Hot-Dry | 0.20681 | 1 | 1 | CBSA 2019 | -177.3403 | 2012 | 0.6 | SWWH031-04
COM-WATERHEAT-10.22 | Com ¦ Com Electric Storage Water Heater (0.92 UEF - 50 Gal) - Hot-Dry ¦ PG&E ¦ Hot-Dry | Com ¦ Com Electric Storage Water Heater (0.92 UEF - 50 Gal) - Hot-Dry | PG&E ¦ Hot-Dry | PG&E | All | Electric | Electric storage water heater, 50 gallon, UEF = 0.92 | Average Existing and Code |  |  | 0 | Conventional | WaterHeat | Com - Retail | Com | ROB and NEW | 0 | 1000 sqft2 of floor space | 1000 sqft served | 13 | DEER:Indoor_CFL_Ltg | 142.6363 | 0.021785 | 0 | SWWH031-04 | 30.551 | 2024 | 9.22 | 2024 | 0 | 0 | SWWH031-04 | Com Elec Water Heaters - Hot-Dry ¦ PG&E ¦ Hot-Dry | Com Elec Water Heaters - Hot-Dry | 0.59937 | 1 | 1 | CBSA 2019 | -50.1106 | 2012 | 0.6 | SWWH031-04
COM-WATERHEAT-10.23 | Com ¦ Com Electric Storage Water Heater (0.92 UEF - 50 Gal) - Hot-Dry ¦ PG&E ¦ Hot-Dry | Com ¦ Com Electric Storage Water Heater (0.92 UEF - 50 Gal) - Hot-Dry | PG&E ¦ Hot-Dry | PG&E | All | Electric | Electric storage water heater, 50 gallon, UEF = 0.92 | Average Existing and Code |  |  | 0 | Conventional | WaterHeat | Com - School | Com | ROB and NEW | 0 | 1000 sqft2 of floor space | 1000 sqft served | 13 | DEER:Indoor_CFL_Ltg | 791.8666 | -0.0001195 | 0 | SWWH031-04 | 251.6603 | 2024 | 75.9488 | 2024 | 0 | 0 | SWWH031-04 | Com Elec Water Heaters - Hot-Dry ¦ PG&E ¦ Hot-Dry | Com Elec Water Heaters - Hot-Dry | 0.23078 | 1 | 1 | CBSA 2019 | -130.3777 | 2012 | 0.6 | SWWH031-04
COM-WATERHEAT-10.24 | Com ¦ Com Electric Storage Water Heater (0.92 UEF - 50 Gal) - Hot-Dry ¦ PG&E ¦ Hot-Dry | Com ¦ Com Electric Storage Water Heater (0.92 UEF - 50 Gal) - Hot-Dry | PG&E ¦ Hot-Dry | PG&E | All | Electric | Electric storage water heater, 50 gallon, UEF = 0.92 | Average Existing and Code |  |  | 0 | Conventional | WaterHeat | Com - Warehouse | Com | ROB and NEW | 0 | 1000 sqft2 of floor space | 1000 sqft served | 13 | DEER:Indoor_CFL_Ltg | 23.106 | 0.00081641 | 0 | SWWH031-04 | 4.5615 | 2024 | 1.3766 | 2024 | 0 | 0 | SWWH031-04 | Com Elec Water Heaters - Hot-Dry ¦ PG&E ¦ Hot-Dry | Com Elec Water Heaters - Hot-Dry | 0.8024 | 1 | 1 | CBSA 2019 | -6.9254 | 2012 | 0.6 | SWWH031-04
COM-WATERHEAT-10.25 | Com ¦ Com Electric Storage Water Heater (0.92 UEF - 50 Gal) - Cold ¦ PG&E ¦ Cold | Com ¦ Com Electric Storage Water Heater (0.92 UEF - 50 Gal) - Cold | PG&E ¦ Cold | PG&E | All | Electric | Electric storage water heater, 50 gallon, UEF = 0.92 | Average Existing and Code |  |  | 0 | Conventional | WaterHeat | Com - College | Com | ROB and NEW | 0 | 1000 sqft2 of floor space | 1000 sqft served | 13 | DEER:Indoor_CFL_Ltg | 809.4179 | 0.10008 | 0 | SWWH031-04 | 158.5073 | 2024 | 47.8361 | 2024 | 0 | 0 | SWWH031-04 | Com Elec Water Heaters - Cold ¦ PG&E ¦ Cold | Com Elec Water Heaters - Cold | 0.16074 | 1 | 1 | CBSA 2019 | -61.1095 | 2012 | 0.6 | SWWH031-04
COM-WATERHEAT-10.26 | Com ¦ Com Electric Storage Water Heater (0.92 UEF - 50 Gal) - Cold ¦ PG&E ¦ Cold | Com ¦ Com Electric Storage Water Heater (0.92 UEF - 50 Gal) - Cold | PG&E ¦ Cold | PG&E | All | Electric | Electric storage water heater, 50 gallon, UEF = 0.92 | Average Existing and Code |  |  | 0 | Conventional | WaterHeat | Com - Grocery | Com | ROB and NEW | 0 | 1000 sqft2 of floor space | 1000 sqft served | 13 | DEER:Indoor_CFL_Ltg | 1144.9864 | 0.21468 | 0 | SWWH031-04 | 131.5298 | 2024 | 39.6945 | 2024 | 0 | 0 | SWWH031-04 | Com Elec Water Heaters - Cold ¦ PG&E ¦ Cold | Com Elec Water Heaters - Cold | 0.40391 | 1 | 1 | CBSA 2019 | -64.4041 | 2012 | 0.6 | SWWH031-04
COM-WATERHEAT-10.27 | Com ¦ Com Electric Storage Water Heater (0.92 UEF - 50 Gal) - Cold ¦ PG&E ¦ Cold | Com ¦ Com Electric Storage Water Heater (0.92 UEF - 50 Gal) - Cold | PG&E ¦ Cold | PG&E | All | Electric | Electric storage water heater, 50 gallon, UEF = 0.92 | Average Existing and Code |  |  | 0 | Conventional | WaterHeat | Com - Health | Com | ROB and NEW | 0 | 1000 sqft2 of floor space | 1000 sqft served | 13 | DEER:Indoor_CFL_Ltg | 2454.5287 | 0.28893 | 0 | SWWH031-04 | 240.0863 | 2024 | 72.4559 | 2024 | 0 | 0 | SWWH031-04 | Com Elec Water Heaters - Cold ¦ PG&E ¦ Cold | Com Elec Water Heaters - Cold | 0.27217 | 1 | 1 | CBSA 2019 | -160.6162 | 2012 | 0.6 | SWWH031-04
COM-WATERHEAT-10.28 | Com ¦ Com Electric Storage Water Heater (0.92 UEF - 50 Gal) - Cold ¦ PG&E ¦ Cold | Com ¦ Com Electric Storage Water Heater (0.92 UEF - 50 Gal) - Cold | PG&E ¦ Cold | PG&E | All | Electric | Electric storage water heater, 50 gallon, UEF = 0.92 | Average Existing and Code |  |  | 0 | Conventional | WaterHeat | Com - Lodging | Com | ROB and NEW | 0 | 1000 sqft2 of floor space | 1000 sqft served | 13 | DEER:Indoor_CFL_Ltg | 1860.2294 | 0.22486 | 0 | SWWH031-04 | 151.0644 | 2024 | 45.5899 | 2024 | 0 | 0 | SWWH031-04 | Com Elec Water Heaters - Cold ¦ PG&E ¦ Cold | Com Elec Water Heaters - Cold | 0.070067 | 1 | 1 | CBSA 2019 | -293.3257 | 2012 | 0.6 | SWWH031-04
COM-WATERHEAT-10.29 | Com ¦ Com Electric Storage Water Heater (0.92 UEF - 50 Gal) - Cold ¦ PG&E ¦ Cold | Com ¦ Com Electric Storage Water Heater (0.92 UEF - 50 Gal) - Cold | PG&E ¦ Cold | PG&E | All | Electric | Electric storage water heater, 50 gallon, UEF = 0.92 | Average Existing and Code |  |  | 0 | Conventional | WaterHeat | Com - Office (Large) | Com | ROB and NEW | 0 | 1000 sqft2 of floor space | 1000 sqft served | 13 | DEER:Indoor_CFL_Ltg | 225.7893 | 0.012603 | 0 | SWWH031-04 | 49.3237 | 2024 | 14.8854 | 2024 | 0 | 0 | SWWH031-04 | Com Elec Water Heaters - Cold ¦ PG&E ¦ Cold | Com Elec Water Heaters - Cold | 0.4229 | 1 | 1 | CBSA 2019 | -22.4551 | 2012 | 0.6 | SWWH031-04
COM-WATERHEAT-10.30 | Com ¦ Com Electric Storage Water Heater (0.92 UEF - 50 Gal) - Cold ¦ PG&E ¦ Cold | Com ¦ Com Electric Storage Water Heater (0.92 UEF - 50 Gal) - Cold | PG&E ¦ Cold | PG&E | All | Electric | Electric storage water heater, 50 gallon, UEF = 0.92 | Average Existing and Code |  |  | 0 | Conventional | WaterHeat | Com - Office (Small) | Com | ROB and NEW | 0 | 1000 sqft2 of floor space | 1000 sqft served | 13 | DEER:Indoor_CFL_Ltg | 203.5806 | 0.0018433 | 0 | SWWH031-04 | 49.3237 | 2024 | 14.8854 | 2024 | 0 | 0 | SWWH031-04 | Com Elec Water Heaters - Cold ¦ PG&E ¦ Cold | Com Elec Water Heaters - Cold | 0.4229 | 1 | 1 | CBSA 2019 | -9.3338 | 2012 | 0.6 | SWWH031-04
COM-WATERHEAT-10.31 | Com ¦ Com Electric Storage Water Heater (0.92 UEF - 50 Gal) - Cold ¦ PG&E ¦ Cold | Com ¦ Com Electric Storage Water Heater (0.92 UEF - 50 Gal) - Cold | PG&E ¦ Cold | PG&E | All | Electric | Electric storage water heater, 50 gallon, UEF = 0.92 | Average Existing and Code |  |  | 0 | Conventional | WaterHeat | Com - Other | Com | ROB and NEW | 0 | 1000 sqft2 of floor space | 1000 sqft served | 13 | DEER:Indoor_CFL_Ltg | 2739.8752 | 0.41328 | 0 | SWWH031-04 | 407.9337 | 2024 | 123.1107 | 2024 | 0 | 0 | SWWH031-04 | Com Elec Water Heaters - Cold ¦ PG&E ¦ Cold | Com Elec Water Heaters - Cold | 0.42995 | 1 | 1 | CBSA 2019 | -302.5492 | 2012 | 0.6 | SWWH031-04
COM-WATERHEAT-10.32 | Com ¦ Com Electric Storage Water Heater (0.92 UEF - 50 Gal) - Cold ¦ PG&E ¦ Cold | Com ¦ Com Electric Storage Water Heater (0.92 UEF - 50 Gal) - Cold | PG&E ¦ Cold | PG&E | All | Electric | Electric storage water heater, 50 gallon, UEF = 0.92 | Average Existing and Code |  |  | 0 | Conventional | WaterHeat | Com - Refrig. Warehouse | Com | ROB and NEW | 0 | 1000 sqft2 of floor space | 1000 sqft served | 13 | DEER:Indoor_CFL_Ltg | 239.618 | 0.021052 | 0 | SWWH031-04 | 22.8073 | 2024 | 6.883 | 2024 | 0 | 0 | SWWH031-04 | Com Elec Water Heaters - Cold ¦ PG&E ¦ Cold | Com Elec Water Heaters - Cold | 0.77379 | 1 | 1 | CBSA 2019 | -4.2816 | 2012 | 0.6 | SWWH031-04
COM-WATERHEAT-10.33 | Com ¦ Com Electric Storage Water Heater (0.92 UEF - 50 Gal) - Cold ¦ PG&E ¦ Cold | Com ¦ Com Electric Storage Water Heater (0.92 UEF - 50 Gal) - Cold | PG&E ¦ Cold | PG&E | All | Electric | Electric storage water heater, 50 gallon, UEF = 0.92 | Average Existing and Code |  |  | 0 | Conventional | WaterHeat | Com - Restaurant | Com | ROB and NEW | 0 | 1000 sqft2 of floor space | 1000 sqft served | 13 | DEER:Indoor_CFL_Ltg | 10839.8364 | 2.0576 | 0 | SWWH031-04 | 2136.6885 | 2024 | 644.8332 | 2024 | 0 | 0 | SWWH031-04 | Com Elec Water Heaters - Cold ¦ PG&E ¦ Cold | Com Elec Water Heaters - Cold | 0.20681 | 1 | 1 | CBSA 2019 | -192.6352 | 2012 | 0.6 | SWWH031-04
COM-WATERHEAT-10.34 | Com ¦ Com Electric Storage Water Heater (0.92 UEF - 50 Gal) - Cold ¦ PG&E ¦ Cold | Com ¦ Com Electric Storage Water Heater (0.92 UEF - 50 Gal) - Cold | PG&E ¦ Cold | PG&E | All | Electric | Electric storage water heater, 50 gallon, UEF = 0.92 | Average Existing and Code |  |  | 0 | Conventional | WaterHeat | Com - Retail | Com | ROB and NEW | 0 | 1000 sqft2 of floor space | 1000 sqft served | 13 | DEER:Indoor_CFL_Ltg | 153.0289 | 0.023983 | 0 | SWWH031-04 | 30.551 | 2024 | 9.22 | 2024 | 0 | 0 | SWWH031-04 | Com Elec Water Heaters - Cold ¦ PG&E ¦ Cold | Com Elec Water Heaters - Cold | 0.59937 | 1 | 1 | CBSA 2019 | -53.7617 | 2012 | 0.6 | SWWH031-04
COM-WATERHEAT-10.35 | Com ¦ Com Electric Storage Water Heater (0.92 UEF - 50 Gal) - Cold ¦ PG&E ¦ Cold | Com ¦ Com Electric Storage Water Heater (0.92 UEF - 50 Gal) - Cold | PG&E ¦ Cold | PG&E | All | Electric | Electric storage water heater, 50 gallon, UEF = 0.92 | Average Existing and Code |  |  | 0 | Conventional | WaterHeat | Com - School | Com | ROB and NEW | 0 | 1000 sqft2 of floor space | 1000 sqft served | 13 | DEER:Indoor_CFL_Ltg | 802.8424 | -0.00043218 | 0 | SWWH031-04 | 251.6603 | 2024 | 75.9488 | 2024 | 0 | 0 | SWWH031-04 | Com Elec Water Heaters - Cold ¦ PG&E ¦ Cold | Com Elec Water Heaters - Cold | 0.23078 | 1 | 1 | CBSA 2019 | -132.1848 | 2012 | 0.6 | SWWH031-04
COM-WATERHEAT-10.36 | Com ¦ Com Electric Storage Water Heater (0.92 UEF - 50 Gal) - Cold ¦ PG&E ¦ Cold | Com ¦ Com Electric Storage Water Heater (0.92 UEF - 50 Gal) - Cold | PG&E ¦ Cold | PG&E | All | Electric | Electric storage water heater, 50 gallon, UEF = 0.92 | Average Existing and Code |  |  | 0 | Conventional | WaterHeat | Com - Warehouse | Com | ROB and NEW | 0 | 1000 sqft2 of floor space | 1000 sqft served | 13 | DEER:Indoor_CFL_Ltg | 22.5926 | 0.00090199 | 0 | SWWH031-04 | 4.5615 | 2024 | 1.3766 | 2024 | 0 | 0 | SWWH031-04 | Com Elec Water Heaters - Cold ¦ PG&E ¦ Cold | Com Elec Water Heaters - Cold | 0.8024 | 1 | 1 | CBSA 2019 | -6.7715 | 2012 | 0.6 | SWWH031-04
COM-WATERHEAT-10.37 | Com ¦ Com Electric Storage Water Heater (0.92 UEF - 50 Gal) - Marine ¦ SCE ¦ Marine | Com ¦ Com Electric Storage Water Heater (0.92 UEF - 50 Gal) - Marine | SCE ¦ Marine | SCE | All | Electric | Electric storage water heater, 50 gallon, UEF = 0.92 | Average Existing and Code |  |  | 0 | Conventional | WaterHeat | Com - College | Com | ROB and NEW | 0 | 1000 sqft2 of floor space | 1000 sqft served | 13 | DEER:Indoor_CFL_Ltg | 767.7851 | 0.19853 | 0 | SWWH031-04 | 158.5073 | 2024 | 47.8361 | 2024 | 0 | 0 | SWWH031-04 | Com Elec Water Heaters - Marine ¦ SCE ¦ Marine | Com Elec Water Heaters - Marine | 0.16074 | 1 | 1 | CBSA 2019 | -57.9663 | 2012 | 0.6 | SWWH031-04
COM-WATERHEAT-10.38 | Com ¦ Com Electric Storage Water Heater (0.92 UEF - 50 Gal) - Marine ¦ SCE ¦ Marine | Com ¦ Com Electric Storage Water Heater (0.92 UEF - 50 Gal) - Marine | SCE ¦ Marine | SCE | All | Electric | Electric storage water heater, 50 gallon, UEF = 0.92 | Average Existing and Code |  |  | 0 | Conventional | WaterHeat | Com - Grocery | Com | ROB and NEW | 0 | 1000 sqft2 of floor space | 1000 sqft served | 13 | DEER:Indoor_CFL_Ltg | 1056.1512 | 0.19741 | 0 | SWWH031-04 | 131.5298 | 2024 | 39.6945 | 2024 | 0 | 0 | SWWH031-04 | Com Elec Water Heaters - Marine ¦ SCE ¦ Marine | Com Elec Water Heaters - Marine | 0.40391 | 1 | 1 | CBSA 2019 | -59.4073 | 2012 | 0.6 | SWWH031-04
COM-WATERHEAT-10.39 | Com ¦ Com Electric Storage Water Heater (0.92 UEF - 50 Gal) - Marine ¦ SCE ¦ Marine | Com ¦ Com Electric Storage Water Heater (0.92 UEF - 50 Gal) - Marine | SCE ¦ Marine | SCE | All | Electric | Electric storage water heater, 50 gallon, UEF = 0.92 | Average Existing and Code |  |  | 0 | Conventional | WaterHeat | Com - Health | Com | ROB and NEW | 0 | 1000 sqft2 of floor space | 1000 sqft served | 13 | DEER:Indoor_CFL_Ltg | 2253.8718 | 0.2667 | 0 | SWWH031-04 | 240.0863 | 2024 | 72.4559 | 2024 | 0 | 0 | SWWH031-04 | Com Elec Water Heaters - Marine ¦ SCE ¦ Marine | Com Elec Water Heaters - Marine | 0.27217 | 1 | 1 | CBSA 2019 | -147.4859 | 2012 | 0.6 | SWWH031-04
COM-WATERHEAT-10.40 | Com ¦ Com Electric Storage Water Heater (0.92 UEF - 50 Gal) - Marine ¦ SCE ¦ Marine | Com ¦ Com Electric Storage Water Heater (0.92 UEF - 50 Gal) - Marine | SCE ¦ Marine | SCE | All | Electric | Electric storage water heater, 50 gallon, UEF = 0.92 | Average Existing and Code |  |  | 0 | Conventional | WaterHeat | Com - Lodging | Com | ROB and NEW | 0 | 1000 sqft2 of floor space | 1000 sqft served | 13 | DEER:Indoor_CFL_Ltg | 1709.4186 | 0.20744 | 0 | SWWH031-04 | 151.0644 | 2024 | 45.5899 | 2024 | 0 | 0 | SWWH031-04 | Com Elec Water Heaters - Marine ¦ SCE ¦ Marine | Com Elec Water Heaters - Marine | 0.070067 | 1 | 1 | CBSA 2019 | -269.5455 | 2012 | 0.6 | SWWH031-04
COM-WATERHEAT-10.41 | Com ¦ Com Electric Storage Water Heater (0.92 UEF - 50 Gal) - Marine ¦ SCE ¦ Marine | Com ¦ Com Electric Storage Water Heater (0.92 UEF - 50 Gal) - Marine | SCE ¦ Marine | SCE | All | Electric | Electric storage water heater, 50 gallon, UEF = 0.92 | Average Existing and Code |  |  | 0 | Conventional | WaterHeat | Com - Office (Large) | Com | ROB and NEW | 0 | 1000 sqft2 of floor space | 1000 sqft served | 13 | DEER:Indoor_CFL_Ltg | 216.5357 | 0.011771 | 0 | SWWH031-04 | 49.3237 | 2024 | 14.8854 | 2024 | 0 | 0 | SWWH031-04 | Com Elec Water Heaters - Marine ¦ SCE ¦ Marine | Com Elec Water Heaters - Marine | 0.4229 | 1 | 1 | CBSA 2019 | -21.5348 | 2012 | 0.6 | SWWH031-04
COM-WATERHEAT-10.42 | Com ¦ Com Electric Storage Water Heater (0.92 UEF - 50 Gal) - Marine ¦ SCE ¦ Marine | Com ¦ Com Electric Storage Water Heater (0.92 UEF - 50 Gal) - Marine | SCE ¦ Marine | SCE | All | Electric | Electric storage water heater, 50 gallon, UEF = 0.92 | Average Existing and Code |  |  | 0 | Conventional | WaterHeat | Com - Office (Small) | Com | ROB and NEW | 0 | 1000 sqft2 of floor space | 1000 sqft served | 13 | DEER:Indoor_CFL_Ltg | 196.1776 | 0.0018156 | 0 | SWWH031-04 | 49.3237 | 2024 | 14.8854 | 2024 | 0 | 0 | SWWH031-04 | Com Elec Water Heaters - Marine ¦ SCE ¦ Marine | Com Elec Water Heaters - Marine | 0.4229 | 1 | 1 | CBSA 2019 | -8.9944 | 2012 | 0.6 | SWWH031-04
COM-WATERHEAT-10.43 | Com ¦ Com Electric Storage Water Heater (0.92 UEF - 50 Gal) - Marine ¦ SCE ¦ Marine | Com ¦ Com Electric Storage Water Heater (0.92 UEF - 50 Gal) - Marine | SCE ¦ Marine | SCE | All | Electric | Electric storage water heater, 50 gallon, UEF = 0.92 | Average Existing and Code |  |  | 0 | Conventional | WaterHeat | Com - Other | Com | ROB and NEW | 0 | 1000 sqft2 of floor space | 1000 sqft served | 13 | DEER:Indoor_CFL_Ltg | 2525.5833 | 0.38419 | 0 | SWWH031-04 | 407.9337 | 2024 | 123.1107 | 2024 | 0 | 0 | SWWH031-04 | Com Elec Water Heaters - Marine ¦ SCE ¦ Marine | Com Elec Water Heaters - Marine | 0.42995 | 1 | 1 | CBSA 2019 | -278.8862 | 2012 | 0.6 | SWWH031-04
COM-WATERHEAT-10.44 | Com ¦ Com Electric Storage Water Heater (0.92 UEF - 50 Gal) - Marine ¦ SCE ¦ Marine | Com ¦ Com Electric Storage Water Heater (0.92 UEF - 50 Gal) - Marine | SCE ¦ Marine | SCE | All | Electric | Electric storage water heater, 50 gallon, UEF = 0.92 | Average Existing and Code |  |  | 0 | Conventional | WaterHeat | Com - Refrig. Warehouse | Com | ROB and NEW | 0 | 1000 sqft2 of floor space | 1000 sqft served | 13 | DEER:Indoor_CFL_Ltg | 227.6371 | 0.019512 | 0 | SWWH031-04 | 22.8073 | 2024 | 6.883 | 2024 | 0 | 0 | SWWH031-04 | Com Elec Water Heaters - Marine ¦ SCE ¦ Marine | Com Elec Water Heaters - Marine | 0.77379 | 1 | 1 | CBSA 2019 | -4.0675 | 2012 | 0.6 | SWWH031-04
COM-WATERHEAT-10.45 | Com ¦ Com Electric Storage Water Heater (0.92 UEF - 50 Gal) - Marine ¦ SCE ¦ Marine | Com ¦ Com Electric Storage Water Heater (0.92 UEF - 50 Gal) - Marine | SCE ¦ Marine | SCE | All | Electric | Electric storage water heater, 50 gallon, UEF = 0.92 | Average Existing and Code |  |  | 0 | Conventional | WaterHeat | Com - Restaurant | Com | ROB and NEW | 0 | 1000 sqft2 of floor space | 1000 sqft served | 13 | DEER:Indoor_CFL_Ltg | 9898.9983 | 1.9074 | 0 | SWWH031-04 | 2136.6885 | 2024 | 644.8332 | 2024 | 0 | 0 | SWWH031-04 | Com Elec Water Heaters - Marine ¦ SCE ¦ Marine | Com Elec Water Heaters - Marine | 0.20681 | 1 | 1 | CBSA 2019 | -175.9156 | 2012 | 0.6 | SWWH031-04
COM-WATERHEAT-10.46 | Com ¦ Com Electric Storage Water Heater (0.92 UEF - 50 Gal) - Marine ¦ SCE ¦ Marine | Com ¦ Com Electric Storage Water Heater (0.92 UEF - 50 Gal) - Marine | SCE ¦ Marine | SCE | All | Electric | Electric storage water heater, 50 gallon, UEF = 0.92 | Average Existing and Code |  |  | 0 | Conventional | WaterHeat | Com - Retail | Com | ROB and NEW | 0 | 1000 sqft2 of floor space | 1000 sqft served | 13 | DEER:Indoor_CFL_Ltg | 141.1943 | 0.022258 | 0 | SWWH031-04 | 30.551 | 2024 | 9.22 | 2024 | 0 | 0 | SWWH031-04 | Com Elec Water Heaters - Marine ¦ SCE ¦ Marine | Com Elec Water Heaters - Marine | 0.59937 | 1 | 1 | CBSA 2019 | -49.604 | 2012 | 0.6 | SWWH031-04
COM-WATERHEAT-10.47 | Com ¦ Com Electric Storage Water Heater (0.92 UEF - 50 Gal) - Marine ¦ SCE ¦ Marine | Com ¦ Com Electric Storage Water Heater (0.92 UEF - 50 Gal) - Marine | SCE ¦ Marine | SCE | All | Electric | Electric storage water heater, 50 gallon, UEF = 0.92 | Average Existing and Code |  |  | 0 | Conventional | WaterHeat | Com - School | Com | ROB and NEW | 0 | 1000 sqft2 of floor space | 1000 sqft served | 13 | DEER:Indoor_CFL_Ltg | 773.9252 | 0.05628 | 0 | SWWH031-04 | 251.6603 | 2024 | 75.9488 | 2024 | 0 | 0 | SWWH031-04 | Com Elec Water Heaters - Marine ¦ SCE ¦ Marine | Com Elec Water Heaters - Marine | 0.23078 | 1 | 1 | CBSA 2019 | -127.4238 | 2012 | 0.6 | SWWH031-04
COM-WATERHEAT-10.48 | Com ¦ Com Electric Storage Water Heater (0.92 UEF - 50 Gal) - Marine ¦ SCE ¦ Marine | Com ¦ Com Electric Storage Water Heater (0.92 UEF - 50 Gal) - Marine | SCE ¦ Marine | SCE | All | Electric | Electric storage water heater, 50 gallon, UEF = 0.92 | Average Existing and Code |  |  | 0 | Conventional | WaterHeat | Com - Warehouse | Com | ROB and NEW | 0 | 1000 sqft2 of floor space | 1000 sqft served | 13 | DEER:Indoor_CFL_Ltg | 22.7637 | 0.00084893 | 0 | SWWH031-04 | 4.5615 | 2024 | 1.3766 | 2024 | 0 | 0 | SWWH031-04 | Com Elec Water Heaters - Marine ¦ SCE ¦ Marine | Com Elec Water Heaters - Marine | 0.8024 | 1 | 1 | CBSA 2019 | -6.8228 | 2012 | 0.6 | SWWH031-04
COM-WATERHEAT-10.49 | Com ¦ Com Electric Storage Water Heater (0.92 UEF - 50 Gal) - Hot-Dry ¦ SCE ¦ Hot-Dry | Com ¦ Com Electric Storage Water Heater (0.92 UEF - 50 Gal) - Hot-Dry | SCE ¦ Hot-Dry | SCE | All | Electric | Electric storage water heater, 50 gallon, UEF = 0.92 | Average Existing and Code |  |  | 0 | Conventional | WaterHeat | Com - College | Com | ROB and NEW | 0 | 1000 sqft2 of floor space | 1000 sqft served | 13 | DEER:Indoor_CFL_Ltg | 733.981 | 0.17815 | 0 | SWWH031-04 | 158.5073 | 2024 | 47.8361 | 2024 | 0 | 0 | SWWH031-04 | Com Elec Water Heaters - Hot-Dry ¦ SCE ¦ Hot-Dry | Com Elec Water Heaters - Hot-Dry | 0.16074 | 1 | 1 | CBSA 2019 | -55.4141 | 2012 | 0.6 | SWWH031-04
COM-WATERHEAT-10.50 | Com ¦ Com Electric Storage Water Heater (0.92 UEF - 50 Gal) - Hot-Dry ¦ SCE ¦ Hot-Dry | Com ¦ Com Electric Storage Water Heater (0.92 UEF - 50 Gal) - Hot-Dry | SCE ¦ Hot-Dry | SCE | All | Electric | Electric storage water heater, 50 gallon, UEF = 0.92 | Average Existing and Code |  |  | 0 | Conventional | WaterHeat | Com - Grocery | Com | ROB and NEW | 0 | 1000 sqft2 of floor space | 1000 sqft served | 13 | DEER:Indoor_CFL_Ltg | 1011.7336 | 0.17718 | 0 | SWWH031-04 | 131.5298 | 2024 | 39.6945 | 2024 | 0 | 0 | SWWH031-04 | Com Elec Water Heaters - Hot-Dry ¦ SCE ¦ Hot-Dry | Com Elec Water Heaters - Hot-Dry | 0.40391 | 1 | 1 | CBSA 2019 | -56.9088 | 2012 | 0.6 | SWWH031-04
COM-WATERHEAT-10.51 | Com ¦ Com Electric Storage Water Heater (0.92 UEF - 50 Gal) - Hot-Dry ¦ SCE ¦ Hot-Dry | Com ¦ Com Electric Storage Water Heater (0.92 UEF - 50 Gal) - Hot-Dry | SCE ¦ Hot-Dry | SCE | All | Electric | Electric storage water heater, 50 gallon, UEF = 0.92 | Average Existing and Code |  |  | 0 | Conventional | WaterHeat | Com - Health | Com | ROB and NEW | 0 | 1000 sqft2 of floor space | 1000 sqft served | 13 | DEER:Indoor_CFL_Ltg | 2159.9605 | 0.24139 | 0 | SWWH031-04 | 240.0863 | 2024 | 72.4559 | 2024 | 0 | 0 | SWWH031-04 | Com Elec Water Heaters - Hot-Dry ¦ SCE ¦ Hot-Dry | Com Elec Water Heaters - Hot-Dry | 0.27217 | 1 | 1 | CBSA 2019 | -141.3406 | 2012 | 0.6 | SWWH031-04
COM-WATERHEAT-10.52 | Com ¦ Com Electric Storage Water Heater (0.92 UEF - 50 Gal) - Hot-Dry ¦ SCE ¦ Hot-Dry | Com ¦ Com Electric Storage Water Heater (0.92 UEF - 50 Gal) - Hot-Dry | SCE ¦ Hot-Dry | SCE | All | Electric | Electric storage water heater, 50 gallon, UEF = 0.92 | Average Existing and Code |  |  | 0 | Conventional | WaterHeat | Com - Lodging | Com | ROB and NEW | 0 | 1000 sqft2 of floor space | 1000 sqft served | 13 | DEER:Indoor_CFL_Ltg | 1636.7614 | 0.18772 | 0 | SWWH031-04 | 151.0644 | 2024 | 45.5899 | 2024 | 0 | 0 | SWWH031-04 | Com Elec Water Heaters - Hot-Dry ¦ SCE ¦ Hot-Dry | Com Elec Water Heaters - Hot-Dry | 0.070067 | 1 | 1 | CBSA 2019 | -258.0887 | 2012 | 0.6 | SWWH031-04
COM-WATERHEAT-10.53 | Com ¦ Com Electric Storage Water Heater (0.92 UEF - 50 Gal) - Hot-Dry ¦ SCE ¦ Hot-Dry | Com ¦ Com Electric Storage Water Heater (0.92 UEF - 50 Gal) - Hot-Dry | SCE ¦ Hot-Dry | SCE | All | Electric | Electric storage water heater, 50 gallon, UEF = 0.92 | Average Existing and Code |  |  | 0 | Conventional | WaterHeat | Com - Office (Large) | Com | ROB and NEW | 0 | 1000 sqft2 of floor space | 1000 sqft served | 13 | DEER:Indoor_CFL_Ltg | 205.4313 | 0.010605 | 0 | SWWH031-04 | 49.3237 | 2024 | 14.8854 | 2024 | 0 | 0 | SWWH031-04 | Com Elec Water Heaters - Hot-Dry ¦ SCE ¦ Hot-Dry | Com Elec Water Heaters - Hot-Dry | 0.4229 | 1 | 1 | CBSA 2019 | -20.4304 | 2012 | 0.6 | SWWH031-04
COM-WATERHEAT-10.54 | Com ¦ Com Electric Storage Water Heater (0.92 UEF - 50 Gal) - Hot-Dry ¦ SCE ¦ Hot-Dry | Com ¦ Com Electric Storage Water Heater (0.92 UEF - 50 Gal) - Hot-Dry | SCE ¦ Hot-Dry | SCE | All | Electric | Electric storage water heater, 50 gallon, UEF = 0.92 | Average Existing and Code |  |  | 0 | Conventional | WaterHeat | Com - Office (Small) | Com | ROB and NEW | 0 | 1000 sqft2 of floor space | 1000 sqft served | 13 | DEER:Indoor_CFL_Ltg | 186.924 | 0.0015972 | 0 | SWWH031-04 | 49.3237 | 2024 | 14.8854 | 2024 | 0 | 0 | SWWH031-04 | Com Elec Water Heaters - Hot-Dry ¦ SCE ¦ Hot-Dry | Com Elec Water Heaters - Hot-Dry | 0.4229 | 1 | 1 | CBSA 2019 | -8.5701 | 2012 | 0.6 | SWWH031-04
COM-WATERHEAT-10.55 | Com ¦ Com Electric Storage Water Heater (0.92 UEF - 50 Gal) - Hot-Dry ¦ SCE ¦ Hot-Dry | Com ¦ Com Electric Storage Water Heater (0.92 UEF - 50 Gal) - Hot-Dry | SCE ¦ Hot-Dry | SCE | All | Electric | Electric storage water heater, 50 gallon, UEF = 0.92 | Average Existing and Code |  |  | 0 | Conventional | WaterHeat | Com - Other | Com | ROB and NEW | 0 | 1000 sqft2 of floor space | 1000 sqft served | 13 | DEER:Indoor_CFL_Ltg | 2403.1308 | 0.34746 | 0 | SWWH031-04 | 407.9337 | 2024 | 123.1107 | 2024 | 0 | 0 | SWWH031-04 | Com Elec Water Heaters - Hot-Dry ¦ SCE ¦ Hot-Dry | Com Elec Water Heaters - Hot-Dry | 0.42995 | 1 | 1 | CBSA 2019 | -265.3644 | 2012 | 0.6 | SWWH031-04
COM-WATERHEAT-10.56 | Com ¦ Com Electric Storage Water Heater (0.92 UEF - 50 Gal) - Hot-Dry ¦ SCE ¦ Hot-Dry | Com ¦ Com Electric Storage Water Heater (0.92 UEF - 50 Gal) - Hot-Dry | SCE ¦ Hot-Dry | SCE | All | Electric | Electric storage water heater, 50 gallon, UEF = 0.92 | Average Existing and Code |  |  | 0 | Conventional | WaterHeat | Com - Refrig. Warehouse | Com | ROB and NEW | 0 | 1000 sqft2 of floor space | 1000 sqft served | 13 | DEER:Indoor_CFL_Ltg | 218.2235 | 0.017629 | 0 | SWWH031-04 | 22.8073 | 2024 | 6.883 | 2024 | 0 | 0 | SWWH031-04 | Com Elec Water Heaters - Hot-Dry ¦ SCE ¦ Hot-Dry | Com Elec Water Heaters - Hot-Dry | 0.77379 | 1 | 1 | CBSA 2019 | -3.8993 | 2012 | 0.6 | SWWH031-04
COM-WATERHEAT-10.57 | Com ¦ Com Electric Storage Water Heater (0.92 UEF - 50 Gal) - Hot-Dry ¦ SCE ¦ Hot-Dry | Com ¦ Com Electric Storage Water Heater (0.92 UEF - 50 Gal) - Hot-Dry | SCE ¦ Hot-Dry | SCE | All | Electric | Electric storage water heater, 50 gallon, UEF = 0.92 | Average Existing and Code |  |  | 0 | Conventional | WaterHeat | Com - Restaurant | Com | ROB and NEW | 0 | 1000 sqft2 of floor space | 1000 sqft served | 13 | DEER:Indoor_CFL_Ltg | 9417.959 | 1.7018 | 0 | SWWH031-04 | 2136.6885 | 2024 | 644.8332 | 2024 | 0 | 0 | SWWH031-04 | Com Elec Water Heaters - Hot-Dry ¦ SCE ¦ Hot-Dry | Com Elec Water Heaters - Hot-Dry | 0.20681 | 1 | 1 | CBSA 2019 | -167.367 | 2012 | 0.6 | SWWH031-04
COM-WATERHEAT-10.58 | Com ¦ Com Electric Storage Water Heater (0.92 UEF - 50 Gal) - Hot-Dry ¦ SCE ¦ Hot-Dry | Com ¦ Com Electric Storage Water Heater (0.92 UEF - 50 Gal) - Hot-Dry | SCE ¦ Hot-Dry | SCE | All | Electric | Electric storage water heater, 50 gallon, UEF = 0.92 | Average Existing and Code |  |  | 0 | Conventional | WaterHeat | Com - Retail | Com | ROB and NEW | 0 | 1000 sqft2 of floor space | 1000 sqft served | 13 | DEER:Indoor_CFL_Ltg | 134.18 | 0.019841 | 0 | SWWH031-04 | 30.551 | 2024 | 9.22 | 2024 | 0 | 0 | SWWH031-04 | Com Elec Water Heaters - Hot-Dry ¦ SCE ¦ Hot-Dry | Com Elec Water Heaters - Hot-Dry | 0.59937 | 1 | 1 | CBSA 2019 | -47.1397 | 2012 | 0.6 | SWWH031-04
COM-WATERHEAT-10.59 | Com ¦ Com Electric Storage Water Heater (0.92 UEF - 50 Gal) - Hot-Dry ¦ SCE ¦ Hot-Dry | Com ¦ Com Electric Storage Water Heater (0.92 UEF - 50 Gal) - Hot-Dry | SCE ¦ Hot-Dry | SCE | All | Electric | Electric storage water heater, 50 gallon, UEF = 0.92 | Average Existing and Code |  |  | 0 | Conventional | WaterHeat | Com - School | Com | ROB and NEW | 0 | 1000 sqft2 of floor space | 1000 sqft served | 13 | DEER:Indoor_CFL_Ltg | 738.3141 | 0.04967 | 0 | SWWH031-04 | 251.6603 | 2024 | 75.9488 | 2024 | 0 | 0 | SWWH031-04 | Com Elec Water Heaters - Hot-Dry ¦ SCE ¦ Hot-Dry | Com Elec Water Heaters - Hot-Dry | 0.23078 | 1 | 1 | CBSA 2019 | -121.5605 | 2012 | 0.6 | SWWH031-04
COM-WATERHEAT-10.60 | Com ¦ Com Electric Storage Water Heater (0.92 UEF - 50 Gal) - Hot-Dry ¦ SCE ¦ Hot-Dry | Com ¦ Com Electric Storage Water Heater (0.92 UEF - 50 Gal) - Hot-Dry | SCE ¦ Hot-Dry | SCE | All | Electric | Electric storage water heater, 50 gallon, UEF = 0.92 | Average Existing and Code |  |  | 0 | Conventional | WaterHeat | Com - Warehouse | Com | ROB and NEW | 0 | 1000 sqft2 of floor space | 1000 sqft served | 13 | DEER:Indoor_CFL_Ltg | 21.5656 | 0.00074966 | 0 | SWWH031-04 | 4.5615 | 2024 | 1.3766 | 2024 | 0 | 0 | SWWH031-04 | Com Elec Water Heaters - Hot-Dry ¦ SCE ¦ Hot-Dry | Com Elec Water Heaters - Hot-Dry | 0.8024 | 1 | 1 | CBSA 2019 | -6.4637 | 2012 | 0.6 | SWWH031-04
COM-WATERHEAT-10.61 | Com ¦ Com Electric Storage Water Heater (0.92 UEF - 50 Gal) - Cold ¦ SCE ¦ Cold | Com ¦ Com Electric Storage Water Heater (0.92 UEF - 50 Gal) - Cold | SCE ¦ Cold | SCE | All | Electric | Electric storage water heater, 50 gallon, UEF = 0.92 | Average Existing and Code |  |  | 0 | Conventional | WaterHeat | Com - College | Com | ROB and NEW | 0 | 1000 sqft2 of floor space | 1000 sqft served | 13 | DEER:Indoor_CFL_Ltg | 809.4179 | 0.10008 | 0 | SWWH031-04 | 158.5073 | 2024 | 47.8361 | 2024 | 0 | 0 | SWWH031-04 | Com Elec Water Heaters - Cold ¦ SCE ¦ Cold | Com Elec Water Heaters - Cold | 0.16074 | 1 | 1 | CBSA 2019 | -61.1095 | 2012 | 0.6 | SWWH031-04
COM-WATERHEAT-10.62 | Com ¦ Com Electric Storage Water Heater (0.92 UEF - 50 Gal) - Cold ¦ SCE ¦ Cold | Com ¦ Com Electric Storage Water Heater (0.92 UEF - 50 Gal) - Cold | SCE ¦ Cold | SCE | All | Electric | Electric storage water heater, 50 gallon, UEF = 0.92 | Average Existing and Code |  |  | 0 | Conventional | WaterHeat | Com - Grocery | Com | ROB and NEW | 0 | 1000 sqft2 of floor space | 1000 sqft served | 13 | DEER:Indoor_CFL_Ltg | 1144.9864 | 0.21468 | 0 | SWWH031-04 | 131.5298 | 2024 | 39.6945 | 2024 | 0 | 0 | SWWH031-04 | Com Elec Water Heaters - Cold ¦ SCE ¦ Cold | Com Elec Water Heaters - Cold | 0.40391 | 1 | 1 | CBSA 2019 | -64.4041 | 2012 | 0.6 | SWWH031-04
COM-WATERHEAT-10.63 | Com ¦ Com Electric Storage Water Heater (0.92 UEF - 50 Gal) - Cold ¦ SCE ¦ Cold | Com ¦ Com Electric Storage Water Heater (0.92 UEF - 50 Gal) - Cold | SCE ¦ Cold | SCE | All | Electric | Electric storage water heater, 50 gallon, UEF = 0.92 | Average Existing and Code |  |  | 0 | Conventional | WaterHeat | Com - Health | Com | ROB and NEW | 0 | 1000 sqft2 of floor space | 1000 sqft served | 13 | DEER:Indoor_CFL_Ltg | 2454.5287 | 0.28893 | 0 | SWWH031-04 | 240.0863 | 2024 | 72.4559 | 2024 | 0 | 0 | SWWH031-04 | Com Elec Water Heaters - Cold ¦ SCE ¦ Cold | Com Elec Water Heaters - Cold | 0.27217 | 1 | 1 | CBSA 2019 | -160.6162 | 2012 | 0.6 | SWWH031-04
COM-WATERHEAT-10.64 | Com ¦ Com Electric Storage Water Heater (0.92 UEF - 50 Gal) - Cold ¦ SCE ¦ Cold | Com ¦ Com Electric Storage Water Heater (0.92 UEF - 50 Gal) - Cold | SCE ¦ Cold | SCE | All | Electric | Electric storage water heater, 50 gallon, UEF = 0.92 | Average Existing and Code |  |  | 0 | Conventional | WaterHeat | Com - Lodging | Com | ROB and NEW | 0 | 1000 sqft2 of floor space | 1000 sqft served | 13 | DEER:Indoor_CFL_Ltg | 1860.2294 | 0.22486 | 0 | SWWH031-04 | 151.0644 | 2024 | 45.5899 | 2024 | 0 | 0 | SWWH031-04 | Com Elec Water Heaters - Cold ¦ SCE ¦ Cold | Com Elec Water Heaters - Cold | 0.070067 | 1 | 1 | CBSA 2019 | -293.3257 | 2012 | 0.6 | SWWH031-04
COM-WATERHEAT-10.65 | Com ¦ Com Electric Storage Water Heater (0.92 UEF - 50 Gal) - Cold ¦ SCE ¦ Cold | Com ¦ Com Electric Storage Water Heater (0.92 UEF - 50 Gal) - Cold | SCE ¦ Cold | SCE | All | Electric | Electric storage water heater, 50 gallon, UEF = 0.92 | Average Existing and Code |  |  | 0 | Conventional | WaterHeat | Com - Office (Large) | Com | ROB and NEW | 0 | 1000 sqft2 of floor space | 1000 sqft served | 13 | DEER:Indoor_CFL_Ltg | 225.7893 | 0.012603 | 0 | SWWH031-04 | 49.3237 | 2024 | 14.8854 | 2024 | 0 | 0 | SWWH031-04 | Com Elec Water Heaters - Cold ¦ SCE ¦ Cold | Com Elec Water Heaters - Cold | 0.4229 | 1 | 1 | CBSA 2019 | -22.4551 | 2012 | 0.6 | SWWH031-04
COM-WATERHEAT-10.66 | Com ¦ Com Electric Storage Water Heater (0.92 UEF - 50 Gal) - Cold ¦ SCE ¦ Cold | Com ¦ Com Electric Storage Water Heater (0.92 UEF - 50 Gal) - Cold | SCE ¦ Cold | SCE | All | Electric | Electric storage water heater, 50 gallon, UEF = 0.92 | Average Existing and Code |  |  | 0 | Conventional | WaterHeat | Com - Office (Small) | Com | ROB and NEW | 0 | 1000 sqft2 of floor space | 1000 sqft served | 13 | DEER:Indoor_CFL_Ltg | 203.5806 | 0.0018433 | 0 | SWWH031-04 | 49.3237 | 2024 | 14.8854 | 2024 | 0 | 0 | SWWH031-04 | Com Elec Water Heaters - Cold ¦ SCE ¦ Cold | Com Elec Water Heaters - Cold | 0.4229 | 1 | 1 | CBSA 2019 | -9.3338 | 2012 | 0.6 | SWWH031-04
COM-WATERHEAT-10.67 | Com ¦ Com Electric Storage Water Heater (0.92 UEF - 50 Gal) - Cold ¦ SCE ¦ Cold | Com ¦ Com Electric Storage Water Heater (0.92 UEF - 50 Gal) - Cold | SCE ¦ Cold | SCE | All | Electric | Electric storage water heater, 50 gallon, UEF = 0.92 | Average Existing and Code |  |  | 0 | Conventional | WaterHeat | Com - Other | Com | ROB and NEW | 0 | 1000 sqft2 of floor space | 1000 sqft served | 13 | DEER:Indoor_CFL_Ltg | 2739.8752 | 0.41328 | 0 | SWWH031-04 | 407.9337 | 2024 | 123.1107 | 2024 | 0 | 0 | SWWH031-04 | Com Elec Water Heaters - Cold ¦ SCE ¦ Cold | Com Elec Water Heaters - Cold | 0.42995 | 1 | 1 | CBSA 2019 | -302.5492 | 2012 | 0.6 | SWWH031-04
COM-WATERHEAT-10.68 | Com ¦ Com Electric Storage Water Heater (0.92 UEF - 50 Gal) - Cold ¦ SCE ¦ Cold | Com ¦ Com Electric Storage Water Heater (0.92 UEF - 50 Gal) - Cold | SCE ¦ Cold | SCE | All | Electric | Electric storage water heater, 50 gallon, UEF = 0.92 | Average Existing and Code |  |  | 0 | Conventional | WaterHeat | Com - Refrig. Warehouse | Com | ROB and NEW | 0 | 1000 sqft2 of floor space | 1000 sqft served | 13 | DEER:Indoor_CFL_Ltg | 239.618 | 0.021052 | 0 | SWWH031-04 | 22.8073 | 2024 | 6.883 | 2024 | 0 | 0 | SWWH031-04 | Com Elec Water Heaters - Cold ¦ SCE ¦ Cold | Com Elec Water Heaters - Cold | 0.77379 | 1 | 1 | CBSA 2019 | -4.2816 | 2012 | 0.6 | SWWH031-04
COM-WATERHEAT-10.69 | Com ¦ Com Electric Storage Water Heater (0.92 UEF - 50 Gal) - Cold ¦ SCE ¦ Cold | Com ¦ Com Electric Storage Water Heater (0.92 UEF - 50 Gal) - Cold | SCE ¦ Cold | SCE | All | Electric | Electric storage water heater, 50 gallon, UEF = 0.92 | Average Existing and Code |  |  | 0 | Conventional | WaterHeat | Com - Restaurant | Com | ROB and NEW | 0 | 1000 sqft2 of floor space | 1000 sqft served | 13 | DEER:Indoor_CFL_Ltg | 10839.8364 | 2.0576 | 0 | SWWH031-04 | 2136.6885 | 2024 | 644.8332 | 2024 | 0 | 0 | SWWH031-04 | Com Elec Water Heaters - Cold ¦ SCE ¦ Cold | Com Elec Water Heaters - Cold | 0.20681 | 1 | 1 | CBSA 2019 | -192.6352 | 2012 | 0.6 | SWWH031-04
COM-WATERHEAT-10.70 | Com ¦ Com Electric Storage Water Heater (0.92 UEF - 50 Gal) - Cold ¦ SCE ¦ Cold | Com ¦ Com Electric Storage Water Heater (0.92 UEF - 50 Gal) - Cold | SCE ¦ Cold | SCE | All | Electric | Electric storage water heater, 50 gallon, UEF = 0.92 | Average Existing and Code |  |  | 0 | Conventional | WaterHeat | Com - Retail | Com | ROB and NEW | 0 | 1000 sqft2 of floor space | 1000 sqft served | 13 | DEER:Indoor_CFL_Ltg | 153.0289 | 0.023983 | 0 | SWWH031-04 | 30.551 | 2024 | 9.22 | 2024 | 0 | 0 | SWWH031-04 | Com Elec Water Heaters - Cold ¦ SCE ¦ Cold | Com Elec Water Heaters - Cold | 0.59937 | 1 | 1 | CBSA 2019 | -53.7617 | 2012 | 0.6 | SWWH031-04
COM-WATERHEAT-10.71 | Com ¦ Com Electric Storage Water Heater (0.92 UEF - 50 Gal) - Cold ¦ SCE ¦ Cold | Com ¦ Com Electric Storage Water Heater (0.92 UEF - 50 Gal) - Cold | SCE ¦ Cold | SCE | All | Electric | Electric storage water heater, 50 gallon, UEF = 0.92 | Average Existing and Code |  |  | 0 | Conventional | WaterHeat | Com - School | Com | ROB and NEW | 0 | 1000 sqft2 of floor space | 1000 sqft served | 13 | DEER:Indoor_CFL_Ltg | 802.8424 | -0.00043218 | 0 | SWWH031-04 | 251.6603 | 2024 | 75.9488 | 2024 | 0 | 0 | SWWH031-04 | Com Elec Water Heaters - Cold ¦ SCE ¦ Cold | Com Elec Water Heaters - Cold | 0.23078 | 1 | 1 | CBSA 2019 | -132.1848 | 2012 | 0.6 | SWWH031-04
COM-WATERHEAT-10.72 | Com ¦ Com Electric Storage Water Heater (0.92 UEF - 50 Gal) - Cold ¦ SCE ¦ Cold | Com ¦ Com Electric Storage Water Heater (0.92 UEF - 50 Gal) - Cold | SCE ¦ Cold | SCE | All | Electric | Electric storage water heater, 50 gallon, UEF = 0.92 | Average Existing and Code |  |  | 0 | Conventional | WaterHeat | Com - Warehouse | Com | ROB and NEW | 0 | 1000 sqft2 of floor space | 1000 sqft served | 13 | DEER:Indoor_CFL_Ltg | 22.5926 | 0.00090199 | 0 | SWWH031-04 | 4.5615 | 2024 | 1.3766 | 2024 | 0 | 0 | SWWH031-04 | Com Elec Water Heaters - Cold ¦ SCE ¦ Cold | Com Elec Water Heaters - Cold | 0.8024 | 1 | 1 | CBSA 2019 | -6.7715 | 2012 | 0.6 | SWWH031-04
COM-WATERHEAT-10.73 | Com ¦ Com Electric Storage Water Heater (0.92 UEF - 50 Gal) - Marine ¦ SDG&E ¦ Marine | Com ¦ Com Electric Storage Water Heater (0.92 UEF - 50 Gal) - Marine | SDG&E ¦ Marine | SDG&E | All | Electric | Electric storage water heater, 50 gallon, UEF = 0.92 | Average Existing and Code |  |  | 0 | Conventional | WaterHeat | Com - College | Com | ROB and NEW | 0 | 1000 sqft2 of floor space | 1000 sqft served | 13 | DEER:Indoor_CFL_Ltg | 767.7851 | 0.19853 | 0 | SWWH031-04 | 158.5073 | 2024 | 47.8361 | 2024 | 0 | 0 | SWWH031-04 | Com Elec Water Heaters - Marine ¦ SDG&E ¦ Marine | Com Elec Water Heaters - Marine | 0.16074 | 1 | 1 | CBSA 2019 | -57.9663 | 2012 | 0.6 | SWWH031-04
COM-WATERHEAT-10.74 | Com ¦ Com Electric Storage Water Heater (0.92 UEF - 50 Gal) - Marine ¦ SDG&E ¦ Marine | Com ¦ Com Electric Storage Water Heater (0.92 UEF - 50 Gal) - Marine | SDG&E ¦ Marine | SDG&E | All | Electric | Electric storage water heater, 50 gallon, UEF = 0.92 | Average Existing and Code |  |  | 0 | Conventional | WaterHeat | Com - Grocery | Com | ROB and NEW | 0 | 1000 sqft2 of floor space | 1000 sqft served | 13 | DEER:Indoor_CFL_Ltg | 1056.1512 | 0.19741 | 0 | SWWH031-04 | 131.5298 | 2024 | 39.6945 | 2024 | 0 | 0 | SWWH031-04 | Com Elec Water Heaters - Marine ¦ SDG&E ¦ Marine | Com Elec Water Heaters - Marine | 0.40391 | 1 | 1 | CBSA 2019 | -59.4073 | 2012 | 0.6 | SWWH031-04
COM-WATERHEAT-10.75 | Com ¦ Com Electric Storage Water Heater (0.92 UEF - 50 Gal) - Marine ¦ SDG&E ¦ Marine | Com ¦ Com Electric Storage Water Heater (0.92 UEF - 50 Gal) - Marine | SDG&E ¦ Marine | SDG&E | All | Electric | Electric storage water heater, 50 gallon, UEF = 0.92 | Average Existing and Code |  |  | 0 | Conventional | WaterHeat | Com - Health | Com | ROB and NEW | 0 | 1000 sqft2 of floor space | 1000 sqft served | 13 | DEER:Indoor_CFL_Ltg | 2253.8718 | 0.2667 | 0 | SWWH031-04 | 240.0863 | 2024 | 72.4559 | 2024 | 0 | 0 | SWWH031-04 | Com Elec Water Heaters - Marine ¦ SDG&E ¦ Marine | Com Elec Water Heaters - Marine | 0.27217 | 1 | 1 | CBSA 2019 | -147.4859 | 2012 | 0.6 | SWWH031-04
COM-WATERHEAT-10.76 | Com ¦ Com Electric Storage Water Heater (0.92 UEF - 50 Gal) - Marine ¦ SDG&E ¦ Marine | Com ¦ Com Electric Storage Water Heater (0.92 UEF - 50 Gal) - Marine | SDG&E ¦ Marine | SDG&E | All | Electric | Electric storage water heater, 50 gallon, UEF = 0.92 | Average Existing and Code |  |  | 0 | Conventional | WaterHeat | Com - Lodging | Com | ROB and NEW | 0 | 1000 sqft2 of floor space | 1000 sqft served | 13 | DEER:Indoor_CFL_Ltg | 1709.4186 | 0.20744 | 0 | SWWH031-04 | 151.0644 | 2024 | 45.5899 | 2024 | 0 | 0 | SWWH031-04 | Com Elec Water Heaters - Marine ¦ SDG&E ¦ Marine | Com Elec Water Heaters - Marine | 0.070067 | 1 | 1 | CBSA 2019 | -269.5455 | 2012 | 0.6 | SWWH031-04
COM-WATERHEAT-10.77 | Com ¦ Com Electric Storage Water Heater (0.92 UEF - 50 Gal) - Marine ¦ SDG&E ¦ Marine | Com ¦ Com Electric Storage Water Heater (0.92 UEF - 50 Gal) - Marine | SDG&E ¦ Marine | SDG&E | All | Electric | Electric storage water heater, 50 gallon, UEF = 0.92 | Average Existing and Code |  |  | 0 | Conventional | WaterHeat | Com - Office (Large) | Com | ROB and NEW | 0 | 1000 sqft2 of floor space | 1000 sqft served | 13 | DEER:Indoor_CFL_Ltg | 216.5357 | 0.011771 | 0 | SWWH031-04 | 49.3237 | 2024 | 14.8854 | 2024 | 0 | 0 | SWWH031-04 | Com Elec Water Heaters - Marine ¦ SDG&E ¦ Marine | Com Elec Water Heaters - Marine | 0.4229 | 1 | 1 | CBSA 2019 | -21.5348 | 2012 | 0.6 | SWWH031-04
COM-WATERHEAT-10.78 | Com ¦ Com Electric Storage Water Heater (0.92 UEF - 50 Gal) - Marine ¦ SDG&E ¦ Marine | Com ¦ Com Electric Storage Water Heater (0.92 UEF - 50 Gal) - Marine | SDG&E ¦ Marine | SDG&E | All | Electric | Electric storage water heater, 50 gallon, UEF = 0.92 | Average Existing and Code |  |  | 0 | Conventional | WaterHeat | Com - Office (Small) | Com | ROB and NEW | 0 | 1000 sqft2 of floor space | 1000 sqft served | 13 | DEER:Indoor_CFL_Ltg | 196.1776 | 0.0018156 | 0 | SWWH031-04 | 49.3237 | 2024 | 14.8854 | 2024 | 0 | 0 | SWWH031-04 | Com Elec Water Heaters - Marine ¦ SDG&E ¦ Marine | Com Elec Water Heaters - Marine | 0.4229 | 1 | 1 | CBSA 2019 | -8.9944 | 2012 | 0.6 | SWWH031-04
COM-WATERHEAT-10.79 | Com ¦ Com Electric Storage Water Heater (0.92 UEF - 50 Gal) - Marine ¦ SDG&E ¦ Marine | Com ¦ Com Electric Storage Water Heater (0.92 UEF - 50 Gal) - Marine | SDG&E ¦ Marine | SDG&E | All | Electric | Electric storage water heater, 50 gallon, UEF = 0.92 | Average Existing and Code |  |  | 0 | Conventional | WaterHeat | Com - Other | Com | ROB and NEW | 0 | 1000 sqft2 of floor space | 1000 sqft served | 13 | DEER:Indoor_CFL_Ltg | 2525.5833 | 0.38419 | 0 | SWWH031-04 | 407.9337 | 2024 | 123.1107 | 2024 | 0 | 0 | SWWH031-04 | Com Elec Water Heaters - Marine ¦ SDG&E ¦ Marine | Com Elec Water Heaters - Marine | 0.42995 | 1 | 1 | CBSA 2019 | -278.8862 | 2012 | 0.6 | SWWH031-04
COM-WATERHEAT-10.80 | Com ¦ Com Electric Storage Water Heater (0.92 UEF - 50 Gal) - Marine ¦ SDG&E ¦ Marine | Com ¦ Com Electric Storage Water Heater (0.92 UEF - 50 Gal) - Marine | SDG&E ¦ Marine | SDG&E | All | Electric | Electric storage water heater, 50 gallon, UEF = 0.92 | Average Existing and Code |  |  | 0 | Conventional | WaterHeat | Com - Refrig. Warehouse | Com | ROB and NEW | 0 | 1000 sqft2 of floor space | 1000 sqft served | 13 | DEER:Indoor_CFL_Ltg | 227.6371 | 0.019512 | 0 | SWWH031-04 | 22.8073 | 2024 | 6.883 | 2024 | 0 | 0 | SWWH031-04 | Com Elec Water Heaters - Marine ¦ SDG&E ¦ Marine | Com Elec Water Heaters - Marine | 0.77379 | 1 | 1 | CBSA 2019 | -4.0675 | 2012 | 0.6 | SWWH031-04
COM-WATERHEAT-10.81 | Com ¦ Com Electric Storage Water Heater (0.92 UEF - 50 Gal) - Marine ¦ SDG&E ¦ Marine | Com ¦ Com Electric Storage Water Heater (0.92 UEF - 50 Gal) - Marine | SDG&E ¦ Marine | SDG&E | All | Electric | Electric storage water heater, 50 gallon, UEF = 0.92 | Average Existing and Code |  |  | 0 | Conventional | WaterHeat | Com - Restaurant | Com | ROB and NEW | 0 | 1000 sqft2 of floor space | 1000 sqft served | 13 | DEER:Indoor_CFL_Ltg | 9898.9983 | 1.9074 | 0 | SWWH031-04 | 2136.6885 | 2024 | 644.8332 | 2024 | 0 | 0 | SWWH031-04 | Com Elec Water Heaters - Marine ¦ SDG&E ¦ Marine | Com Elec Water Heaters - Marine | 0.20681 | 1 | 1 | CBSA 2019 | -175.9156 | 2012 | 0.6 | SWWH031-04
COM-WATERHEAT-10.82 | Com ¦ Com Electric Storage Water Heater (0.92 UEF - 50 Gal) - Marine ¦ SDG&E ¦ Marine | Com ¦ Com Electric Storage Water Heater (0.92 UEF - 50 Gal) - Marine | SDG&E ¦ Marine | SDG&E | All | Electric | Electric storage water heater, 50 gallon, UEF = 0.92 | Average Existing and Code |  |  | 0 | Conventional | WaterHeat | Com - Retail | Com | ROB and NEW | 0 | 1000 sqft2 of floor space | 1000 sqft served | 13 | DEER:Indoor_CFL_Ltg | 141.1943 | 0.022258 | 0 | SWWH031-04 | 30.551 | 2024 | 9.22 | 2024 | 0 | 0 | SWWH031-04 | Com Elec Water Heaters - Marine ¦ SDG&E ¦ Marine | Com Elec Water Heaters - Marine | 0.59937 | 1 | 1 | CBSA 2019 | -49.604 | 2012 | 0.6 | SWWH031-04
COM-WATERHEAT-10.83 | Com ¦ Com Electric Storage Water Heater (0.92 UEF - 50 Gal) - Marine ¦ SDG&E ¦ Marine | Com ¦ Com Electric Storage Water Heater (0.92 UEF - 50 Gal) - Marine | SDG&E ¦ Marine | SDG&E | All | Electric | Electric storage water heater, 50 gallon, UEF = 0.92 | Average Existing and Code |  |  | 0 | Conventional | WaterHeat | Com - School | Com | ROB and NEW | 0 | 1000 sqft2 of floor space | 1000 sqft served | 13 | DEER:Indoor_CFL_Ltg | 773.9252 | 0.05628 | 0 | SWWH031-04 | 251.6603 | 2024 | 75.9488 | 2024 | 0 | 0 | SWWH031-04 | Com Elec Water Heaters - Marine ¦ SDG&E ¦ Marine | Com Elec Water Heaters - Marine | 0.23078 | 1 | 1 | CBSA 2019 | -127.4238 | 2012 | 0.6 | SWWH031-04
COM-WATERHEAT-10.84 | Com ¦ Com Electric Storage Water Heater (0.92 UEF - 50 Gal) - Marine ¦ SDG&E ¦ Marine | Com ¦ Com Electric Storage Water Heater (0.92 UEF - 50 Gal) - Marine | SDG&E ¦ Marine | SDG&E | All | Electric | Electric storage water heater, 50 gallon, UEF = 0.92 | Average Existing and Code |  |  | 0 | Conventional | WaterHeat | Com - Warehouse | Com | ROB and NEW | 0 | 1000 sqft2 of floor space | 1000 sqft served | 13 | DEER:Indoor_CFL_Ltg | 22.7637 | 0.00084893 | 0 | SWWH031-04 | 4.5615 | 2024 | 1.3766 | 2024 | 0 | 0 | SWWH031-04 | Com Elec Water Heaters - Marine ¦ SDG&E ¦ Marine | Com Elec Water Heaters - Marine | 0.8024 | 1 | 1 | CBSA 2019 | -6.8228 | 2012 | 0.6 | SWWH031-04
COM-WATERHEAT-10.85 | Com ¦ Com Electric Storage Water Heater (0.92 UEF - 50 Gal) - Hot-Dry ¦ SDG&E ¦ Hot-Dry | Com ¦ Com Electric Storage Water Heater (0.92 UEF - 50 Gal) - Hot-Dry | SDG&E ¦ Hot-Dry | SDG&E | All | Electric | Electric storage water heater, 50 gallon, UEF = 0.92 | Average Existing and Code |  |  | 0 | Conventional | WaterHeat | Com - College | Com | ROB and NEW | 0 | 1000 sqft2 of floor space | 1000 sqft served | 13 | DEER:Indoor_CFL_Ltg | 763.7187 | 0.2021 | 0 | SWWH031-04 | 158.5073 | 2024 | 47.8361 | 2024 | 0 | 0 | SWWH031-04 | Com Elec Water Heaters - Hot-Dry ¦ SDG&E ¦ Hot-Dry | Com Elec Water Heaters - Hot-Dry | 0.16074 | 1 | 1 | CBSA 2019 | -57.6593 | 2012 | 0.6 | SWWH031-04
COM-WATERHEAT-10.86 | Com ¦ Com Electric Storage Water Heater (0.92 UEF - 50 Gal) - Hot-Dry ¦ SDG&E ¦ Hot-Dry | Com ¦ Com Electric Storage Water Heater (0.92 UEF - 50 Gal) - Hot-Dry | SDG&E ¦ Hot-Dry | SDG&E | All | Electric | Electric storage water heater, 50 gallon, UEF = 0.92 | Average Existing and Code |  |  | 0 | Conventional | WaterHeat | Com - Grocery | Com | ROB and NEW | 0 | 1000 sqft2 of floor space | 1000 sqft served | 13 | DEER:Indoor_CFL_Ltg | 1051.2159 | 0.20087 | 0 | SWWH031-04 | 131.5298 | 2024 | 39.6945 | 2024 | 0 | 0 | SWWH031-04 | Com Elec Water Heaters - Hot-Dry ¦ SDG&E ¦ Hot-Dry | Com Elec Water Heaters - Hot-Dry | 0.40391 | 1 | 1 | CBSA 2019 | -59.1297 | 2012 | 0.6 | SWWH031-04
COM-WATERHEAT-10.87 | Com ¦ Com Electric Storage Water Heater (0.92 UEF - 50 Gal) - Hot-Dry ¦ SDG&E ¦ Hot-Dry | Com ¦ Com Electric Storage Water Heater (0.92 UEF - 50 Gal) - Hot-Dry | SDG&E ¦ Hot-Dry | SDG&E | All | Electric | Electric storage water heater, 50 gallon, UEF = 0.92 | Average Existing and Code |  |  | 0 | Conventional | WaterHeat | Com - Health | Com | ROB and NEW | 0 | 1000 sqft2 of floor space | 1000 sqft served | 13 | DEER:Indoor_CFL_Ltg | 2244.8632 | 0.27107 | 0 | SWWH031-04 | 240.0863 | 2024 | 72.4559 | 2024 | 0 | 0 | SWWH031-04 | Com Elec Water Heaters - Hot-Dry ¦ SDG&E ¦ Hot-Dry | Com Elec Water Heaters - Hot-Dry | 0.27217 | 1 | 1 | CBSA 2019 | -146.8964 | 2012 | 0.6 | SWWH031-04
COM-WATERHEAT-10.88 | Com ¦ Com Electric Storage Water Heater (0.92 UEF - 50 Gal) - Hot-Dry ¦ SDG&E ¦ Hot-Dry | Com ¦ Com Electric Storage Water Heater (0.92 UEF - 50 Gal) - Hot-Dry | SDG&E ¦ Hot-Dry | SDG&E | All | Electric | Electric storage water heater, 50 gallon, UEF = 0.92 | Average Existing and Code |  |  | 0 | Conventional | WaterHeat | Com - Lodging | Com | ROB and NEW | 0 | 1000 sqft2 of floor space | 1000 sqft served | 13 | DEER:Indoor_CFL_Ltg | 1703.7503 | 0.21081 | 0 | SWWH031-04 | 151.0644 | 2024 | 45.5899 | 2024 | 0 | 0 | SWWH031-04 | Com Elec Water Heaters - Hot-Dry ¦ SDG&E ¦ Hot-Dry | Com Elec Water Heaters - Hot-Dry | 0.070067 | 1 | 1 | CBSA 2019 | -268.6517 | 2012 | 0.6 | SWWH031-04
COM-WATERHEAT-10.89 | Com ¦ Com Electric Storage Water Heater (0.92 UEF - 50 Gal) - Hot-Dry ¦ SDG&E ¦ Hot-Dry | Com ¦ Com Electric Storage Water Heater (0.92 UEF - 50 Gal) - Hot-Dry | SDG&E ¦ Hot-Dry | SDG&E | All | Electric | Electric storage water heater, 50 gallon, UEF = 0.92 | Average Existing and Code |  |  | 0 | Conventional | WaterHeat | Com - Office (Large) | Com | ROB and NEW | 0 | 1000 sqft2 of floor space | 1000 sqft served | 13 | DEER:Indoor_CFL_Ltg | 214.685 | 0.011937 | 0 | SWWH031-04 | 49.3237 | 2024 | 14.8854 | 2024 | 0 | 0 | SWWH031-04 | Com Elec Water Heaters - Hot-Dry ¦ SDG&E ¦ Hot-Dry | Com Elec Water Heaters - Hot-Dry | 0.4229 | 1 | 1 | CBSA 2019 | -21.3507 | 2012 | 0.6 | SWWH031-04
COM-WATERHEAT-10.90 | Com ¦ Com Electric Storage Water Heater (0.92 UEF - 50 Gal) - Hot-Dry ¦ SDG&E ¦ Hot-Dry | Com ¦ Com Electric Storage Water Heater (0.92 UEF - 50 Gal) - Hot-Dry | SDG&E ¦ Hot-Dry | SDG&E | All | Electric | Electric storage water heater, 50 gallon, UEF = 0.92 | Average Existing and Code |  |  | 0 | Conventional | WaterHeat | Com - Office (Small) | Com | ROB and NEW | 0 | 1000 sqft2 of floor space | 1000 sqft served | 13 | DEER:Indoor_CFL_Ltg | 196.1776 | 0.0018415 | 0 | SWWH031-04 | 49.3237 | 2024 | 14.8854 | 2024 | 0 | 0 | SWWH031-04 | Com Elec Water Heaters - Hot-Dry ¦ SDG&E ¦ Hot-Dry | Com Elec Water Heaters - Hot-Dry | 0.4229 | 1 | 1 | CBSA 2019 | -8.9944 | 2012 | 0.6 | SWWH031-04
COM-WATERHEAT-10.91 | Com ¦ Com Electric Storage Water Heater (0.92 UEF - 50 Gal) - Hot-Dry ¦ SDG&E ¦ Hot-Dry | Com ¦ Com Electric Storage Water Heater (0.92 UEF - 50 Gal) - Hot-Dry | SDG&E ¦ Hot-Dry | SDG&E | All | Electric | Electric storage water heater, 50 gallon, UEF = 0.92 | Average Existing and Code |  |  | 0 | Conventional | WaterHeat | Com - Other | Com | ROB and NEW | 0 | 1000 sqft2 of floor space | 1000 sqft served | 13 | DEER:Indoor_CFL_Ltg | 2510.2767 | 0.39032 | 0 | SWWH031-04 | 407.9337 | 2024 | 123.1107 | 2024 | 0 | 0 | SWWH031-04 | Com Elec Water Heaters - Hot-Dry ¦ SDG&E ¦ Hot-Dry | Com Elec Water Heaters - Hot-Dry | 0.42995 | 1 | 1 | CBSA 2019 | -277.1959 | 2012 | 0.6 | SWWH031-04
COM-WATERHEAT-10.92 | Com ¦ Com Electric Storage Water Heater (0.92 UEF - 50 Gal) - Hot-Dry ¦ SDG&E ¦ Hot-Dry | Com ¦ Com Electric Storage Water Heater (0.92 UEF - 50 Gal) - Hot-Dry | SDG&E ¦ Hot-Dry | SDG&E | All | Electric | Electric storage water heater, 50 gallon, UEF = 0.92 | Average Existing and Code |  |  | 0 | Conventional | WaterHeat | Com - Refrig. Warehouse | Com | ROB and NEW | 0 | 1000 sqft2 of floor space | 1000 sqft served | 13 | DEER:Indoor_CFL_Ltg | 227.6371 | 0.019854 | 0 | SWWH031-04 | 22.8073 | 2024 | 6.883 | 2024 | 0 | 0 | SWWH031-04 | Com Elec Water Heaters - Hot-Dry ¦ SDG&E ¦ Hot-Dry | Com Elec Water Heaters - Hot-Dry | 0.77379 | 1 | 1 | CBSA 2019 | -4.0675 | 2012 | 0.6 | SWWH031-04
COM-WATERHEAT-10.93 | Com ¦ Com Electric Storage Water Heater (0.92 UEF - 50 Gal) - Hot-Dry ¦ SDG&E ¦ Hot-Dry | Com ¦ Com Electric Storage Water Heater (0.92 UEF - 50 Gal) - Hot-Dry | SDG&E ¦ Hot-Dry | SDG&E | All | Electric | Electric storage water heater, 50 gallon, UEF = 0.92 | Average Existing and Code |  |  | 0 | Conventional | WaterHeat | Com - Restaurant | Com | ROB and NEW | 0 | 1000 sqft2 of floor space | 1000 sqft served | 13 | DEER:Indoor_CFL_Ltg | 9891.9181 | 1.9314 | 0 | SWWH031-04 | 2136.6885 | 2024 | 644.8332 | 2024 | 0 | 0 | SWWH031-04 | Com Elec Water Heaters - Hot-Dry ¦ SDG&E ¦ Hot-Dry | Com Elec Water Heaters - Hot-Dry | 0.20681 | 1 | 1 | CBSA 2019 | -175.7897 | 2012 | 0.6 | SWWH031-04
COM-WATERHEAT-10.94 | Com ¦ Com Electric Storage Water Heater (0.92 UEF - 50 Gal) - Hot-Dry ¦ SDG&E ¦ Hot-Dry | Com ¦ Com Electric Storage Water Heater (0.92 UEF - 50 Gal) - Hot-Dry | SDG&E ¦ Hot-Dry | SDG&E | All | Electric | Electric storage water heater, 50 gallon, UEF = 0.92 | Average Existing and Code |  |  | 0 | Conventional | WaterHeat | Com - Retail | Com | ROB and NEW | 0 | 1000 sqft2 of floor space | 1000 sqft served | 13 | DEER:Indoor_CFL_Ltg | 141.058 | 0.022625 | 0 | SWWH031-04 | 30.551 | 2024 | 9.22 | 2024 | 0 | 0 | SWWH031-04 | Com Elec Water Heaters - Hot-Dry ¦ SDG&E ¦ Hot-Dry | Com Elec Water Heaters - Hot-Dry | 0.59937 | 1 | 1 | CBSA 2019 | -49.5561 | 2012 | 0.6 | SWWH031-04
COM-WATERHEAT-10.95 | Com ¦ Com Electric Storage Water Heater (0.92 UEF - 50 Gal) - Hot-Dry ¦ SDG&E ¦ Hot-Dry | Com ¦ Com Electric Storage Water Heater (0.92 UEF - 50 Gal) - Hot-Dry | SDG&E ¦ Hot-Dry | SDG&E | All | Electric | Electric storage water heater, 50 gallon, UEF = 0.92 | Average Existing and Code |  |  | 0 | Conventional | WaterHeat | Com - School | Com | ROB and NEW | 0 | 1000 sqft2 of floor space | 1000 sqft served | 13 | DEER:Indoor_CFL_Ltg | 768.3953 | 0.056725 | 0 | SWWH031-04 | 251.6603 | 2024 | 75.9488 | 2024 | 0 | 0 | SWWH031-04 | Com Elec Water Heaters - Hot-Dry ¦ SDG&E ¦ Hot-Dry | Com Elec Water Heaters - Hot-Dry | 0.23078 | 1 | 1 | CBSA 2019 | -126.5133 | 2012 | 0.6 | SWWH031-04
COM-WATERHEAT-10.96 | Com ¦ Com Electric Storage Water Heater (0.92 UEF - 50 Gal) - Hot-Dry ¦ SDG&E ¦ Hot-Dry | Com ¦ Com Electric Storage Water Heater (0.92 UEF - 50 Gal) - Hot-Dry | SDG&E ¦ Hot-Dry | SDG&E | All | Electric | Electric storage water heater, 50 gallon, UEF = 0.92 | Average Existing and Code |  |  | 0 | Conventional | WaterHeat | Com - Warehouse | Com | ROB and NEW | 0 | 1000 sqft2 of floor space | 1000 sqft served | 13 | DEER:Indoor_CFL_Ltg | 22.5926 | 0.00085578 | 0 | SWWH031-04 | 4.5615 | 2024 | 1.3766 | 2024 | 0 | 0 | SWWH031-04 | Com Elec Water Heaters - Hot-Dry ¦ SDG&E ¦ Hot-Dry | Com Elec Water Heaters - Hot-Dry | 0.8024 | 1 | 1 | CBSA 2019 | -6.7715 | 2012 | 0.6 | SWWH031-04
COM-WATERHEAT-11.1 | Com ¦ Com Heat Pump Water Heater (3.3 UEF - 50 Gal) - Marine ¦ PG&E ¦ Marine | Com ¦ Com Heat Pump Water Heater (3.3 UEF - 50 Gal) - Marine | PG&E ¦ Marine | PG&E | All | Electric | Heat pump water heater, 50 gallon, UEF = 3.30 | Efficient |  |  | 0 | Conventional | WaterHeat | Com - College | Com | ROB and NEW | 0 | 1000 sqft2 of floor space | 1000 sqft served | 13 | DEER:Indoor_CFL_Ltg | 0 | 0 | 0 | SWWH031-04 | 176.2102 | 2024 | 47.8361 | 2024 | 0 | -19.7458 | SWWH031-04 | Com Elec Water Heaters - Marine ¦ PG&E ¦ Marine | Com Elec Water Heaters - Marine | 0.16074 | 0.5 | 0 | CBSA 2019 | 0 | 2032 | 0.6 | SWWH031-04
COM-WATERHEAT-11.2 | Com ¦ Com Heat Pump Water Heater (3.3 UEF - 50 Gal) - Marine ¦ PG&E ¦ Marine | Com ¦ Com Heat Pump Water Heater (3.3 UEF - 50 Gal) - Marine | PG&E ¦ Marine | PG&E | All | Electric | Heat pump water heater, 50 gallon, UEF = 3.30 | Efficient |  |  | 0 | Conventional | WaterHeat | Com - Grocery | Com | ROB and NEW | 0 | 1000 sqft2 of floor space | 1000 sqft served | 13 | DEER:Indoor_CFL_Ltg | 0 | 0 | 0 | SWWH031-04 | 146.2197 | 2024 | 39.6945 | 2024 | 0 | -16.3851 | SWWH031-04 | Com Elec Water Heaters - Marine ¦ PG&E ¦ Marine | Com Elec Water Heaters - Marine | 0.40391 | 0.5 | 0 | CBSA 2019 | 0 | 2032 | 0.6 | SWWH031-04
COM-WATERHEAT-11.3 | Com ¦ Com Heat Pump Water Heater (3.3 UEF - 50 Gal) - Marine ¦ PG&E ¦ Marine | Com ¦ Com Heat Pump Water Heater (3.3 UEF - 50 Gal) - Marine | PG&E ¦ Marine | PG&E | All | Electric | Heat pump water heater, 50 gallon, UEF = 3.30 | Efficient |  |  | 0 | Conventional | WaterHeat | Com - Health | Com | ROB and NEW | 0 | 1000 sqft2 of floor space | 1000 sqft served | 13 | DEER:Indoor_CFL_Ltg | 0 | 0 | 0 | SWWH031-04 | 266.9003 | 2024 | 72.4559 | 2024 | 0 | -29.9084 | SWWH031-04 | Com Elec Water Heaters - Marine ¦ PG&E ¦ Marine | Com Elec Water Heaters - Marine | 0.27217 | 0.5 | 0 | CBSA 2019 | 0 | 2032 | 0.6 | SWWH031-04
COM-WATERHEAT-11.4 | Com ¦ Com Heat Pump Water Heater (3.3 UEF - 50 Gal) - Marine ¦ PG&E ¦ Marine | Com ¦ Com Heat Pump Water Heater (3.3 UEF - 50 Gal) - Marine | PG&E ¦ Marine | PG&E | All | Electric | Heat pump water heater, 50 gallon, UEF = 3.30 | Efficient |  |  | 0 | Conventional | WaterHeat | Com - Lodging | Com | ROB and NEW | 0 | 1000 sqft2 of floor space | 1000 sqft served | 13 | DEER:Indoor_CFL_Ltg | 0 | 0 | 0 | SWWH031-04 | 167.936 | 2024 | 45.5899 | 2024 | 0 | -18.8186 | SWWH031-04 | Com Elec Water Heaters - Marine ¦ PG&E ¦ Marine | Com Elec Water Heaters - Marine | 0.070067 | 0.5 | 0 | CBSA 2019 | 0 | 2032 | 0.6 | SWWH031-04
COM-WATERHEAT-11.5 | Com ¦ Com Heat Pump Water Heater (3.3 UEF - 50 Gal) - Marine ¦ PG&E ¦ Marine | Com ¦ Com Heat Pump Water Heater (3.3 UEF - 50 Gal) - Marine | PG&E ¦ Marine | PG&E | All | Electric | Heat pump water heater, 50 gallon, UEF = 3.30 | Efficient |  |  | 0 | Conventional | WaterHeat | Com - Office (Large) | Com | ROB and NEW | 0 | 1000 sqft2 of floor space | 1000 sqft served | 13 | DEER:Indoor_CFL_Ltg | 0 | 0 | 0 | SWWH031-04 | 54.8324 | 2024 | 14.8854 | 2024 | 0 | -6.1444 | SWWH031-04 | Com Elec Water Heaters - Marine ¦ PG&E ¦ Marine | Com Elec Water Heaters - Marine | 0.4229 | 0.5 | 0 | CBSA 2019 | 0 | 2032 | 0.6 | SWWH031-04
COM-WATERHEAT-11.6 | Com ¦ Com Heat Pump Water Heater (3.3 UEF - 50 Gal) - Marine ¦ PG&E ¦ Marine | Com ¦ Com Heat Pump Water Heater (3.3 UEF - 50 Gal) - Marine | PG&E ¦ Marine | PG&E | All | Electric | Heat pump water heater, 50 gallon, UEF = 3.30 | Efficient |  |  | 0 | Conventional | WaterHeat | Com - Office (Small) | Com | ROB and NEW | 0 | 1000 sqft2 of floor space | 1000 sqft served | 13 | DEER:Indoor_CFL_Ltg | 0 | 0 | 0 | SWWH031-04 | 54.8324 | 2024 | 14.8854 | 2024 | 0 | -6.1444 | SWWH031-04 | Com Elec Water Heaters - Marine ¦ PG&E ¦ Marine | Com Elec Water Heaters - Marine | 0.4229 | 0.5 | 0 | CBSA 2019 | 0 | 2032 | 0.6 | SWWH031-04
COM-WATERHEAT-11.7 | Com ¦ Com Heat Pump Water Heater (3.3 UEF - 50 Gal) - Marine ¦ PG&E ¦ Marine | Com ¦ Com Heat Pump Water Heater (3.3 UEF - 50 Gal) - Marine | PG&E ¦ Marine | PG&E | All | Electric | Heat pump water heater, 50 gallon, UEF = 3.30 | Efficient |  |  | 0 | Conventional | WaterHeat | Com - Other | Com | ROB and NEW | 0 | 1000 sqft2 of floor space | 1000 sqft served | 13 | DEER:Indoor_CFL_Ltg | 0 | 0 | 0 | SWWH031-04 | 453.4937 | 2024 | 123.1107 | 2024 | 0 | -50.8178 | SWWH031-04 | Com Elec Water Heaters - Marine ¦ PG&E ¦ Marine | Com Elec Water Heaters - Marine | 0.42995 | 0.5 | 0 | CBSA 2019 | 0 | 2032 | 0.6 | SWWH031-04
COM-WATERHEAT-11.8 | Com ¦ Com Heat Pump Water Heater (3.3 UEF - 50 Gal) - Marine ¦ PG&E ¦ Marine | Com ¦ Com Heat Pump Water Heater (3.3 UEF - 50 Gal) - Marine | PG&E ¦ Marine | PG&E | All | Electric | Heat pump water heater, 50 gallon, UEF = 3.30 | Efficient |  |  | 0 | Conventional | WaterHeat | Com - Refrig. Warehouse | Com | ROB and NEW | 0 | 1000 sqft2 of floor space | 1000 sqft served | 13 | DEER:Indoor_CFL_Ltg | 0 | 0 | 0 | SWWH031-04 | 25.3545 | 2024 | 6.883 | 2024 | 0 | -2.8412 | SWWH031-04 | Com Elec Water Heaters - Marine ¦ PG&E ¦ Marine | Com Elec Water Heaters - Marine | 0.77379 | 0.5 | 0 | CBSA 2019 | 0 | 2032 | 0.6 | SWWH031-04
COM-WATERHEAT-11.9 | Com ¦ Com Heat Pump Water Heater (3.3 UEF - 50 Gal) - Marine ¦ PG&E ¦ Marine | Com ¦ Com Heat Pump Water Heater (3.3 UEF - 50 Gal) - Marine | PG&E ¦ Marine | PG&E | All | Electric | Heat pump water heater, 50 gallon, UEF = 3.30 | Efficient |  |  | 0 | Conventional | WaterHeat | Com - Restaurant | Com | ROB and NEW | 0 | 1000 sqft2 of floor space | 1000 sqft served | 13 | DEER:Indoor_CFL_Ltg | 0 | 0 | 0 | SWWH031-04 | 2375.3241 | 2024 | 644.8332 | 2024 | 0 | -266.1751 | SWWH031-04 | Com Elec Water Heaters - Marine ¦ PG&E ¦ Marine | Com Elec Water Heaters - Marine | 0.20681 | 0.5 | 0 | CBSA 2019 | 0 | 2032 | 0.6 | SWWH031-04
COM-WATERHEAT-11.10 | Com ¦ Com Heat Pump Water Heater (3.3 UEF - 50 Gal) - Marine ¦ PG&E ¦ Marine | Com ¦ Com Heat Pump Water Heater (3.3 UEF - 50 Gal) - Marine | PG&E ¦ Marine | PG&E | All | Electric | Heat pump water heater, 50 gallon, UEF = 3.30 | Efficient |  |  | 0 | Conventional | WaterHeat | Com - Retail | Com | ROB and NEW | 0 | 1000 sqft2 of floor space | 1000 sqft served | 13 | DEER:Indoor_CFL_Ltg | 0 | 0 | 0 | SWWH031-04 | 33.9631 | 2024 | 9.22 | 2024 | 0 | -3.8059 | SWWH031-04 | Com Elec Water Heaters - Marine ¦ PG&E ¦ Marine | Com Elec Water Heaters - Marine | 0.59937 | 0.5 | 0 | CBSA 2019 | 0 | 2032 | 0.6 | SWWH031-04
COM-WATERHEAT-11.11 | Com ¦ Com Heat Pump Water Heater (3.3 UEF - 50 Gal) - Marine ¦ PG&E ¦ Marine | Com ¦ Com Heat Pump Water Heater (3.3 UEF - 50 Gal) - Marine | PG&E ¦ Marine | PG&E | All | Electric | Heat pump water heater, 50 gallon, UEF = 3.30 | Efficient |  |  | 0 | Conventional | WaterHeat | Com - School | Com | ROB and NEW | 0 | 1000 sqft2 of floor space | 1000 sqft served | 13 | DEER:Indoor_CFL_Ltg | 0 | 0 | 0 | SWWH031-04 | 279.7669 | 2024 | 75.9488 | 2024 | 0 | -31.3502 | SWWH031-04 | Com Elec Water Heaters - Marine ¦ PG&E ¦ Marine | Com Elec Water Heaters - Marine | 0.23078 | 0.5 | 0 | CBSA 2019 | 0 | 2032 | 0.6 | SWWH031-04
COM-WATERHEAT-11.12 | Com ¦ Com Heat Pump Water Heater (3.3 UEF - 50 Gal) - Marine ¦ PG&E ¦ Marine | Com ¦ Com Heat Pump Water Heater (3.3 UEF - 50 Gal) - Marine | PG&E ¦ Marine | PG&E | All | Electric | Heat pump water heater, 50 gallon, UEF = 3.30 | Efficient |  |  | 0 | Conventional | WaterHeat | Com - Warehouse | Com | ROB and NEW | 0 | 1000 sqft2 of floor space | 1000 sqft served | 13 | DEER:Indoor_CFL_Ltg | 0 | 0 | 0 | SWWH031-04 | 5.0709 | 2024 | 1.3766 | 2024 | 0 | -0.56824 | SWWH031-04 | Com Elec Water Heaters - Marine ¦ PG&E ¦ Marine | Com Elec Water Heaters - Marine | 0.8024 | 0.5 | 0 | CBSA 2019 | 0 | 2032 | 0.6 | SWWH031-04
COM-WATERHEAT-11.13 | Com ¦ Com Heat Pump Water Heater (3.3 UEF - 50 Gal) - Hot-Dry ¦ PG&E ¦ Hot-Dry | Com ¦ Com Heat Pump Water Heater (3.3 UEF - 50 Gal) - Hot-Dry | PG&E ¦ Hot-Dry | PG&E | All | Electric | Heat pump water heater, 50 gallon, UEF = 3.30 | Efficient |  |  | 0 | Conventional | WaterHeat | Com - College | Com | ROB and NEW | 0 | 1000 sqft2 of floor space | 1000 sqft served | 13 | DEER:Indoor_CFL_Ltg | 0 | 0 | 0 | SWWH031-04 | 176.2102 | 2024 | 47.8361 | 2024 | 0 | -19.7458 | SWWH031-04 | Com Elec Water Heaters - Hot-Dry ¦ PG&E ¦ Hot-Dry | Com Elec Water Heaters - Hot-Dry | 0.16074 | 0.5 | 0 | CBSA 2019 | 0 | 2032 | 0.6 | SWWH031-04
COM-WATERHEAT-11.14 | Com ¦ Com Heat Pump Water Heater (3.3 UEF - 50 Gal) - Hot-Dry ¦ PG&E ¦ Hot-Dry | Com ¦ Com Heat Pump Water Heater (3.3 UEF - 50 Gal) - Hot-Dry | PG&E ¦ Hot-Dry | PG&E | All | Electric | Heat pump water heater, 50 gallon, UEF = 3.30 | Efficient |  |  | 0 | Conventional | WaterHeat | Com - Grocery | Com | ROB and NEW | 0 | 1000 sqft2 of floor space | 1000 sqft served | 13 | DEER:Indoor_CFL_Ltg | 0 | 0 | 0 | SWWH031-04 | 146.2197 | 2024 | 39.6945 | 2024 | 0 | -16.3851 | SWWH031-04 | Com Elec Water Heaters - Hot-Dry ¦ PG&E ¦ Hot-Dry | Com Elec Water Heaters - Hot-Dry | 0.40391 | 0.5 | 0 | CBSA 2019 | 0 | 2032 | 0.6 | SWWH031-04
COM-WATERHEAT-11.15 | Com ¦ Com Heat Pump Water Heater (3.3 UEF - 50 Gal) - Hot-Dry ¦ PG&E ¦ Hot-Dry | Com ¦ Com Heat Pump Water Heater (3.3 UEF - 50 Gal) - Hot-Dry | PG&E ¦ Hot-Dry | PG&E | All | Electric | Heat pump water heater, 50 gallon, UEF = 3.30 | Efficient |  |  | 0 | Conventional | WaterHeat | Com - Health | Com | ROB and NEW | 0 | 1000 sqft2 of floor space | 1000 sqft served | 13 | DEER:Indoor_CFL_Ltg | 0 | 0 | 0 | SWWH031-04 | 266.9003 | 2024 | 72.4559 | 2024 | 0 | -29.9084 | SWWH031-04 | Com Elec Water Heaters - Hot-Dry ¦ PG&E ¦ Hot-Dry | Com Elec Water Heaters - Hot-Dry | 0.27217 | 0.5 | 0 | CBSA 2019 | 0 | 2032 | 0.6 | SWWH031-04
COM-WATERHEAT-11.16 | Com ¦ Com Heat Pump Water Heater (3.3 UEF - 50 Gal) - Hot-Dry ¦ PG&E ¦ Hot-Dry | Com ¦ Com Heat Pump Water Heater (3.3 UEF - 50 Gal) - Hot-Dry | PG&E ¦ Hot-Dry | PG&E | All | Electric | Heat pump water heater, 50 gallon, UEF = 3.30 | Efficient |  |  | 0 | Conventional | WaterHeat | Com - Lodging | Com | ROB and NEW | 0 | 1000 sqft2 of floor space | 1000 sqft served | 13 | DEER:Indoor_CFL_Ltg | 0 | 0 | 0 | SWWH031-04 | 167.936 | 2024 | 45.5899 | 2024 | 0 | -18.8186 | SWWH031-04 | Com Elec Water Heaters - Hot-Dry ¦ PG&E ¦ Hot-Dry | Com Elec Water Heaters - Hot-Dry | 0.070067 | 0.5 | 0 | CBSA 2019 | 0 | 2032 | 0.6 | SWWH031-04
COM-WATERHEAT-11.17 | Com ¦ Com Heat Pump Water Heater (3.3 UEF - 50 Gal) - Hot-Dry ¦ PG&E ¦ Hot-Dry | Com ¦ Com Heat Pump Water Heater (3.3 UEF - 50 Gal) - Hot-Dry | PG&E ¦ Hot-Dry | PG&E | All | Electric | Heat pump water heater, 50 gallon, UEF = 3.30 | Efficient |  |  | 0 | Conventional | WaterHeat | Com - Office (Large) | Com | ROB and NEW | 0 | 1000 sqft2 of floor space | 1000 sqft served | 13 | DEER:Indoor_CFL_Ltg | 0 | 0 | 0 | SWWH031-04 | 54.8324 | 2024 | 14.8854 | 2024 | 0 | -6.1444 | SWWH031-04 | Com Elec Water Heaters - Hot-Dry ¦ PG&E ¦ Hot-Dry | Com Elec Water Heaters - Hot-Dry | 0.4229 | 0.5 | 0 | CBSA 2019 | 0 | 2032 | 0.6 | SWWH031-04
COM-WATERHEAT-11.18 | Com ¦ Com Heat Pump Water Heater (3.3 UEF - 50 Gal) - Hot-Dry ¦ PG&E ¦ Hot-Dry | Com ¦ Com Heat Pump Water Heater (3.3 UEF - 50 Gal) - Hot-Dry | PG&E ¦ Hot-Dry | PG&E | All | Electric | Heat pump water heater, 50 gallon, UEF = 3.30 | Efficient |  |  | 0 | Conventional | WaterHeat | Com - Office (Small) | Com | ROB and NEW | 0 | 1000 sqft2 of floor space | 1000 sqft served | 13 | DEER:Indoor_CFL_Ltg | 0 | 0 | 0 | SWWH031-04 | 54.8324 | 2024 | 14.8854 | 2024 | 0 | -6.1444 | SWWH031-04 | Com Elec Water Heaters - Hot-Dry ¦ PG&E ¦ Hot-Dry | Com Elec Water Heaters - Hot-Dry | 0.4229 | 0.5 | 0 | CBSA 2019 | 0 | 2032 | 0.6 | SWWH031-04
COM-WATERHEAT-11.19 | Com ¦ Com Heat Pump Water Heater (3.3 UEF - 50 Gal) - Hot-Dry ¦ PG&E ¦ Hot-Dry | Com ¦ Com Heat Pump Water Heater (3.3 UEF - 50 Gal) - Hot-Dry | PG&E ¦ Hot-Dry | PG&E | All | Electric | Heat pump water heater, 50 gallon, UEF = 3.30 | Efficient |  |  | 0 | Conventional | WaterHeat | Com - Other | Com | ROB and NEW | 0 | 1000 sqft2 of floor space | 1000 sqft served | 13 | DEER:Indoor_CFL_Ltg | 0 | 0 | 0 | SWWH031-04 | 453.4937 | 2024 | 123.1107 | 2024 | 0 | -50.8178 | SWWH031-04 | Com Elec Water Heaters - Hot-Dry ¦ PG&E ¦ Hot-Dry | Com Elec Water Heaters - Hot-Dry | 0.42995 | 0.5 | 0 | CBSA 2019 | 0 | 2032 | 0.6 | SWWH031-04
COM-WATERHEAT-11.20 | Com ¦ Com Heat Pump Water Heater (3.3 UEF - 50 Gal) - Hot-Dry ¦ PG&E ¦ Hot-Dry | Com ¦ Com Heat Pump Water Heater (3.3 UEF - 50 Gal) - Hot-Dry | PG&E ¦ Hot-Dry | PG&E | All | Electric | Heat pump water heater, 50 gallon, UEF = 3.30 | Efficient |  |  | 0 | Conventional | WaterHeat | Com - Refrig. Warehouse | Com | ROB and NEW | 0 | 1000 sqft2 of floor space | 1000 sqft served | 13 | DEER:Indoor_CFL_Ltg | 0 | 0 | 0 | SWWH031-04 | 25.3545 | 2024 | 6.883 | 2024 | 0 | -2.8412 | SWWH031-04 | Com Elec Water Heaters - Hot-Dry ¦ PG&E ¦ Hot-Dry | Com Elec Water Heaters - Hot-Dry | 0.77379 | 0.5 | 0 | CBSA 2019 | 0 | 2032 | 0.6 | SWWH031-04
COM-WATERHEAT-11.21 | Com ¦ Com Heat Pump Water Heater (3.3 UEF - 50 Gal) - Hot-Dry ¦ PG&E ¦ Hot-Dry | Com ¦ Com Heat Pump Water Heater (3.3 UEF - 50 Gal) - Hot-Dry | PG&E ¦ Hot-Dry | PG&E | All | Electric | Heat pump water heater, 50 gallon, UEF = 3.30 | Efficient |  |  | 0 | Conventional | WaterHeat | Com - Restaurant | Com | ROB and NEW | 0 | 1000 sqft2 of floor space | 1000 sqft served | 13 | DEER:Indoor_CFL_Ltg | 0 | 0 | 0 | SWWH031-04 | 2375.3241 | 2024 | 644.8332 | 2024 | 0 | -266.1751 | SWWH031-04 | Com Elec Water Heaters - Hot-Dry ¦ PG&E ¦ Hot-Dry | Com Elec Water Heaters - Hot-Dry | 0.20681 | 0.5 | 0 | CBSA 2019 | 0 | 2032 | 0.6 | SWWH031-04
COM-WATERHEAT-11.22 | Com ¦ Com Heat Pump Water Heater (3.3 UEF - 50 Gal) - Hot-Dry ¦ PG&E ¦ Hot-Dry | Com ¦ Com Heat Pump Water Heater (3.3 UEF - 50 Gal) - Hot-Dry | PG&E ¦ Hot-Dry | PG&E | All | Electric | Heat pump water heater, 50 gallon, UEF = 3.30 | Efficient |  |  | 0 | Conventional | WaterHeat | Com - Retail | Com | ROB and NEW | 0 | 1000 sqft2 of floor space | 1000 sqft served | 13 | DEER:Indoor_CFL_Ltg | 0 | 0 | 0 | SWWH031-04 | 33.9631 | 2024 | 9.22 | 2024 | 0 | -3.8059 | SWWH031-04 | Com Elec Water Heaters - Hot-Dry ¦ PG&E ¦ Hot-Dry | Com Elec Water Heaters - Hot-Dry | 0.59937 | 0.5 | 0 | CBSA 2019 | 0 | 2032 | 0.6 | SWWH031-04
COM-WATERHEAT-11.23 | Com ¦ Com Heat Pump Water Heater (3.3 UEF - 50 Gal) - Hot-Dry ¦ PG&E ¦ Hot-Dry | Com ¦ Com Heat Pump Water Heater (3.3 UEF - 50 Gal) - Hot-Dry | PG&E ¦ Hot-Dry | PG&E | All | Electric | Heat pump water heater, 50 gallon, UEF = 3.30 | Efficient |  |  | 0 | Conventional | WaterHeat | Com - School | Com | ROB and NEW | 0 | 1000 sqft2 of floor space | 1000 sqft served | 13 | DEER:Indoor_CFL_Ltg | 0 | 0 | 0 | SWWH031-04 | 279.7669 | 2024 | 75.9488 | 2024 | 0 | -31.3502 | SWWH031-04 | Com Elec Water Heaters - Hot-Dry ¦ PG&E ¦ Hot-Dry | Com Elec Water Heaters - Hot-Dry | 0.23078 | 0.5 | 0 | CBSA 2019 | 0 | 2032 | 0.6 | SWWH031-04
COM-WATERHEAT-11.24 | Com ¦ Com Heat Pump Water Heater (3.3 UEF - 50 Gal) - Hot-Dry ¦ PG&E ¦ Hot-Dry | Com ¦ Com Heat Pump Water Heater (3.3 UEF - 50 Gal) - Hot-Dry | PG&E ¦ Hot-Dry | PG&E | All | Electric | Heat pump water heater, 50 gallon, UEF = 3.30 | Efficient |  |  | 0 | Conventional | WaterHeat | Com - Warehouse | Com | ROB and NEW | 0 | 1000 sqft2 of floor space | 1000 sqft served | 13 | DEER:Indoor_CFL_Ltg | 0 | 0 | 0 | SWWH031-04 | 5.0709 | 2024 | 1.3766 | 2024 | 0 | -0.56824 | SWWH031-04 | Com Elec Water Heaters - Hot-Dry ¦ PG&E ¦ Hot-Dry | Com Elec Water Heaters - Hot-Dry | 0.8024 | 0.5 | 0 | CBSA 2019 | 0 | 2032 | 0.6 | SWWH031-04
COM-WATERHEAT-11.25 | Com ¦ Com Heat Pump Water Heater (3.3 UEF - 50 Gal) - Cold ¦ PG&E ¦ Cold | Com ¦ Com Heat Pump Water Heater (3.3 UEF - 50 Gal) - Cold | PG&E ¦ Cold | PG&E | All | Electric | Heat pump water heater, 50 gallon, UEF = 3.30 | Efficient |  |  | 0 | Conventional | WaterHeat | Com - College | Com | ROB and NEW | 0 | 1000 sqft2 of floor space | 1000 sqft served | 13 | DEER:Indoor_CFL_Ltg | 0 | 0 | 0 | SWWH031-04 | 176.2102 | 2024 | 47.8361 | 2024 | 0 | -19.7458 | SWWH031-04 | Com Elec Water Heaters - Cold ¦ PG&E ¦ Cold | Com Elec Water Heaters - Cold | 0.16074 | 0.5 | 0 | CBSA 2019 | 0 | 2032 | 0.6 | SWWH031-04
COM-WATERHEAT-11.26 | Com ¦ Com Heat Pump Water Heater (3.3 UEF - 50 Gal) - Cold ¦ PG&E ¦ Cold | Com ¦ Com Heat Pump Water Heater (3.3 UEF - 50 Gal) - Cold | PG&E ¦ Cold | PG&E | All | Electric | Heat pump water heater, 50 gallon, UEF = 3.30 | Efficient |  |  | 0 | Conventional | WaterHeat | Com - Grocery | Com | ROB and NEW | 0 | 1000 sqft2 of floor space | 1000 sqft served | 13 | DEER:Indoor_CFL_Ltg | 0 | 0 | 0 | SWWH031-04 | 146.2197 | 2024 | 39.6945 | 2024 | 0 | -16.3851 | SWWH031-04 | Com Elec Water Heaters - Cold ¦ PG&E ¦ Cold | Com Elec Water Heaters - Cold | 0.40391 | 0.5 | 0 | CBSA 2019 | 0 | 2032 | 0.6 | SWWH031-04
COM-WATERHEAT-11.27 | Com ¦ Com Heat Pump Water Heater (3.3 UEF - 50 Gal) - Cold ¦ PG&E ¦ Cold | Com ¦ Com Heat Pump Water Heater (3.3 UEF - 50 Gal) - Cold | PG&E ¦ Cold | PG&E | All | Electric | Heat pump water heater, 50 gallon, UEF = 3.30 | Efficient |  |  | 0 | Conventional | WaterHeat | Com - Health | Com | ROB and NEW | 0 | 1000 sqft2 of floor space | 1000 sqft served | 13 | DEER:Indoor_CFL_Ltg | 0 | 0 | 0 | SWWH031-04 | 266.9003 | 2024 | 72.4559 | 2024 | 0 | -29.9084 | SWWH031-04 | Com Elec Water Heaters - Cold ¦ PG&E ¦ Cold | Com Elec Water Heaters - Cold | 0.27217 | 0.5 | 0 | CBSA 2019 | 0 | 2032 | 0.6 | SWWH031-04
COM-WATERHEAT-11.28 | Com ¦ Com Heat Pump Water Heater (3.3 UEF - 50 Gal) - Cold ¦ PG&E ¦ Cold | Com ¦ Com Heat Pump Water Heater (3.3 UEF - 50 Gal) - Cold | PG&E ¦ Cold | PG&E | All | Electric | Heat pump water heater, 50 gallon, UEF = 3.30 | Efficient |  |  | 0 | Conventional | WaterHeat | Com - Lodging | Com | ROB and NEW | 0 | 1000 sqft2 of floor space | 1000 sqft served | 13 | DEER:Indoor_CFL_Ltg | 0 | 0 | 0 | SWWH031-04 | 167.936 | 2024 | 45.5899 | 2024 | 0 | -18.8186 | SWWH031-04 | Com Elec Water Heaters - Cold ¦ PG&E ¦ Cold | Com Elec Water Heaters - Cold | 0.070067 | 0.5 | 0 | CBSA 2019 | 0 | 2032 | 0.6 | SWWH031-04
COM-WATERHEAT-11.29 | Com ¦ Com Heat Pump Water Heater (3.3 UEF - 50 Gal) - Cold ¦ PG&E ¦ Cold | Com ¦ Com Heat Pump Water Heater (3.3 UEF - 50 Gal) - Cold | PG&E ¦ Cold | PG&E | All | Electric | Heat pump water heater, 50 gallon, UEF = 3.30 | Efficient |  |  | 0 | Conventional | WaterHeat | Com - Office (Large) | Com | ROB and NEW | 0 | 1000 sqft2 of floor space | 1000 sqft served | 13 | DEER:Indoor_CFL_Ltg | 0 | 0 | 0 | SWWH031-04 | 54.8324 | 2024 | 14.8854 | 2024 | 0 | -6.1444 | SWWH031-04 | Com Elec Water Heaters - Cold ¦ PG&E ¦ Cold | Com Elec Water Heaters - Cold | 0.4229 | 0.5 | 0 | CBSA 2019 | 0 | 2032 | 0.6 | SWWH031-04
COM-WATERHEAT-11.30 | Com ¦ Com Heat Pump Water Heater (3.3 UEF - 50 Gal) - Cold ¦ PG&E ¦ Cold | Com ¦ Com Heat Pump Water Heater (3.3 UEF - 50 Gal) - Cold | PG&E ¦ Cold | PG&E | All | Electric | Heat pump water heater, 50 gallon, UEF = 3.30 | Efficient |  |  | 0 | Conventional | WaterHeat | Com - Office (Small) | Com | ROB and NEW | 0 | 1000 sqft2 of floor space | 1000 sqft served | 13 | DEER:Indoor_CFL_Ltg | 0 | 0 | 0 | SWWH031-04 | 54.8324 | 2024 | 14.8854 | 2024 | 0 | -6.1444 | SWWH031-04 | Com Elec Water Heaters - Cold ¦ PG&E ¦ Cold | Com Elec Water Heaters - Cold | 0.4229 | 0.5 | 0 | CBSA 2019 | 0 | 2032 | 0.6 | SWWH031-04
COM-WATERHEAT-11.31 | Com ¦ Com Heat Pump Water Heater (3.3 UEF - 50 Gal) - Cold ¦ PG&E ¦ Cold | Com ¦ Com Heat Pump Water Heater (3.3 UEF - 50 Gal) - Cold | PG&E ¦ Cold | PG&E | All | Electric | Heat pump water heater, 50 gallon, UEF = 3.30 | Efficient |  |  | 0 | Conventional | WaterHeat | Com - Other | Com | ROB and NEW | 0 | 1000 sqft2 of floor space | 1000 sqft served | 13 | DEER:Indoor_CFL_Ltg | 0 | 0 | 0 | SWWH031-04 | 453.4937 | 2024 | 123.1107 | 2024 | 0 | -50.8178 | SWWH031-04 | Com Elec Water Heaters - Cold ¦ PG&E ¦ Cold | Com Elec Water Heaters - Cold | 0.42995 | 0.5 | 0 | CBSA 2019 | 0 | 2032 | 0.6 | SWWH031-04
COM-WATERHEAT-11.32 | Com ¦ Com Heat Pump Water Heater (3.3 UEF - 50 Gal) - Cold ¦ PG&E ¦ Cold | Com ¦ Com Heat Pump Water Heater (3.3 UEF - 50 Gal) - Cold | PG&E ¦ Cold | PG&E | All | Electric | Heat pump water heater, 50 gallon, UEF = 3.30 | Efficient |  |  | 0 | Conventional | WaterHeat | Com - Refrig. Warehouse | Com | ROB and NEW | 0 | 1000 sqft2 of floor space | 1000 sqft served | 13 | DEER:Indoor_CFL_Ltg | 0 | 0 | 0 | SWWH031-04 | 25.3545 | 2024 | 6.883 | 2024 | 0 | -2.8412 | SWWH031-04 | Com Elec Water Heaters - Cold ¦ PG&E ¦ Cold | Com Elec Water Heaters - Cold | 0.77379 | 0.5 | 0 | CBSA 2019 | 0 | 2032 | 0.6 | SWWH031-04
COM-WATERHEAT-11.33 | Com ¦ Com Heat Pump Water Heater (3.3 UEF - 50 Gal) - Cold ¦ PG&E ¦ Cold | Com ¦ Com Heat Pump Water Heater (3.3 UEF - 50 Gal) - Cold | PG&E ¦ Cold | PG&E | All | Electric | Heat pump water heater, 50 gallon, UEF = 3.30 | Efficient |  |  | 0 | Conventional | WaterHeat | Com - Restaurant | Com | ROB and NEW | 0 | 1000 sqft2 of floor space | 1000 sqft served | 13 | DEER:Indoor_CFL_Ltg | 0 | 0 | 0 | SWWH031-04 | 2375.3241 | 2024 | 644.8332 | 2024 | 0 | -266.1751 | SWWH031-04 | Com Elec Water Heaters - Cold ¦ PG&E ¦ Cold | Com Elec Water Heaters - Cold | 0.20681 | 0.5 | 0 | CBSA 2019 | 0 | 2032 | 0.6 | SWWH031-04
COM-WATERHEAT-11.34 | Com ¦ Com Heat Pump Water Heater (3.3 UEF - 50 Gal) - Cold ¦ PG&E ¦ Cold | Com ¦ Com Heat Pump Water Heater (3.3 UEF - 50 Gal) - Cold | PG&E ¦ Cold | PG&E | All | Electric | Heat pump water heater, 50 gallon, UEF = 3.30 | Efficient |  |  | 0 | Conventional | WaterHeat | Com - Retail | Com | ROB and NEW | 0 | 1000 sqft2 of floor space | 1000 sqft served | 13 | DEER:Indoor_CFL_Ltg | 0 | 0 | 0 | SWWH031-04 | 33.9631 | 2024 | 9.22 | 2024 | 0 | -3.8059 | SWWH031-04 | Com Elec Water Heaters - Cold ¦ PG&E ¦ Cold | Com Elec Water Heaters - Cold | 0.59937 | 0.5 | 0 | CBSA 2019 | 0 | 2032 | 0.6 | SWWH031-04
COM-WATERHEAT-11.35 | Com ¦ Com Heat Pump Water Heater (3.3 UEF - 50 Gal) - Cold ¦ PG&E ¦ Cold | Com ¦ Com Heat Pump Water Heater (3.3 UEF - 50 Gal) - Cold | PG&E ¦ Cold | PG&E | All | Electric | Heat pump water heater, 50 gallon, UEF = 3.30 | Efficient |  |  | 0 | Conventional | WaterHeat | Com - School | Com | ROB and NEW | 0 | 1000 sqft2 of floor space | 1000 sqft served | 13 | DEER:Indoor_CFL_Ltg | 0 | 0 | 0 | SWWH031-04 | 279.7669 | 2024 | 75.9488 | 2024 | 0 | -31.3502 | SWWH031-04 | Com Elec Water Heaters - Cold ¦ PG&E ¦ Cold | Com Elec Water Heaters - Cold | 0.23078 | 0.5 | 0 | CBSA 2019 | 0 | 2032 | 0.6 | SWWH031-04
COM-WATERHEAT-11.36 | Com ¦ Com Heat Pump Water Heater (3.3 UEF - 50 Gal) - Cold ¦ PG&E ¦ Cold | Com ¦ Com Heat Pump Water Heater (3.3 UEF - 50 Gal) - Cold | PG&E ¦ Cold | PG&E | All | Electric | Heat pump water heater, 50 gallon, UEF = 3.30 | Efficient |  |  | 0 | Conventional | WaterHeat | Com - Warehouse | Com | ROB and NEW | 0 | 1000 sqft2 of floor space | 1000 sqft served | 13 | DEER:Indoor_CFL_Ltg | 0 | 0 | 0 | SWWH031-04 | 5.0709 | 2024 | 1.3766 | 2024 | 0 | -0.56824 | SWWH031-04 | Com Elec Water Heaters - Cold ¦ PG&E ¦ Cold | Com Elec Water Heaters - Cold | 0.8024 | 0.5 | 0 | CBSA 2019 | 0 | 2032 | 0.6 | SWWH031-04
COM-WATERHEAT-11.37 | Com ¦ Com Heat Pump Water Heater (3.3 UEF - 50 Gal) - Marine ¦ SCE ¦ Marine | Com ¦ Com Heat Pump Water Heater (3.3 UEF - 50 Gal) - Marine | SCE ¦ Marine | SCE | All | Electric | Heat pump water heater, 50 gallon, UEF = 3.30 | Efficient |  |  | 0 | Conventional | WaterHeat | Com - College | Com | ROB and NEW | 0 | 1000 sqft2 of floor space | 1000 sqft served | 13 | DEER:Indoor_CFL_Ltg | 0 | 0 | 0 | SWWH031-04 | 176.2102 | 2024 | 47.8361 | 2024 | 0 | -19.7458 | SWWH031-04 | Com Elec Water Heaters - Marine ¦ SCE ¦ Marine | Com Elec Water Heaters - Marine | 0.16074 | 0.5 | 0 | CBSA 2019 | 0 | 2032 | 0.6 | SWWH031-04
COM-WATERHEAT-11.38 | Com ¦ Com Heat Pump Water Heater (3.3 UEF - 50 Gal) - Marine ¦ SCE ¦ Marine | Com ¦ Com Heat Pump Water Heater (3.3 UEF - 50 Gal) - Marine | SCE ¦ Marine | SCE | All | Electric | Heat pump water heater, 50 gallon, UEF = 3.30 | Efficient |  |  | 0 | Conventional | WaterHeat | Com - Grocery | Com | ROB and NEW | 0 | 1000 sqft2 of floor space | 1000 sqft served | 13 | DEER:Indoor_CFL_Ltg | 0 | 0 | 0 | SWWH031-04 | 146.2197 | 2024 | 39.6945 | 2024 | 0 | -16.3851 | SWWH031-04 | Com Elec Water Heaters - Marine ¦ SCE ¦ Marine | Com Elec Water Heaters - Marine | 0.40391 | 0.5 | 0 | CBSA 2019 | 0 | 2032 | 0.6 | SWWH031-04
COM-WATERHEAT-11.39 | Com ¦ Com Heat Pump Water Heater (3.3 UEF - 50 Gal) - Marine ¦ SCE ¦ Marine | Com ¦ Com Heat Pump Water Heater (3.3 UEF - 50 Gal) - Marine | SCE ¦ Marine | SCE | All | Electric | Heat pump water heater, 50 gallon, UEF = 3.30 | Efficient |  |  | 0 | Conventional | WaterHeat | Com - Health | Com | ROB and NEW | 0 | 1000 sqft2 of floor space | 1000 sqft served | 13 | DEER:Indoor_CFL_Ltg | 0 | 0 | 0 | SWWH031-04 | 266.9003 | 2024 | 72.4559 | 2024 | 0 | -29.9084 | SWWH031-04 | Com Elec Water Heaters - Marine ¦ SCE ¦ Marine | Com Elec Water Heaters - Marine | 0.27217 | 0.5 | 0 | CBSA 2019 | 0 | 2032 | 0.6 | SWWH031-04
COM-WATERHEAT-11.40 | Com ¦ Com Heat Pump Water Heater (3.3 UEF - 50 Gal) - Marine ¦ SCE ¦ Marine | Com ¦ Com Heat Pump Water Heater (3.3 UEF - 50 Gal) - Marine | SCE ¦ Marine | SCE | All | Electric | Heat pump water heater, 50 gallon, UEF = 3.30 | Efficient |  |  | 0 | Conventional | WaterHeat | Com - Lodging | Com | ROB and NEW | 0 | 1000 sqft2 of floor space | 1000 sqft served | 13 | DEER:Indoor_CFL_Ltg | 0 | 0 | 0 | SWWH031-04 | 167.936 | 2024 | 45.5899 | 2024 | 0 | -18.8186 | SWWH031-04 | Com Elec Water Heaters - Marine ¦ SCE ¦ Marine | Com Elec Water Heaters - Marine | 0.070067 | 0.5 | 0 | CBSA 2019 | 0 | 2032 | 0.6 | SWWH031-04
COM-WATERHEAT-11.41 | Com ¦ Com Heat Pump Water Heater (3.3 UEF - 50 Gal) - Marine ¦ SCE ¦ Marine | Com ¦ Com Heat Pump Water Heater (3.3 UEF - 50 Gal) - Marine | SCE ¦ Marine | SCE | All | Electric | Heat pump water heater, 50 gallon, UEF = 3.30 | Efficient |  |  | 0 | Conventional | WaterHeat | Com - Office (Large) | Com | ROB and NEW | 0 | 1000 sqft2 of floor space | 1000 sqft served | 13 | DEER:Indoor_CFL_Ltg | 0 | 0 | 0 | SWWH031-04 | 54.8324 | 2024 | 14.8854 | 2024 | 0 | -6.1444 | SWWH031-04 | Com Elec Water Heaters - Marine ¦ SCE ¦ Marine | Com Elec Water Heaters - Marine | 0.4229 | 0.5 | 0 | CBSA 2019 | 0 | 2032 | 0.6 | SWWH031-04
COM-WATERHEAT-11.42 | Com ¦ Com Heat Pump Water Heater (3.3 UEF - 50 Gal) - Marine ¦ SCE ¦ Marine | Com ¦ Com Heat Pump Water Heater (3.3 UEF - 50 Gal) - Marine | SCE ¦ Marine | SCE | All | Electric | Heat pump water heater, 50 gallon, UEF = 3.30 | Efficient |  |  | 0 | Conventional | WaterHeat | Com - Office (Small) | Com | ROB and NEW | 0 | 1000 sqft2 of floor space | 1000 sqft served | 13 | DEER:Indoor_CFL_Ltg | 0 | 0 | 0 | SWWH031-04 | 54.8324 | 2024 | 14.8854 | 2024 | 0 | -6.1444 | SWWH031-04 | Com Elec Water Heaters - Marine ¦ SCE ¦ Marine | Com Elec Water Heaters - Marine | 0.4229 | 0.5 | 0 | CBSA 2019 | 0 | 2032 | 0.6 | SWWH031-04
COM-WATERHEAT-11.43 | Com ¦ Com Heat Pump Water Heater (3.3 UEF - 50 Gal) - Marine ¦ SCE ¦ Marine | Com ¦ Com Heat Pump Water Heater (3.3 UEF - 50 Gal) - Marine | SCE ¦ Marine | SCE | All | Electric | Heat pump water heater, 50 gallon, UEF = 3.30 | Efficient |  |  | 0 | Conventional | WaterHeat | Com - Other | Com | ROB and NEW | 0 | 1000 sqft2 of floor space | 1000 sqft served | 13 | DEER:Indoor_CFL_Ltg | 0 | 0 | 0 | SWWH031-04 | 453.4937 | 2024 | 123.1107 | 2024 | 0 | -50.8178 | SWWH031-04 | Com Elec Water Heaters - Marine ¦ SCE ¦ Marine | Com Elec Water Heaters - Marine | 0.42995 | 0.5 | 0 | CBSA 2019 | 0 | 2032 | 0.6 | SWWH031-04
COM-WATERHEAT-11.44 | Com ¦ Com Heat Pump Water Heater (3.3 UEF - 50 Gal) - Marine ¦ SCE ¦ Marine | Com ¦ Com Heat Pump Water Heater (3.3 UEF - 50 Gal) - Marine | SCE ¦ Marine | SCE | All | Electric | Heat pump water heater, 50 gallon, UEF = 3.30 | Efficient |  |  | 0 | Conventional | WaterHeat | Com - Refrig. Warehouse | Com | ROB and NEW | 0 | 1000 sqft2 of floor space | 1000 sqft served | 13 | DEER:Indoor_CFL_Ltg | 0 | 0 | 0 | SWWH031-04 | 25.3545 | 2024 | 6.883 | 2024 | 0 | -2.8412 | SWWH031-04 | Com Elec Water Heaters - Marine ¦ SCE ¦ Marine | Com Elec Water Heaters - Marine | 0.77379 | 0.5 | 0 | CBSA 2019 | 0 | 2032 | 0.6 | SWWH031-04
COM-WATERHEAT-11.45 | Com ¦ Com Heat Pump Water Heater (3.3 UEF - 50 Gal) - Marine ¦ SCE ¦ Marine | Com ¦ Com Heat Pump Water Heater (3.3 UEF - 50 Gal) - Marine | SCE ¦ Marine | SCE | All | Electric | Heat pump water heater, 50 gallon, UEF = 3.30 | Efficient |  |  | 0 | Conventional | WaterHeat | Com - Restaurant | Com | ROB and NEW | 0 | 1000 sqft2 of floor space | 1000 sqft served | 13 | DEER:Indoor_CFL_Ltg | 0 | 0 | 0 | SWWH031-04 | 2375.3241 | 2024 | 644.8332 | 2024 | 0 | -266.1751 | SWWH031-04 | Com Elec Water Heaters - Marine ¦ SCE ¦ Marine | Com Elec Water Heaters - Marine | 0.20681 | 0.5 | 0 | CBSA 2019 | 0 | 2032 | 0.6 | SWWH031-04
COM-WATERHEAT-11.46 | Com ¦ Com Heat Pump Water Heater (3.3 UEF - 50 Gal) - Marine ¦ SCE ¦ Marine | Com ¦ Com Heat Pump Water Heater (3.3 UEF - 50 Gal) - Marine | SCE ¦ Marine | SCE | All | Electric | Heat pump water heater, 50 gallon, UEF = 3.30 | Efficient |  |  | 0 | Conventional | WaterHeat | Com - Retail | Com | ROB and NEW | 0 | 1000 sqft2 of floor space | 1000 sqft served | 13 | DEER:Indoor_CFL_Ltg | 0 | 0 | 0 | SWWH031-04 | 33.9631 | 2024 | 9.22 | 2024 | 0 | -3.8059 | SWWH031-04 | Com Elec Water Heaters - Marine ¦ SCE ¦ Marine | Com Elec Water Heaters - Marine | 0.59937 | 0.5 | 0 | CBSA 2019 | 0 | 2032 | 0.6 | SWWH031-04
COM-WATERHEAT-11.47 | Com ¦ Com Heat Pump Water Heater (3.3 UEF - 50 Gal) - Marine ¦ SCE ¦ Marine | Com ¦ Com Heat Pump Water Heater (3.3 UEF - 50 Gal) - Marine | SCE ¦ Marine | SCE | All | Electric | Heat pump water heater, 50 gallon, UEF = 3.30 | Efficient |  |  | 0 | Conventional | WaterHeat | Com - School | Com | ROB and NEW | 0 | 1000 sqft2 of floor space | 1000 sqft served | 13 | DEER:Indoor_CFL_Ltg | 0 | 0 | 0 | SWWH031-04 | 279.7669 | 2024 | 75.9488 | 2024 | 0 | -31.3502 | SWWH031-04 | Com Elec Water Heaters - Marine ¦ SCE ¦ Marine | Com Elec Water Heaters - Marine | 0.23078 | 0.5 | 0 | CBSA 2019 | 0 | 2032 | 0.6 | SWWH031-04
COM-WATERHEAT-11.48 | Com ¦ Com Heat Pump Water Heater (3.3 UEF - 50 Gal) - Marine ¦ SCE ¦ Marine | Com ¦ Com Heat Pump Water Heater (3.3 UEF - 50 Gal) - Marine | SCE ¦ Marine | SCE | All | Electric | Heat pump water heater, 50 gallon, UEF = 3.30 | Efficient |  |  | 0 | Conventional | WaterHeat | Com - Warehouse | Com | ROB and NEW | 0 | 1000 sqft2 of floor space | 1000 sqft served | 13 | DEER:Indoor_CFL_Ltg | 0 | 0 | 0 | SWWH031-04 | 5.0709 | 2024 | 1.3766 | 2024 | 0 | -0.56824 | SWWH031-04 | Com Elec Water Heaters - Marine ¦ SCE ¦ Marine | Com Elec Water Heaters - Marine | 0.8024 | 0.5 | 0 | CBSA 2019 | 0 | 2032 | 0.6 | SWWH031-04
COM-WATERHEAT-11.49 | Com ¦ Com Heat Pump Water Heater (3.3 UEF - 50 Gal) - Hot-Dry ¦ SCE ¦ Hot-Dry | Com ¦ Com Heat Pump Water Heater (3.3 UEF - 50 Gal) - Hot-Dry | SCE ¦ Hot-Dry | SCE | All | Electric | Heat pump water heater, 50 gallon, UEF = 3.30 | Efficient |  |  | 0 | Conventional | WaterHeat | Com - College | Com | ROB and NEW | 0 | 1000 sqft2 of floor space | 1000 sqft served | 13 | DEER:Indoor_CFL_Ltg | 0 | 0 | 0 | SWWH031-04 | 176.2102 | 2024 | 47.8361 | 2024 | 0 | -19.7458 | SWWH031-04 | Com Elec Water Heaters - Hot-Dry ¦ SCE ¦ Hot-Dry | Com Elec Water Heaters - Hot-Dry | 0.16074 | 0.5 | 0 | CBSA 2019 | 0 | 2032 | 0.6 | SWWH031-04
COM-WATERHEAT-11.50 | Com ¦ Com Heat Pump Water Heater (3.3 UEF - 50 Gal) - Hot-Dry ¦ SCE ¦ Hot-Dry | Com ¦ Com Heat Pump Water Heater (3.3 UEF - 50 Gal) - Hot-Dry | SCE ¦ Hot-Dry | SCE | All | Electric | Heat pump water heater, 50 gallon, UEF = 3.30 | Efficient |  |  | 0 | Conventional | WaterHeat | Com - Grocery | Com | ROB and NEW | 0 | 1000 sqft2 of floor space | 1000 sqft served | 13 | DEER:Indoor_CFL_Ltg | 0 | 0 | 0 | SWWH031-04 | 146.2197 | 2024 | 39.6945 | 2024 | 0 | -16.3851 | SWWH031-04 | Com Elec Water Heaters - Hot-Dry ¦ SCE ¦ Hot-Dry | Com Elec Water Heaters - Hot-Dry | 0.40391 | 0.5 | 0 | CBSA 2019 | 0 | 2032 | 0.6 | SWWH031-04
COM-WATERHEAT-11.51 | Com ¦ Com Heat Pump Water Heater (3.3 UEF - 50 Gal) - Hot-Dry ¦ SCE ¦ Hot-Dry | Com ¦ Com Heat Pump Water Heater (3.3 UEF - 50 Gal) - Hot-Dry | SCE ¦ Hot-Dry | SCE | All | Electric | Heat pump water heater, 50 gallon, UEF = 3.30 | Efficient |  |  | 0 | Conventional | WaterHeat | Com - Health | Com | ROB and NEW | 0 | 1000 sqft2 of floor space | 1000 sqft served | 13 | DEER:Indoor_CFL_Ltg | 0 | 0 | 0 | SWWH031-04 | 266.9003 | 2024 | 72.4559 | 2024 | 0 | -29.9084 | SWWH031-04 | Com Elec Water Heaters - Hot-Dry ¦ SCE ¦ Hot-Dry | Com Elec Water Heaters - Hot-Dry | 0.27217 | 0.5 | 0 | CBSA 2019 | 0 | 2032 | 0.6 | SWWH031-04
COM-WATERHEAT-11.52 | Com ¦ Com Heat Pump Water Heater (3.3 UEF - 50 Gal) - Hot-Dry ¦ SCE ¦ Hot-Dry | Com ¦ Com Heat Pump Water Heater (3.3 UEF - 50 Gal) - Hot-Dry | SCE ¦ Hot-Dry | SCE | All | Electric | Heat pump water heater, 50 gallon, UEF = 3.30 | Efficient |  |  | 0 | Conventional | WaterHeat | Com - Lodging | Com | ROB and NEW | 0 | 1000 sqft2 of floor space | 1000 sqft served | 13 | DEER:Indoor_CFL_Ltg | 0 | 0 | 0 | SWWH031-04 | 167.936 | 2024 | 45.5899 | 2024 | 0 | -18.8186 | SWWH031-04 | Com Elec Water Heaters - Hot-Dry ¦ SCE ¦ Hot-Dry | Com Elec Water Heaters - Hot-Dry | 0.070067 | 0.5 | 0 | CBSA 2019 | 0 | 2032 | 0.6 | SWWH031-04
COM-WATERHEAT-11.53 | Com ¦ Com Heat Pump Water Heater (3.3 UEF - 50 Gal) - Hot-Dry ¦ SCE ¦ Hot-Dry | Com ¦ Com Heat Pump Water Heater (3.3 UEF - 50 Gal) - Hot-Dry | SCE ¦ Hot-Dry | SCE | All | Electric | Heat pump water heater, 50 gallon, UEF = 3.30 | Efficient |  |  | 0 | Conventional | WaterHeat | Com - Office (Large) | Com | ROB and NEW | 0 | 1000 sqft2 of floor space | 1000 sqft served | 13 | DEER:Indoor_CFL_Ltg | 0 | 0 | 0 | SWWH031-04 | 54.8324 | 2024 | 14.8854 | 2024 | 0 | -6.1444 | SWWH031-04 | Com Elec Water Heaters - Hot-Dry ¦ SCE ¦ Hot-Dry | Com Elec Water Heaters - Hot-Dry | 0.4229 | 0.5 | 0 | CBSA 2019 | 0 | 2032 | 0.6 | SWWH031-04
COM-WATERHEAT-11.54 | Com ¦ Com Heat Pump Water Heater (3.3 UEF - 50 Gal) - Hot-Dry ¦ SCE ¦ Hot-Dry | Com ¦ Com Heat Pump Water Heater (3.3 UEF - 50 Gal) - Hot-Dry | SCE ¦ Hot-Dry | SCE | All | Electric | Heat pump water heater, 50 gallon, UEF = 3.30 | Efficient |  |  | 0 | Conventional | WaterHeat | Com - Office (Small) | Com | ROB and NEW | 0 | 1000 sqft2 of floor space | 1000 sqft served | 13 | DEER:Indoor_CFL_Ltg | 0 | 0 | 0 | SWWH031-04 | 54.8324 | 2024 | 14.8854 | 2024 | 0 | -6.1444 | SWWH031-04 | Com Elec Water Heaters - Hot-Dry ¦ SCE ¦ Hot-Dry | Com Elec Water Heaters - Hot-Dry | 0.4229 | 0.5 | 0 | CBSA 2019 | 0 | 2032 | 0.6 | SWWH031-04
COM-WATERHEAT-11.55 | Com ¦ Com Heat Pump Water Heater (3.3 UEF - 50 Gal) - Hot-Dry ¦ SCE ¦ Hot-Dry | Com ¦ Com Heat Pump Water Heater (3.3 UEF - 50 Gal) - Hot-Dry | SCE ¦ Hot-Dry | SCE | All | Electric | Heat pump water heater, 50 gallon, UEF = 3.30 | Efficient |  |  | 0 | Conventional | WaterHeat | Com - Other | Com | ROB and NEW | 0 | 1000 sqft2 of floor space | 1000 sqft served | 13 | DEER:Indoor_CFL_Ltg | 0 | 0 | 0 | SWWH031-04 | 453.4937 | 2024 | 123.1107 | 2024 | 0 | -50.8178 | SWWH031-04 | Com Elec Water Heaters - Hot-Dry ¦ SCE ¦ Hot-Dry | Com Elec Water Heaters - Hot-Dry | 0.42995 | 0.5 | 0 | CBSA 2019 | 0 | 2032 | 0.6 | SWWH031-04
COM-WATERHEAT-11.56 | Com ¦ Com Heat Pump Water Heater (3.3 UEF - 50 Gal) - Hot-Dry ¦ SCE ¦ Hot-Dry | Com ¦ Com Heat Pump Water Heater (3.3 UEF - 50 Gal) - Hot-Dry | SCE ¦ Hot-Dry | SCE | All | Electric | Heat pump water heater, 50 gallon, UEF = 3.30 | Efficient |  |  | 0 | Conventional | WaterHeat | Com - Refrig. Warehouse | Com | ROB and NEW | 0 | 1000 sqft2 of floor space | 1000 sqft served | 13 | DEER:Indoor_CFL_Ltg | 0 | 0 | 0 | SWWH031-04 | 25.3545 | 2024 | 6.883 | 2024 | 0 | -2.8412 | SWWH031-04 | Com Elec Water Heaters - Hot-Dry ¦ SCE ¦ Hot-Dry | Com Elec Water Heaters - Hot-Dry | 0.77379 | 0.5 | 0 | CBSA 2019 | 0 | 2032 | 0.6 | SWWH031-04
COM-WATERHEAT-11.57 | Com ¦ Com Heat Pump Water Heater (3.3 UEF - 50 Gal) - Hot-Dry ¦ SCE ¦ Hot-Dry | Com ¦ Com Heat Pump Water Heater (3.3 UEF - 50 Gal) - Hot-Dry | SCE ¦ Hot-Dry | SCE | All | Electric | Heat pump water heater, 50 gallon, UEF = 3.30 | Efficient |  |  | 0 | Conventional | WaterHeat | Com - Restaurant | Com | ROB and NEW | 0 | 1000 sqft2 of floor space | 1000 sqft served | 13 | DEER:Indoor_CFL_Ltg | 0 | 0 | 0 | SWWH031-04 | 2375.3241 | 2024 | 644.8332 | 2024 | 0 | -266.1751 | SWWH031-04 | Com Elec Water Heaters - Hot-Dry ¦ SCE ¦ Hot-Dry | Com Elec Water Heaters - Hot-Dry | 0.20681 | 0.5 | 0 | CBSA 2019 | 0 | 2032 | 0.6 | SWWH031-04
COM-WATERHEAT-11.58 | Com ¦ Com Heat Pump Water Heater (3.3 UEF - 50 Gal) - Hot-Dry ¦ SCE ¦ Hot-Dry | Com ¦ Com Heat Pump Water Heater (3.3 UEF - 50 Gal) - Hot-Dry | SCE ¦ Hot-Dry | SCE | All | Electric | Heat pump water heater, 50 gallon, UEF = 3.30 | Efficient |  |  | 0 | Conventional | WaterHeat | Com - Retail | Com | ROB and NEW | 0 | 1000 sqft2 of floor space | 1000 sqft served | 13 | DEER:Indoor_CFL_Ltg | 0 | 0 | 0 | SWWH031-04 | 33.9631 | 2024 | 9.22 | 2024 | 0 | -3.8059 | SWWH031-04 | Com Elec Water Heaters - Hot-Dry ¦ SCE ¦ Hot-Dry | Com Elec Water Heaters - Hot-Dry | 0.59937 | 0.5 | 0 | CBSA 2019 | 0 | 2032 | 0.6 | SWWH031-04
COM-WATERHEAT-11.59 | Com ¦ Com Heat Pump Water Heater (3.3 UEF - 50 Gal) - Hot-Dry ¦ SCE ¦ Hot-Dry | Com ¦ Com Heat Pump Water Heater (3.3 UEF - 50 Gal) - Hot-Dry | SCE ¦ Hot-Dry | SCE | All | Electric | Heat pump water heater, 50 gallon, UEF = 3.30 | Efficient |  |  | 0 | Conventional | WaterHeat | Com - School | Com | ROB and NEW | 0 | 1000 sqft2 of floor space | 1000 sqft served | 13 | DEER:Indoor_CFL_Ltg | 0 | 0 | 0 | SWWH031-04 | 279.7669 | 2024 | 75.9488 | 2024 | 0 | -31.3502 | SWWH031-04 | Com Elec Water Heaters - Hot-Dry ¦ SCE ¦ Hot-Dry | Com Elec Water Heaters - Hot-Dry | 0.23078 | 0.5 | 0 | CBSA 2019 | 0 | 2032 | 0.6 | SWWH031-04
COM-WATERHEAT-11.60 | Com ¦ Com Heat Pump Water Heater (3.3 UEF - 50 Gal) - Hot-Dry ¦ SCE ¦ Hot-Dry | Com ¦ Com Heat Pump Water Heater (3.3 UEF - 50 Gal) - Hot-Dry | SCE ¦ Hot-Dry | SCE | All | Electric | Heat pump water heater, 50 gallon, UEF = 3.30 | Efficient |  |  | 0 | Conventional | WaterHeat | Com - Warehouse | Com | ROB and NEW | 0 | 1000 sqft2 of floor space | 1000 sqft served | 13 | DEER:Indoor_CFL_Ltg | 0 | 0 | 0 | SWWH031-04 | 5.0709 | 2024 | 1.3766 | 2024 | 0 | -0.56824 | SWWH031-04 | Com Elec Water Heaters - Hot-Dry ¦ SCE ¦ Hot-Dry | Com Elec Water Heaters - Hot-Dry | 0.8024 | 0.5 | 0 | CBSA 2019 | 0 | 2032 | 0.6 | SWWH031-04
COM-WATERHEAT-11.61 | Com ¦ Com Heat Pump Water Heater (3.3 UEF - 50 Gal) - Cold ¦ SCE ¦ Cold | Com ¦ Com Heat Pump Water Heater (3.3 UEF - 50 Gal) - Cold | SCE ¦ Cold | SCE | All | Electric | Heat pump water heater, 50 gallon, UEF = 3.30 | Efficient |  |  | 0 | Conventional | WaterHeat | Com - College | Com | ROB and NEW | 0 | 1000 sqft2 of floor space | 1000 sqft served | 13 | DEER:Indoor_CFL_Ltg | 0 | 0 | 0 | SWWH031-04 | 176.2102 | 2024 | 47.8361 | 2024 | 0 | -19.7458 | SWWH031-04 | Com Elec Water Heaters - Cold ¦ SCE ¦ Cold | Com Elec Water Heaters - Cold | 0.16074 | 0.5 | 0 | CBSA 2019 | 0 | 2032 | 0.6 | SWWH031-04
COM-WATERHEAT-11.62 | Com ¦ Com Heat Pump Water Heater (3.3 UEF - 50 Gal) - Cold ¦ SCE ¦ Cold | Com ¦ Com Heat Pump Water Heater (3.3 UEF - 50 Gal) - Cold | SCE ¦ Cold | SCE | All | Electric | Heat pump water heater, 50 gallon, UEF = 3.30 | Efficient |  |  | 0 | Conventional | WaterHeat | Com - Grocery | Com | ROB and NEW | 0 | 1000 sqft2 of floor space | 1000 sqft served | 13 | DEER:Indoor_CFL_Ltg | 0 | 0 | 0 | SWWH031-04 | 146.2197 | 2024 | 39.6945 | 2024 | 0 | -16.3851 | SWWH031-04 | Com Elec Water Heaters - Cold ¦ SCE ¦ Cold | Com Elec Water Heaters - Cold | 0.40391 | 0.5 | 0 | CBSA 2019 | 0 | 2032 | 0.6 | SWWH031-04
COM-WATERHEAT-11.63 | Com ¦ Com Heat Pump Water Heater (3.3 UEF - 50 Gal) - Cold ¦ SCE ¦ Cold | Com ¦ Com Heat Pump Water Heater (3.3 UEF - 50 Gal) - Cold | SCE ¦ Cold | SCE | All | Electric | Heat pump water heater, 50 gallon, UEF = 3.30 | Efficient |  |  | 0 | Conventional | WaterHeat | Com - Health | Com | ROB and NEW | 0 | 1000 sqft2 of floor space | 1000 sqft served | 13 | DEER:Indoor_CFL_Ltg | 0 | 0 | 0 | SWWH031-04 | 266.9003 | 2024 | 72.4559 | 2024 | 0 | -29.9084 | SWWH031-04 | Com Elec Water Heaters - Cold ¦ SCE ¦ Cold | Com Elec Water Heaters - Cold | 0.27217 | 0.5 | 0 | CBSA 2019 | 0 | 2032 | 0.6 | SWWH031-04
COM-WATERHEAT-11.64 | Com ¦ Com Heat Pump Water Heater (3.3 UEF - 50 Gal) - Cold ¦ SCE ¦ Cold | Com ¦ Com Heat Pump Water Heater (3.3 UEF - 50 Gal) - Cold | SCE ¦ Cold | SCE | All | Electric | Heat pump water heater, 50 gallon, UEF = 3.30 | Efficient |  |  | 0 | Conventional | WaterHeat | Com - Lodging | Com | ROB and NEW | 0 | 1000 sqft2 of floor space | 1000 sqft served | 13 | DEER:Indoor_CFL_Ltg | 0 | 0 | 0 | SWWH031-04 | 167.936 | 2024 | 45.5899 | 2024 | 0 | -18.8186 | SWWH031-04 | Com Elec Water Heaters - Cold ¦ SCE ¦ Cold | Com Elec Water Heaters - Cold | 0.070067 | 0.5 | 0 | CBSA 2019 | 0 | 2032 | 0.6 | SWWH031-04
COM-WATERHEAT-11.65 | Com ¦ Com Heat Pump Water Heater (3.3 UEF - 50 Gal) - Cold ¦ SCE ¦ Cold | Com ¦ Com Heat Pump Water Heater (3.3 UEF - 50 Gal) - Cold | SCE ¦ Cold | SCE | All | Electric | Heat pump water heater, 50 gallon, UEF = 3.30 | Efficient |  |  | 0 | Conventional | WaterHeat | Com - Office (Large) | Com | ROB and NEW | 0 | 1000 sqft2 of floor space | 1000 sqft served | 13 | DEER:Indoor_CFL_Ltg | 0 | 0 | 0 | SWWH031-04 | 54.8324 | 2024 | 14.8854 | 2024 | 0 | -6.1444 | SWWH031-04 | Com Elec Water Heaters - Cold ¦ SCE ¦ Cold | Com Elec Water Heaters - Cold | 0.4229 | 0.5 | 0 | CBSA 2019 | 0 | 2032 | 0.6 | SWWH031-04
COM-WATERHEAT-11.66 | Com ¦ Com Heat Pump Water Heater (3.3 UEF - 50 Gal) - Cold ¦ SCE ¦ Cold | Com ¦ Com Heat Pump Water Heater (3.3 UEF - 50 Gal) - Cold | SCE ¦ Cold | SCE | All | Electric | Heat pump water heater, 50 gallon, UEF = 3.30 | Efficient |  |  | 0 | Conventional | WaterHeat | Com - Office (Small) | Com | ROB and NEW | 0 | 1000 sqft2 of floor space | 1000 sqft served | 13 | DEER:Indoor_CFL_Ltg | 0 | 0 | 0 | SWWH031-04 | 54.8324 | 2024 | 14.8854 | 2024 | 0 | -6.1444 | SWWH031-04 | Com Elec Water Heaters - Cold ¦ SCE ¦ Cold | Com Elec Water Heaters - Cold | 0.4229 | 0.5 | 0 | CBSA 2019 | 0 | 2032 | 0.6 | SWWH031-04
COM-WATERHEAT-11.67 | Com ¦ Com Heat Pump Water Heater (3.3 UEF - 50 Gal) - Cold ¦ SCE ¦ Cold | Com ¦ Com Heat Pump Water Heater (3.3 UEF - 50 Gal) - Cold | SCE ¦ Cold | SCE | All | Electric | Heat pump water heater, 50 gallon, UEF = 3.30 | Efficient |  |  | 0 | Conventional | WaterHeat | Com - Other | Com | ROB and NEW | 0 | 1000 sqft2 of floor space | 1000 sqft served | 13 | DEER:Indoor_CFL_Ltg | 0 | 0 | 0 | SWWH031-04 | 453.4937 | 2024 | 123.1107 | 2024 | 0 | -50.8178 | SWWH031-04 | Com Elec Water Heaters - Cold ¦ SCE ¦ Cold | Com Elec Water Heaters - Cold | 0.42995 | 0.5 | 0 | CBSA 2019 | 0 | 2032 | 0.6 | SWWH031-04
COM-WATERHEAT-11.68 | Com ¦ Com Heat Pump Water Heater (3.3 UEF - 50 Gal) - Cold ¦ SCE ¦ Cold | Com ¦ Com Heat Pump Water Heater (3.3 UEF - 50 Gal) - Cold | SCE ¦ Cold | SCE | All | Electric | Heat pump water heater, 50 gallon, UEF = 3.30 | Efficient |  |  | 0 | Conventional | WaterHeat | Com - Refrig. Warehouse | Com | ROB and NEW | 0 | 1000 sqft2 of floor space | 1000 sqft served | 13 | DEER:Indoor_CFL_Ltg | 0 | 0 | 0 | SWWH031-04 | 25.3545 | 2024 | 6.883 | 2024 | 0 | -2.8412 | SWWH031-04 | Com Elec Water Heaters - Cold ¦ SCE ¦ Cold | Com Elec Water Heaters - Cold | 0.77379 | 0.5 | 0 | CBSA 2019 | 0 | 2032 | 0.6 | SWWH031-04
COM-WATERHEAT-11.69 | Com ¦ Com Heat Pump Water Heater (3.3 UEF - 50 Gal) - Cold ¦ SCE ¦ Cold | Com ¦ Com Heat Pump Water Heater (3.3 UEF - 50 Gal) - Cold | SCE ¦ Cold | SCE | All | Electric | Heat pump water heater, 50 gallon, UEF = 3.30 | Efficient |  |  | 0 | Conventional | WaterHeat | Com - Restaurant | Com | ROB and NEW | 0 | 1000 sqft2 of floor space | 1000 sqft served | 13 | DEER:Indoor_CFL_Ltg | 0 | 0 | 0 | SWWH031-04 | 2375.3241 | 2024 | 644.8332 | 2024 | 0 | -266.1751 | SWWH031-04 | Com Elec Water Heaters - Cold ¦ SCE ¦ Cold | Com Elec Water Heaters - Cold | 0.20681 | 0.5 | 0 | CBSA 2019 | 0 | 2032 | 0.6 | SWWH031-04
COM-WATERHEAT-11.70 | Com ¦ Com Heat Pump Water Heater (3.3 UEF - 50 Gal) - Cold ¦ SCE ¦ Cold | Com ¦ Com Heat Pump Water Heater (3.3 UEF - 50 Gal) - Cold | SCE ¦ Cold | SCE | All | Electric | Heat pump water heater, 50 gallon, UEF = 3.30 | Efficient |  |  | 0 | Conventional | WaterHeat | Com - Retail | Com | ROB and NEW | 0 | 1000 sqft2 of floor space | 1000 sqft served | 13 | DEER:Indoor_CFL_Ltg | 0 | 0 | 0 | SWWH031-04 | 33.9631 | 2024 | 9.22 | 2024 | 0 | -3.8059 | SWWH031-04 | Com Elec Water Heaters - Cold ¦ SCE ¦ Cold | Com Elec Water Heaters - Cold | 0.59937 | 0.5 | 0 | CBSA 2019 | 0 | 2032 | 0.6 | SWWH031-04
COM-WATERHEAT-11.71 | Com ¦ Com Heat Pump Water Heater (3.3 UEF - 50 Gal) - Cold ¦ SCE ¦ Cold | Com ¦ Com Heat Pump Water Heater (3.3 UEF - 50 Gal) - Cold | SCE ¦ Cold | SCE | All | Electric | Heat pump water heater, 50 gallon, UEF = 3.30 | Efficient |  |  | 0 | Conventional | WaterHeat | Com - School | Com | ROB and NEW | 0 | 1000 sqft2 of floor space | 1000 sqft served | 13 | DEER:Indoor_CFL_Ltg | 0 | 0 | 0 | SWWH031-04 | 279.7669 | 2024 | 75.9488 | 2024 | 0 | -31.3502 | SWWH031-04 | Com Elec Water Heaters - Cold ¦ SCE ¦ Cold | Com Elec Water Heaters - Cold | 0.23078 | 0.5 | 0 | CBSA 2019 | 0 | 2032 | 0.6 | SWWH031-04
COM-WATERHEAT-11.72 | Com ¦ Com Heat Pump Water Heater (3.3 UEF - 50 Gal) - Cold ¦ SCE ¦ Cold | Com ¦ Com Heat Pump Water Heater (3.3 UEF - 50 Gal) - Cold | SCE ¦ Cold | SCE | All | Electric | Heat pump water heater, 50 gallon, UEF = 3.30 | Efficient |  |  | 0 | Conventional | WaterHeat | Com - Warehouse | Com | ROB and NEW | 0 | 1000 sqft2 of floor space | 1000 sqft served | 13 | DEER:Indoor_CFL_Ltg | 0 | 0 | 0 | SWWH031-04 | 5.0709 | 2024 | 1.3766 | 2024 | 0 | -0.56824 | SWWH031-04 | Com Elec Water Heaters - Cold ¦ SCE ¦ Cold | Com Elec Water Heaters - Cold | 0.8024 | 0.5 | 0 | CBSA 2019 | 0 | 2032 | 0.6 | SWWH031-04
COM-WATERHEAT-11.73 | Com ¦ Com Heat Pump Water Heater (3.3 UEF - 50 Gal) - Marine ¦ SDG&E ¦ Marine | Com ¦ Com Heat Pump Water Heater (3.3 UEF - 50 Gal) - Marine | SDG&E ¦ Marine | SDG&E | All | Electric | Heat pump water heater, 50 gallon, UEF = 3.30 | Efficient |  |  | 0 | Conventional | WaterHeat | Com - College | Com | ROB and NEW | 0 | 1000 sqft2 of floor space | 1000 sqft served | 13 | DEER:Indoor_CFL_Ltg | 0 | 0 | 0 | SWWH031-04 | 176.2102 | 2024 | 47.8361 | 2024 | 0 | -19.7458 | SWWH031-04 | Com Elec Water Heaters - Marine ¦ SDG&E ¦ Marine | Com Elec Water Heaters - Marine | 0.16074 | 0.5 | 0 | CBSA 2019 | 0 | 2032 | 0.6 | SWWH031-04
COM-WATERHEAT-11.74 | Com ¦ Com Heat Pump Water Heater (3.3 UEF - 50 Gal) - Marine ¦ SDG&E ¦ Marine | Com ¦ Com Heat Pump Water Heater (3.3 UEF - 50 Gal) - Marine | SDG&E ¦ Marine | SDG&E | All | Electric | Heat pump water heater, 50 gallon, UEF = 3.30 | Efficient |  |  | 0 | Conventional | WaterHeat | Com - Grocery | Com | ROB and NEW | 0 | 1000 sqft2 of floor space | 1000 sqft served | 13 | DEER:Indoor_CFL_Ltg | 0 | 0 | 0 | SWWH031-04 | 146.2197 | 2024 | 39.6945 | 2024 | 0 | -16.3851 | SWWH031-04 | Com Elec Water Heaters - Marine ¦ SDG&E ¦ Marine | Com Elec Water Heaters - Marine | 0.40391 | 0.5 | 0 | CBSA 2019 | 0 | 2032 | 0.6 | SWWH031-04
COM-WATERHEAT-11.75 | Com ¦ Com Heat Pump Water Heater (3.3 UEF - 50 Gal) - Marine ¦ SDG&E ¦ Marine | Com ¦ Com Heat Pump Water Heater (3.3 UEF - 50 Gal) - Marine | SDG&E ¦ Marine | SDG&E | All | Electric | Heat pump water heater, 50 gallon, UEF = 3.30 | Efficient |  |  | 0 | Conventional | WaterHeat | Com - Health | Com | ROB and NEW | 0 | 1000 sqft2 of floor space | 1000 sqft served | 13 | DEER:Indoor_CFL_Ltg | 0 | 0 | 0 | SWWH031-04 | 266.9003 | 2024 | 72.4559 | 2024 | 0 | -29.9084 | SWWH031-04 | Com Elec Water Heaters - Marine ¦ SDG&E ¦ Marine | Com Elec Water Heaters - Marine | 0.27217 | 0.5 | 0 | CBSA 2019 | 0 | 2032 | 0.6 | SWWH031-04
COM-WATERHEAT-11.76 | Com ¦ Com Heat Pump Water Heater (3.3 UEF - 50 Gal) - Marine ¦ SDG&E ¦ Marine | Com ¦ Com Heat Pump Water Heater (3.3 UEF - 50 Gal) - Marine | SDG&E ¦ Marine | SDG&E | All | Electric | Heat pump water heater, 50 gallon, UEF = 3.30 | Efficient |  |  | 0 | Conventional | WaterHeat | Com - Lodging | Com | ROB and NEW | 0 | 1000 sqft2 of floor space | 1000 sqft served | 13 | DEER:Indoor_CFL_Ltg | 0 | 0 | 0 | SWWH031-04 | 167.936 | 2024 | 45.5899 | 2024 | 0 | -18.8186 | SWWH031-04 | Com Elec Water Heaters - Marine ¦ SDG&E ¦ Marine | Com Elec Water Heaters - Marine | 0.070067 | 0.5 | 0 | CBSA 2019 | 0 | 2032 | 0.6 | SWWH031-04
COM-WATERHEAT-11.77 | Com ¦ Com Heat Pump Water Heater (3.3 UEF - 50 Gal) - Marine ¦ SDG&E ¦ Marine | Com ¦ Com Heat Pump Water Heater (3.3 UEF - 50 Gal) - Marine | SDG&E ¦ Marine | SDG&E | All | Electric | Heat pump water heater, 50 gallon, UEF = 3.30 | Efficient |  |  | 0 | Conventional | WaterHeat | Com - Office (Large) | Com | ROB and NEW | 0 | 1000 sqft2 of floor space | 1000 sqft served | 13 | DEER:Indoor_CFL_Ltg | 0 | 0 | 0 | SWWH031-04 | 54.8324 | 2024 | 14.8854 | 2024 | 0 | -6.1444 | SWWH031-04 | Com Elec Water Heaters - Marine ¦ SDG&E ¦ Marine | Com Elec Water Heaters - Marine | 0.4229 | 0.5 | 0 | CBSA 2019 | 0 | 2032 | 0.6 | SWWH031-04
COM-WATERHEAT-11.78 | Com ¦ Com Heat Pump Water Heater (3.3 UEF - 50 Gal) - Marine ¦ SDG&E ¦ Marine | Com ¦ Com Heat Pump Water Heater (3.3 UEF - 50 Gal) - Marine | SDG&E ¦ Marine | SDG&E | All | Electric | Heat pump water heater, 50 gallon, UEF = 3.30 | Efficient |  |  | 0 | Conventional | WaterHeat | Com - Office (Small) | Com | ROB and NEW | 0 | 1000 sqft2 of floor space | 1000 sqft served | 13 | DEER:Indoor_CFL_Ltg | 0 | 0 | 0 | SWWH031-04 | 54.8324 | 2024 | 14.8854 | 2024 | 0 | -6.1444 | SWWH031-04 | Com Elec Water Heaters - Marine ¦ SDG&E ¦ Marine | Com Elec Water Heaters - Marine | 0.4229 | 0.5 | 0 | CBSA 2019 | 0 | 2032 | 0.6 | SWWH031-04
COM-WATERHEAT-11.79 | Com ¦ Com Heat Pump Water Heater (3.3 UEF - 50 Gal) - Marine ¦ SDG&E ¦ Marine | Com ¦ Com Heat Pump Water Heater (3.3 UEF - 50 Gal) - Marine | SDG&E ¦ Marine | SDG&E | All | Electric | Heat pump water heater, 50 gallon, UEF = 3.30 | Efficient |  |  | 0 | Conventional | WaterHeat | Com - Other | Com | ROB and NEW | 0 | 1000 sqft2 of floor space | 1000 sqft served | 13 | DEER:Indoor_CFL_Ltg | 0 | 0 | 0 | SWWH031-04 | 453.4937 | 2024 | 123.1107 | 2024 | 0 | -50.8178 | SWWH031-04 | Com Elec Water Heaters - Marine ¦ SDG&E ¦ Marine | Com Elec Water Heaters - Marine | 0.42995 | 0.5 | 0 | CBSA 2019 | 0 | 2032 | 0.6 | SWWH031-04
COM-WATERHEAT-11.80 | Com ¦ Com Heat Pump Water Heater (3.3 UEF - 50 Gal) - Marine ¦ SDG&E ¦ Marine | Com ¦ Com Heat Pump Water Heater (3.3 UEF - 50 Gal) - Marine | SDG&E ¦ Marine | SDG&E | All | Electric | Heat pump water heater, 50 gallon, UEF = 3.30 | Efficient |  |  | 0 | Conventional | WaterHeat | Com - Refrig. Warehouse | Com | ROB and NEW | 0 | 1000 sqft2 of floor space | 1000 sqft served | 13 | DEER:Indoor_CFL_Ltg | 0 | 0 | 0 | SWWH031-04 | 25.3545 | 2024 | 6.883 | 2024 | 0 | -2.8412 | SWWH031-04 | Com Elec Water Heaters - Marine ¦ SDG&E ¦ Marine | Com Elec Water Heaters - Marine | 0.77379 | 0.5 | 0 | CBSA 2019 | 0 | 2032 | 0.6 | SWWH031-04
COM-WATERHEAT-11.81 | Com ¦ Com Heat Pump Water Heater (3.3 UEF - 50 Gal) - Marine ¦ SDG&E ¦ Marine | Com ¦ Com Heat Pump Water Heater (3.3 UEF - 50 Gal) - Marine | SDG&E ¦ Marine | SDG&E | All | Electric | Heat pump water heater, 50 gallon, UEF = 3.30 | Efficient |  |  | 0 | Conventional | WaterHeat | Com - Restaurant | Com | ROB and NEW | 0 | 1000 sqft2 of floor space | 1000 sqft served | 13 | DEER:Indoor_CFL_Ltg | 0 | 0 | 0 | SWWH031-04 | 2375.3241 | 2024 | 644.8332 | 2024 | 0 | -266.1751 | SWWH031-04 | Com Elec Water Heaters - Marine ¦ SDG&E ¦ Marine | Com Elec Water Heaters - Marine | 0.20681 | 0.5 | 0 | CBSA 2019 | 0 | 2032 | 0.6 | SWWH031-04
COM-WATERHEAT-11.82 | Com ¦ Com Heat Pump Water Heater (3.3 UEF - 50 Gal) - Marine ¦ SDG&E ¦ Marine | Com ¦ Com Heat Pump Water Heater (3.3 UEF - 50 Gal) - Marine | SDG&E ¦ Marine | SDG&E | All | Electric | Heat pump water heater, 50 gallon, UEF = 3.30 | Efficient |  |  | 0 | Conventional | WaterHeat | Com - Retail | Com | ROB and NEW | 0 | 1000 sqft2 of floor space | 1000 sqft served | 13 | DEER:Indoor_CFL_Ltg | 0 | 0 | 0 | SWWH031-04 | 33.9631 | 2024 | 9.22 | 2024 | 0 | -3.8059 | SWWH031-04 | Com Elec Water Heaters - Marine ¦ SDG&E ¦ Marine | Com Elec Water Heaters - Marine | 0.59937 | 0.5 | 0 | CBSA 2019 | 0 | 2032 | 0.6 | SWWH031-04
COM-WATERHEAT-11.83 | Com ¦ Com Heat Pump Water Heater (3.3 UEF - 50 Gal) - Marine ¦ SDG&E ¦ Marine | Com ¦ Com Heat Pump Water Heater (3.3 UEF - 50 Gal) - Marine | SDG&E ¦ Marine | SDG&E | All | Electric | Heat pump water heater, 50 gallon, UEF = 3.30 | Efficient |  |  | 0 | Conventional | WaterHeat | Com - School | Com | ROB and NEW | 0 | 1000 sqft2 of floor space | 1000 sqft served | 13 | DEER:Indoor_CFL_Ltg | 0 | 0 | 0 | SWWH031-04 | 279.7669 | 2024 | 75.9488 | 2024 | 0 | -31.3502 | SWWH031-04 | Com Elec Water Heaters - Marine ¦ SDG&E ¦ Marine | Com Elec Water Heaters - Marine | 0.23078 | 0.5 | 0 | CBSA 2019 | 0 | 2032 | 0.6 | SWWH031-04
COM-WATERHEAT-11.84 | Com ¦ Com Heat Pump Water Heater (3.3 UEF - 50 Gal) - Marine ¦ SDG&E ¦ Marine | Com ¦ Com Heat Pump Water Heater (3.3 UEF - 50 Gal) - Marine | SDG&E ¦ Marine | SDG&E | All | Electric | Heat pump water heater, 50 gallon, UEF = 3.30 | Efficient |  |  | 0 | Conventional | WaterHeat | Com - Warehouse | Com | ROB and NEW | 0 | 1000 sqft2 of floor space | 1000 sqft served | 13 | DEER:Indoor_CFL_Ltg | 0 | 0 | 0 | SWWH031-04 | 5.0709 | 2024 | 1.3766 | 2024 | 0 | -0.56824 | SWWH031-04 | Com Elec Water Heaters - Marine ¦ SDG&E ¦ Marine | Com Elec Water Heaters - Marine | 0.8024 | 0.5 | 0 | CBSA 2019 | 0 | 2032 | 0.6 | SWWH031-04
COM-WATERHEAT-11.85 | Com ¦ Com Heat Pump Water Heater (3.3 UEF - 50 Gal) - Hot-Dry ¦ SDG&E ¦ Hot-Dry | Com ¦ Com Heat Pump Water Heater (3.3 UEF - 50 Gal) - Hot-Dry | SDG&E ¦ Hot-Dry | SDG&E | All | Electric | Heat pump water heater, 50 gallon, UEF = 3.30 | Efficient |  |  | 0 | Conventional | WaterHeat | Com - College | Com | ROB and NEW | 0 | 1000 sqft2 of floor space | 1000 sqft served | 13 | DEER:Indoor_CFL_Ltg | 0 | 0 | 0 | SWWH031-04 | 176.2102 | 2024 | 47.8361 | 2024 | 0 | -19.7458 | SWWH031-04 | Com Elec Water Heaters - Hot-Dry ¦ SDG&E ¦ Hot-Dry | Com Elec Water Heaters - Hot-Dry | 0.16074 | 0.5 | 0 | CBSA 2019 | 0 | 2032 | 0.6 | SWWH031-04
COM-WATERHEAT-11.86 | Com ¦ Com Heat Pump Water Heater (3.3 UEF - 50 Gal) - Hot-Dry ¦ SDG&E ¦ Hot-Dry | Com ¦ Com Heat Pump Water Heater (3.3 UEF - 50 Gal) - Hot-Dry | SDG&E ¦ Hot-Dry | SDG&E | All | Electric | Heat pump water heater, 50 gallon, UEF = 3.30 | Efficient |  |  | 0 | Conventional | WaterHeat | Com - Grocery | Com | ROB and NEW | 0 | 1000 sqft2 of floor space | 1000 sqft served | 13 | DEER:Indoor_CFL_Ltg | 0 | 0 | 0 | SWWH031-04 | 146.2197 | 2024 | 39.6945 | 2024 | 0 | -16.3851 | SWWH031-04 | Com Elec Water Heaters - Hot-Dry ¦ SDG&E ¦ Hot-Dry | Com Elec Water Heaters - Hot-Dry | 0.40391 | 0.5 | 0 | CBSA 2019 | 0 | 2032 | 0.6 | SWWH031-04
COM-WATERHEAT-11.87 | Com ¦ Com Heat Pump Water Heater (3.3 UEF - 50 Gal) - Hot-Dry ¦ SDG&E ¦ Hot-Dry | Com ¦ Com Heat Pump Water Heater (3.3 UEF - 50 Gal) - Hot-Dry | SDG&E ¦ Hot-Dry | SDG&E | All | Electric | Heat pump water heater, 50 gallon, UEF = 3.30 | Efficient |  |  | 0 | Conventional | WaterHeat | Com - Health | Com | ROB and NEW | 0 | 1000 sqft2 of floor space | 1000 sqft served | 13 | DEER:Indoor_CFL_Ltg | 0 | 0 | 0 | SWWH031-04 | 266.9003 | 2024 | 72.4559 | 2024 | 0 | -29.9084 | SWWH031-04 | Com Elec Water Heaters - Hot-Dry ¦ SDG&E ¦ Hot-Dry | Com Elec Water Heaters - Hot-Dry | 0.27217 | 0.5 | 0 | CBSA 2019 | 0 | 2032 | 0.6 | SWWH031-04
COM-WATERHEAT-11.88 | Com ¦ Com Heat Pump Water Heater (3.3 UEF - 50 Gal) - Hot-Dry ¦ SDG&E ¦ Hot-Dry | Com ¦ Com Heat Pump Water Heater (3.3 UEF - 50 Gal) - Hot-Dry | SDG&E ¦ Hot-Dry | SDG&E | All | Electric | Heat pump water heater, 50 gallon, UEF = 3.30 | Efficient |  |  | 0 | Conventional | WaterHeat | Com - Lodging | Com | ROB and NEW | 0 | 1000 sqft2 of floor space | 1000 sqft served | 13 | DEER:Indoor_CFL_Ltg | 0 | 0 | 0 | SWWH031-04 | 167.936 | 2024 | 45.5899 | 2024 | 0 | -18.8186 | SWWH031-04 | Com Elec Water Heaters - Hot-Dry ¦ SDG&E ¦ Hot-Dry | Com Elec Water Heaters - Hot-Dry | 0.070067 | 0.5 | 0 | CBSA 2019 | 0 | 2032 | 0.6 | SWWH031-04
COM-WATERHEAT-11.89 | Com ¦ Com Heat Pump Water Heater (3.3 UEF - 50 Gal) - Hot-Dry ¦ SDG&E ¦ Hot-Dry | Com ¦ Com Heat Pump Water Heater (3.3 UEF - 50 Gal) - Hot-Dry | SDG&E ¦ Hot-Dry | SDG&E | All | Electric | Heat pump water heater, 50 gallon, UEF = 3.30 | Efficient |  |  | 0 | Conventional | WaterHeat | Com - Office (Large) | Com | ROB and NEW | 0 | 1000 sqft2 of floor space | 1000 sqft served | 13 | DEER:Indoor_CFL_Ltg | 0 | 0 | 0 | SWWH031-04 | 54.8324 | 2024 | 14.8854 | 2024 | 0 | -6.1444 | SWWH031-04 | Com Elec Water Heaters - Hot-Dry ¦ SDG&E ¦ Hot-Dry | Com Elec Water Heaters - Hot-Dry | 0.4229 | 0.5 | 0 | CBSA 2019 | 0 | 2032 | 0.6 | SWWH031-04
COM-WATERHEAT-11.90 | Com ¦ Com Heat Pump Water Heater (3.3 UEF - 50 Gal) - Hot-Dry ¦ SDG&E ¦ Hot-Dry | Com ¦ Com Heat Pump Water Heater (3.3 UEF - 50 Gal) - Hot-Dry | SDG&E ¦ Hot-Dry | SDG&E | All | Electric | Heat pump water heater, 50 gallon, UEF = 3.30 | Efficient |  |  | 0 | Conventional | WaterHeat | Com - Office (Small) | Com | ROB and NEW | 0 | 1000 sqft2 of floor space | 1000 sqft served | 13 | DEER:Indoor_CFL_Ltg | 0 | 0 | 0 | SWWH031-04 | 54.8324 | 2024 | 14.8854 | 2024 | 0 | -6.1444 | SWWH031-04 | Com Elec Water Heaters - Hot-Dry ¦ SDG&E ¦ Hot-Dry | Com Elec Water Heaters - Hot-Dry | 0.4229 | 0.5 | 0 | CBSA 2019 | 0 | 2032 | 0.6 | SWWH031-04
COM-WATERHEAT-11.91 | Com ¦ Com Heat Pump Water Heater (3.3 UEF - 50 Gal) - Hot-Dry ¦ SDG&E ¦ Hot-Dry | Com ¦ Com Heat Pump Water Heater (3.3 UEF - 50 Gal) - Hot-Dry | SDG&E ¦ Hot-Dry | SDG&E | All | Electric | Heat pump water heater, 50 gallon, UEF = 3.30 | Efficient |  |  | 0 | Conventional | WaterHeat | Com - Other | Com | ROB and NEW | 0 | 1000 sqft2 of floor space | 1000 sqft served | 13 | DEER:Indoor_CFL_Ltg | 0 | 0 | 0 | SWWH031-04 | 453.4937 | 2024 | 123.1107 | 2024 | 0 | -50.8178 | SWWH031-04 | Com Elec Water Heaters - Hot-Dry ¦ SDG&E ¦ Hot-Dry | Com Elec Water Heaters - Hot-Dry | 0.42995 | 0.5 | 0 | CBSA 2019 | 0 | 2032 | 0.6 | SWWH031-04
COM-WATERHEAT-11.92 | Com ¦ Com Heat Pump Water Heater (3.3 UEF - 50 Gal) - Hot-Dry ¦ SDG&E ¦ Hot-Dry | Com ¦ Com Heat Pump Water Heater (3.3 UEF - 50 Gal) - Hot-Dry | SDG&E ¦ Hot-Dry | SDG&E | All | Electric | Heat pump water heater, 50 gallon, UEF = 3.30 | Efficient |  |  | 0 | Conventional | WaterHeat | Com - Refrig. Warehouse | Com | ROB and NEW | 0 | 1000 sqft2 of floor space | 1000 sqft served | 13 | DEER:Indoor_CFL_Ltg | 0 | 0 | 0 | SWWH031-04 | 25.3545 | 2024 | 6.883 | 2024 | 0 | -2.8412 | SWWH031-04 | Com Elec Water Heaters - Hot-Dry ¦ SDG&E ¦ Hot-Dry | Com Elec Water Heaters - Hot-Dry | 0.77379 | 0.5 | 0 | CBSA 2019 | 0 | 2032 | 0.6 | SWWH031-04
COM-WATERHEAT-11.93 | Com ¦ Com Heat Pump Water Heater (3.3 UEF - 50 Gal) - Hot-Dry ¦ SDG&E ¦ Hot-Dry | Com ¦ Com Heat Pump Water Heater (3.3 UEF - 50 Gal) - Hot-Dry | SDG&E ¦ Hot-Dry | SDG&E | All | Electric | Heat pump water heater, 50 gallon, UEF = 3.30 | Efficient |  |  | 0 | Conventional | WaterHeat | Com - Restaurant | Com | ROB and NEW | 0 | 1000 sqft2 of floor space | 1000 sqft served | 13 | DEER:Indoor_CFL_Ltg | 0 | 0 | 0 | SWWH031-04 | 2375.3241 | 2024 | 644.8332 | 2024 | 0 | -266.1751 | SWWH031-04 | Com Elec Water Heaters - Hot-Dry ¦ SDG&E ¦ Hot-Dry | Com Elec Water Heaters - Hot-Dry | 0.20681 | 0.5 | 0 | CBSA 2019 | 0 | 2032 | 0.6 | SWWH031-04
COM-WATERHEAT-11.94 | Com ¦ Com Heat Pump Water Heater (3.3 UEF - 50 Gal) - Hot-Dry ¦ SDG&E ¦ Hot-Dry | Com ¦ Com Heat Pump Water Heater (3.3 UEF - 50 Gal) - Hot-Dry | SDG&E ¦ Hot-Dry | SDG&E | All | Electric | Heat pump water heater, 50 gallon, UEF = 3.30 | Efficient |  |  | 0 | Conventional | WaterHeat | Com - Retail | Com | ROB and NEW | 0 | 1000 sqft2 of floor space | 1000 sqft served | 13 | DEER:Indoor_CFL_Ltg | 0 | 0 | 0 | SWWH031-04 | 33.9631 | 2024 | 9.22 | 2024 | 0 | -3.8059 | SWWH031-04 | Com Elec Water Heaters - Hot-Dry ¦ SDG&E ¦ Hot-Dry | Com Elec Water Heaters - Hot-Dry | 0.59937 | 0.5 | 0 | CBSA 2019 | 0 | 2032 | 0.6 | SWWH031-04
COM-WATERHEAT-11.95 | Com ¦ Com Heat Pump Water Heater (3.3 UEF - 50 Gal) - Hot-Dry ¦ SDG&E ¦ Hot-Dry | Com ¦ Com Heat Pump Water Heater (3.3 UEF - 50 Gal) - Hot-Dry | SDG&E ¦ Hot-Dry | SDG&E | All | Electric | Heat pump water heater, 50 gallon, UEF = 3.30 | Efficient |  |  | 0 | Conventional | WaterHeat | Com - School | Com | ROB and NEW | 0 | 1000 sqft2 of floor space | 1000 sqft served | 13 | DEER:Indoor_CFL_Ltg | 0 | 0 | 0 | SWWH031-04 | 279.7669 | 2024 | 75.9488 | 2024 | 0 | -31.3502 | SWWH031-04 | Com Elec Water Heaters - Hot-Dry ¦ SDG&E ¦ Hot-Dry | Com Elec Water Heaters - Hot-Dry | 0.23078 | 0.5 | 0 | CBSA 2019 | 0 | 2032 | 0.6 | SWWH031-04
COM-WATERHEAT-11.96 | Com ¦ Com Heat Pump Water Heater (3.3 UEF - 50 Gal) - Hot-Dry ¦ SDG&E ¦ Hot-Dry | Com ¦ Com Heat Pump Water Heater (3.3 UEF - 50 Gal) - Hot-Dry | SDG&E ¦ Hot-Dry | SDG&E | All | Electric | Heat pump water heater, 50 gallon, UEF = 3.30 | Efficient |  |  | 0 | Conventional | WaterHeat | Com - Warehouse | Com | ROB and NEW | 0 | 1000 sqft2 of floor space | 1000 sqft served | 13 | DEER:Indoor_CFL_Ltg | 0 | 0 | 0 | SWWH031-04 | 5.0709 | 2024 | 1.3766 | 2024 | 0 | -0.56824 | SWWH031-04 | Com Elec Water Heaters - Hot-Dry ¦ SDG&E ¦ Hot-Dry | Com Elec Water Heaters - Hot-Dry | 0.8024 | 0.5 | 0 | CBSA 2019 | 0 | 2032 | 0.6 | SWWH031-04
COM-WATERHEAT-15.1 | Com ¦ Com No Hot Water Tank Insulation - Marine ¦ PG&E ¦ Marine | Com ¦ Com No Hot Water Tank Insulation - Marine | PG&E ¦ Marine | PG&E | All | Gas | Com Hot Water Tank Insulation | Average Existing |  |  | 0 | Conventional | WaterHeat | Com - College | Com | RET Only | 0 | 1000 sqft2 of floor space | 1000 sqft served | 7 | DEER:Indoor_CFL_Ltg | 0 | 0 | 12.2767 | SWWH018-05 | 0 | 2024 | 0 | 2024 | 0 | 0 | SWWH018-05 | Com Hot Water Tank Insulation - Marine ¦ PG&E ¦ Marine | Com Hot Water Tank Insulation - Marine | 0.17915 | 1 | 0.11 | CBSA 2019 | -40.4965 | 2012 | 0.6 | SWWH018-05
COM-WATERHEAT-15.2 | Com ¦ Com No Hot Water Tank Insulation - Marine ¦ PG&E ¦ Marine | Com ¦ Com No Hot Water Tank Insulation - Marine | PG&E ¦ Marine | PG&E | All | Gas | Com Hot Water Tank Insulation | Average Existing |  |  | 0 | Conventional | WaterHeat | Com - Grocery | Com | RET Only | 0 | 1000 sqft2 of floor space | 1000 sqft served | 7 | DEER:Indoor_CFL_Ltg | 0 | 0 | 12.2767 | SWWH018-05 | 0 | 2024 | 0 | 2024 | 0 | 0 | SWWH018-05 | Com Hot Water Tank Insulation - Marine ¦ PG&E ¦ Marine | Com Hot Water Tank Insulation - Marine | 0.039805 | 1 | 0.42 | CBSA 2019 | -28.828 | 2012 | 0.6 | SWWH018-05
COM-WATERHEAT-15.3 | Com ¦ Com No Hot Water Tank Insulation - Marine ¦ PG&E ¦ Marine | Com ¦ Com No Hot Water Tank Insulation - Marine | PG&E ¦ Marine | PG&E | All | Gas | Com Hot Water Tank Insulation | Average Existing |  |  | 0 | Conventional | WaterHeat | Com - Health | Com | RET Only | 0 | 1000 sqft2 of floor space | 1000 sqft served | 7 | DEER:Indoor_CFL_Ltg | 0 | 0 | 12.2767 | SWWH018-05 | 0 | 2024 | 0 | 2024 | 0 | 0 | SWWH018-05 | Com Hot Water Tank Insulation - Marine ¦ PG&E ¦ Marine | Com Hot Water Tank Insulation - Marine | 0.18279 | 1 | 0.11 | CBSA 2019 | -34.6764 | 2012 | 0.6 | SWWH018-05
COM-WATERHEAT-15.4 | Com ¦ Com No Hot Water Tank Insulation - Marine ¦ PG&E ¦ Marine | Com ¦ Com No Hot Water Tank Insulation - Marine | PG&E ¦ Marine | PG&E | All | Gas | Com Hot Water Tank Insulation | Average Existing |  |  | 0 | Conventional | WaterHeat | Com - Lodging | Com | RET Only | 0 | 1000 sqft2 of floor space | 1000 sqft served | 7 | DEER:Indoor_CFL_Ltg | 0 | 0 | 12.2767 | SWWH018-05 | 0 | 2024 | 0 | 2024 | 0 | 0 | SWWH018-05 | Com Hot Water Tank Insulation - Marine ¦ PG&E ¦ Marine | Com Hot Water Tank Insulation - Marine | 0.29635 | 1 | 0.11 | CBSA 2019 | -121.2732 | 2012 | 0.6 | SWWH018-05
COM-WATERHEAT-15.5 | Com ¦ Com No Hot Water Tank Insulation - Marine ¦ PG&E ¦ Marine | Com ¦ Com No Hot Water Tank Insulation - Marine | PG&E ¦ Marine | PG&E | All | Gas | Com Hot Water Tank Insulation | Average Existing |  |  | 0 | Conventional | WaterHeat | Com - Office (Large) | Com | RET Only | 0 | 1000 sqft2 of floor space | 1000 sqft served | 7 | DEER:Indoor_CFL_Ltg | 0 | 0 | 12.2767 | SWWH018-05 | 0 | 2024 | 0 | 2024 | 0 | 0 | SWWH018-05 | Com Hot Water Tank Insulation - Marine ¦ PG&E ¦ Marine | Com Hot Water Tank Insulation - Marine | 0.04091 | 1 | 0.11 | CBSA 2019 | -55.1308 | 2012 | 0.6 | SWWH018-05
COM-WATERHEAT-15.6 | Com ¦ Com No Hot Water Tank Insulation - Marine ¦ PG&E ¦ Marine | Com ¦ Com No Hot Water Tank Insulation - Marine | PG&E ¦ Marine | PG&E | All | Gas | Com Hot Water Tank Insulation | Average Existing |  |  | 0 | Conventional | WaterHeat | Com - Office (Small) | Com | RET Only | 0 | 1000 sqft2 of floor space | 1000 sqft served | 7 | DEER:Indoor_CFL_Ltg | 0 | 0 | 12.2767 | SWWH018-05 | 0 | 2024 | 0 | 2024 | 0 | 0 | SWWH018-05 | Com Hot Water Tank Insulation - Marine ¦ PG&E ¦ Marine | Com Hot Water Tank Insulation - Marine | 0.04091 | 1 | 0.42 | CBSA 2019 | -24.3038 | 2012 | 0.6 | SWWH018-05
COM-WATERHEAT-15.7 | Com ¦ Com No Hot Water Tank Insulation - Marine ¦ PG&E ¦ Marine | Com ¦ Com No Hot Water Tank Insulation - Marine | PG&E ¦ Marine | PG&E | All | Gas | Com Hot Water Tank Insulation | Average Existing |  |  | 0 | Conventional | WaterHeat | Com - Other | Com | RET Only | 0 | 1000 sqft2 of floor space | 1000 sqft served | 7 | DEER:Indoor_CFL_Ltg | 0 | 0 | 12.2767 | SWWH018-05 | 0 | 2024 | 0 | 2024 | 0 | 0 | SWWH018-05 | Com Hot Water Tank Insulation - Marine ¦ PG&E ¦ Marine | Com Hot Water Tank Insulation - Marine | 0.16753 | 1 | 0.42 | CBSA 2019 | -55.6134 | 2012 | 0.6 | SWWH018-05
COM-WATERHEAT-15.8 | Com ¦ Com No Hot Water Tank Insulation - Marine ¦ PG&E ¦ Marine | Com ¦ Com No Hot Water Tank Insulation - Marine | PG&E ¦ Marine | PG&E | All | Gas | Com Hot Water Tank Insulation | Average Existing |  |  | 0 | Conventional | WaterHeat | Com - Refrig. Warehouse | Com | RET Only | 0 | 1000 sqft2 of floor space | 1000 sqft served | 7 | DEER:Indoor_CFL_Ltg | 0 | 0 | 12.2767 | SWWH018-05 | 0 | 2024 | 0 | 2024 | 0 | 0 | SWWH018-05 | Com Hot Water Tank Insulation - Marine ¦ PG&E ¦ Marine | Com Hot Water Tank Insulation - Marine | 0.095771 | 1 | 0.42 | CBSA 2019 | -9.2172 | 2012 | 0.6 | SWWH018-05
COM-WATERHEAT-15.9 | Com ¦ Com No Hot Water Tank Insulation - Marine ¦ PG&E ¦ Marine | Com ¦ Com No Hot Water Tank Insulation - Marine | PG&E ¦ Marine | PG&E | All | Gas | Com Hot Water Tank Insulation | Average Existing |  |  | 0 | Conventional | WaterHeat | Com - Restaurant | Com | RET Only | 0 | 1000 sqft2 of floor space | 1000 sqft served | 7 | DEER:Indoor_CFL_Ltg | 0 | 0 | 12.2767 | SWWH018-05 | 0 | 2024 | 0 | 2024 | 0 | 0 | SWWH018-05 | Com Hot Water Tank Insulation - Marine ¦ PG&E ¦ Marine | Com Hot Water Tank Insulation - Marine | 0.047202 | 1 | 0.42 | CBSA 2019 | -9.2227 | 2012 | 0.6 | SWWH018-05
COM-WATERHEAT-15.10 | Com ¦ Com No Hot Water Tank Insulation - Marine ¦ PG&E ¦ Marine | Com ¦ Com No Hot Water Tank Insulation - Marine | PG&E ¦ Marine | PG&E | All | Gas | Com Hot Water Tank Insulation | Average Existing |  |  | 0 | Conventional | WaterHeat | Com - Retail | Com | RET Only | 0 | 1000 sqft2 of floor space | 1000 sqft served | 7 | DEER:Indoor_CFL_Ltg | 0 | 0 | 12.2767 | SWWH018-05 | 0 | 2024 | 0 | 2024 | 0 | 0 | SWWH018-05 | Com Hot Water Tank Insulation - Marine ¦ PG&E ¦ Marine | Com Hot Water Tank Insulation - Marine | 0.004808 | 1 | 0.42 | CBSA 2019 | -60.6605 | 2012 | 0.6 | SWWH018-05
COM-WATERHEAT-15.11 | Com ¦ Com No Hot Water Tank Insulation - Marine ¦ PG&E ¦ Marine | Com ¦ Com No Hot Water Tank Insulation - Marine | PG&E ¦ Marine | PG&E | All | Gas | Com Hot Water Tank Insulation | Average Existing |  |  | 0 | Conventional | WaterHeat | Com - School | Com | RET Only | 0 | 1000 sqft2 of floor space | 1000 sqft served | 7 | DEER:Indoor_CFL_Ltg | 0 | 0 | 12.2767 | SWWH018-05 | 0 | 2024 | 0 | 2024 | 0 | 0 | SWWH018-05 | Com Hot Water Tank Insulation - Marine ¦ PG&E ¦ Marine | Com Hot Water Tank Insulation - Marine | 0.072836 | 1 | 0.11 | CBSA 2019 | -28.049 | 2012 | 0.6 | SWWH018-05
COM-WATERHEAT-15.12 | Com ¦ Com No Hot Water Tank Insulation - Marine ¦ PG&E ¦ Marine | Com ¦ Com No Hot Water Tank Insulation - Marine | PG&E ¦ Marine | PG&E | All | Gas | Com Hot Water Tank Insulation | Average Existing |  |  | 0 | Conventional | WaterHeat | Com - Warehouse | Com | RET Only | 0 | 1000 sqft2 of floor space | 1000 sqft served | 7 | DEER:Indoor_CFL_Ltg | 0 | 0 | 12.2767 | SWWH018-05 | 0 | 2024 | 0 | 2024 | 0 | 0 | SWWH018-05 | Com Hot Water Tank Insulation - Marine ¦ PG&E ¦ Marine | Com Hot Water Tank Insulation - Marine | 0.098222 | 1 | 0.42 | CBSA 2019 | -51.752 | 2012 | 0.6 | SWWH018-05
COM-WATERHEAT-15.13 | Com ¦ Com No Hot Water Tank Insulation - Hot-Dry ¦ PG&E ¦ Hot-Dry | Com ¦ Com No Hot Water Tank Insulation - Hot-Dry | PG&E ¦ Hot-Dry | PG&E | All | Gas | Com Hot Water Tank Insulation | Average Existing |  |  | 0 | Conventional | WaterHeat | Com - College | Com | RET Only | 0 | 1000 sqft2 of floor space | 1000 sqft served | 7 | DEER:Indoor_CFL_Ltg | 0 | 0 | 11.6333 | SWWH018-05 | 0 | 2024 | 0 | 2024 | 0 | 0 | SWWH018-05 | Com Hot Water Tank Insulation - Hot-Dry ¦ PG&E ¦ Hot-Dry | Com Hot Water Tank Insulation - Hot-Dry | 0.17915 | 1 | 0.11 | CBSA 2019 | -38.3743 | 2012 | 0.6 | SWWH018-05
COM-WATERHEAT-15.14 | Com ¦ Com No Hot Water Tank Insulation - Hot-Dry ¦ PG&E ¦ Hot-Dry | Com ¦ Com No Hot Water Tank Insulation - Hot-Dry | PG&E ¦ Hot-Dry | PG&E | All | Gas | Com Hot Water Tank Insulation | Average Existing |  |  | 0 | Conventional | WaterHeat | Com - Grocery | Com | RET Only | 0 | 1000 sqft2 of floor space | 1000 sqft served | 7 | DEER:Indoor_CFL_Ltg | 0 | 0 | 11.6333 | SWWH018-05 | 0 | 2024 | 0 | 2024 | 0 | 0 | SWWH018-05 | Com Hot Water Tank Insulation - Hot-Dry ¦ PG&E ¦ Hot-Dry | Com Hot Water Tank Insulation - Hot-Dry | 0.039805 | 1 | 0.42 | CBSA 2019 | -27.3173 | 2012 | 0.6 | SWWH018-05
COM-WATERHEAT-15.15 | Com ¦ Com No Hot Water Tank Insulation - Hot-Dry ¦ PG&E ¦ Hot-Dry | Com ¦ Com No Hot Water Tank Insulation - Hot-Dry | PG&E ¦ Hot-Dry | PG&E | All | Gas | Com Hot Water Tank Insulation | Average Existing |  |  | 0 | Conventional | WaterHeat | Com - Health | Com | RET Only | 0 | 1000 sqft2 of floor space | 1000 sqft served | 7 | DEER:Indoor_CFL_Ltg | 0 | 0 | 11.6333 | SWWH018-05 | 0 | 2024 | 0 | 2024 | 0 | 0 | SWWH018-05 | Com Hot Water Tank Insulation - Hot-Dry ¦ PG&E ¦ Hot-Dry | Com Hot Water Tank Insulation - Hot-Dry | 0.18279 | 1 | 0.11 | CBSA 2019 | -32.8593 | 2012 | 0.6 | SWWH018-05
COM-WATERHEAT-15.16 | Com ¦ Com No Hot Water Tank Insulation - Hot-Dry ¦ PG&E ¦ Hot-Dry | Com ¦ Com No Hot Water Tank Insulation - Hot-Dry | PG&E ¦ Hot-Dry | PG&E | All | Gas | Com Hot Water Tank Insulation | Average Existing |  |  | 0 | Conventional | WaterHeat | Com - Lodging | Com | RET Only | 0 | 1000 sqft2 of floor space | 1000 sqft served | 7 | DEER:Indoor_CFL_Ltg | 0 | 0 | 11.6333 | SWWH018-05 | 0 | 2024 | 0 | 2024 | 0 | 0 | SWWH018-05 | Com Hot Water Tank Insulation - Hot-Dry ¦ PG&E ¦ Hot-Dry | Com Hot Water Tank Insulation - Hot-Dry | 0.29635 | 1 | 0.11 | CBSA 2019 | -114.9182 | 2012 | 0.6 | SWWH018-05
COM-WATERHEAT-15.17 | Com ¦ Com No Hot Water Tank Insulation - Hot-Dry ¦ PG&E ¦ Hot-Dry | Com ¦ Com No Hot Water Tank Insulation - Hot-Dry | PG&E ¦ Hot-Dry | PG&E | All | Gas | Com Hot Water Tank Insulation | Average Existing |  |  | 0 | Conventional | WaterHeat | Com - Office (Large) | Com | RET Only | 0 | 1000 sqft2 of floor space | 1000 sqft served | 7 | DEER:Indoor_CFL_Ltg | 0 | 0 | 11.6333 | SWWH018-05 | 0 | 2024 | 0 | 2024 | 0 | 0 | SWWH018-05 | Com Hot Water Tank Insulation - Hot-Dry ¦ PG&E ¦ Hot-Dry | Com Hot Water Tank Insulation - Hot-Dry | 0.04091 | 1 | 0.11 | CBSA 2019 | -52.2417 | 2012 | 0.6 | SWWH018-05
COM-WATERHEAT-15.18 | Com ¦ Com No Hot Water Tank Insulation - Hot-Dry ¦ PG&E ¦ Hot-Dry | Com ¦ Com No Hot Water Tank Insulation - Hot-Dry | PG&E ¦ Hot-Dry | PG&E | All | Gas | Com Hot Water Tank Insulation | Average Existing |  |  | 0 | Conventional | WaterHeat | Com - Office (Small) | Com | RET Only | 0 | 1000 sqft2 of floor space | 1000 sqft served | 7 | DEER:Indoor_CFL_Ltg | 0 | 0 | 11.6333 | SWWH018-05 | 0 | 2024 | 0 | 2024 | 0 | 0 | SWWH018-05 | Com Hot Water Tank Insulation - Hot-Dry ¦ PG&E ¦ Hot-Dry | Com Hot Water Tank Insulation - Hot-Dry | 0.04091 | 1 | 0.42 | CBSA 2019 | -23.0302 | 2012 | 0.6 | SWWH018-05
COM-WATERHEAT-15.19 | Com ¦ Com No Hot Water Tank Insulation - Hot-Dry ¦ PG&E ¦ Hot-Dry | Com ¦ Com No Hot Water Tank Insulation - Hot-Dry | PG&E ¦ Hot-Dry | PG&E | All | Gas | Com Hot Water Tank Insulation | Average Existing |  |  | 0 | Conventional | WaterHeat | Com - Other | Com | RET Only | 0 | 1000 sqft2 of floor space | 1000 sqft served | 7 | DEER:Indoor_CFL_Ltg | 0 | 0 | 11.6333 | SWWH018-05 | 0 | 2024 | 0 | 2024 | 0 | 0 | SWWH018-05 | Com Hot Water Tank Insulation - Hot-Dry ¦ PG&E ¦ Hot-Dry | Com Hot Water Tank Insulation - Hot-Dry | 0.16753 | 1 | 0.42 | CBSA 2019 | -52.6991 | 2012 | 0.6 | SWWH018-05
COM-WATERHEAT-15.20 | Com ¦ Com No Hot Water Tank Insulation - Hot-Dry ¦ PG&E ¦ Hot-Dry | Com ¦ Com No Hot Water Tank Insulation - Hot-Dry | PG&E ¦ Hot-Dry | PG&E | All | Gas | Com Hot Water Tank Insulation | Average Existing |  |  | 0 | Conventional | WaterHeat | Com - Refrig. Warehouse | Com | RET Only | 0 | 1000 sqft2 of floor space | 1000 sqft served | 7 | DEER:Indoor_CFL_Ltg | 0 | 0 | 11.6333 | SWWH018-05 | 0 | 2024 | 0 | 2024 | 0 | 0 | SWWH018-05 | Com Hot Water Tank Insulation - Hot-Dry ¦ PG&E ¦ Hot-Dry | Com Hot Water Tank Insulation - Hot-Dry | 0.095771 | 1 | 0.42 | CBSA 2019 | -8.7342 | 2012 | 0.6 | SWWH018-05
COM-WATERHEAT-15.21 | Com ¦ Com No Hot Water Tank Insulation - Hot-Dry ¦ PG&E ¦ Hot-Dry | Com ¦ Com No Hot Water Tank Insulation - Hot-Dry | PG&E ¦ Hot-Dry | PG&E | All | Gas | Com Hot Water Tank Insulation | Average Existing |  |  | 0 | Conventional | WaterHeat | Com - Restaurant | Com | RET Only | 0 | 1000 sqft2 of floor space | 1000 sqft served | 7 | DEER:Indoor_CFL_Ltg | 0 | 0 | 11.6333 | SWWH018-05 | 0 | 2024 | 0 | 2024 | 0 | 0 | SWWH018-05 | Com Hot Water Tank Insulation - Hot-Dry ¦ PG&E ¦ Hot-Dry | Com Hot Water Tank Insulation - Hot-Dry | 0.047202 | 1 | 0.42 | CBSA 2019 | -8.7394 | 2012 | 0.6 | SWWH018-05
COM-WATERHEAT-15.22 | Com ¦ Com No Hot Water Tank Insulation - Hot-Dry ¦ PG&E ¦ Hot-Dry | Com ¦ Com No Hot Water Tank Insulation - Hot-Dry | PG&E ¦ Hot-Dry | PG&E | All | Gas | Com Hot Water Tank Insulation | Average Existing |  |  | 0 | Conventional | WaterHeat | Com - Retail | Com | RET Only | 0 | 1000 sqft2 of floor space | 1000 sqft served | 7 | DEER:Indoor_CFL_Ltg | 0 | 0 | 11.6333 | SWWH018-05 | 0 | 2024 | 0 | 2024 | 0 | 0 | SWWH018-05 | Com Hot Water Tank Insulation - Hot-Dry ¦ PG&E ¦ Hot-Dry | Com Hot Water Tank Insulation - Hot-Dry | 0.004808 | 1 | 0.42 | CBSA 2019 | -57.4817 | 2012 | 0.6 | SWWH018-05
COM-WATERHEAT-15.23 | Com ¦ Com No Hot Water Tank Insulation - Hot-Dry ¦ PG&E ¦ Hot-Dry | Com ¦ Com No Hot Water Tank Insulation - Hot-Dry | PG&E ¦ Hot-Dry | PG&E | All | Gas | Com Hot Water Tank Insulation | Average Existing |  |  | 0 | Conventional | WaterHeat | Com - School | Com | RET Only | 0 | 1000 sqft2 of floor space | 1000 sqft served | 7 | DEER:Indoor_CFL_Ltg | 0 | 0 | 11.6333 | SWWH018-05 | 0 | 2024 | 0 | 2024 | 0 | 0 | SWWH018-05 | Com Hot Water Tank Insulation - Hot-Dry ¦ PG&E ¦ Hot-Dry | Com Hot Water Tank Insulation - Hot-Dry | 0.072836 | 1 | 0.11 | CBSA 2019 | -26.5792 | 2012 | 0.6 | SWWH018-05
COM-WATERHEAT-15.24 | Com ¦ Com No Hot Water Tank Insulation - Hot-Dry ¦ PG&E ¦ Hot-Dry | Com ¦ Com No Hot Water Tank Insulation - Hot-Dry | PG&E ¦ Hot-Dry | PG&E | All | Gas | Com Hot Water Tank Insulation | Average Existing |  |  | 0 | Conventional | WaterHeat | Com - Warehouse | Com | RET Only | 0 | 1000 sqft2 of floor space | 1000 sqft served | 7 | DEER:Indoor_CFL_Ltg | 0 | 0 | 11.6333 | SWWH018-05 | 0 | 2024 | 0 | 2024 | 0 | 0 | SWWH018-05 | Com Hot Water Tank Insulation - Hot-Dry ¦ PG&E ¦ Hot-Dry | Com Hot Water Tank Insulation - Hot-Dry | 0.098222 | 1 | 0.42 | CBSA 2019 | -49.04 | 2012 | 0.6 | SWWH018-05
COM-WATERHEAT-15.25 | Com ¦ Com No Hot Water Tank Insulation - Cold ¦ PG&E ¦ Cold | Com ¦ Com No Hot Water Tank Insulation - Cold | PG&E ¦ Cold | PG&E | All | Gas | Com Hot Water Tank Insulation | Average Existing |  |  | 0 | Conventional | WaterHeat | Com - College | Com | RET Only | 0 | 1000 sqft2 of floor space | 1000 sqft served | 7 | DEER:Indoor_CFL_Ltg | 0 | 0 | 12.9267 | SWWH018-05 | 0 | 2024 | 0 | 2024 | 0 | 0 | SWWH018-05 | Com Hot Water Tank Insulation - Cold ¦ PG&E ¦ Cold | Com Hot Water Tank Insulation - Cold | 0.17915 | 1 | 0.11 | CBSA 2019 | -42.6406 | 2012 | 0.6 | SWWH018-05
COM-WATERHEAT-15.26 | Com ¦ Com No Hot Water Tank Insulation - Cold ¦ PG&E ¦ Cold | Com ¦ Com No Hot Water Tank Insulation - Cold | PG&E ¦ Cold | PG&E | All | Gas | Com Hot Water Tank Insulation | Average Existing |  |  | 0 | Conventional | WaterHeat | Com - Grocery | Com | RET Only | 0 | 1000 sqft2 of floor space | 1000 sqft served | 7 | DEER:Indoor_CFL_Ltg | 0 | 0 | 12.9267 | SWWH018-05 | 0 | 2024 | 0 | 2024 | 0 | 0 | SWWH018-05 | Com Hot Water Tank Insulation - Cold ¦ PG&E ¦ Cold | Com Hot Water Tank Insulation - Cold | 0.039805 | 1 | 0.42 | CBSA 2019 | -30.3543 | 2012 | 0.6 | SWWH018-05
COM-WATERHEAT-15.27 | Com ¦ Com No Hot Water Tank Insulation - Cold ¦ PG&E ¦ Cold | Com ¦ Com No Hot Water Tank Insulation - Cold | PG&E ¦ Cold | PG&E | All | Gas | Com Hot Water Tank Insulation | Average Existing |  |  | 0 | Conventional | WaterHeat | Com - Health | Com | RET Only | 0 | 1000 sqft2 of floor space | 1000 sqft served | 7 | DEER:Indoor_CFL_Ltg | 0 | 0 | 12.9267 | SWWH018-05 | 0 | 2024 | 0 | 2024 | 0 | 0 | SWWH018-05 | Com Hot Water Tank Insulation - Cold ¦ PG&E ¦ Cold | Com Hot Water Tank Insulation - Cold | 0.18279 | 1 | 0.11 | CBSA 2019 | -36.5124 | 2012 | 0.6 | SWWH018-05
COM-WATERHEAT-15.28 | Com ¦ Com No Hot Water Tank Insulation - Cold ¦ PG&E ¦ Cold | Com ¦ Com No Hot Water Tank Insulation - Cold | PG&E ¦ Cold | PG&E | All | Gas | Com Hot Water Tank Insulation | Average Existing |  |  | 0 | Conventional | WaterHeat | Com - Lodging | Com | RET Only | 0 | 1000 sqft2 of floor space | 1000 sqft served | 7 | DEER:Indoor_CFL_Ltg | 0 | 0 | 12.9267 | SWWH018-05 | 0 | 2024 | 0 | 2024 | 0 | 0 | SWWH018-05 | Com Hot Water Tank Insulation - Cold ¦ PG&E ¦ Cold | Com Hot Water Tank Insulation - Cold | 0.29635 | 1 | 0.11 | CBSA 2019 | -127.6942 | 2012 | 0.6 | SWWH018-05
COM-WATERHEAT-15.29 | Com ¦ Com No Hot Water Tank Insulation - Cold ¦ PG&E ¦ Cold | Com ¦ Com No Hot Water Tank Insulation - Cold | PG&E ¦ Cold | PG&E | All | Gas | Com Hot Water Tank Insulation | Average Existing |  |  | 0 | Conventional | WaterHeat | Com - Office (Large) | Com | RET Only | 0 | 1000 sqft2 of floor space | 1000 sqft served | 7 | DEER:Indoor_CFL_Ltg | 0 | 0 | 12.9267 | SWWH018-05 | 0 | 2024 | 0 | 2024 | 0 | 0 | SWWH018-05 | Com Hot Water Tank Insulation - Cold ¦ PG&E ¦ Cold | Com Hot Water Tank Insulation - Cold | 0.04091 | 1 | 0.11 | CBSA 2019 | -58.0497 | 2012 | 0.6 | SWWH018-05
COM-WATERHEAT-15.30 | Com ¦ Com No Hot Water Tank Insulation - Cold ¦ PG&E ¦ Cold | Com ¦ Com No Hot Water Tank Insulation - Cold | PG&E ¦ Cold | PG&E | All | Gas | Com Hot Water Tank Insulation | Average Existing |  |  | 0 | Conventional | WaterHeat | Com - Office (Small) | Com | RET Only | 0 | 1000 sqft2 of floor space | 1000 sqft served | 7 | DEER:Indoor_CFL_Ltg | 0 | 0 | 12.9267 | SWWH018-05 | 0 | 2024 | 0 | 2024 | 0 | 0 | SWWH018-05 | Com Hot Water Tank Insulation - Cold ¦ PG&E ¦ Cold | Com Hot Water Tank Insulation - Cold | 0.04091 | 1 | 0.42 | CBSA 2019 | -25.5906 | 2012 | 0.6 | SWWH018-05
COM-WATERHEAT-15.31 | Com ¦ Com No Hot Water Tank Insulation - Cold ¦ PG&E ¦ Cold | Com ¦ Com No Hot Water Tank Insulation - Cold | PG&E ¦ Cold | PG&E | All | Gas | Com Hot Water Tank Insulation | Average Existing |  |  | 0 | Conventional | WaterHeat | Com - Other | Com | RET Only | 0 | 1000 sqft2 of floor space | 1000 sqft served | 7 | DEER:Indoor_CFL_Ltg | 0 | 0 | 12.9267 | SWWH018-05 | 0 | 2024 | 0 | 2024 | 0 | 0 | SWWH018-05 | Com Hot Water Tank Insulation - Cold ¦ PG&E ¦ Cold | Com Hot Water Tank Insulation - Cold | 0.16753 | 1 | 0.42 | CBSA 2019 | -58.5579 | 2012 | 0.6 | SWWH018-05
COM-WATERHEAT-15.32 | Com ¦ Com No Hot Water Tank Insulation - Cold ¦ PG&E ¦ Cold | Com ¦ Com No Hot Water Tank Insulation - Cold | PG&E ¦ Cold | PG&E | All | Gas | Com Hot Water Tank Insulation | Average Existing |  |  | 0 | Conventional | WaterHeat | Com - Refrig. Warehouse | Com | RET Only | 0 | 1000 sqft2 of floor space | 1000 sqft served | 7 | DEER:Indoor_CFL_Ltg | 0 | 0 | 12.9267 | SWWH018-05 | 0 | 2024 | 0 | 2024 | 0 | 0 | SWWH018-05 | Com Hot Water Tank Insulation - Cold ¦ PG&E ¦ Cold | Com Hot Water Tank Insulation - Cold | 0.095771 | 1 | 0.42 | CBSA 2019 | -9.7052 | 2012 | 0.6 | SWWH018-05
COM-WATERHEAT-15.33 | Com ¦ Com No Hot Water Tank Insulation - Cold ¦ PG&E ¦ Cold | Com ¦ Com No Hot Water Tank Insulation - Cold | PG&E ¦ Cold | PG&E | All | Gas | Com Hot Water Tank Insulation | Average Existing |  |  | 0 | Conventional | WaterHeat | Com - Restaurant | Com | RET Only | 0 | 1000 sqft2 of floor space | 1000 sqft served | 7 | DEER:Indoor_CFL_Ltg | 0 | 0 | 12.9267 | SWWH018-05 | 0 | 2024 | 0 | 2024 | 0 | 0 | SWWH018-05 | Com Hot Water Tank Insulation - Cold ¦ PG&E ¦ Cold | Com Hot Water Tank Insulation - Cold | 0.047202 | 1 | 0.42 | CBSA 2019 | -9.711 | 2012 | 0.6 | SWWH018-05
COM-WATERHEAT-15.34 | Com ¦ Com No Hot Water Tank Insulation - Cold ¦ PG&E ¦ Cold | Com ¦ Com No Hot Water Tank Insulation - Cold | PG&E ¦ Cold | PG&E | All | Gas | Com Hot Water Tank Insulation | Average Existing |  |  | 0 | Conventional | WaterHeat | Com - Retail | Com | RET Only | 0 | 1000 sqft2 of floor space | 1000 sqft served | 7 | DEER:Indoor_CFL_Ltg | 0 | 0 | 12.9267 | SWWH018-05 | 0 | 2024 | 0 | 2024 | 0 | 0 | SWWH018-05 | Com Hot Water Tank Insulation - Cold ¦ PG&E ¦ Cold | Com Hot Water Tank Insulation - Cold | 0.004808 | 1 | 0.42 | CBSA 2019 | -63.8722 | 2012 | 0.6 | SWWH018-05
COM-WATERHEAT-15.35 | Com ¦ Com No Hot Water Tank Insulation - Cold ¦ PG&E ¦ Cold | Com ¦ Com No Hot Water Tank Insulation - Cold | PG&E ¦ Cold | PG&E | All | Gas | Com Hot Water Tank Insulation | Average Existing |  |  | 0 | Conventional | WaterHeat | Com - School | Com | RET Only | 0 | 1000 sqft2 of floor space | 1000 sqft served | 7 | DEER:Indoor_CFL_Ltg | 0 | 0 | 12.9267 | SWWH018-05 | 0 | 2024 | 0 | 2024 | 0 | 0 | SWWH018-05 | Com Hot Water Tank Insulation - Cold ¦ PG&E ¦ Cold | Com Hot Water Tank Insulation - Cold | 0.072836 | 1 | 0.11 | CBSA 2019 | -29.5341 | 2012 | 0.6 | SWWH018-05
COM-WATERHEAT-15.36 | Com ¦ Com No Hot Water Tank Insulation - Cold ¦ PG&E ¦ Cold | Com ¦ Com No Hot Water Tank Insulation - Cold | PG&E ¦ Cold | PG&E | All | Gas | Com Hot Water Tank Insulation | Average Existing |  |  | 0 | Conventional | WaterHeat | Com - Warehouse | Com | RET Only | 0 | 1000 sqft2 of floor space | 1000 sqft served | 7 | DEER:Indoor_CFL_Ltg | 0 | 0 | 12.9267 | SWWH018-05 | 0 | 2024 | 0 | 2024 | 0 | 0 | SWWH018-05 | Com Hot Water Tank Insulation - Cold ¦ PG&E ¦ Cold | Com Hot Water Tank Insulation - Cold | 0.098222 | 1 | 0.42 | CBSA 2019 | -54.492 | 2012 | 0.6 | SWWH018-05
COM-WATERHEAT-15.37 | Com ¦ Com No Hot Water Tank Insulation - Marine ¦ SCG ¦ Marine | Com ¦ Com No Hot Water Tank Insulation - Marine | SCG ¦ Marine | SCG | All | Gas | Com Hot Water Tank Insulation | Average Existing |  |  | 0 | Conventional | WaterHeat | Com - College | Com | RET Only | 0 | 1000 sqft2 of floor space | 1000 sqft served | 7 | DEER:Indoor_CFL_Ltg | 0 | 0 | 11.3533 | SWWH018-05 | 0 | 2024 | 0 | 2024 | 0 | 0 | SWWH018-05 | Com Hot Water Tank Insulation - Marine ¦ SCG ¦ Marine | Com Hot Water Tank Insulation - Marine | 0.17915 | 1 | 0.11 | CBSA 2019 | -37.4507 | 2012 | 0.6 | SWWH018-05
COM-WATERHEAT-15.38 | Com ¦ Com No Hot Water Tank Insulation - Marine ¦ SCG ¦ Marine | Com ¦ Com No Hot Water Tank Insulation - Marine | SCG ¦ Marine | SCG | All | Gas | Com Hot Water Tank Insulation | Average Existing |  |  | 0 | Conventional | WaterHeat | Com - Grocery | Com | RET Only | 0 | 1000 sqft2 of floor space | 1000 sqft served | 7 | DEER:Indoor_CFL_Ltg | 0 | 0 | 11.3533 | SWWH018-05 | 0 | 2024 | 0 | 2024 | 0 | 0 | SWWH018-05 | Com Hot Water Tank Insulation - Marine ¦ SCG ¦ Marine | Com Hot Water Tank Insulation - Marine | 0.039805 | 1 | 0.42 | CBSA 2019 | -26.6598 | 2012 | 0.6 | SWWH018-05
COM-WATERHEAT-15.39 | Com ¦ Com No Hot Water Tank Insulation - Marine ¦ SCG ¦ Marine | Com ¦ Com No Hot Water Tank Insulation - Marine | SCG ¦ Marine | SCG | All | Gas | Com Hot Water Tank Insulation | Average Existing |  |  | 0 | Conventional | WaterHeat | Com - Health | Com | RET Only | 0 | 1000 sqft2 of floor space | 1000 sqft served | 7 | DEER:Indoor_CFL_Ltg | 0 | 0 | 11.3533 | SWWH018-05 | 0 | 2024 | 0 | 2024 | 0 | 0 | SWWH018-05 | Com Hot Water Tank Insulation - Marine ¦ SCG ¦ Marine | Com Hot Water Tank Insulation - Marine | 0.18279 | 1 | 0.11 | CBSA 2019 | -32.0684 | 2012 | 0.6 | SWWH018-05
COM-WATERHEAT-15.40 | Com ¦ Com No Hot Water Tank Insulation - Marine ¦ SCG ¦ Marine | Com ¦ Com No Hot Water Tank Insulation - Marine | SCG ¦ Marine | SCG | All | Gas | Com Hot Water Tank Insulation | Average Existing |  |  | 0 | Conventional | WaterHeat | Com - Lodging | Com | RET Only | 0 | 1000 sqft2 of floor space | 1000 sqft served | 7 | DEER:Indoor_CFL_Ltg | 0 | 0 | 11.3533 | SWWH018-05 | 0 | 2024 | 0 | 2024 | 0 | 0 | SWWH018-05 | Com Hot Water Tank Insulation - Marine ¦ SCG ¦ Marine | Com Hot Water Tank Insulation - Marine | 0.29635 | 1 | 0.11 | CBSA 2019 | -112.1522 | 2012 | 0.6 | SWWH018-05
COM-WATERHEAT-15.41 | Com ¦ Com No Hot Water Tank Insulation - Marine ¦ SCG ¦ Marine | Com ¦ Com No Hot Water Tank Insulation - Marine | SCG ¦ Marine | SCG | All | Gas | Com Hot Water Tank Insulation | Average Existing |  |  | 0 | Conventional | WaterHeat | Com - Office (Large) | Com | RET Only | 0 | 1000 sqft2 of floor space | 1000 sqft served | 7 | DEER:Indoor_CFL_Ltg | 0 | 0 | 11.3533 | SWWH018-05 | 0 | 2024 | 0 | 2024 | 0 | 0 | SWWH018-05 | Com Hot Water Tank Insulation - Marine ¦ SCG ¦ Marine | Com Hot Water Tank Insulation - Marine | 0.04091 | 1 | 0.11 | CBSA 2019 | -50.9843 | 2012 | 0.6 | SWWH018-05
COM-WATERHEAT-15.42 | Com ¦ Com No Hot Water Tank Insulation - Marine ¦ SCG ¦ Marine | Com ¦ Com No Hot Water Tank Insulation - Marine | SCG ¦ Marine | SCG | All | Gas | Com Hot Water Tank Insulation | Average Existing |  |  | 0 | Conventional | WaterHeat | Com - Office (Small) | Com | RET Only | 0 | 1000 sqft2 of floor space | 1000 sqft served | 7 | DEER:Indoor_CFL_Ltg | 0 | 0 | 11.3533 | SWWH018-05 | 0 | 2024 | 0 | 2024 | 0 | 0 | SWWH018-05 | Com Hot Water Tank Insulation - Marine ¦ SCG ¦ Marine | Com Hot Water Tank Insulation - Marine | 0.04091 | 1 | 0.42 | CBSA 2019 | -22.4759 | 2012 | 0.6 | SWWH018-05
COM-WATERHEAT-15.43 | Com ¦ Com No Hot Water Tank Insulation - Marine ¦ SCG ¦ Marine | Com ¦ Com No Hot Water Tank Insulation - Marine | SCG ¦ Marine | SCG | All | Gas | Com Hot Water Tank Insulation | Average Existing |  |  | 0 | Conventional | WaterHeat | Com - Other | Com | RET Only | 0 | 1000 sqft2 of floor space | 1000 sqft served | 7 | DEER:Indoor_CFL_Ltg | 0 | 0 | 11.3533 | SWWH018-05 | 0 | 2024 | 0 | 2024 | 0 | 0 | SWWH018-05 | Com Hot Water Tank Insulation - Marine ¦ SCG ¦ Marine | Com Hot Water Tank Insulation - Marine | 0.16753 | 1 | 0.42 | CBSA 2019 | -51.4307 | 2012 | 0.6 | SWWH018-05
COM-WATERHEAT-15.44 | Com ¦ Com No Hot Water Tank Insulation - Marine ¦ SCG ¦ Marine | Com ¦ Com No Hot Water Tank Insulation - Marine | SCG ¦ Marine | SCG | All | Gas | Com Hot Water Tank Insulation | Average Existing |  |  | 0 | Conventional | WaterHeat | Com - Refrig. Warehouse | Com | RET Only | 0 | 1000 sqft2 of floor space | 1000 sqft served | 7 | DEER:Indoor_CFL_Ltg | 0 | 0 | 11.3533 | SWWH018-05 | 0 | 2024 | 0 | 2024 | 0 | 0 | SWWH018-05 | Com Hot Water Tank Insulation - Marine ¦ SCG ¦ Marine | Com Hot Water Tank Insulation - Marine | 0.095771 | 1 | 0.42 | CBSA 2019 | -8.524 | 2012 | 0.6 | SWWH018-05
COM-WATERHEAT-15.45 | Com ¦ Com No Hot Water Tank Insulation - Marine ¦ SCG ¦ Marine | Com ¦ Com No Hot Water Tank Insulation - Marine | SCG ¦ Marine | SCG | All | Gas | Com Hot Water Tank Insulation | Average Existing |  |  | 0 | Conventional | WaterHeat | Com - Restaurant | Com | RET Only | 0 | 1000 sqft2 of floor space | 1000 sqft served | 7 | DEER:Indoor_CFL_Ltg | 0 | 0 | 11.3533 | SWWH018-05 | 0 | 2024 | 0 | 2024 | 0 | 0 | SWWH018-05 | Com Hot Water Tank Insulation - Marine ¦ SCG ¦ Marine | Com Hot Water Tank Insulation - Marine | 0.047202 | 1 | 0.42 | CBSA 2019 | -8.529 | 2012 | 0.6 | SWWH018-05
COM-WATERHEAT-15.46 | Com ¦ Com No Hot Water Tank Insulation - Marine ¦ SCG ¦ Marine | Com ¦ Com No Hot Water Tank Insulation - Marine | SCG ¦ Marine | SCG | All | Gas | Com Hot Water Tank Insulation | Average Existing |  |  | 0 | Conventional | WaterHeat | Com - Retail | Com | RET Only | 0 | 1000 sqft2 of floor space | 1000 sqft served | 7 | DEER:Indoor_CFL_Ltg | 0 | 0 | 11.3533 | SWWH018-05 | 0 | 2024 | 0 | 2024 | 0 | 0 | SWWH018-05 | Com Hot Water Tank Insulation - Marine ¦ SCG ¦ Marine | Com Hot Water Tank Insulation - Marine | 0.004808 | 1 | 0.42 | CBSA 2019 | -56.0982 | 2012 | 0.6 | SWWH018-05
COM-WATERHEAT-15.47 | Com ¦ Com No Hot Water Tank Insulation - Marine ¦ SCG ¦ Marine | Com ¦ Com No Hot Water Tank Insulation - Marine | SCG ¦ Marine | SCG | All | Gas | Com Hot Water Tank Insulation | Average Existing |  |  | 0 | Conventional | WaterHeat | Com - School | Com | RET Only | 0 | 1000 sqft2 of floor space | 1000 sqft served | 7 | DEER:Indoor_CFL_Ltg | 0 | 0 | 11.3533 | SWWH018-05 | 0 | 2024 | 0 | 2024 | 0 | 0 | SWWH018-05 | Com Hot Water Tank Insulation - Marine ¦ SCG ¦ Marine | Com Hot Water Tank Insulation - Marine | 0.072836 | 1 | 0.11 | CBSA 2019 | -25.9394 | 2012 | 0.6 | SWWH018-05
COM-WATERHEAT-15.48 | Com ¦ Com No Hot Water Tank Insulation - Marine ¦ SCG ¦ Marine | Com ¦ Com No Hot Water Tank Insulation - Marine | SCG ¦ Marine | SCG | All | Gas | Com Hot Water Tank Insulation | Average Existing |  |  | 0 | Conventional | WaterHeat | Com - Warehouse | Com | RET Only | 0 | 1000 sqft2 of floor space | 1000 sqft served | 7 | DEER:Indoor_CFL_Ltg | 0 | 0 | 11.3533 | SWWH018-05 | 0 | 2024 | 0 | 2024 | 0 | 0 | SWWH018-05 | Com Hot Water Tank Insulation - Marine ¦ SCG ¦ Marine | Com Hot Water Tank Insulation - Marine | 0.098222 | 1 | 0.42 | CBSA 2019 | -47.8597 | 2012 | 0.6 | SWWH018-05
COM-WATERHEAT-15.49 | Com ¦ Com No Hot Water Tank Insulation - Hot-Dry ¦ SCG ¦ Hot-Dry | Com ¦ Com No Hot Water Tank Insulation - Hot-Dry | SCG ¦ Hot-Dry | SCG | All | Gas | Com Hot Water Tank Insulation | Average Existing |  |  | 0 | Conventional | WaterHeat | Com - College | Com | RET Only | 0 | 1000 sqft2 of floor space | 1000 sqft served | 7 | DEER:Indoor_CFL_Ltg | 0 | 0 | 11.07 | SWWH018-05 | 0 | 2024 | 0 | 2024 | 0 | 0 | SWWH018-05 | Com Hot Water Tank Insulation - Hot-Dry ¦ SCG ¦ Hot-Dry | Com Hot Water Tank Insulation - Hot-Dry | 0.17915 | 1 | 0.11 | CBSA 2019 | -36.5161 | 2012 | 0.6 | SWWH018-05
COM-WATERHEAT-15.50 | Com ¦ Com No Hot Water Tank Insulation - Hot-Dry ¦ SCG ¦ Hot-Dry | Com ¦ Com No Hot Water Tank Insulation - Hot-Dry | SCG ¦ Hot-Dry | SCG | All | Gas | Com Hot Water Tank Insulation | Average Existing |  |  | 0 | Conventional | WaterHeat | Com - Grocery | Com | RET Only | 0 | 1000 sqft2 of floor space | 1000 sqft served | 7 | DEER:Indoor_CFL_Ltg | 0 | 0 | 11.07 | SWWH018-05 | 0 | 2024 | 0 | 2024 | 0 | 0 | SWWH018-05 | Com Hot Water Tank Insulation - Hot-Dry ¦ SCG ¦ Hot-Dry | Com Hot Water Tank Insulation - Hot-Dry | 0.039805 | 1 | 0.42 | CBSA 2019 | -25.9945 | 2012 | 0.6 | SWWH018-05
COM-WATERHEAT-15.51 | Com ¦ Com No Hot Water Tank Insulation - Hot-Dry ¦ SCG ¦ Hot-Dry | Com ¦ Com No Hot Water Tank Insulation - Hot-Dry | SCG ¦ Hot-Dry | SCG | All | Gas | Com Hot Water Tank Insulation | Average Existing |  |  | 0 | Conventional | WaterHeat | Com - Health | Com | RET Only | 0 | 1000 sqft2 of floor space | 1000 sqft served | 7 | DEER:Indoor_CFL_Ltg | 0 | 0 | 11.07 | SWWH018-05 | 0 | 2024 | 0 | 2024 | 0 | 0 | SWWH018-05 | Com Hot Water Tank Insulation - Hot-Dry ¦ SCG ¦ Hot-Dry | Com Hot Water Tank Insulation - Hot-Dry | 0.18279 | 1 | 0.11 | CBSA 2019 | -31.2681 | 2012 | 0.6 | SWWH018-05
COM-WATERHEAT-15.52 | Com ¦ Com No Hot Water Tank Insulation - Hot-Dry ¦ SCG ¦ Hot-Dry | Com ¦ Com No Hot Water Tank Insulation - Hot-Dry | SCG ¦ Hot-Dry | SCG | All | Gas | Com Hot Water Tank Insulation | Average Existing |  |  | 0 | Conventional | WaterHeat | Com - Lodging | Com | RET Only | 0 | 1000 sqft2 of floor space | 1000 sqft served | 7 | DEER:Indoor_CFL_Ltg | 0 | 0 | 11.07 | SWWH018-05 | 0 | 2024 | 0 | 2024 | 0 | 0 | SWWH018-05 | Com Hot Water Tank Insulation - Hot-Dry ¦ SCG ¦ Hot-Dry | Com Hot Water Tank Insulation - Hot-Dry | 0.29635 | 1 | 0.11 | CBSA 2019 | -109.3533 | 2012 | 0.6 | SWWH018-05
COM-WATERHEAT-15.53 | Com ¦ Com No Hot Water Tank Insulation - Hot-Dry ¦ SCG ¦ Hot-Dry | Com ¦ Com No Hot Water Tank Insulation - Hot-Dry | SCG ¦ Hot-Dry | SCG | All | Gas | Com Hot Water Tank Insulation | Average Existing |  |  | 0 | Conventional | WaterHeat | Com - Office (Large) | Com | RET Only | 0 | 1000 sqft2 of floor space | 1000 sqft served | 7 | DEER:Indoor_CFL_Ltg | 0 | 0 | 11.07 | SWWH018-05 | 0 | 2024 | 0 | 2024 | 0 | 0 | SWWH018-05 | Com Hot Water Tank Insulation - Hot-Dry ¦ SCG ¦ Hot-Dry | Com Hot Water Tank Insulation - Hot-Dry | 0.04091 | 1 | 0.11 | CBSA 2019 | -49.712 | 2012 | 0.6 | SWWH018-05
COM-WATERHEAT-15.54 | Com ¦ Com No Hot Water Tank Insulation - Hot-Dry ¦ SCG ¦ Hot-Dry | Com ¦ Com No Hot Water Tank Insulation - Hot-Dry | SCG ¦ Hot-Dry | SCG | All | Gas | Com Hot Water Tank Insulation | Average Existing |  |  | 0 | Conventional | WaterHeat | Com - Office (Small) | Com | RET Only | 0 | 1000 sqft2 of floor space | 1000 sqft served | 7 | DEER:Indoor_CFL_Ltg | 0 | 0 | 11.07 | SWWH018-05 | 0 | 2024 | 0 | 2024 | 0 | 0 | SWWH018-05 | Com Hot Water Tank Insulation - Hot-Dry ¦ SCG ¦ Hot-Dry | Com Hot Water Tank Insulation - Hot-Dry | 0.04091 | 1 | 0.42 | CBSA 2019 | -21.915 | 2012 | 0.6 | SWWH018-05
COM-WATERHEAT-15.55 | Com ¦ Com No Hot Water Tank Insulation - Hot-Dry ¦ SCG ¦ Hot-Dry | Com ¦ Com No Hot Water Tank Insulation - Hot-Dry | SCG ¦ Hot-Dry | SCG | All | Gas | Com Hot Water Tank Insulation | Average Existing |  |  | 0 | Conventional | WaterHeat | Com - Other | Com | RET Only | 0 | 1000 sqft2 of floor space | 1000 sqft served | 7 | DEER:Indoor_CFL_Ltg | 0 | 0 | 11.07 | SWWH018-05 | 0 | 2024 | 0 | 2024 | 0 | 0 | SWWH018-05 | Com Hot Water Tank Insulation - Hot-Dry ¦ SCG ¦ Hot-Dry | Com Hot Water Tank Insulation - Hot-Dry | 0.16753 | 1 | 0.42 | CBSA 2019 | -50.1472 | 2012 | 0.6 | SWWH018-05
COM-WATERHEAT-15.56 | Com ¦ Com No Hot Water Tank Insulation - Hot-Dry ¦ SCG ¦ Hot-Dry | Com ¦ Com No Hot Water Tank Insulation - Hot-Dry | SCG ¦ Hot-Dry | SCG | All | Gas | Com Hot Water Tank Insulation | Average Existing |  |  | 0 | Conventional | WaterHeat | Com - Refrig. Warehouse | Com | RET Only | 0 | 1000 sqft2 of floor space | 1000 sqft served | 7 | DEER:Indoor_CFL_Ltg | 0 | 0 | 11.07 | SWWH018-05 | 0 | 2024 | 0 | 2024 | 0 | 0 | SWWH018-05 | Com Hot Water Tank Insulation - Hot-Dry ¦ SCG ¦ Hot-Dry | Com Hot Water Tank Insulation - Hot-Dry | 0.095771 | 1 | 0.42 | CBSA 2019 | -8.3113 | 2012 | 0.6 | SWWH018-05
COM-WATERHEAT-15.57 | Com ¦ Com No Hot Water Tank Insulation - Hot-Dry ¦ SCG ¦ Hot-Dry | Com ¦ Com No Hot Water Tank Insulation - Hot-Dry | SCG ¦ Hot-Dry | SCG | All | Gas | Com Hot Water Tank Insulation | Average Existing |  |  | 0 | Conventional | WaterHeat | Com - Restaurant | Com | RET Only | 0 | 1000 sqft2 of floor space | 1000 sqft served | 7 | DEER:Indoor_CFL_Ltg | 0 | 0 | 11.07 | SWWH018-05 | 0 | 2024 | 0 | 2024 | 0 | 0 | SWWH018-05 | Com Hot Water Tank Insulation - Hot-Dry ¦ SCG ¦ Hot-Dry | Com Hot Water Tank Insulation - Hot-Dry | 0.047202 | 1 | 0.42 | CBSA 2019 | -8.3162 | 2012 | 0.6 | SWWH018-05
COM-WATERHEAT-15.58 | Com ¦ Com No Hot Water Tank Insulation - Hot-Dry ¦ SCG ¦ Hot-Dry | Com ¦ Com No Hot Water Tank Insulation - Hot-Dry | SCG ¦ Hot-Dry | SCG | All | Gas | Com Hot Water Tank Insulation | Average Existing |  |  | 0 | Conventional | WaterHeat | Com - Retail | Com | RET Only | 0 | 1000 sqft2 of floor space | 1000 sqft served | 7 | DEER:Indoor_CFL_Ltg | 0 | 0 | 11.07 | SWWH018-05 | 0 | 2024 | 0 | 2024 | 0 | 0 | SWWH018-05 | Com Hot Water Tank Insulation - Hot-Dry ¦ SCG ¦ Hot-Dry | Com Hot Water Tank Insulation - Hot-Dry | 0.004808 | 1 | 0.42 | CBSA 2019 | -54.6982 | 2012 | 0.6 | SWWH018-05
COM-WATERHEAT-15.59 | Com ¦ Com No Hot Water Tank Insulation - Hot-Dry ¦ SCG ¦ Hot-Dry | Com ¦ Com No Hot Water Tank Insulation - Hot-Dry | SCG ¦ Hot-Dry | SCG | All | Gas | Com Hot Water Tank Insulation | Average Existing |  |  | 0 | Conventional | WaterHeat | Com - School | Com | RET Only | 0 | 1000 sqft2 of floor space | 1000 sqft served | 7 | DEER:Indoor_CFL_Ltg | 0 | 0 | 11.07 | SWWH018-05 | 0 | 2024 | 0 | 2024 | 0 | 0 | SWWH018-05 | Com Hot Water Tank Insulation - Hot-Dry ¦ SCG ¦ Hot-Dry | Com Hot Water Tank Insulation - Hot-Dry | 0.072836 | 1 | 0.11 | CBSA 2019 | -25.2921 | 2012 | 0.6 | SWWH018-05
COM-WATERHEAT-15.60 | Com ¦ Com No Hot Water Tank Insulation - Hot-Dry ¦ SCG ¦ Hot-Dry | Com ¦ Com No Hot Water Tank Insulation - Hot-Dry | SCG ¦ Hot-Dry | SCG | All | Gas | Com Hot Water Tank Insulation | Average Existing |  |  | 0 | Conventional | WaterHeat | Com - Warehouse | Com | RET Only | 0 | 1000 sqft2 of floor space | 1000 sqft served | 7 | DEER:Indoor_CFL_Ltg | 0 | 0 | 11.07 | SWWH018-05 | 0 | 2024 | 0 | 2024 | 0 | 0 | SWWH018-05 | Com Hot Water Tank Insulation - Hot-Dry ¦ SCG ¦ Hot-Dry | Com Hot Water Tank Insulation - Hot-Dry | 0.098222 | 1 | 0.42 | CBSA 2019 | -46.6653 | 2012 | 0.6 | SWWH018-05
COM-WATERHEAT-15.61 | Com ¦ Com No Hot Water Tank Insulation - Cold ¦ SCG ¦ Cold | Com ¦ Com No Hot Water Tank Insulation - Cold | SCG ¦ Cold | SCG | All | Gas | Com Hot Water Tank Insulation | Average Existing |  |  | 0 | Conventional | WaterHeat | Com - College | Com | RET Only | 0 | 1000 sqft2 of floor space | 1000 sqft served | 7 | DEER:Indoor_CFL_Ltg | 0 | 0 | 12.9267 | SWWH018-05 | 0 | 2024 | 0 | 2024 | 0 | 0 | SWWH018-05 | Com Hot Water Tank Insulation - Cold ¦ SCG ¦ Cold | Com Hot Water Tank Insulation - Cold | 0.17915 | 1 | 0.11 | CBSA 2019 | -42.6406 | 2012 | 0.6 | SWWH018-05
COM-WATERHEAT-15.62 | Com ¦ Com No Hot Water Tank Insulation - Cold ¦ SCG ¦ Cold | Com ¦ Com No Hot Water Tank Insulation - Cold | SCG ¦ Cold | SCG | All | Gas | Com Hot Water Tank Insulation | Average Existing |  |  | 0 | Conventional | WaterHeat | Com - Grocery | Com | RET Only | 0 | 1000 sqft2 of floor space | 1000 sqft served | 7 | DEER:Indoor_CFL_Ltg | 0 | 0 | 12.9267 | SWWH018-05 | 0 | 2024 | 0 | 2024 | 0 | 0 | SWWH018-05 | Com Hot Water Tank Insulation - Cold ¦ SCG ¦ Cold | Com Hot Water Tank Insulation - Cold | 0.039805 | 1 | 0.42 | CBSA 2019 | -30.3543 | 2012 | 0.6 | SWWH018-05
COM-WATERHEAT-15.63 | Com ¦ Com No Hot Water Tank Insulation - Cold ¦ SCG ¦ Cold | Com ¦ Com No Hot Water Tank Insulation - Cold | SCG ¦ Cold | SCG | All | Gas | Com Hot Water Tank Insulation | Average Existing |  |  | 0 | Conventional | WaterHeat | Com - Health | Com | RET Only | 0 | 1000 sqft2 of floor space | 1000 sqft served | 7 | DEER:Indoor_CFL_Ltg | 0 | 0 | 12.9267 | SWWH018-05 | 0 | 2024 | 0 | 2024 | 0 | 0 | SWWH018-05 | Com Hot Water Tank Insulation - Cold ¦ SCG ¦ Cold | Com Hot Water Tank Insulation - Cold | 0.18279 | 1 | 0.11 | CBSA 2019 | -36.5124 | 2012 | 0.6 | SWWH018-05
COM-WATERHEAT-15.64 | Com ¦ Com No Hot Water Tank Insulation - Cold ¦ SCG ¦ Cold | Com ¦ Com No Hot Water Tank Insulation - Cold | SCG ¦ Cold | SCG | All | Gas | Com Hot Water Tank Insulation | Average Existing |  |  | 0 | Conventional | WaterHeat | Com - Lodging | Com | RET Only | 0 | 1000 sqft2 of floor space | 1000 sqft served | 7 | DEER:Indoor_CFL_Ltg | 0 | 0 | 12.9267 | SWWH018-05 | 0 | 2024 | 0 | 2024 | 0 | 0 | SWWH018-05 | Com Hot Water Tank Insulation - Cold ¦ SCG ¦ Cold | Com Hot Water Tank Insulation - Cold | 0.29635 | 1 | 0.11 | CBSA 2019 | -127.6942 | 2012 | 0.6 | SWWH018-05
COM-WATERHEAT-15.65 | Com ¦ Com No Hot Water Tank Insulation - Cold ¦ SCG ¦ Cold | Com ¦ Com No Hot Water Tank Insulation - Cold | SCG ¦ Cold | SCG | All | Gas | Com Hot Water Tank Insulation | Average Existing |  |  | 0 | Conventional | WaterHeat | Com - Office (Large) | Com | RET Only | 0 | 1000 sqft2 of floor space | 1000 sqft served | 7 | DEER:Indoor_CFL_Ltg | 0 | 0 | 12.9267 | SWWH018-05 | 0 | 2024 | 0 | 2024 | 0 | 0 | SWWH018-05 | Com Hot Water Tank Insulation - Cold ¦ SCG ¦ Cold | Com Hot Water Tank Insulation - Cold | 0.04091 | 1 | 0.11 | CBSA 2019 | -58.0497 | 2012 | 0.6 | SWWH018-05
COM-WATERHEAT-15.66 | Com ¦ Com No Hot Water Tank Insulation - Cold ¦ SCG ¦ Cold | Com ¦ Com No Hot Water Tank Insulation - Cold | SCG ¦ Cold | SCG | All | Gas | Com Hot Water Tank Insulation | Average Existing |  |  | 0 | Conventional | WaterHeat | Com - Office (Small) | Com | RET Only | 0 | 1000 sqft2 of floor space | 1000 sqft served | 7 | DEER:Indoor_CFL_Ltg | 0 | 0 | 12.9267 | SWWH018-05 | 0 | 2024 | 0 | 2024 | 0 | 0 | SWWH018-05 | Com Hot Water Tank Insulation - Cold ¦ SCG ¦ Cold | Com Hot Water Tank Insulation - Cold | 0.04091 | 1 | 0.42 | CBSA 2019 | -25.5906 | 2012 | 0.6 | SWWH018-05
COM-WATERHEAT-15.67 | Com ¦ Com No Hot Water Tank Insulation - Cold ¦ SCG ¦ Cold | Com ¦ Com No Hot Water Tank Insulation - Cold | SCG ¦ Cold | SCG | All | Gas | Com Hot Water Tank Insulation | Average Existing |  |  | 0 | Conventional | WaterHeat | Com - Other | Com | RET Only | 0 | 1000 sqft2 of floor space | 1000 sqft served | 7 | DEER:Indoor_CFL_Ltg | 0 | 0 | 12.9267 | SWWH018-05 | 0 | 2024 | 0 | 2024 | 0 | 0 | SWWH018-05 | Com Hot Water Tank Insulation - Cold ¦ SCG ¦ Cold | Com Hot Water Tank Insulation - Cold | 0.16753 | 1 | 0.42 | CBSA 2019 | -58.5579 | 2012 | 0.6 | SWWH018-05
COM-WATERHEAT-15.68 | Com ¦ Com No Hot Water Tank Insulation - Cold ¦ SCG ¦ Cold | Com ¦ Com No Hot Water Tank Insulation - Cold | SCG ¦ Cold | SCG | All | Gas | Com Hot Water Tank Insulation | Average Existing |  |  | 0 | Conventional | WaterHeat | Com - Refrig. Warehouse | Com | RET Only | 0 | 1000 sqft2 of floor space | 1000 sqft served | 7 | DEER:Indoor_CFL_Ltg | 0 | 0 | 12.9267 | SWWH018-05 | 0 | 2024 | 0 | 2024 | 0 | 0 | SWWH018-05 | Com Hot Water Tank Insulation - Cold ¦ SCG ¦ Cold | Com Hot Water Tank Insulation - Cold | 0.095771 | 1 | 0.42 | CBSA 2019 | -9.7052 | 2012 | 0.6 | SWWH018-05
COM-WATERHEAT-15.69 | Com ¦ Com No Hot Water Tank Insulation - Cold ¦ SCG ¦ Cold | Com ¦ Com No Hot Water Tank Insulation - Cold | SCG ¦ Cold | SCG | All | Gas | Com Hot Water Tank Insulation | Average Existing |  |  | 0 | Conventional | WaterHeat | Com - Restaurant | Com | RET Only | 0 | 1000 sqft2 of floor space | 1000 sqft served | 7 | DEER:Indoor_CFL_Ltg | 0 | 0 | 12.9267 | SWWH018-05 | 0 | 2024 | 0 | 2024 | 0 | 0 | SWWH018-05 | Com Hot Water Tank Insulation - Cold ¦ SCG ¦ Cold | Com Hot Water Tank Insulation - Cold | 0.047202 | 1 | 0.42 | CBSA 2019 | -9.711 | 2012 | 0.6 | SWWH018-05
COM-WATERHEAT-15.70 | Com ¦ Com No Hot Water Tank Insulation - Cold ¦ SCG ¦ Cold | Com ¦ Com No Hot Water Tank Insulation - Cold | SCG ¦ Cold | SCG | All | Gas | Com Hot Water Tank Insulation | Average Existing |  |  | 0 | Conventional | WaterHeat | Com - Retail | Com | RET Only | 0 | 1000 sqft2 of floor space | 1000 sqft served | 7 | DEER:Indoor_CFL_Ltg | 0 | 0 | 12.9267 | SWWH018-05 | 0 | 2024 | 0 | 2024 | 0 | 0 | SWWH018-05 | Com Hot Water Tank Insulation - Cold ¦ SCG ¦ Cold | Com Hot Water Tank Insulation - Cold | 0.004808 | 1 | 0.42 | CBSA 2019 | -63.8722 | 2012 | 0.6 | SWWH018-05
COM-WATERHEAT-15.71 | Com ¦ Com No Hot Water Tank Insulation - Cold ¦ SCG ¦ Cold | Com ¦ Com No Hot Water Tank Insulation - Cold | SCG ¦ Cold | SCG | All | Gas | Com Hot Water Tank Insulation | Average Existing |  |  | 0 | Conventional | WaterHeat | Com - School | Com | RET Only | 0 | 1000 sqft2 of floor space | 1000 sqft served | 7 | DEER:Indoor_CFL_Ltg | 0 | 0 | 12.9267 | SWWH018-05 | 0 | 2024 | 0 | 2024 | 0 | 0 | SWWH018-05 | Com Hot Water Tank Insulation - Cold ¦ SCG ¦ Cold | Com Hot Water Tank Insulation - Cold | 0.072836 | 1 | 0.11 | CBSA 2019 | -29.5341 | 2012 | 0.6 | SWWH018-05
COM-WATERHEAT-15.72 | Com ¦ Com No Hot Water Tank Insulation - Cold ¦ SCG ¦ Cold | Com ¦ Com No Hot Water Tank Insulation - Cold | SCG ¦ Cold | SCG | All | Gas | Com Hot Water Tank Insulation | Average Existing |  |  | 0 | Conventional | WaterHeat | Com - Warehouse | Com | RET Only | 0 | 1000 sqft2 of floor space | 1000 sqft served | 7 | DEER:Indoor_CFL_Ltg | 0 | 0 | 12.9267 | SWWH018-05 | 0 | 2024 | 0 | 2024 | 0 | 0 | SWWH018-05 | Com Hot Water Tank Insulation - Cold ¦ SCG ¦ Cold | Com Hot Water Tank Insulation - Cold | 0.098222 | 1 | 0.42 | CBSA 2019 | -54.492 | 2012 | 0.6 | SWWH018-05
COM-WATERHEAT-15.73 | Com ¦ Com No Hot Water Tank Insulation - Marine ¦ SDG&E ¦ Marine | Com ¦ Com No Hot Water Tank Insulation - Marine | SDG&E ¦ Marine | SDG&E | All | Gas | Com Hot Water Tank Insulation | Average Existing |  |  | 0 | Conventional | WaterHeat | Com - College | Com | RET Only | 0 | 1000 sqft2 of floor space | 1000 sqft served | 7 | DEER:Indoor_CFL_Ltg | 0 | 0 | 11.3533 | SWWH018-05 | 0 | 2024 | 0 | 2024 | 0 | 0 | SWWH018-05 | Com Hot Water Tank Insulation - Marine ¦ SDG&E ¦ Marine | Com Hot Water Tank Insulation - Marine | 0.17915 | 1 | 0.11 | CBSA 2019 | -37.4507 | 2012 | 0.6 | SWWH018-05
COM-WATERHEAT-15.74 | Com ¦ Com No Hot Water Tank Insulation - Marine ¦ SDG&E ¦ Marine | Com ¦ Com No Hot Water Tank Insulation - Marine | SDG&E ¦ Marine | SDG&E | All | Gas | Com Hot Water Tank Insulation | Average Existing |  |  | 0 | Conventional | WaterHeat | Com - Grocery | Com | RET Only | 0 | 1000 sqft2 of floor space | 1000 sqft served | 7 | DEER:Indoor_CFL_Ltg | 0 | 0 | 11.3533 | SWWH018-05 | 0 | 2024 | 0 | 2024 | 0 | 0 | SWWH018-05 | Com Hot Water Tank Insulation - Marine ¦ SDG&E ¦ Marine | Com Hot Water Tank Insulation - Marine | 0.039805 | 1 | 0.42 | CBSA 2019 | -26.6598 | 2012 | 0.6 | SWWH018-05
COM-WATERHEAT-15.75 | Com ¦ Com No Hot Water Tank Insulation - Marine ¦ SDG&E ¦ Marine | Com ¦ Com No Hot Water Tank Insulation - Marine | SDG&E ¦ Marine | SDG&E | All | Gas | Com Hot Water Tank Insulation | Average Existing |  |  | 0 | Conventional | WaterHeat | Com - Health | Com | RET Only | 0 | 1000 sqft2 of floor space | 1000 sqft served | 7 | DEER:Indoor_CFL_Ltg | 0 | 0 | 11.3533 | SWWH018-05 | 0 | 2024 | 0 | 2024 | 0 | 0 | SWWH018-05 | Com Hot Water Tank Insulation - Marine ¦ SDG&E ¦ Marine | Com Hot Water Tank Insulation - Marine | 0.18279 | 1 | 0.11 | CBSA 2019 | -32.0684 | 2012 | 0.6 | SWWH018-05
COM-WATERHEAT-15.76 | Com ¦ Com No Hot Water Tank Insulation - Marine ¦ SDG&E ¦ Marine | Com ¦ Com No Hot Water Tank Insulation - Marine | SDG&E ¦ Marine | SDG&E | All | Gas | Com Hot Water Tank Insulation | Average Existing |  |  | 0 | Conventional | WaterHeat | Com - Lodging | Com | RET Only | 0 | 1000 sqft2 of floor space | 1000 sqft served | 7 | DEER:Indoor_CFL_Ltg | 0 | 0 | 11.3533 | SWWH018-05 | 0 | 2024 | 0 | 2024 | 0 | 0 | SWWH018-05 | Com Hot Water Tank Insulation - Marine ¦ SDG&E ¦ Marine | Com Hot Water Tank Insulation - Marine | 0.29635 | 1 | 0.11 | CBSA 2019 | -112.1522 | 2012 | 0.6 | SWWH018-05
COM-WATERHEAT-15.77 | Com ¦ Com No Hot Water Tank Insulation - Marine ¦ SDG&E ¦ Marine | Com ¦ Com No Hot Water Tank Insulation - Marine | SDG&E ¦ Marine | SDG&E | All | Gas | Com Hot Water Tank Insulation | Average Existing |  |  | 0 | Conventional | WaterHeat | Com - Office (Large) | Com | RET Only | 0 | 1000 sqft2 of floor space | 1000 sqft served | 7 | DEER:Indoor_CFL_Ltg | 0 | 0 | 11.3533 | SWWH018-05 | 0 | 2024 | 0 | 2024 | 0 | 0 | SWWH018-05 | Com Hot Water Tank Insulation - Marine ¦ SDG&E ¦ Marine | Com Hot Water Tank Insulation - Marine | 0.04091 | 1 | 0.11 | CBSA 2019 | -50.9843 | 2012 | 0.6 | SWWH018-05
COM-WATERHEAT-15.78 | Com ¦ Com No Hot Water Tank Insulation - Marine ¦ SDG&E ¦ Marine | Com ¦ Com No Hot Water Tank Insulation - Marine | SDG&E ¦ Marine | SDG&E | All | Gas | Com Hot Water Tank Insulation | Average Existing |  |  | 0 | Conventional | WaterHeat | Com - Office (Small) | Com | RET Only | 0 | 1000 sqft2 of floor space | 1000 sqft served | 7 | DEER:Indoor_CFL_Ltg | 0 | 0 | 11.3533 | SWWH018-05 | 0 | 2024 | 0 | 2024 | 0 | 0 | SWWH018-05 | Com Hot Water Tank Insulation - Marine ¦ SDG&E ¦ Marine | Com Hot Water Tank Insulation - Marine | 0.04091 | 1 | 0.42 | CBSA 2019 | -22.4759 | 2012 | 0.6 | SWWH018-05
COM-WATERHEAT-15.79 | Com ¦ Com No Hot Water Tank Insulation - Marine ¦ SDG&E ¦ Marine | Com ¦ Com No Hot Water Tank Insulation - Marine | SDG&E ¦ Marine | SDG&E | All | Gas | Com Hot Water Tank Insulation | Average Existing |  |  | 0 | Conventional | WaterHeat | Com - Other | Com | RET Only | 0 | 1000 sqft2 of floor space | 1000 sqft served | 7 | DEER:Indoor_CFL_Ltg | 0 | 0 | 11.3533 | SWWH018-05 | 0 | 2024 | 0 | 2024 | 0 | 0 | SWWH018-05 | Com Hot Water Tank Insulation - Marine ¦ SDG&E ¦ Marine | Com Hot Water Tank Insulation - Marine | 0.16753 | 1 | 0.42 | CBSA 2019 | -51.4307 | 2012 | 0.6 | SWWH018-05
COM-WATERHEAT-15.80 | Com ¦ Com No Hot Water Tank Insulation - Marine ¦ SDG&E ¦ Marine | Com ¦ Com No Hot Water Tank Insulation - Marine | SDG&E ¦ Marine | SDG&E | All | Gas | Com Hot Water Tank Insulation | Average Existing |  |  | 0 | Conventional | WaterHeat | Com - Refrig. Warehouse | Com | RET Only | 0 | 1000 sqft2 of floor space | 1000 sqft served | 7 | DEER:Indoor_CFL_Ltg | 0 | 0 | 11.3533 | SWWH018-05 | 0 | 2024 | 0 | 2024 | 0 | 0 | SWWH018-05 | Com Hot Water Tank Insulation - Marine ¦ SDG&E ¦ Marine | Com Hot Water Tank Insulation - Marine | 0.095771 | 1 | 0.42 | CBSA 2019 | -8.524 | 2012 | 0.6 | SWWH018-05
COM-WATERHEAT-15.81 | Com ¦ Com No Hot Water Tank Insulation - Marine ¦ SDG&E ¦ Marine | Com ¦ Com No Hot Water Tank Insulation - Marine | SDG&E ¦ Marine | SDG&E | All | Gas | Com Hot Water Tank Insulation | Average Existing |  |  | 0 | Conventional | WaterHeat | Com - Restaurant | Com | RET Only | 0 | 1000 sqft2 of floor space | 1000 sqft served | 7 | DEER:Indoor_CFL_Ltg | 0 | 0 | 11.3533 | SWWH018-05 | 0 | 2024 | 0 | 2024 | 0 | 0 | SWWH018-05 | Com Hot Water Tank Insulation - Marine ¦ SDG&E ¦ Marine | Com Hot Water Tank Insulation - Marine | 0.047202 | 1 | 0.42 | CBSA 2019 | -8.529 | 2012 | 0.6 | SWWH018-05
COM-WATERHEAT-15.82 | Com ¦ Com No Hot Water Tank Insulation - Marine ¦ SDG&E ¦ Marine | Com ¦ Com No Hot Water Tank Insulation - Marine | SDG&E ¦ Marine | SDG&E | All | Gas | Com Hot Water Tank Insulation | Average Existing |  |  | 0 | Conventional | WaterHeat | Com - Retail | Com | RET Only | 0 | 1000 sqft2 of floor space | 1000 sqft served | 7 | DEER:Indoor_CFL_Ltg | 0 | 0 | 11.3533 | SWWH018-05 | 0 | 2024 | 0 | 2024 | 0 | 0 | SWWH018-05 | Com Hot Water Tank Insulation - Marine ¦ SDG&E ¦ Marine | Com Hot Water Tank Insulation - Marine | 0.004808 | 1 | 0.42 | CBSA 2019 | -56.0982 | 2012 | 0.6 | SWWH018-05
COM-WATERHEAT-15.83 | Com ¦ Com No Hot Water Tank Insulation - Marine ¦ SDG&E ¦ Marine | Com ¦ Com No Hot Water Tank Insulation - Marine | SDG&E ¦ Marine | SDG&E | All | Gas | Com Hot Water Tank Insulation | Average Existing |  |  | 0 | Conventional | WaterHeat | Com - School | Com | RET Only | 0 | 1000 sqft2 of floor space | 1000 sqft served | 7 | DEER:Indoor_CFL_Ltg | 0 | 0 | 11.3533 | SWWH018-05 | 0 | 2024 | 0 | 2024 | 0 | 0 | SWWH018-05 | Com Hot Water Tank Insulation - Marine ¦ SDG&E ¦ Marine | Com Hot Water Tank Insulation - Marine | 0.072836 | 1 | 0.11 | CBSA 2019 | -25.9394 | 2012 | 0.6 | SWWH018-05
COM-WATERHEAT-15.84 | Com ¦ Com No Hot Water Tank Insulation - Marine ¦ SDG&E ¦ Marine | Com ¦ Com No Hot Water Tank Insulation - Marine | SDG&E ¦ Marine | SDG&E | All | Gas | Com Hot Water Tank Insulation | Average Existing |  |  | 0 | Conventional | WaterHeat | Com - Warehouse | Com | RET Only | 0 | 1000 sqft2 of floor space | 1000 sqft served | 7 | DEER:Indoor_CFL_Ltg | 0 | 0 | 11.3533 | SWWH018-05 | 0 | 2024 | 0 | 2024 | 0 | 0 | SWWH018-05 | Com Hot Water Tank Insulation - Marine ¦ SDG&E ¦ Marine | Com Hot Water Tank Insulation - Marine | 0.098222 | 1 | 0.42 | CBSA 2019 | -47.8597 | 2012 | 0.6 | SWWH018-05
COM-WATERHEAT-15.85 | Com ¦ Com No Hot Water Tank Insulation - Hot-Dry ¦ SDG&E ¦ Hot-Dry | Com ¦ Com No Hot Water Tank Insulation - Hot-Dry | SDG&E ¦ Hot-Dry | SDG&E | All | Gas | Com Hot Water Tank Insulation | Average Existing |  |  | 0 | Conventional | WaterHeat | Com - College | Com | RET Only | 0 | 1000 sqft2 of floor space | 1000 sqft served | 7 | DEER:Indoor_CFL_Ltg | 0 | 0 | 11.2733 | SWWH018-05 | 0 | 2024 | 0 | 2024 | 0 | 0 | SWWH018-05 | Com Hot Water Tank Insulation - Hot-Dry ¦ SDG&E ¦ Hot-Dry | Com Hot Water Tank Insulation - Hot-Dry | 0.17915 | 1 | 0.11 | CBSA 2019 | -37.1868 | 2012 | 0.6 | SWWH018-05
COM-WATERHEAT-15.86 | Com ¦ Com No Hot Water Tank Insulation - Hot-Dry ¦ SDG&E ¦ Hot-Dry | Com ¦ Com No Hot Water Tank Insulation - Hot-Dry | SDG&E ¦ Hot-Dry | SDG&E | All | Gas | Com Hot Water Tank Insulation | Average Existing |  |  | 0 | Conventional | WaterHeat | Com - Grocery | Com | RET Only | 0 | 1000 sqft2 of floor space | 1000 sqft served | 7 | DEER:Indoor_CFL_Ltg | 0 | 0 | 11.2733 | SWWH018-05 | 0 | 2024 | 0 | 2024 | 0 | 0 | SWWH018-05 | Com Hot Water Tank Insulation - Hot-Dry ¦ SDG&E ¦ Hot-Dry | Com Hot Water Tank Insulation - Hot-Dry | 0.039805 | 1 | 0.42 | CBSA 2019 | -26.4719 | 2012 | 0.6 | SWWH018-05
COM-WATERHEAT-15.87 | Com ¦ Com No Hot Water Tank Insulation - Hot-Dry ¦ SDG&E ¦ Hot-Dry | Com ¦ Com No Hot Water Tank Insulation - Hot-Dry | SDG&E ¦ Hot-Dry | SDG&E | All | Gas | Com Hot Water Tank Insulation | Average Existing |  |  | 0 | Conventional | WaterHeat | Com - Health | Com | RET Only | 0 | 1000 sqft2 of floor space | 1000 sqft served | 7 | DEER:Indoor_CFL_Ltg | 0 | 0 | 11.2733 | SWWH018-05 | 0 | 2024 | 0 | 2024 | 0 | 0 | SWWH018-05 | Com Hot Water Tank Insulation - Hot-Dry ¦ SDG&E ¦ Hot-Dry | Com Hot Water Tank Insulation - Hot-Dry | 0.18279 | 1 | 0.11 | CBSA 2019 | -31.8424 | 2012 | 0.6 | SWWH018-05
COM-WATERHEAT-15.88 | Com ¦ Com No Hot Water Tank Insulation - Hot-Dry ¦ SDG&E ¦ Hot-Dry | Com ¦ Com No Hot Water Tank Insulation - Hot-Dry | SDG&E ¦ Hot-Dry | SDG&E | All | Gas | Com Hot Water Tank Insulation | Average Existing |  |  | 0 | Conventional | WaterHeat | Com - Lodging | Com | RET Only | 0 | 1000 sqft2 of floor space | 1000 sqft served | 7 | DEER:Indoor_CFL_Ltg | 0 | 0 | 11.2733 | SWWH018-05 | 0 | 2024 | 0 | 2024 | 0 | 0 | SWWH018-05 | Com Hot Water Tank Insulation - Hot-Dry ¦ SDG&E ¦ Hot-Dry | Com Hot Water Tank Insulation - Hot-Dry | 0.29635 | 1 | 0.11 | CBSA 2019 | -111.3619 | 2012 | 0.6 | SWWH018-05
COM-WATERHEAT-15.89 | Com ¦ Com No Hot Water Tank Insulation - Hot-Dry ¦ SDG&E ¦ Hot-Dry | Com ¦ Com No Hot Water Tank Insulation - Hot-Dry | SDG&E ¦ Hot-Dry | SDG&E | All | Gas | Com Hot Water Tank Insulation | Average Existing |  |  | 0 | Conventional | WaterHeat | Com - Office (Large) | Com | RET Only | 0 | 1000 sqft2 of floor space | 1000 sqft served | 7 | DEER:Indoor_CFL_Ltg | 0 | 0 | 11.2733 | SWWH018-05 | 0 | 2024 | 0 | 2024 | 0 | 0 | SWWH018-05 | Com Hot Water Tank Insulation - Hot-Dry ¦ SDG&E ¦ Hot-Dry | Com Hot Water Tank Insulation - Hot-Dry | 0.04091 | 1 | 0.11 | CBSA 2019 | -50.6251 | 2012 | 0.6 | SWWH018-05
COM-WATERHEAT-15.90 | Com ¦ Com No Hot Water Tank Insulation - Hot-Dry ¦ SDG&E ¦ Hot-Dry | Com ¦ Com No Hot Water Tank Insulation - Hot-Dry | SDG&E ¦ Hot-Dry | SDG&E | All | Gas | Com Hot Water Tank Insulation | Average Existing |  |  | 0 | Conventional | WaterHeat | Com - Office (Small) | Com | RET Only | 0 | 1000 sqft2 of floor space | 1000 sqft served | 7 | DEER:Indoor_CFL_Ltg | 0 | 0 | 11.2733 | SWWH018-05 | 0 | 2024 | 0 | 2024 | 0 | 0 | SWWH018-05 | Com Hot Water Tank Insulation - Hot-Dry ¦ SDG&E ¦ Hot-Dry | Com Hot Water Tank Insulation - Hot-Dry | 0.04091 | 1 | 0.42 | CBSA 2019 | -22.3175 | 2012 | 0.6 | SWWH018-05
COM-WATERHEAT-15.91 | Com ¦ Com No Hot Water Tank Insulation - Hot-Dry ¦ SDG&E ¦ Hot-Dry | Com ¦ Com No Hot Water Tank Insulation - Hot-Dry | SDG&E ¦ Hot-Dry | SDG&E | All | Gas | Com Hot Water Tank Insulation | Average Existing |  |  | 0 | Conventional | WaterHeat | Com - Other | Com | RET Only | 0 | 1000 sqft2 of floor space | 1000 sqft served | 7 | DEER:Indoor_CFL_Ltg | 0 | 0 | 11.2733 | SWWH018-05 | 0 | 2024 | 0 | 2024 | 0 | 0 | SWWH018-05 | Com Hot Water Tank Insulation - Hot-Dry ¦ SDG&E ¦ Hot-Dry | Com Hot Water Tank Insulation - Hot-Dry | 0.16753 | 1 | 0.42 | CBSA 2019 | -51.0683 | 2012 | 0.6 | SWWH018-05
COM-WATERHEAT-15.92 | Com ¦ Com No Hot Water Tank Insulation - Hot-Dry ¦ SDG&E ¦ Hot-Dry | Com ¦ Com No Hot Water Tank Insulation - Hot-Dry | SDG&E ¦ Hot-Dry | SDG&E | All | Gas | Com Hot Water Tank Insulation | Average Existing |  |  | 0 | Conventional | WaterHeat | Com - Refrig. Warehouse | Com | RET Only | 0 | 1000 sqft2 of floor space | 1000 sqft served | 7 | DEER:Indoor_CFL_Ltg | 0 | 0 | 11.2733 | SWWH018-05 | 0 | 2024 | 0 | 2024 | 0 | 0 | SWWH018-05 | Com Hot Water Tank Insulation - Hot-Dry ¦ SDG&E ¦ Hot-Dry | Com Hot Water Tank Insulation - Hot-Dry | 0.095771 | 1 | 0.42 | CBSA 2019 | -8.4639 | 2012 | 0.6 | SWWH018-05
COM-WATERHEAT-15.93 | Com ¦ Com No Hot Water Tank Insulation - Hot-Dry ¦ SDG&E ¦ Hot-Dry | Com ¦ Com No Hot Water Tank Insulation - Hot-Dry | SDG&E ¦ Hot-Dry | SDG&E | All | Gas | Com Hot Water Tank Insulation | Average Existing |  |  | 0 | Conventional | WaterHeat | Com - Restaurant | Com | RET Only | 0 | 1000 sqft2 of floor space | 1000 sqft served | 7 | DEER:Indoor_CFL_Ltg | 0 | 0 | 11.2733 | SWWH018-05 | 0 | 2024 | 0 | 2024 | 0 | 0 | SWWH018-05 | Com Hot Water Tank Insulation - Hot-Dry ¦ SDG&E ¦ Hot-Dry | Com Hot Water Tank Insulation - Hot-Dry | 0.047202 | 1 | 0.42 | CBSA 2019 | -8.4689 | 2012 | 0.6 | SWWH018-05
COM-WATERHEAT-15.94 | Com ¦ Com No Hot Water Tank Insulation - Hot-Dry ¦ SDG&E ¦ Hot-Dry | Com ¦ Com No Hot Water Tank Insulation - Hot-Dry | SDG&E ¦ Hot-Dry | SDG&E | All | Gas | Com Hot Water Tank Insulation | Average Existing |  |  | 0 | Conventional | WaterHeat | Com - Retail | Com | RET Only | 0 | 1000 sqft2 of floor space | 1000 sqft served | 7 | DEER:Indoor_CFL_Ltg | 0 | 0 | 11.2733 | SWWH018-05 | 0 | 2024 | 0 | 2024 | 0 | 0 | SWWH018-05 | Com Hot Water Tank Insulation - Hot-Dry ¦ SDG&E ¦ Hot-Dry | Com Hot Water Tank Insulation - Hot-Dry | 0.004808 | 1 | 0.42 | CBSA 2019 | -55.7029 | 2012 | 0.6 | SWWH018-05
COM-WATERHEAT-15.95 | Com ¦ Com No Hot Water Tank Insulation - Hot-Dry ¦ SDG&E ¦ Hot-Dry | Com ¦ Com No Hot Water Tank Insulation - Hot-Dry | SDG&E ¦ Hot-Dry | SDG&E | All | Gas | Com Hot Water Tank Insulation | Average Existing |  |  | 0 | Conventional | WaterHeat | Com - School | Com | RET Only | 0 | 1000 sqft2 of floor space | 1000 sqft served | 7 | DEER:Indoor_CFL_Ltg | 0 | 0 | 11.2733 | SWWH018-05 | 0 | 2024 | 0 | 2024 | 0 | 0 | SWWH018-05 | Com Hot Water Tank Insulation - Hot-Dry ¦ SDG&E ¦ Hot-Dry | Com Hot Water Tank Insulation - Hot-Dry | 0.072836 | 1 | 0.11 | CBSA 2019 | -25.7567 | 2012 | 0.6 | SWWH018-05
COM-WATERHEAT-15.96 | Com ¦ Com No Hot Water Tank Insulation - Hot-Dry ¦ SDG&E ¦ Hot-Dry | Com ¦ Com No Hot Water Tank Insulation - Hot-Dry | SDG&E ¦ Hot-Dry | SDG&E | All | Gas | Com Hot Water Tank Insulation | Average Existing |  |  | 0 | Conventional | WaterHeat | Com - Warehouse | Com | RET Only | 0 | 1000 sqft2 of floor space | 1000 sqft served | 7 | DEER:Indoor_CFL_Ltg | 0 | 0 | 11.2733 | SWWH018-05 | 0 | 2024 | 0 | 2024 | 0 | 0 | SWWH018-05 | Com Hot Water Tank Insulation - Hot-Dry ¦ SDG&E ¦ Hot-Dry | Com Hot Water Tank Insulation - Hot-Dry | 0.098222 | 1 | 0.42 | CBSA 2019 | -47.5224 | 2012 | 0.6 | SWWH018-05
COM-WATERHEAT-16.1 | Com ¦ Com Hot Water Tank Insulation - Marine ¦ PG&E ¦ Marine | Com ¦ Com Hot Water Tank Insulation - Marine | PG&E ¦ Marine | PG&E | All | Gas | Com Hot Water Tank Insulation | Efficient |  |  | 0 | Conventional | WaterHeat | Com - College | Com | RET Only | 0 | 1000 sqft2 of floor space | 1000 sqft served | 7 | DEER:Indoor_CFL_Ltg | 0 | 0 | 0 | SWWH018-05 | 11.53 | 2024 | 4.9967 | 2024 | 0 | 0 | SWWH018-05 | Com Hot Water Tank Insulation - Marine ¦ PG&E ¦ Marine | Com Hot Water Tank Insulation - Marine | 0.17915 | 1 | 0.89 | CBSA 2019 | 0 | 2032 | 0.6 | SWWH018-05
COM-WATERHEAT-16.2 | Com ¦ Com Hot Water Tank Insulation - Marine ¦ PG&E ¦ Marine | Com ¦ Com Hot Water Tank Insulation - Marine | PG&E ¦ Marine | PG&E | All | Gas | Com Hot Water Tank Insulation | Efficient |  |  | 0 | Conventional | WaterHeat | Com - Grocery | Com | RET Only | 0 | 1000 sqft2 of floor space | 1000 sqft served | 7 | DEER:Indoor_CFL_Ltg | 0 | 0 | 0 | SWWH018-05 | 11.53 | 2024 | 4.9967 | 2024 | 0 | 0 | SWWH018-05 | Com Hot Water Tank Insulation - Marine ¦ PG&E ¦ Marine | Com Hot Water Tank Insulation - Marine | 0.039805 | 1 | 0.58 | CBSA 2019 | 0 | 2032 | 0.6 | SWWH018-05
COM-WATERHEAT-16.3 | Com ¦ Com Hot Water Tank Insulation - Marine ¦ PG&E ¦ Marine | Com ¦ Com Hot Water Tank Insulation - Marine | PG&E ¦ Marine | PG&E | All | Gas | Com Hot Water Tank Insulation | Efficient |  |  | 0 | Conventional | WaterHeat | Com - Health | Com | RET Only | 0 | 1000 sqft2 of floor space | 1000 sqft served | 7 | DEER:Indoor_CFL_Ltg | 0 | 0 | 0 | SWWH018-05 | 11.53 | 2024 | 4.9967 | 2024 | 0 | 0 | SWWH018-05 | Com Hot Water Tank Insulation - Marine ¦ PG&E ¦ Marine | Com Hot Water Tank Insulation - Marine | 0.18279 | 1 | 0.89 | CBSA 2019 | 0 | 2032 | 0.6 | SWWH018-05
COM-WATERHEAT-16.4 | Com ¦ Com Hot Water Tank Insulation - Marine ¦ PG&E ¦ Marine | Com ¦ Com Hot Water Tank Insulation - Marine | PG&E ¦ Marine | PG&E | All | Gas | Com Hot Water Tank Insulation | Efficient |  |  | 0 | Conventional | WaterHeat | Com - Lodging | Com | RET Only | 0 | 1000 sqft2 of floor space | 1000 sqft served | 7 | DEER:Indoor_CFL_Ltg | 0 | 0 | 0 | SWWH018-05 | 11.53 | 2024 | 4.9967 | 2024 | 0 | 0 | SWWH018-05 | Com Hot Water Tank Insulation - Marine ¦ PG&E ¦ Marine | Com Hot Water Tank Insulation - Marine | 0.29635 | 1 | 0.89 | CBSA 2019 | 0 | 2032 | 0.6 | SWWH018-05
COM-WATERHEAT-16.5 | Com ¦ Com Hot Water Tank Insulation - Marine ¦ PG&E ¦ Marine | Com ¦ Com Hot Water Tank Insulation - Marine | PG&E ¦ Marine | PG&E | All | Gas | Com Hot Water Tank Insulation | Efficient |  |  | 0 | Conventional | WaterHeat | Com - Office (Large) | Com | RET Only | 0 | 1000 sqft2 of floor space | 1000 sqft served | 7 | DEER:Indoor_CFL_Ltg | 0 | 0 | 0 | SWWH018-05 | 11.53 | 2024 | 4.9967 | 2024 | 0 | 0 | SWWH018-05 | Com Hot Water Tank Insulation - Marine ¦ PG&E ¦ Marine | Com Hot Water Tank Insulation - Marine | 0.04091 | 1 | 0.89 | CBSA 2019 | 0 | 2032 | 0.6 | SWWH018-05
COM-WATERHEAT-16.6 | Com ¦ Com Hot Water Tank Insulation - Marine ¦ PG&E ¦ Marine | Com ¦ Com Hot Water Tank Insulation - Marine | PG&E ¦ Marine | PG&E | All | Gas | Com Hot Water Tank Insulation | Efficient |  |  | 0 | Conventional | WaterHeat | Com - Office (Small) | Com | RET Only | 0 | 1000 sqft2 of floor space | 1000 sqft served | 7 | DEER:Indoor_CFL_Ltg | 0 | 0 | 0 | SWWH018-05 | 11.53 | 2024 | 4.9967 | 2024 | 0 | 0 | SWWH018-05 | Com Hot Water Tank Insulation - Marine ¦ PG&E ¦ Marine | Com Hot Water Tank Insulation - Marine | 0.04091 | 1 | 0.58 | CBSA 2019 | 0 | 2032 | 0.6 | SWWH018-05
COM-WATERHEAT-16.7 | Com ¦ Com Hot Water Tank Insulation - Marine ¦ PG&E ¦ Marine | Com ¦ Com Hot Water Tank Insulation - Marine | PG&E ¦ Marine | PG&E | All | Gas | Com Hot Water Tank Insulation | Efficient |  |  | 0 | Conventional | WaterHeat | Com - Other | Com | RET Only | 0 | 1000 sqft2 of floor space | 1000 sqft served | 7 | DEER:Indoor_CFL_Ltg | 0 | 0 | 0 | SWWH018-05 | 11.53 | 2024 | 4.9967 | 2024 | 0 | 0 | SWWH018-05 | Com Hot Water Tank Insulation - Marine ¦ PG&E ¦ Marine | Com Hot Water Tank Insulation - Marine | 0.16753 | 1 | 0.58 | CBSA 2019 | 0 | 2032 | 0.6 | SWWH018-05
COM-WATERHEAT-16.8 | Com ¦ Com Hot Water Tank Insulation - Marine ¦ PG&E ¦ Marine | Com ¦ Com Hot Water Tank Insulation - Marine | PG&E ¦ Marine | PG&E | All | Gas | Com Hot Water Tank Insulation | Efficient |  |  | 0 | Conventional | WaterHeat | Com - Refrig. Warehouse | Com | RET Only | 0 | 1000 sqft2 of floor space | 1000 sqft served | 7 | DEER:Indoor_CFL_Ltg | 0 | 0 | 0 | SWWH018-05 | 11.53 | 2024 | 4.9967 | 2024 | 0 | 0 | SWWH018-05 | Com Hot Water Tank Insulation - Marine ¦ PG&E ¦ Marine | Com Hot Water Tank Insulation - Marine | 0.095771 | 1 | 0.58 | CBSA 2019 | 0 | 2032 | 0.6 | SWWH018-05
COM-WATERHEAT-16.9 | Com ¦ Com Hot Water Tank Insulation - Marine ¦ PG&E ¦ Marine | Com ¦ Com Hot Water Tank Insulation - Marine | PG&E ¦ Marine | PG&E | All | Gas | Com Hot Water Tank Insulation | Efficient |  |  | 0 | Conventional | WaterHeat | Com - Restaurant | Com | RET Only | 0 | 1000 sqft2 of floor space | 1000 sqft served | 7 | DEER:Indoor_CFL_Ltg | 0 | 0 | 0 | SWWH018-05 | 11.53 | 2024 | 4.9967 | 2024 | 0 | 0 | SWWH018-05 | Com Hot Water Tank Insulation - Marine ¦ PG&E ¦ Marine | Com Hot Water Tank Insulation - Marine | 0.047202 | 1 | 0.58 | CBSA 2019 | 0 | 2032 | 0.6 | SWWH018-05
COM-WATERHEAT-16.10 | Com ¦ Com Hot Water Tank Insulation - Marine ¦ PG&E ¦ Marine | Com ¦ Com Hot Water Tank Insulation - Marine | PG&E ¦ Marine | PG&E | All | Gas | Com Hot Water Tank Insulation | Efficient |  |  | 0 | Conventional | WaterHeat | Com - Retail | Com | RET Only | 0 | 1000 sqft2 of floor space | 1000 sqft served | 7 | DEER:Indoor_CFL_Ltg | 0 | 0 | 0 | SWWH018-05 | 11.53 | 2024 | 4.9967 | 2024 | 0 | 0 | SWWH018-05 | Com Hot Water Tank Insulation - Marine ¦ PG&E ¦ Marine | Com Hot Water Tank Insulation - Marine | 0.004808 | 1 | 0.58 | CBSA 2019 | 0 | 2032 | 0.6 | SWWH018-05
COM-WATERHEAT-16.11 | Com ¦ Com Hot Water Tank Insulation - Marine ¦ PG&E ¦ Marine | Com ¦ Com Hot Water Tank Insulation - Marine | PG&E ¦ Marine | PG&E | All | Gas | Com Hot Water Tank Insulation | Efficient |  |  | 0 | Conventional | WaterHeat | Com - School | Com | RET Only | 0 | 1000 sqft2 of floor space | 1000 sqft served | 7 | DEER:Indoor_CFL_Ltg | 0 | 0 | 0 | SWWH018-05 | 11.53 | 2024 | 4.9967 | 2024 | 0 | 0 | SWWH018-05 | Com Hot Water Tank Insulation - Marine ¦ PG&E ¦ Marine | Com Hot Water Tank Insulation - Marine | 0.072836 | 1 | 0.89 | CBSA 2019 | 0 | 2032 | 0.6 | SWWH018-05
COM-WATERHEAT-16.12 | Com ¦ Com Hot Water Tank Insulation - Marine ¦ PG&E ¦ Marine | Com ¦ Com Hot Water Tank Insulation - Marine | PG&E ¦ Marine | PG&E | All | Gas | Com Hot Water Tank Insulation | Efficient |  |  | 0 | Conventional | WaterHeat | Com - Warehouse | Com | RET Only | 0 | 1000 sqft2 of floor space | 1000 sqft served | 7 | DEER:Indoor_CFL_Ltg | 0 | 0 | 0 | SWWH018-05 | 11.53 | 2024 | 4.9967 | 2024 | 0 | 0 | SWWH018-05 | Com Hot Water Tank Insulation - Marine ¦ PG&E ¦ Marine | Com Hot Water Tank Insulation - Marine | 0.098222 | 1 | 0.58 | CBSA 2019 | 0 | 2032 | 0.6 | SWWH018-05
COM-WATERHEAT-16.13 | Com ¦ Com Hot Water Tank Insulation - Hot-Dry ¦ PG&E ¦ Hot-Dry | Com ¦ Com Hot Water Tank Insulation - Hot-Dry | PG&E ¦ Hot-Dry | PG&E | All | Gas | Com Hot Water Tank Insulation | Efficient |  |  | 0 | Conventional | WaterHeat | Com - College | Com | RET Only | 0 | 1000 sqft2 of floor space | 1000 sqft served | 7 | DEER:Indoor_CFL_Ltg | 0 | 0 | 0 | SWWH018-05 | 11.53 | 2024 | 4.9967 | 2024 | 0 | 0 | SWWH018-05 | Com Hot Water Tank Insulation - Hot-Dry ¦ PG&E ¦ Hot-Dry | Com Hot Water Tank Insulation - Hot-Dry | 0.17915 | 1 | 0.89 | CBSA 2019 | 0 | 2032 | 0.6 | SWWH018-05
COM-WATERHEAT-16.14 | Com ¦ Com Hot Water Tank Insulation - Hot-Dry ¦ PG&E ¦ Hot-Dry | Com ¦ Com Hot Water Tank Insulation - Hot-Dry | PG&E ¦ Hot-Dry | PG&E | All | Gas | Com Hot Water Tank Insulation | Efficient |  |  | 0 | Conventional | WaterHeat | Com - Grocery | Com | RET Only | 0 | 1000 sqft2 of floor space | 1000 sqft served | 7 | DEER:Indoor_CFL_Ltg | 0 | 0 | 0 | SWWH018-05 | 11.53 | 2024 | 4.9967 | 2024 | 0 | 0 | SWWH018-05 | Com Hot Water Tank Insulation - Hot-Dry ¦ PG&E ¦ Hot-Dry | Com Hot Water Tank Insulation - Hot-Dry | 0.039805 | 1 | 0.58 | CBSA 2019 | 0 | 2032 | 0.6 | SWWH018-05
COM-WATERHEAT-16.15 | Com ¦ Com Hot Water Tank Insulation - Hot-Dry ¦ PG&E ¦ Hot-Dry | Com ¦ Com Hot Water Tank Insulation - Hot-Dry | PG&E ¦ Hot-Dry | PG&E | All | Gas | Com Hot Water Tank Insulation | Efficient |  |  | 0 | Conventional | WaterHeat | Com - Health | Com | RET Only | 0 | 1000 sqft2 of floor space | 1000 sqft served | 7 | DEER:Indoor_CFL_Ltg | 0 | 0 | 0 | SWWH018-05 | 11.53 | 2024 | 4.9967 | 2024 | 0 | 0 | SWWH018-05 | Com Hot Water Tank Insulation - Hot-Dry ¦ PG&E ¦ Hot-Dry | Com Hot Water Tank Insulation - Hot-Dry | 0.18279 | 1 | 0.89 | CBSA 2019 | 0 | 2032 | 0.6 | SWWH018-05
COM-WATERHEAT-16.16 | Com ¦ Com Hot Water Tank Insulation - Hot-Dry ¦ PG&E ¦ Hot-Dry | Com ¦ Com Hot Water Tank Insulation - Hot-Dry | PG&E ¦ Hot-Dry | PG&E | All | Gas | Com Hot Water Tank Insulation | Efficient |  |  | 0 | Conventional | WaterHeat | Com - Lodging | Com | RET Only | 0 | 1000 sqft2 of floor space | 1000 sqft served | 7 | DEER:Indoor_CFL_Ltg | 0 | 0 | 0 | SWWH018-05 | 11.53 | 2024 | 4.9967 | 2024 | 0 | 0 | SWWH018-05 | Com Hot Water Tank Insulation - Hot-Dry ¦ PG&E ¦ Hot-Dry | Com Hot Water Tank Insulation - Hot-Dry | 0.29635 | 1 | 0.89 | CBSA 2019 | 0 | 2032 | 0.6 | SWWH018-05
COM-WATERHEAT-16.17 | Com ¦ Com Hot Water Tank Insulation - Hot-Dry ¦ PG&E ¦ Hot-Dry | Com ¦ Com Hot Water Tank Insulation - Hot-Dry | PG&E ¦ Hot-Dry | PG&E | All | Gas | Com Hot Water Tank Insulation | Efficient |  |  | 0 | Conventional | WaterHeat | Com - Office (Large) | Com | RET Only | 0 | 1000 sqft2 of floor space | 1000 sqft served | 7 | DEER:Indoor_CFL_Ltg | 0 | 0 | 0 | SWWH018-05 | 11.53 | 2024 | 4.9967 | 2024 | 0 | 0 | SWWH018-05 | Com Hot Water Tank Insulation - Hot-Dry ¦ PG&E ¦ Hot-Dry | Com Hot Water Tank Insulation - Hot-Dry | 0.04091 | 1 | 0.89 | CBSA 2019 | 0 | 2032 | 0.6 | SWWH018-05
COM-WATERHEAT-16.18 | Com ¦ Com Hot Water Tank Insulation - Hot-Dry ¦ PG&E ¦ Hot-Dry | Com ¦ Com Hot Water Tank Insulation - Hot-Dry | PG&E ¦ Hot-Dry | PG&E | All | Gas | Com Hot Water Tank Insulation | Efficient |  |  | 0 | Conventional | WaterHeat | Com - Office (Small) | Com | RET Only | 0 | 1000 sqft2 of floor space | 1000 sqft served | 7 | DEER:Indoor_CFL_Ltg | 0 | 0 | 0 | SWWH018-05 | 11.53 | 2024 | 4.9967 | 2024 | 0 | 0 | SWWH018-05 | Com Hot Water Tank Insulation - Hot-Dry ¦ PG&E ¦ Hot-Dry | Com Hot Water Tank Insulation - Hot-Dry | 0.04091 | 1 | 0.58 | CBSA 2019 | 0 | 2032 | 0.6 | SWWH018-05
COM-WATERHEAT-16.19 | Com ¦ Com Hot Water Tank Insulation - Hot-Dry ¦ PG&E ¦ Hot-Dry | Com ¦ Com Hot Water Tank Insulation - Hot-Dry | PG&E ¦ Hot-Dry | PG&E | All | Gas | Com Hot Water Tank Insulation | Efficient |  |  | 0 | Conventional | WaterHeat | Com - Other | Com | RET Only | 0 | 1000 sqft2 of floor space | 1000 sqft served | 7 | DEER:Indoor_CFL_Ltg | 0 | 0 | 0 | SWWH018-05 | 11.53 | 2024 | 4.9967 | 2024 | 0 | 0 | SWWH018-05 | Com Hot Water Tank Insulation - Hot-Dry ¦ PG&E ¦ Hot-Dry | Com Hot Water Tank Insulation - Hot-Dry | 0.16753 | 1 | 0.58 | CBSA 2019 | 0 | 2032 | 0.6 | SWWH018-05
COM-WATERHEAT-16.20 | Com ¦ Com Hot Water Tank Insulation - Hot-Dry ¦ PG&E ¦ Hot-Dry | Com ¦ Com Hot Water Tank Insulation - Hot-Dry | PG&E ¦ Hot-Dry | PG&E | All | Gas | Com Hot Water Tank Insulation | Efficient |  |  | 0 | Conventional | WaterHeat | Com - Refrig. Warehouse | Com | RET Only | 0 | 1000 sqft2 of floor space | 1000 sqft served | 7 | DEER:Indoor_CFL_Ltg | 0 | 0 | 0 | SWWH018-05 | 11.53 | 2024 | 4.9967 | 2024 | 0 | 0 | SWWH018-05 | Com Hot Water Tank Insulation - Hot-Dry ¦ PG&E ¦ Hot-Dry | Com Hot Water Tank Insulation - Hot-Dry | 0.095771 | 1 | 0.58 | CBSA 2019 | 0 | 2032 | 0.6 | SWWH018-05
COM-WATERHEAT-16.21 | Com ¦ Com Hot Water Tank Insulation - Hot-Dry ¦ PG&E ¦ Hot-Dry | Com ¦ Com Hot Water Tank Insulation - Hot-Dry | PG&E ¦ Hot-Dry | PG&E | All | Gas | Com Hot Water Tank Insulation | Efficient |  |  | 0 | Conventional | WaterHeat | Com - Restaurant | Com | RET Only | 0 | 1000 sqft2 of floor space | 1000 sqft served | 7 | DEER:Indoor_CFL_Ltg | 0 | 0 | 0 | SWWH018-05 | 11.53 | 2024 | 4.9967 | 2024 | 0 | 0 | SWWH018-05 | Com Hot Water Tank Insulation - Hot-Dry ¦ PG&E ¦ Hot-Dry | Com Hot Water Tank Insulation - Hot-Dry | 0.047202 | 1 | 0.58 | CBSA 2019 | 0 | 2032 | 0.6 | SWWH018-05
COM-WATERHEAT-16.22 | Com ¦ Com Hot Water Tank Insulation - Hot-Dry ¦ PG&E ¦ Hot-Dry | Com ¦ Com Hot Water Tank Insulation - Hot-Dry | PG&E ¦ Hot-Dry | PG&E | All | Gas | Com Hot Water Tank Insulation | Efficient |  |  | 0 | Conventional | WaterHeat | Com - Retail | Com | RET Only | 0 | 1000 sqft2 of floor space | 1000 sqft served | 7 | DEER:Indoor_CFL_Ltg | 0 | 0 | 0 | SWWH018-05 | 11.53 | 2024 | 4.9967 | 2024 | 0 | 0 | SWWH018-05 | Com Hot Water Tank Insulation - Hot-Dry ¦ PG&E ¦ Hot-Dry | Com Hot Water Tank Insulation - Hot-Dry | 0.004808 | 1 | 0.58 | CBSA 2019 | 0 | 2032 | 0.6 | SWWH018-05
COM-WATERHEAT-16.23 | Com ¦ Com Hot Water Tank Insulation - Hot-Dry ¦ PG&E ¦ Hot-Dry | Com ¦ Com Hot Water Tank Insulation - Hot-Dry | PG&E ¦ Hot-Dry | PG&E | All | Gas | Com Hot Water Tank Insulation | Efficient |  |  | 0 | Conventional | WaterHeat | Com - School | Com | RET Only | 0 | 1000 sqft2 of floor space | 1000 sqft served | 7 | DEER:Indoor_CFL_Ltg | 0 | 0 | 0 | SWWH018-05 | 11.53 | 2024 | 4.9967 | 2024 | 0 | 0 | SWWH018-05 | Com Hot Water Tank Insulation - Hot-Dry ¦ PG&E ¦ Hot-Dry | Com Hot Water Tank Insulation - Hot-Dry | 0.072836 | 1 | 0.89 | CBSA 2019 | 0 | 2032 | 0.6 | SWWH018-05
COM-WATERHEAT-16.24 | Com ¦ Com Hot Water Tank Insulation - Hot-Dry ¦ PG&E ¦ Hot-Dry | Com ¦ Com Hot Water Tank Insulation - Hot-Dry | PG&E ¦ Hot-Dry | PG&E | All | Gas | Com Hot Water Tank Insulation | Efficient |  |  | 0 | Conventional | WaterHeat | Com - Warehouse | Com | RET Only | 0 | 1000 sqft2 of floor space | 1000 sqft served | 7 | DEER:Indoor_CFL_Ltg | 0 | 0 | 0 | SWWH018-05 | 11.53 | 2024 | 4.9967 | 2024 | 0 | 0 | SWWH018-05 | Com Hot Water Tank Insulation - Hot-Dry ¦ PG&E ¦ Hot-Dry | Com Hot Water Tank Insulation - Hot-Dry | 0.098222 | 1 | 0.58 | CBSA 2019 | 0 | 2032 | 0.6 | SWWH018-05
COM-WATERHEAT-16.25 | Com ¦ Com Hot Water Tank Insulation - Cold ¦ PG&E ¦ Cold | Com ¦ Com Hot Water Tank Insulation - Cold | PG&E ¦ Cold | PG&E | All | Gas | Com Hot Water Tank Insulation | Efficient |  |  | 0 | Conventional | WaterHeat | Com - College | Com | RET Only | 0 | 1000 sqft2 of floor space | 1000 sqft served | 7 | DEER:Indoor_CFL_Ltg | 0 | 0 | 0 | SWWH018-05 | 11.53 | 2024 | 4.9967 | 2024 | 0 | 0 | SWWH018-05 | Com Hot Water Tank Insulation - Cold ¦ PG&E ¦ Cold | Com Hot Water Tank Insulation - Cold | 0.17915 | 1 | 0.89 | CBSA 2019 | 0 | 2032 | 0.6 | SWWH018-05
COM-WATERHEAT-16.26 | Com ¦ Com Hot Water Tank Insulation - Cold ¦ PG&E ¦ Cold | Com ¦ Com Hot Water Tank Insulation - Cold | PG&E ¦ Cold | PG&E | All | Gas | Com Hot Water Tank Insulation | Efficient |  |  | 0 | Conventional | WaterHeat | Com - Grocery | Com | RET Only | 0 | 1000 sqft2 of floor space | 1000 sqft served | 7 | DEER:Indoor_CFL_Ltg | 0 | 0 | 0 | SWWH018-05 | 11.53 | 2024 | 4.9967 | 2024 | 0 | 0 | SWWH018-05 | Com Hot Water Tank Insulation - Cold ¦ PG&E ¦ Cold | Com Hot Water Tank Insulation - Cold | 0.039805 | 1 | 0.58 | CBSA 2019 | 0 | 2032 | 0.6 | SWWH018-05
COM-WATERHEAT-16.27 | Com ¦ Com Hot Water Tank Insulation - Cold ¦ PG&E ¦ Cold | Com ¦ Com Hot Water Tank Insulation - Cold | PG&E ¦ Cold | PG&E | All | Gas | Com Hot Water Tank Insulation | Efficient |  |  | 0 | Conventional | WaterHeat | Com - Health | Com | RET Only | 0 | 1000 sqft2 of floor space | 1000 sqft served | 7 | DEER:Indoor_CFL_Ltg | 0 | 0 | 0 | SWWH018-05 | 11.53 | 2024 | 4.9967 | 2024 | 0 | 0 | SWWH018-05 | Com Hot Water Tank Insulation - Cold ¦ PG&E ¦ Cold | Com Hot Water Tank Insulation - Cold | 0.18279 | 1 | 0.89 | CBSA 2019 | 0 | 2032 | 0.6 | SWWH018-05
COM-WATERHEAT-16.28 | Com ¦ Com Hot Water Tank Insulation - Cold ¦ PG&E ¦ Cold | Com ¦ Com Hot Water Tank Insulation - Cold | PG&E ¦ Cold | PG&E | All | Gas | Com Hot Water Tank Insulation | Efficient |  |  | 0 | Conventional | WaterHeat | Com - Lodging | Com | RET Only | 0 | 1000 sqft2 of floor space | 1000 sqft served | 7 | DEER:Indoor_CFL_Ltg | 0 | 0 | 0 | SWWH018-05 | 11.53 | 2024 | 4.9967 | 2024 | 0 | 0 | SWWH018-05 | Com Hot Water Tank Insulation - Cold ¦ PG&E ¦ Cold | Com Hot Water Tank Insulation - Cold | 0.29635 | 1 | 0.89 | CBSA 2019 | 0 | 2032 | 0.6 | SWWH018-05
COM-WATERHEAT-16.29 | Com ¦ Com Hot Water Tank Insulation - Cold ¦ PG&E ¦ Cold | Com ¦ Com Hot Water Tank Insulation - Cold | PG&E ¦ Cold | PG&E | All | Gas | Com Hot Water Tank Insulation | Efficient |  |  | 0 | Conventional | WaterHeat | Com - Office (Large) | Com | RET Only | 0 | 1000 sqft2 of floor space | 1000 sqft served | 7 | DEER:Indoor_CFL_Ltg | 0 | 0 | 0 | SWWH018-05 | 11.53 | 2024 | 4.9967 | 2024 | 0 | 0 | SWWH018-05 | Com Hot Water Tank Insulation - Cold ¦ PG&E ¦ Cold | Com Hot Water Tank Insulation - Cold | 0.04091 | 1 | 0.89 | CBSA 2019 | 0 | 2032 | 0.6 | SWWH018-05
COM-WATERHEAT-16.30 | Com ¦ Com Hot Water Tank Insulation - Cold ¦ PG&E ¦ Cold | Com ¦ Com Hot Water Tank Insulation - Cold | PG&E ¦ Cold | PG&E | All | Gas | Com Hot Water Tank Insulation | Efficient |  |  | 0 | Conventional | WaterHeat | Com - Office (Small) | Com | RET Only | 0 | 1000 sqft2 of floor space | 1000 sqft served | 7 | DEER:Indoor_CFL_Ltg | 0 | 0 | 0 | SWWH018-05 | 11.53 | 2024 | 4.9967 | 2024 | 0 | 0 | SWWH018-05 | Com Hot Water Tank Insulation - Cold ¦ PG&E ¦ Cold | Com Hot Water Tank Insulation - Cold | 0.04091 | 1 | 0.58 | CBSA 2019 | 0 | 2032 | 0.6 | SWWH018-05
COM-WATERHEAT-16.31 | Com ¦ Com Hot Water Tank Insulation - Cold ¦ PG&E ¦ Cold | Com ¦ Com Hot Water Tank Insulation - Cold | PG&E ¦ Cold | PG&E | All | Gas | Com Hot Water Tank Insulation | Efficient |  |  | 0 | Conventional | WaterHeat | Com - Other | Com | RET Only | 0 | 1000 sqft2 of floor space | 1000 sqft served | 7 | DEER:Indoor_CFL_Ltg | 0 | 0 | 0 | SWWH018-05 | 11.53 | 2024 | 4.9967 | 2024 | 0 | 0 | SWWH018-05 | Com Hot Water Tank Insulation - Cold ¦ PG&E ¦ Cold | Com Hot Water Tank Insulation - Cold | 0.16753 | 1 | 0.58 | CBSA 2019 | 0 | 2032 | 0.6 | SWWH018-05
COM-WATERHEAT-16.32 | Com ¦ Com Hot Water Tank Insulation - Cold ¦ PG&E ¦ Cold | Com ¦ Com Hot Water Tank Insulation - Cold | PG&E ¦ Cold | PG&E | All | Gas | Com Hot Water Tank Insulation | Efficient |  |  | 0 | Conventional | WaterHeat | Com - Refrig. Warehouse | Com | RET Only | 0 | 1000 sqft2 of floor space | 1000 sqft served | 7 | DEER:Indoor_CFL_Ltg | 0 | 0 | 0 | SWWH018-05 | 11.53 | 2024 | 4.9967 | 2024 | 0 | 0 | SWWH018-05 | Com Hot Water Tank Insulation - Cold ¦ PG&E ¦ Cold | Com Hot Water Tank Insulation - Cold | 0.095771 | 1 | 0.58 | CBSA 2019 | 0 | 2032 | 0.6 | SWWH018-05
COM-WATERHEAT-16.33 | Com ¦ Com Hot Water Tank Insulation - Cold ¦ PG&E ¦ Cold | Com ¦ Com Hot Water Tank Insulation - Cold | PG&E ¦ Cold | PG&E | All | Gas | Com Hot Water Tank Insulation | Efficient |  |  | 0 | Conventional | WaterHeat | Com - Restaurant | Com | RET Only | 0 | 1000 sqft2 of floor space | 1000 sqft served | 7 | DEER:Indoor_CFL_Ltg | 0 | 0 | 0 | SWWH018-05 | 11.53 | 2024 | 4.9967 | 2024 | 0 | 0 | SWWH018-05 | Com Hot Water Tank Insulation - Cold ¦ PG&E ¦ Cold | Com Hot Water Tank Insulation - Cold | 0.047202 | 1 | 0.58 | CBSA 2019 | 0 | 2032 | 0.6 | SWWH018-05
COM-WATERHEAT-16.34 | Com ¦ Com Hot Water Tank Insulation - Cold ¦ PG&E ¦ Cold | Com ¦ Com Hot Water Tank Insulation - Cold | PG&E ¦ Cold | PG&E | All | Gas | Com Hot Water Tank Insulation | Efficient |  |  | 0 | Conventional | WaterHeat | Com - Retail | Com | RET Only | 0 | 1000 sqft2 of floor space | 1000 sqft served | 7 | DEER:Indoor_CFL_Ltg | 0 | 0 | 0 | SWWH018-05 | 11.53 | 2024 | 4.9967 | 2024 | 0 | 0 | SWWH018-05 | Com Hot Water Tank Insulation - Cold ¦ PG&E ¦ Cold | Com Hot Water Tank Insulation - Cold | 0.004808 | 1 | 0.58 | CBSA 2019 | 0 | 2032 | 0.6 | SWWH018-05
COM-WATERHEAT-16.35 | Com ¦ Com Hot Water Tank Insulation - Cold ¦ PG&E ¦ Cold | Com ¦ Com Hot Water Tank Insulation - Cold | PG&E ¦ Cold | PG&E | All | Gas | Com Hot Water Tank Insulation | Efficient |  |  | 0 | Conventional | WaterHeat | Com - School | Com | RET Only | 0 | 1000 sqft2 of floor space | 1000 sqft served | 7 | DEER:Indoor_CFL_Ltg | 0 | 0 | 0 | SWWH018-05 | 11.53 | 2024 | 4.9967 | 2024 | 0 | 0 | SWWH018-05 | Com Hot Water Tank Insulation - Cold ¦ PG&E ¦ Cold | Com Hot Water Tank Insulation - Cold | 0.072836 | 1 | 0.89 | CBSA 2019 | 0 | 2032 | 0.6 | SWWH018-05
COM-WATERHEAT-16.36 | Com ¦ Com Hot Water Tank Insulation - Cold ¦ PG&E ¦ Cold | Com ¦ Com Hot Water Tank Insulation - Cold | PG&E ¦ Cold | PG&E | All | Gas | Com Hot Water Tank Insulation | Efficient |  |  | 0 | Conventional | WaterHeat | Com - Warehouse | Com | RET Only | 0 | 1000 sqft2 of floor space | 1000 sqft served | 7 | DEER:Indoor_CFL_Ltg | 0 | 0 | 0 | SWWH018-05 | 11.53 | 2024 | 4.9967 | 2024 | 0 | 0 | SWWH018-05 | Com Hot Water Tank Insulation - Cold ¦ PG&E ¦ Cold | Com Hot Water Tank Insulation - Cold | 0.098222 | 1 | 0.58 | CBSA 2019 | 0 | 2032 | 0.6 | SWWH018-05
COM-WATERHEAT-16.37 | Com ¦ Com Hot Water Tank Insulation - Marine ¦ SCG ¦ Marine | Com ¦ Com Hot Water Tank Insulation - Marine | SCG ¦ Marine | SCG | All | Gas | Com Hot Water Tank Insulation | Efficient |  |  | 0 | Conventional | WaterHeat | Com - College | Com | RET Only | 0 | 1000 sqft2 of floor space | 1000 sqft served | 7 | DEER:Indoor_CFL_Ltg | 0 | 0 | 0 | SWWH018-05 | 11.53 | 2024 | 4.9967 | 2024 | 0 | 0 | SWWH018-05 | Com Hot Water Tank Insulation - Marine ¦ SCG ¦ Marine | Com Hot Water Tank Insulation - Marine | 0.17915 | 1 | 0.89 | CBSA 2019 | 0 | 2032 | 0.6 | SWWH018-05
COM-WATERHEAT-16.38 | Com ¦ Com Hot Water Tank Insulation - Marine ¦ SCG ¦ Marine | Com ¦ Com Hot Water Tank Insulation - Marine | SCG ¦ Marine | SCG | All | Gas | Com Hot Water Tank Insulation | Efficient |  |  | 0 | Conventional | WaterHeat | Com - Grocery | Com | RET Only | 0 | 1000 sqft2 of floor space | 1000 sqft served | 7 | DEER:Indoor_CFL_Ltg | 0 | 0 | 0 | SWWH018-05 | 11.53 | 2024 | 4.9967 | 2024 | 0 | 0 | SWWH018-05 | Com Hot Water Tank Insulation - Marine ¦ SCG ¦ Marine | Com Hot Water Tank Insulation - Marine | 0.039805 | 1 | 0.58 | CBSA 2019 | 0 | 2032 | 0.6 | SWWH018-05
COM-WATERHEAT-16.39 | Com ¦ Com Hot Water Tank Insulation - Marine ¦ SCG ¦ Marine | Com ¦ Com Hot Water Tank Insulation - Marine | SCG ¦ Marine | SCG | All | Gas | Com Hot Water Tank Insulation | Efficient |  |  | 0 | Conventional | WaterHeat | Com - Health | Com | RET Only | 0 | 1000 sqft2 of floor space | 1000 sqft served | 7 | DEER:Indoor_CFL_Ltg | 0 | 0 | 0 | SWWH018-05 | 11.53 | 2024 | 4.9967 | 2024 | 0 | 0 | SWWH018-05 | Com Hot Water Tank Insulation - Marine ¦ SCG ¦ Marine | Com Hot Water Tank Insulation - Marine | 0.18279 | 1 | 0.89 | CBSA 2019 | 0 | 2032 | 0.6 | SWWH018-05
COM-WATERHEAT-16.40 | Com ¦ Com Hot Water Tank Insulation - Marine ¦ SCG ¦ Marine | Com ¦ Com Hot Water Tank Insulation - Marine | SCG ¦ Marine | SCG | All | Gas | Com Hot Water Tank Insulation | Efficient |  |  | 0 | Conventional | WaterHeat | Com - Lodging | Com | RET Only | 0 | 1000 sqft2 of floor space | 1000 sqft served | 7 | DEER:Indoor_CFL_Ltg | 0 | 0 | 0 | SWWH018-05 | 11.53 | 2024 | 4.9967 | 2024 | 0 | 0 | SWWH018-05 | Com Hot Water Tank Insulation - Marine ¦ SCG ¦ Marine | Com Hot Water Tank Insulation - Marine | 0.29635 | 1 | 0.89 | CBSA 2019 | 0 | 2032 | 0.6 | SWWH018-05
COM-WATERHEAT-16.41 | Com ¦ Com Hot Water Tank Insulation - Marine ¦ SCG ¦ Marine | Com ¦ Com Hot Water Tank Insulation - Marine | SCG ¦ Marine | SCG | All | Gas | Com Hot Water Tank Insulation | Efficient |  |  | 0 | Conventional | WaterHeat | Com - Office (Large) | Com | RET Only | 0 | 1000 sqft2 of floor space | 1000 sqft served | 7 | DEER:Indoor_CFL_Ltg | 0 | 0 | 0 | SWWH018-05 | 11.53 | 2024 | 4.9967 | 2024 | 0 | 0 | SWWH018-05 | Com Hot Water Tank Insulation - Marine ¦ SCG ¦ Marine | Com Hot Water Tank Insulation - Marine | 0.04091 | 1 | 0.89 | CBSA 2019 | 0 | 2032 | 0.6 | SWWH018-05
COM-WATERHEAT-16.42 | Com ¦ Com Hot Water Tank Insulation - Marine ¦ SCG ¦ Marine | Com ¦ Com Hot Water Tank Insulation - Marine | SCG ¦ Marine | SCG | All | Gas | Com Hot Water Tank Insulation | Efficient |  |  | 0 | Conventional | WaterHeat | Com - Office (Small) | Com | RET Only | 0 | 1000 sqft2 of floor space | 1000 sqft served | 7 | DEER:Indoor_CFL_Ltg | 0 | 0 | 0 | SWWH018-05 | 11.53 | 2024 | 4.9967 | 2024 | 0 | 0 | SWWH018-05 | Com Hot Water Tank Insulation - Marine ¦ SCG ¦ Marine | Com Hot Water Tank Insulation - Marine | 0.04091 | 1 | 0.58 | CBSA 2019 | 0 | 2032 | 0.6 | SWWH018-05
COM-WATERHEAT-16.43 | Com ¦ Com Hot Water Tank Insulation - Marine ¦ SCG ¦ Marine | Com ¦ Com Hot Water Tank Insulation - Marine | SCG ¦ Marine | SCG | All | Gas | Com Hot Water Tank Insulation | Efficient |  |  | 0 | Conventional | WaterHeat | Com - Other | Com | RET Only | 0 | 1000 sqft2 of floor space | 1000 sqft served | 7 | DEER:Indoor_CFL_Ltg | 0 | 0 | 0 | SWWH018-05 | 11.53 | 2024 | 4.9967 | 2024 | 0 | 0 | SWWH018-05 | Com Hot Water Tank Insulation - Marine ¦ SCG ¦ Marine | Com Hot Water Tank Insulation - Marine | 0.16753 | 1 | 0.58 | CBSA 2019 | 0 | 2032 | 0.6 | SWWH018-05
COM-WATERHEAT-16.44 | Com ¦ Com Hot Water Tank Insulation - Marine ¦ SCG ¦ Marine | Com ¦ Com Hot Water Tank Insulation - Marine | SCG ¦ Marine | SCG | All | Gas | Com Hot Water Tank Insulation | Efficient |  |  | 0 | Conventional | WaterHeat | Com - Refrig. Warehouse | Com | RET Only | 0 | 1000 sqft2 of floor space | 1000 sqft served | 7 | DEER:Indoor_CFL_Ltg | 0 | 0 | 0 | SWWH018-05 | 11.53 | 2024 | 4.9967 | 2024 | 0 | 0 | SWWH018-05 | Com Hot Water Tank Insulation - Marine ¦ SCG ¦ Marine | Com Hot Water Tank Insulation - Marine | 0.095771 | 1 | 0.58 | CBSA 2019 | 0 | 2032 | 0.6 | SWWH018-05
COM-WATERHEAT-16.45 | Com ¦ Com Hot Water Tank Insulation - Marine ¦ SCG ¦ Marine | Com ¦ Com Hot Water Tank Insulation - Marine | SCG ¦ Marine | SCG | All | Gas | Com Hot Water Tank Insulation | Efficient |  |  | 0 | Conventional | WaterHeat | Com - Restaurant | Com | RET Only | 0 | 1000 sqft2 of floor space | 1000 sqft served | 7 | DEER:Indoor_CFL_Ltg | 0 | 0 | 0 | SWWH018-05 | 11.53 | 2024 | 4.9967 | 2024 | 0 | 0 | SWWH018-05 | Com Hot Water Tank Insulation - Marine ¦ SCG ¦ Marine | Com Hot Water Tank Insulation - Marine | 0.047202 | 1 | 0.58 | CBSA 2019 | 0 | 2032 | 0.6 | SWWH018-05
COM-WATERHEAT-16.46 | Com ¦ Com Hot Water Tank Insulation - Marine ¦ SCG ¦ Marine | Com ¦ Com Hot Water Tank Insulation - Marine | SCG ¦ Marine | SCG | All | Gas | Com Hot Water Tank Insulation | Efficient |  |  | 0 | Conventional | WaterHeat | Com - Retail | Com | RET Only | 0 | 1000 sqft2 of floor space | 1000 sqft served | 7 | DEER:Indoor_CFL_Ltg | 0 | 0 | 0 | SWWH018-05 | 11.53 | 2024 | 4.9967 | 2024 | 0 | 0 | SWWH018-05 | Com Hot Water Tank Insulation - Marine ¦ SCG ¦ Marine | Com Hot Water Tank Insulation - Marine | 0.004808 | 1 | 0.58 | CBSA 2019 | 0 | 2032 | 0.6 | SWWH018-05
COM-WATERHEAT-16.47 | Com ¦ Com Hot Water Tank Insulation - Marine ¦ SCG ¦ Marine | Com ¦ Com Hot Water Tank Insulation - Marine | SCG ¦ Marine | SCG | All | Gas | Com Hot Water Tank Insulation | Efficient |  |  | 0 | Conventional | WaterHeat | Com - School | Com | RET Only | 0 | 1000 sqft2 of floor space | 1000 sqft served | 7 | DEER:Indoor_CFL_Ltg | 0 | 0 | 0 | SWWH018-05 | 11.53 | 2024 | 4.9967 | 2024 | 0 | 0 | SWWH018-05 | Com Hot Water Tank Insulation - Marine ¦ SCG ¦ Marine | Com Hot Water Tank Insulation - Marine | 0.072836 | 1 | 0.89 | CBSA 2019 | 0 | 2032 | 0.6 | SWWH018-05
COM-WATERHEAT-16.48 | Com ¦ Com Hot Water Tank Insulation - Marine ¦ SCG ¦ Marine | Com ¦ Com Hot Water Tank Insulation - Marine | SCG ¦ Marine | SCG | All | Gas | Com Hot Water Tank Insulation | Efficient |  |  | 0 | Conventional | WaterHeat | Com - Warehouse | Com | RET Only | 0 | 1000 sqft2 of floor space | 1000 sqft served | 7 | DEER:Indoor_CFL_Ltg | 0 | 0 | 0 | SWWH018-05 | 11.53 | 2024 | 4.9967 | 2024 | 0 | 0 | SWWH018-05 | Com Hot Water Tank Insulation - Marine ¦ SCG ¦ Marine | Com Hot Water Tank Insulation - Marine | 0.098222 | 1 | 0.58 | CBSA 2019 | 0 | 2032 | 0.6 | SWWH018-05
COM-WATERHEAT-16.49 | Com ¦ Com Hot Water Tank Insulation - Hot-Dry ¦ SCG ¦ Hot-Dry | Com ¦ Com Hot Water Tank Insulation - Hot-Dry | SCG ¦ Hot-Dry | SCG | All | Gas | Com Hot Water Tank Insulation | Efficient |  |  | 0 | Conventional | WaterHeat | Com - College | Com | RET Only | 0 | 1000 sqft2 of floor space | 1000 sqft served | 7 | DEER:Indoor_CFL_Ltg | 0 | 0 | 0 | SWWH018-05 | 11.53 | 2024 | 4.9967 | 2024 | 0 | 0 | SWWH018-05 | Com Hot Water Tank Insulation - Hot-Dry ¦ SCG ¦ Hot-Dry | Com Hot Water Tank Insulation - Hot-Dry | 0.17915 | 1 | 0.89 | CBSA 2019 | 0 | 2032 | 0.6 | SWWH018-05
COM-WATERHEAT-16.50 | Com ¦ Com Hot Water Tank Insulation - Hot-Dry ¦ SCG ¦ Hot-Dry | Com ¦ Com Hot Water Tank Insulation - Hot-Dry | SCG ¦ Hot-Dry | SCG | All | Gas | Com Hot Water Tank Insulation | Efficient |  |  | 0 | Conventional | WaterHeat | Com - Grocery | Com | RET Only | 0 | 1000 sqft2 of floor space | 1000 sqft served | 7 | DEER:Indoor_CFL_Ltg | 0 | 0 | 0 | SWWH018-05 | 11.53 | 2024 | 4.9967 | 2024 | 0 | 0 | SWWH018-05 | Com Hot Water Tank Insulation - Hot-Dry ¦ SCG ¦ Hot-Dry | Com Hot Water Tank Insulation - Hot-Dry | 0.039805 | 1 | 0.58 | CBSA 2019 | 0 | 2032 | 0.6 | SWWH018-05
COM-WATERHEAT-16.51 | Com ¦ Com Hot Water Tank Insulation - Hot-Dry ¦ SCG ¦ Hot-Dry | Com ¦ Com Hot Water Tank Insulation - Hot-Dry | SCG ¦ Hot-Dry | SCG | All | Gas | Com Hot Water Tank Insulation | Efficient |  |  | 0 | Conventional | WaterHeat | Com - Health | Com | RET Only | 0 | 1000 sqft2 of floor space | 1000 sqft served | 7 | DEER:Indoor_CFL_Ltg | 0 | 0 | 0 | SWWH018-05 | 11.53 | 2024 | 4.9967 | 2024 | 0 | 0 | SWWH018-05 | Com Hot Water Tank Insulation - Hot-Dry ¦ SCG ¦ Hot-Dry | Com Hot Water Tank Insulation - Hot-Dry | 0.18279 | 1 | 0.89 | CBSA 2019 | 0 | 2032 | 0.6 | SWWH018-05
COM-WATERHEAT-16.52 | Com ¦ Com Hot Water Tank Insulation - Hot-Dry ¦ SCG ¦ Hot-Dry | Com ¦ Com Hot Water Tank Insulation - Hot-Dry | SCG ¦ Hot-Dry | SCG | All | Gas | Com Hot Water Tank Insulation | Efficient |  |  | 0 | Conventional | WaterHeat | Com - Lodging | Com | RET Only | 0 | 1000 sqft2 of floor space | 1000 sqft served | 7 | DEER:Indoor_CFL_Ltg | 0 | 0 | 0 | SWWH018-05 | 11.53 | 2024 | 4.9967 | 2024 | 0 | 0 | SWWH018-05 | Com Hot Water Tank Insulation - Hot-Dry ¦ SCG ¦ Hot-Dry | Com Hot Water Tank Insulation - Hot-Dry | 0.29635 | 1 | 0.89 | CBSA 2019 | 0 | 2032 | 0.6 | SWWH018-05
COM-WATERHEAT-16.53 | Com ¦ Com Hot Water Tank Insulation - Hot-Dry ¦ SCG ¦ Hot-Dry | Com ¦ Com Hot Water Tank Insulation - Hot-Dry | SCG ¦ Hot-Dry | SCG | All | Gas | Com Hot Water Tank Insulation | Efficient |  |  | 0 | Conventional | WaterHeat | Com - Office (Large) | Com | RET Only | 0 | 1000 sqft2 of floor space | 1000 sqft served | 7 | DEER:Indoor_CFL_Ltg | 0 | 0 | 0 | SWWH018-05 | 11.53 | 2024 | 4.9967 | 2024 | 0 | 0 | SWWH018-05 | Com Hot Water Tank Insulation - Hot-Dry ¦ SCG ¦ Hot-Dry | Com Hot Water Tank Insulation - Hot-Dry | 0.04091 | 1 | 0.89 | CBSA 2019 | 0 | 2032 | 0.6 | SWWH018-05
COM-WATERHEAT-16.54 | Com ¦ Com Hot Water Tank Insulation - Hot-Dry ¦ SCG ¦ Hot-Dry | Com ¦ Com Hot Water Tank Insulation - Hot-Dry | SCG ¦ Hot-Dry | SCG | All | Gas | Com Hot Water Tank Insulation | Efficient |  |  | 0 | Conventional | WaterHeat | Com - Office (Small) | Com | RET Only | 0 | 1000 sqft2 of floor space | 1000 sqft served | 7 | DEER:Indoor_CFL_Ltg | 0 | 0 | 0 | SWWH018-05 | 11.53 | 2024 | 4.9967 | 2024 | 0 | 0 | SWWH018-05 | Com Hot Water Tank Insulation - Hot-Dry ¦ SCG ¦ Hot-Dry | Com Hot Water Tank Insulation - Hot-Dry | 0.04091 | 1 | 0.58 | CBSA 2019 | 0 | 2032 | 0.6 | SWWH018-05
COM-WATERHEAT-16.55 | Com ¦ Com Hot Water Tank Insulation - Hot-Dry ¦ SCG ¦ Hot-Dry | Com ¦ Com Hot Water Tank Insulation - Hot-Dry | SCG ¦ Hot-Dry | SCG | All | Gas | Com Hot Water Tank Insulation | Efficient |  |  | 0 | Conventional | WaterHeat | Com - Other | Com | RET Only | 0 | 1000 sqft2 of floor space | 1000 sqft served | 7 | DEER:Indoor_CFL_Ltg | 0 | 0 | 0 | SWWH018-05 | 11.53 | 2024 | 4.9967 | 2024 | 0 | 0 | SWWH018-05 | Com Hot Water Tank Insulation - Hot-Dry ¦ SCG ¦ Hot-Dry | Com Hot Water Tank Insulation - Hot-Dry | 0.16753 | 1 | 0.58 | CBSA 2019 | 0 | 2032 | 0.6 | SWWH018-05
COM-WATERHEAT-16.56 | Com ¦ Com Hot Water Tank Insulation - Hot-Dry ¦ SCG ¦ Hot-Dry | Com ¦ Com Hot Water Tank Insulation - Hot-Dry | SCG ¦ Hot-Dry | SCG | All | Gas | Com Hot Water Tank Insulation | Efficient |  |  | 0 | Conventional | WaterHeat | Com - Refrig. Warehouse | Com | RET Only | 0 | 1000 sqft2 of floor space | 1000 sqft served | 7 | DEER:Indoor_CFL_Ltg | 0 | 0 | 0 | SWWH018-05 | 11.53 | 2024 | 4.9967 | 2024 | 0 | 0 | SWWH018-05 | Com Hot Water Tank Insulation - Hot-Dry ¦ SCG ¦ Hot-Dry | Com Hot Water Tank Insulation - Hot-Dry | 0.095771 | 1 | 0.58 | CBSA 2019 | 0 | 2032 | 0.6 | SWWH018-05
COM-WATERHEAT-16.57 | Com ¦ Com Hot Water Tank Insulation - Hot-Dry ¦ SCG ¦ Hot-Dry | Com ¦ Com Hot Water Tank Insulation - Hot-Dry | SCG ¦ Hot-Dry | SCG | All | Gas | Com Hot Water Tank Insulation | Efficient |  |  | 0 | Conventional | WaterHeat | Com - Restaurant | Com | RET Only | 0 | 1000 sqft2 of floor space | 1000 sqft served | 7 | DEER:Indoor_CFL_Ltg | 0 | 0 | 0 | SWWH018-05 | 11.53 | 2024 | 4.9967 | 2024 | 0 | 0 | SWWH018-05 | Com Hot Water Tank Insulation - Hot-Dry ¦ SCG ¦ Hot-Dry | Com Hot Water Tank Insulation - Hot-Dry | 0.047202 | 1 | 0.58 | CBSA 2019 | 0 | 2032 | 0.6 | SWWH018-05
COM-WATERHEAT-16.58 | Com ¦ Com Hot Water Tank Insulation - Hot-Dry ¦ SCG ¦ Hot-Dry | Com ¦ Com Hot Water Tank Insulation - Hot-Dry | SCG ¦ Hot-Dry | SCG | All | Gas | Com Hot Water Tank Insulation | Efficient |  |  | 0 | Conventional | WaterHeat | Com - Retail | Com | RET Only | 0 | 1000 sqft2 of floor space | 1000 sqft served | 7 | DEER:Indoor_CFL_Ltg | 0 | 0 | 0 | SWWH018-05 | 11.53 | 2024 | 4.9967 | 2024 | 0 | 0 | SWWH018-05 | Com Hot Water Tank Insulation - Hot-Dry ¦ SCG ¦ Hot-Dry | Com Hot Water Tank Insulation - Hot-Dry | 0.004808 | 1 | 0.58 | CBSA 2019 | 0 | 2032 | 0.6 | SWWH018-05
COM-WATERHEAT-16.59 | Com ¦ Com Hot Water Tank Insulation - Hot-Dry ¦ SCG ¦ Hot-Dry | Com ¦ Com Hot Water Tank Insulation - Hot-Dry | SCG ¦ Hot-Dry | SCG | All | Gas | Com Hot Water Tank Insulation | Efficient |  |  | 0 | Conventional | WaterHeat | Com - School | Com | RET Only | 0 | 1000 sqft2 of floor space | 1000 sqft served | 7 | DEER:Indoor_CFL_Ltg | 0 | 0 | 0 | SWWH018-05 | 11.53 | 2024 | 4.9967 | 2024 | 0 | 0 | SWWH018-05 | Com Hot Water Tank Insulation - Hot-Dry ¦ SCG ¦ Hot-Dry | Com Hot Water Tank Insulation - Hot-Dry | 0.072836 | 1 | 0.89 | CBSA 2019 | 0 | 2032 | 0.6 | SWWH018-05
COM-WATERHEAT-16.60 | Com ¦ Com Hot Water Tank Insulation - Hot-Dry ¦ SCG ¦ Hot-Dry | Com ¦ Com Hot Water Tank Insulation - Hot-Dry | SCG ¦ Hot-Dry | SCG | All | Gas | Com Hot Water Tank Insulation | Efficient |  |  | 0 | Conventional | WaterHeat | Com - Warehouse | Com | RET Only | 0 | 1000 sqft2 of floor space | 1000 sqft served | 7 | DEER:Indoor_CFL_Ltg | 0 | 0 | 0 | SWWH018-05 | 11.53 | 2024 | 4.9967 | 2024 | 0 | 0 | SWWH018-05 | Com Hot Water Tank Insulation - Hot-Dry ¦ SCG ¦ Hot-Dry | Com Hot Water Tank Insulation - Hot-Dry | 0.098222 | 1 | 0.58 | CBSA 2019 | 0 | 2032 | 0.6 | SWWH018-05
COM-WATERHEAT-16.61 | Com ¦ Com Hot Water Tank Insulation - Cold ¦ SCG ¦ Cold | Com ¦ Com Hot Water Tank Insulation - Cold | SCG ¦ Cold | SCG | All | Gas | Com Hot Water Tank Insulation | Efficient |  |  | 0 | Conventional | WaterHeat | Com - College | Com | RET Only | 0 | 1000 sqft2 of floor space | 1000 sqft served | 7 | DEER:Indoor_CFL_Ltg | 0 | 0 | 0 | SWWH018-05 | 11.53 | 2024 | 4.9967 | 2024 | 0 | 0 | SWWH018-05 | Com Hot Water Tank Insulation - Cold ¦ SCG ¦ Cold | Com Hot Water Tank Insulation - Cold | 0.17915 | 1 | 0.89 | CBSA 2019 | 0 | 2032 | 0.6 | SWWH018-05
COM-WATERHEAT-16.62 | Com ¦ Com Hot Water Tank Insulation - Cold ¦ SCG ¦ Cold | Com ¦ Com Hot Water Tank Insulation - Cold | SCG ¦ Cold | SCG | All | Gas | Com Hot Water Tank Insulation | Efficient |  |  | 0 | Conventional | WaterHeat | Com - Grocery | Com | RET Only | 0 | 1000 sqft2 of floor space | 1000 sqft served | 7 | DEER:Indoor_CFL_Ltg | 0 | 0 | 0 | SWWH018-05 | 11.53 | 2024 | 4.9967 | 2024 | 0 | 0 | SWWH018-05 | Com Hot Water Tank Insulation - Cold ¦ SCG ¦ Cold | Com Hot Water Tank Insulation - Cold | 0.039805 | 1 | 0.58 | CBSA 2019 | 0 | 2032 | 0.6 | SWWH018-05
COM-WATERHEAT-16.63 | Com ¦ Com Hot Water Tank Insulation - Cold ¦ SCG ¦ Cold | Com ¦ Com Hot Water Tank Insulation - Cold | SCG ¦ Cold | SCG | All | Gas | Com Hot Water Tank Insulation | Efficient |  |  | 0 | Conventional | WaterHeat | Com - Health | Com | RET Only | 0 | 1000 sqft2 of floor space | 1000 sqft served | 7 | DEER:Indoor_CFL_Ltg | 0 | 0 | 0 | SWWH018-05 | 11.53 | 2024 | 4.9967 | 2024 | 0 | 0 | SWWH018-05 | Com Hot Water Tank Insulation - Cold ¦ SCG ¦ Cold | Com Hot Water Tank Insulation - Cold | 0.18279 | 1 | 0.89 | CBSA 2019 | 0 | 2032 | 0.6 | SWWH018-05
COM-WATERHEAT-16.64 | Com ¦ Com Hot Water Tank Insulation - Cold ¦ SCG ¦ Cold | Com ¦ Com Hot Water Tank Insulation - Cold | SCG ¦ Cold | SCG | All | Gas | Com Hot Water Tank Insulation | Efficient |  |  | 0 | Conventional | WaterHeat | Com - Lodging | Com | RET Only | 0 | 1000 sqft2 of floor space | 1000 sqft served | 7 | DEER:Indoor_CFL_Ltg | 0 | 0 | 0 | SWWH018-05 | 11.53 | 2024 | 4.9967 | 2024 | 0 | 0 | SWWH018-05 | Com Hot Water Tank Insulation - Cold ¦ SCG ¦ Cold | Com Hot Water Tank Insulation - Cold | 0.29635 | 1 | 0.89 | CBSA 2019 | 0 | 2032 | 0.6 | SWWH018-05
COM-WATERHEAT-16.65 | Com ¦ Com Hot Water Tank Insulation - Cold ¦ SCG ¦ Cold | Com ¦ Com Hot Water Tank Insulation - Cold | SCG ¦ Cold | SCG | All | Gas | Com Hot Water Tank Insulation | Efficient |  |  | 0 | Conventional | WaterHeat | Com - Office (Large) | Com | RET Only | 0 | 1000 sqft2 of floor space | 1000 sqft served | 7 | DEER:Indoor_CFL_Ltg | 0 | 0 | 0 | SWWH018-05 | 11.53 | 2024 | 4.9967 | 2024 | 0 | 0 | SWWH018-05 | Com Hot Water Tank Insulation - Cold ¦ SCG ¦ Cold | Com Hot Water Tank Insulation - Cold | 0.04091 | 1 | 0.89 | CBSA 2019 | 0 | 2032 | 0.6 | SWWH018-05
COM-WATERHEAT-16.66 | Com ¦ Com Hot Water Tank Insulation - Cold ¦ SCG ¦ Cold | Com ¦ Com Hot Water Tank Insulation - Cold | SCG ¦ Cold | SCG | All | Gas | Com Hot Water Tank Insulation | Efficient |  |  | 0 | Conventional | WaterHeat | Com - Office (Small) | Com | RET Only | 0 | 1000 sqft2 of floor space | 1000 sqft served | 7 | DEER:Indoor_CFL_Ltg | 0 | 0 | 0 | SWWH018-05 | 11.53 | 2024 | 4.9967 | 2024 | 0 | 0 | SWWH018-05 | Com Hot Water Tank Insulation - Cold ¦ SCG ¦ Cold | Com Hot Water Tank Insulation - Cold | 0.04091 | 1 | 0.58 | CBSA 2019 | 0 | 2032 | 0.6 | SWWH018-05
COM-WATERHEAT-16.67 | Com ¦ Com Hot Water Tank Insulation - Cold ¦ SCG ¦ Cold | Com ¦ Com Hot Water Tank Insulation - Cold | SCG ¦ Cold | SCG | All | Gas | Com Hot Water Tank Insulation | Efficient |  |  | 0 | Conventional | WaterHeat | Com - Other | Com | RET Only | 0 | 1000 sqft2 of floor space | 1000 sqft served | 7 | DEER:Indoor_CFL_Ltg | 0 | 0 | 0 | SWWH018-05 | 11.53 | 2024 | 4.9967 | 2024 | 0 | 0 | SWWH018-05 | Com Hot Water Tank Insulation - Cold ¦ SCG ¦ Cold | Com Hot Water Tank Insulation - Cold | 0.16753 | 1 | 0.58 | CBSA 2019 | 0 | 2032 | 0.6 | SWWH018-05
COM-WATERHEAT-16.68 | Com ¦ Com Hot Water Tank Insulation - Cold ¦ SCG ¦ Cold | Com ¦ Com Hot Water Tank Insulation - Cold | SCG ¦ Cold | SCG | All | Gas | Com Hot Water Tank Insulation | Efficient |  |  | 0 | Conventional | WaterHeat | Com - Refrig. Warehouse | Com | RET Only | 0 | 1000 sqft2 of floor space | 1000 sqft served | 7 | DEER:Indoor_CFL_Ltg | 0 | 0 | 0 | SWWH018-05 | 11.53 | 2024 | 4.9967 | 2024 | 0 | 0 | SWWH018-05 | Com Hot Water Tank Insulation - Cold ¦ SCG ¦ Cold | Com Hot Water Tank Insulation - Cold | 0.095771 | 1 | 0.58 | CBSA 2019 | 0 | 2032 | 0.6 | SWWH018-05
COM-WATERHEAT-16.69 | Com ¦ Com Hot Water Tank Insulation - Cold ¦ SCG ¦ Cold | Com ¦ Com Hot Water Tank Insulation - Cold | SCG ¦ Cold | SCG | All | Gas | Com Hot Water Tank Insulation | Efficient |  |  | 0 | Conventional | WaterHeat | Com - Restaurant | Com | RET Only | 0 | 1000 sqft2 of floor space | 1000 sqft served | 7 | DEER:Indoor_CFL_Ltg | 0 | 0 | 0 | SWWH018-05 | 11.53 | 2024 | 4.9967 | 2024 | 0 | 0 | SWWH018-05 | Com Hot Water Tank Insulation - Cold ¦ SCG ¦ Cold | Com Hot Water Tank Insulation - Cold | 0.047202 | 1 | 0.58 | CBSA 2019 | 0 | 2032 | 0.6 | SWWH018-05
COM-WATERHEAT-16.70 | Com ¦ Com Hot Water Tank Insulation - Cold ¦ SCG ¦ Cold | Com ¦ Com Hot Water Tank Insulation - Cold | SCG ¦ Cold | SCG | All | Gas | Com Hot Water Tank Insulation | Efficient |  |  | 0 | Conventional | WaterHeat | Com - Retail | Com | RET Only | 0 | 1000 sqft2 of floor space | 1000 sqft served | 7 | DEER:Indoor_CFL_Ltg | 0 | 0 | 0 | SWWH018-05 | 11.53 | 2024 | 4.9967 | 2024 | 0 | 0 | SWWH018-05 | Com Hot Water Tank Insulation - Cold ¦ SCG ¦ Cold | Com Hot Water Tank Insulation - Cold | 0.004808 | 1 | 0.58 | CBSA 2019 | 0 | 2032 | 0.6 | SWWH018-05
COM-WATERHEAT-16.71 | Com ¦ Com Hot Water Tank Insulation - Cold ¦ SCG ¦ Cold | Com ¦ Com Hot Water Tank Insulation - Cold | SCG ¦ Cold | SCG | All | Gas | Com Hot Water Tank Insulation | Efficient |  |  | 0 | Conventional | WaterHeat | Com - School | Com | RET Only | 0 | 1000 sqft2 of floor space | 1000 sqft served | 7 | DEER:Indoor_CFL_Ltg | 0 | 0 | 0 | SWWH018-05 | 11.53 | 2024 | 4.9967 | 2024 | 0 | 0 | SWWH018-05 | Com Hot Water Tank Insulation - Cold ¦ SCG ¦ Cold | Com Hot Water Tank Insulation - Cold | 0.072836 | 1 | 0.89 | CBSA 2019 | 0 | 2032 | 0.6 | SWWH018-05
COM-WATERHEAT-16.72 | Com ¦ Com Hot Water Tank Insulation - Cold ¦ SCG ¦ Cold | Com ¦ Com Hot Water Tank Insulation - Cold | SCG ¦ Cold | SCG | All | Gas | Com Hot Water Tank Insulation | Efficient |  |  | 0 | Conventional | WaterHeat | Com - Warehouse | Com | RET Only | 0 | 1000 sqft2 of floor space | 1000 sqft served | 7 | DEER:Indoor_CFL_Ltg | 0 | 0 | 0 | SWWH018-05 | 11.53 | 2024 | 4.9967 | 2024 | 0 | 0 | SWWH018-05 | Com Hot Water Tank Insulation - Cold ¦ SCG ¦ Cold | Com Hot Water Tank Insulation - Cold | 0.098222 | 1 | 0.58 | CBSA 2019 | 0 | 2032 | 0.6 | SWWH018-05
COM-WATERHEAT-16.73 | Com ¦ Com Hot Water Tank Insulation - Marine ¦ SDG&E ¦ Marine | Com ¦ Com Hot Water Tank Insulation - Marine | SDG&E ¦ Marine | SDG&E | All | Gas | Com Hot Water Tank Insulation | Efficient |  |  | 0 | Conventional | WaterHeat | Com - College | Com | RET Only | 0 | 1000 sqft2 of floor space | 1000 sqft served | 7 | DEER:Indoor_CFL_Ltg | 0 | 0 | 0 | SWWH018-05 | 11.53 | 2024 | 4.9967 | 2024 | 0 | 0 | SWWH018-05 | Com Hot Water Tank Insulation - Marine ¦ SDG&E ¦ Marine | Com Hot Water Tank Insulation - Marine | 0.17915 | 1 | 0.89 | CBSA 2019 | 0 | 2032 | 0.6 | SWWH018-05
COM-WATERHEAT-16.74 | Com ¦ Com Hot Water Tank Insulation - Marine ¦ SDG&E ¦ Marine | Com ¦ Com Hot Water Tank Insulation - Marine | SDG&E ¦ Marine | SDG&E | All | Gas | Com Hot Water Tank Insulation | Efficient |  |  | 0 | Conventional | WaterHeat | Com - Grocery | Com | RET Only | 0 | 1000 sqft2 of floor space | 1000 sqft served | 7 | DEER:Indoor_CFL_Ltg | 0 | 0 | 0 | SWWH018-05 | 11.53 | 2024 | 4.9967 | 2024 | 0 | 0 | SWWH018-05 | Com Hot Water Tank Insulation - Marine ¦ SDG&E ¦ Marine | Com Hot Water Tank Insulation - Marine | 0.039805 | 1 | 0.58 | CBSA 2019 | 0 | 2032 | 0.6 | SWWH018-05
COM-WATERHEAT-16.75 | Com ¦ Com Hot Water Tank Insulation - Marine ¦ SDG&E ¦ Marine | Com ¦ Com Hot Water Tank Insulation - Marine | SDG&E ¦ Marine | SDG&E | All | Gas | Com Hot Water Tank Insulation | Efficient |  |  | 0 | Conventional | WaterHeat | Com - Health | Com | RET Only | 0 | 1000 sqft2 of floor space | 1000 sqft served | 7 | DEER:Indoor_CFL_Ltg | 0 | 0 | 0 | SWWH018-05 | 11.53 | 2024 | 4.9967 | 2024 | 0 | 0 | SWWH018-05 | Com Hot Water Tank Insulation - Marine ¦ SDG&E ¦ Marine | Com Hot Water Tank Insulation - Marine | 0.18279 | 1 | 0.89 | CBSA 2019 | 0 | 2032 | 0.6 | SWWH018-05
COM-WATERHEAT-16.76 | Com ¦ Com Hot Water Tank Insulation - Marine ¦ SDG&E ¦ Marine | Com ¦ Com Hot Water Tank Insulation - Marine | SDG&E ¦ Marine | SDG&E | All | Gas | Com Hot Water Tank Insulation | Efficient |  |  | 0 | Conventional | WaterHeat | Com - Lodging | Com | RET Only | 0 | 1000 sqft2 of floor space | 1000 sqft served | 7 | DEER:Indoor_CFL_Ltg | 0 | 0 | 0 | SWWH018-05 | 11.53 | 2024 | 4.9967 | 2024 | 0 | 0 | SWWH018-05 | Com Hot Water Tank Insulation - Marine ¦ SDG&E ¦ Marine | Com Hot Water Tank Insulation - Marine | 0.29635 | 1 | 0.89 | CBSA 2019 | 0 | 2032 | 0.6 | SWWH018-05
COM-WATERHEAT-16.77 | Com ¦ Com Hot Water Tank Insulation - Marine ¦ SDG&E ¦ Marine | Com ¦ Com Hot Water Tank Insulation - Marine | SDG&E ¦ Marine | SDG&E | All | Gas | Com Hot Water Tank Insulation | Efficient |  |  | 0 | Conventional | WaterHeat | Com - Office (Large) | Com | RET Only | 0 | 1000 sqft2 of floor space | 1000 sqft served | 7 | DEER:Indoor_CFL_Ltg | 0 | 0 | 0 | SWWH018-05 | 11.53 | 2024 | 4.9967 | 2024 | 0 | 0 | SWWH018-05 | Com Hot Water Tank Insulation - Marine ¦ SDG&E ¦ Marine | Com Hot Water Tank Insulation - Marine | 0.04091 | 1 | 0.89 | CBSA 2019 | 0 | 2032 | 0.6 | SWWH018-05
COM-WATERHEAT-16.78 | Com ¦ Com Hot Water Tank Insulation - Marine ¦ SDG&E ¦ Marine | Com ¦ Com Hot Water Tank Insulation - Marine | SDG&E ¦ Marine | SDG&E | All | Gas | Com Hot Water Tank Insulation | Efficient |  |  | 0 | Conventional | WaterHeat | Com - Office (Small) | Com | RET Only | 0 | 1000 sqft2 of floor space | 1000 sqft served | 7 | DEER:Indoor_CFL_Ltg | 0 | 0 | 0 | SWWH018-05 | 11.53 | 2024 | 4.9967 | 2024 | 0 | 0 | SWWH018-05 | Com Hot Water Tank Insulation - Marine ¦ SDG&E ¦ Marine | Com Hot Water Tank Insulation - Marine | 0.04091 | 1 | 0.58 | CBSA 2019 | 0 | 2032 | 0.6 | SWWH018-05
COM-WATERHEAT-16.79 | Com ¦ Com Hot Water Tank Insulation - Marine ¦ SDG&E ¦ Marine | Com ¦ Com Hot Water Tank Insulation - Marine | SDG&E ¦ Marine | SDG&E | All | Gas | Com Hot Water Tank Insulation | Efficient |  |  | 0 | Conventional | WaterHeat | Com - Other | Com | RET Only | 0 | 1000 sqft2 of floor space | 1000 sqft served | 7 | DEER:Indoor_CFL_Ltg | 0 | 0 | 0 | SWWH018-05 | 11.53 | 2024 | 4.9967 | 2024 | 0 | 0 | SWWH018-05 | Com Hot Water Tank Insulation - Marine ¦ SDG&E ¦ Marine | Com Hot Water Tank Insulation - Marine | 0.16753 | 1 | 0.58 | CBSA 2019 | 0 | 2032 | 0.6 | SWWH018-05
COM-WATERHEAT-16.80 | Com ¦ Com Hot Water Tank Insulation - Marine ¦ SDG&E ¦ Marine | Com ¦ Com Hot Water Tank Insulation - Marine | SDG&E ¦ Marine | SDG&E | All | Gas | Com Hot Water Tank Insulation | Efficient |  |  | 0 | Conventional | WaterHeat | Com - Refrig. Warehouse | Com | RET Only | 0 | 1000 sqft2 of floor space | 1000 sqft served | 7 | DEER:Indoor_CFL_Ltg | 0 | 0 | 0 | SWWH018-05 | 11.53 | 2024 | 4.9967 | 2024 | 0 | 0 | SWWH018-05 | Com Hot Water Tank Insulation - Marine ¦ SDG&E ¦ Marine | Com Hot Water Tank Insulation - Marine | 0.095771 | 1 | 0.58 | CBSA 2019 | 0 | 2032 | 0.6 | SWWH018-05
COM-WATERHEAT-16.81 | Com ¦ Com Hot Water Tank Insulation - Marine ¦ SDG&E ¦ Marine | Com ¦ Com Hot Water Tank Insulation - Marine | SDG&E ¦ Marine | SDG&E | All | Gas | Com Hot Water Tank Insulation | Efficient |  |  | 0 | Conventional | WaterHeat | Com - Restaurant | Com | RET Only | 0 | 1000 sqft2 of floor space | 1000 sqft served | 7 | DEER:Indoor_CFL_Ltg | 0 | 0 | 0 | SWWH018-05 | 11.53 | 2024 | 4.9967 | 2024 | 0 | 0 | SWWH018-05 | Com Hot Water Tank Insulation - Marine ¦ SDG&E ¦ Marine | Com Hot Water Tank Insulation - Marine | 0.047202 | 1 | 0.58 | CBSA 2019 | 0 | 2032 | 0.6 | SWWH018-05
COM-WATERHEAT-16.82 | Com ¦ Com Hot Water Tank Insulation - Marine ¦ SDG&E ¦ Marine | Com ¦ Com Hot Water Tank Insulation - Marine | SDG&E ¦ Marine | SDG&E | All | Gas | Com Hot Water Tank Insulation | Efficient |  |  | 0 | Conventional | WaterHeat | Com - Retail | Com | RET Only | 0 | 1000 sqft2 of floor space | 1000 sqft served | 7 | DEER:Indoor_CFL_Ltg | 0 | 0 | 0 | SWWH018-05 | 11.53 | 2024 | 4.9967 | 2024 | 0 | 0 | SWWH018-05 | Com Hot Water Tank Insulation - Marine ¦ SDG&E ¦ Marine | Com Hot Water Tank Insulation - Marine | 0.004808 | 1 | 0.58 | CBSA 2019 | 0 | 2032 | 0.6 | SWWH018-05
COM-WATERHEAT-16.83 | Com ¦ Com Hot Water Tank Insulation - Marine ¦ SDG&E ¦ Marine | Com ¦ Com Hot Water Tank Insulation - Marine | SDG&E ¦ Marine | SDG&E | All | Gas | Com Hot Water Tank Insulation | Efficient |  |  | 0 | Conventional | WaterHeat | Com - School | Com | RET Only | 0 | 1000 sqft2 of floor space | 1000 sqft served | 7 | DEER:Indoor_CFL_Ltg | 0 | 0 | 0 | SWWH018-05 | 11.53 | 2024 | 4.9967 | 2024 | 0 | 0 | SWWH018-05 | Com Hot Water Tank Insulation - Marine ¦ SDG&E ¦ Marine | Com Hot Water Tank Insulation - Marine | 0.072836 | 1 | 0.89 | CBSA 2019 | 0 | 2032 | 0.6 | SWWH018-05
COM-WATERHEAT-16.84 | Com ¦ Com Hot Water Tank Insulation - Marine ¦ SDG&E ¦ Marine | Com ¦ Com Hot Water Tank Insulation - Marine | SDG&E ¦ Marine | SDG&E | All | Gas | Com Hot Water Tank Insulation | Efficient |  |  | 0 | Conventional | WaterHeat | Com - Warehouse | Com | RET Only | 0 | 1000 sqft2 of floor space | 1000 sqft served | 7 | DEER:Indoor_CFL_Ltg | 0 | 0 | 0 | SWWH018-05 | 11.53 | 2024 | 4.9967 | 2024 | 0 | 0 | SWWH018-05 | Com Hot Water Tank Insulation - Marine ¦ SDG&E ¦ Marine | Com Hot Water Tank Insulation - Marine | 0.098222 | 1 | 0.58 | CBSA 2019 | 0 | 2032 | 0.6 | SWWH018-05
COM-WATERHEAT-16.85 | Com ¦ Com Hot Water Tank Insulation - Hot-Dry ¦ SDG&E ¦ Hot-Dry | Com ¦ Com Hot Water Tank Insulation - Hot-Dry | SDG&E ¦ Hot-Dry | SDG&E | All | Gas | Com Hot Water Tank Insulation | Efficient |  |  | 0 | Conventional | WaterHeat | Com - College | Com | RET Only | 0 | 1000 sqft2 of floor space | 1000 sqft served | 7 | DEER:Indoor_CFL_Ltg | 0 | 0 | 0 | SWWH018-05 | 11.53 | 2024 | 4.9967 | 2024 | 0 | 0 | SWWH018-05 | Com Hot Water Tank Insulation - Hot-Dry ¦ SDG&E ¦ Hot-Dry | Com Hot Water Tank Insulation - Hot-Dry | 0.17915 | 1 | 0.89 | CBSA 2019 | 0 | 2032 | 0.6 | SWWH018-05
COM-WATERHEAT-16.86 | Com ¦ Com Hot Water Tank Insulation - Hot-Dry ¦ SDG&E ¦ Hot-Dry | Com ¦ Com Hot Water Tank Insulation - Hot-Dry | SDG&E ¦ Hot-Dry | SDG&E | All | Gas | Com Hot Water Tank Insulation | Efficient |  |  | 0 | Conventional | WaterHeat | Com - Grocery | Com | RET Only | 0 | 1000 sqft2 of floor space | 1000 sqft served | 7 | DEER:Indoor_CFL_Ltg | 0 | 0 | 0 | SWWH018-05 | 11.53 | 2024 | 4.9967 | 2024 | 0 | 0 | SWWH018-05 | Com Hot Water Tank Insulation - Hot-Dry ¦ SDG&E ¦ Hot-Dry | Com Hot Water Tank Insulation - Hot-Dry | 0.039805 | 1 | 0.58 | CBSA 2019 | 0 | 2032 | 0.6 | SWWH018-05
COM-WATERHEAT-16.87 | Com ¦ Com Hot Water Tank Insulation - Hot-Dry ¦ SDG&E ¦ Hot-Dry | Com ¦ Com Hot Water Tank Insulation - Hot-Dry | SDG&E ¦ Hot-Dry | SDG&E | All | Gas | Com Hot Water Tank Insulation | Efficient |  |  | 0 | Conventional | WaterHeat | Com - Health | Com | RET Only | 0 | 1000 sqft2 of floor space | 1000 sqft served | 7 | DEER:Indoor_CFL_Ltg | 0 | 0 | 0 | SWWH018-05 | 11.53 | 2024 | 4.9967 | 2024 | 0 | 0 | SWWH018-05 | Com Hot Water Tank Insulation - Hot-Dry ¦ SDG&E ¦ Hot-Dry | Com Hot Water Tank Insulation - Hot-Dry | 0.18279 | 1 | 0.89 | CBSA 2019 | 0 | 2032 | 0.6 | SWWH018-05
COM-WATERHEAT-16.88 | Com ¦ Com Hot Water Tank Insulation - Hot-Dry ¦ SDG&E ¦ Hot-Dry | Com ¦ Com Hot Water Tank Insulation - Hot-Dry | SDG&E ¦ Hot-Dry | SDG&E | All | Gas | Com Hot Water Tank Insulation | Efficient |  |  | 0 | Conventional | WaterHeat | Com - Lodging | Com | RET Only | 0 | 1000 sqft2 of floor space | 1000 sqft served | 7 | DEER:Indoor_CFL_Ltg | 0 | 0 | 0 | SWWH018-05 | 11.53 | 2024 | 4.9967 | 2024 | 0 | 0 | SWWH018-05 | Com Hot Water Tank Insulation - Hot-Dry ¦ SDG&E ¦ Hot-Dry | Com Hot Water Tank Insulation - Hot-Dry | 0.29635 | 1 | 0.89 | CBSA 2019 | 0 | 2032 | 0.6 | SWWH018-05
COM-WATERHEAT-16.89 | Com ¦ Com Hot Water Tank Insulation - Hot-Dry ¦ SDG&E ¦ Hot-Dry | Com ¦ Com Hot Water Tank Insulation - Hot-Dry | SDG&E ¦ Hot-Dry | SDG&E | All | Gas | Com Hot Water Tank Insulation | Efficient |  |  | 0 | Conventional | WaterHeat | Com - Office (Large) | Com | RET Only | 0 | 1000 sqft2 of floor space | 1000 sqft served | 7 | DEER:Indoor_CFL_Ltg | 0 | 0 | 0 | SWWH018-05 | 11.53 | 2024 | 4.9967 | 2024 | 0 | 0 | SWWH018-05 | Com Hot Water Tank Insulation - Hot-Dry ¦ SDG&E ¦ Hot-Dry | Com Hot Water Tank Insulation - Hot-Dry | 0.04091 | 1 | 0.89 | CBSA 2019 | 0 | 2032 | 0.6 | SWWH018-05
COM-WATERHEAT-16.90 | Com ¦ Com Hot Water Tank Insulation - Hot-Dry ¦ SDG&E ¦ Hot-Dry | Com ¦ Com Hot Water Tank Insulation - Hot-Dry | SDG&E ¦ Hot-Dry | SDG&E | All | Gas | Com Hot Water Tank Insulation | Efficient |  |  | 0 | Conventional | WaterHeat | Com - Office (Small) | Com | RET Only | 0 | 1000 sqft2 of floor space | 1000 sqft served | 7 | DEER:Indoor_CFL_Ltg | 0 | 0 | 0 | SWWH018-05 | 11.53 | 2024 | 4.9967 | 2024 | 0 | 0 | SWWH018-05 | Com Hot Water Tank Insulation - Hot-Dry ¦ SDG&E ¦ Hot-Dry | Com Hot Water Tank Insulation - Hot-Dry | 0.04091 | 1 | 0.58 | CBSA 2019 | 0 | 2032 | 0.6 | SWWH018-05
COM-WATERHEAT-16.91 | Com ¦ Com Hot Water Tank Insulation - Hot-Dry ¦ SDG&E ¦ Hot-Dry | Com ¦ Com Hot Water Tank Insulation - Hot-Dry | SDG&E ¦ Hot-Dry | SDG&E | All | Gas | Com Hot Water Tank Insulation | Efficient |  |  | 0 | Conventional | WaterHeat | Com - Other | Com | RET Only | 0 | 1000 sqft2 of floor space | 1000 sqft served | 7 | DEER:Indoor_CFL_Ltg | 0 | 0 | 0 | SWWH018-05 | 11.53 | 2024 | 4.9967 | 2024 | 0 | 0 | SWWH018-05 | Com Hot Water Tank Insulation - Hot-Dry ¦ SDG&E ¦ Hot-Dry | Com Hot Water Tank Insulation - Hot-Dry | 0.16753 | 1 | 0.58 | CBSA 2019 | 0 | 2032 | 0.6 | SWWH018-05
COM-WATERHEAT-16.92 | Com ¦ Com Hot Water Tank Insulation - Hot-Dry ¦ SDG&E ¦ Hot-Dry | Com ¦ Com Hot Water Tank Insulation - Hot-Dry | SDG&E ¦ Hot-Dry | SDG&E | All | Gas | Com Hot Water Tank Insulation | Efficient |  |  | 0 | Conventional | WaterHeat | Com - Refrig. Warehouse | Com | RET Only | 0 | 1000 sqft2 of floor space | 1000 sqft served | 7 | DEER:Indoor_CFL_Ltg | 0 | 0 | 0 | SWWH018-05 | 11.53 | 2024 | 4.9967 | 2024 | 0 | 0 | SWWH018-05 | Com Hot Water Tank Insulation - Hot-Dry ¦ SDG&E ¦ Hot-Dry | Com Hot Water Tank Insulation - Hot-Dry | 0.095771 | 1 | 0.58 | CBSA 2019 | 0 | 2032 | 0.6 | SWWH018-05
COM-WATERHEAT-16.93 | Com ¦ Com Hot Water Tank Insulation - Hot-Dry ¦ SDG&E ¦ Hot-Dry | Com ¦ Com Hot Water Tank Insulation - Hot-Dry | SDG&E ¦ Hot-Dry | SDG&E | All | Gas | Com Hot Water Tank Insulation | Efficient |  |  | 0 | Conventional | WaterHeat | Com - Restaurant | Com | RET Only | 0 | 1000 sqft2 of floor space | 1000 sqft served | 7 | DEER:Indoor_CFL_Ltg | 0 | 0 | 0 | SWWH018-05 | 11.53 | 2024 | 4.9967 | 2024 | 0 | 0 | SWWH018-05 | Com Hot Water Tank Insulation - Hot-Dry ¦ SDG&E ¦ Hot-Dry | Com Hot Water Tank Insulation - Hot-Dry | 0.047202 | 1 | 0.58 | CBSA 2019 | 0 | 2032 | 0.6 | SWWH018-05
COM-WATERHEAT-16.94 | Com ¦ Com Hot Water Tank Insulation - Hot-Dry ¦ SDG&E ¦ Hot-Dry | Com ¦ Com Hot Water Tank Insulation - Hot-Dry | SDG&E ¦ Hot-Dry | SDG&E | All | Gas | Com Hot Water Tank Insulation | Efficient |  |  | 0 | Conventional | WaterHeat | Com - Retail | Com | RET Only | 0 | 1000 sqft2 of floor space | 1000 sqft served | 7 | DEER:Indoor_CFL_Ltg | 0 | 0 | 0 | SWWH018-05 | 11.53 | 2024 | 4.9967 | 2024 | 0 | 0 | SWWH018-05 | Com Hot Water Tank Insulation - Hot-Dry ¦ SDG&E ¦ Hot-Dry | Com Hot Water Tank Insulation - Hot-Dry | 0.004808 | 1 | 0.58 | CBSA 2019 | 0 | 2032 | 0.6 | SWWH018-05
COM-WATERHEAT-16.95 | Com ¦ Com Hot Water Tank Insulation - Hot-Dry ¦ SDG&E ¦ Hot-Dry | Com ¦ Com Hot Water Tank Insulation - Hot-Dry | SDG&E ¦ Hot-Dry | SDG&E | All | Gas | Com Hot Water Tank Insulation | Efficient |  |  | 0 | Conventional | WaterHeat | Com - School | Com | RET Only | 0 | 1000 sqft2 of floor space | 1000 sqft served | 7 | DEER:Indoor_CFL_Ltg | 0 | 0 | 0 | SWWH018-05 | 11.53 | 2024 | 4.9967 | 2024 | 0 | 0 | SWWH018-05 | Com Hot Water Tank Insulation - Hot-Dry ¦ SDG&E ¦ Hot-Dry | Com Hot Water Tank Insulation - Hot-Dry | 0.072836 | 1 | 0.89 | CBSA 2019 | 0 | 2032 | 0.6 | SWWH018-05
COM-WATERHEAT-16.96 | Com ¦ Com Hot Water Tank Insulation - Hot-Dry ¦ SDG&E ¦ Hot-Dry | Com ¦ Com Hot Water Tank Insulation - Hot-Dry | SDG&E ¦ Hot-Dry | SDG&E | All | Gas | Com Hot Water Tank Insulation | Efficient |  |  | 0 | Conventional | WaterHeat | Com - Warehouse | Com | RET Only | 0 | 1000 sqft2 of floor space | 1000 sqft served | 7 | DEER:Indoor_CFL_Ltg | 0 | 0 | 0 | SWWH018-05 | 11.53 | 2024 | 4.9967 | 2024 | 0 | 0 | SWWH018-05 | Com Hot Water Tank Insulation - Hot-Dry ¦ SDG&E ¦ Hot-Dry | Com Hot Water Tank Insulation - Hot-Dry | 0.098222 | 1 | 0.58 | CBSA 2019 | 0 | 2032 | 0.6 | SWWH018-05
COM-WATERHEAT-20.1 | Com ¦ Code Gas Water Heating Boiler (0.81 UEF) - Marine ¦ PG&E ¦ Marine | Com ¦ Code Gas Water Heating Boiler (0.81 UEF) - Marine | PG&E ¦ Marine | PG&E | All | Gas | Small/med. commercial HW boiler < 200 kBtu/hr, 0.81 UEF | Average Existing and Code |  | 2031 | 1 | Conventional | WaterHeat | Com - College | Com | ROB and NEW | 0 | 1000 sqft2 of floor space | Cap-kBTUh | 20 | DEER:Indoor_CFL_Ltg | 0.055392 | 6.1617e-06 | 2.478 | SWWH005-07 | 5.59 | 2022 | 2.41 | 2022 | 0 | 0 | SWWH005-07 | Com Gas Water Heating Boilers - Marine ¦ PG&E ¦ Marine | Com Gas Water Heating Boilers - Marine | 2.028 | 1 | 0.64753 | CBSA 2014 | -8.1782 | 2012 | 0.6 | SWWH005-07
COM-WATERHEAT-20.2 | Com ¦ Code Gas Water Heating Boiler (0.81 UEF) - Marine ¦ PG&E ¦ Marine | Com ¦ Code Gas Water Heating Boiler (0.81 UEF) - Marine | PG&E ¦ Marine | PG&E | All | Gas | Small/med. commercial HW boiler < 200 kBtu/hr, 0.81 UEF | Average Existing and Code |  | 2031 | 1 | Conventional | WaterHeat | Com - Grocery | Com | ROB and NEW | 0 | 1000 sqft2 of floor space | Cap-kBTUh | 20 | DEER:Indoor_CFL_Ltg | 0.0906 | 1.77e-05 | 4.05 | SWWH005-07 | 5.59 | 2022 | 2.41 | 2022 | 0 | 0 | SWWH005-07 | Com Gas Water Heating Boilers - Marine ¦ PG&E ¦ Marine | Com Gas Water Heating Boilers - Marine | 0.25893 | 1 | 0.64753 | CBSA 2014 | -9.5153 | 2012 | 0.6 | SWWH005-07
COM-WATERHEAT-20.3 | Com ¦ Code Gas Water Heating Boiler (0.81 UEF) - Marine ¦ PG&E ¦ Marine | Com ¦ Code Gas Water Heating Boiler (0.81 UEF) - Marine | PG&E ¦ Marine | PG&E | All | Gas | Small/med. commercial HW boiler < 200 kBtu/hr, 0.81 UEF | Average Existing and Code |  | 2031 | 1 | Conventional | WaterHeat | Com - Health | Com | ROB and NEW | 0 | 1000 sqft2 of floor space | Cap-kBTUh | 20 | DEER:Indoor_CFL_Ltg | 0.10592 | 1.3559e-05 | 4.7288 | SWWH005-07 | 5.59 | 2022 | 2.41 | 2022 | 0 | 0 | SWWH005-07 | Com Gas Water Heating Boilers - Marine ¦ PG&E ¦ Marine | Com Gas Water Heating Boilers - Marine | 2.3999 | 1 | 0.64753 | CBSA 2014 | -13.3639 | 2012 | 0.6 | SWWH005-07
COM-WATERHEAT-20.4 | Com ¦ Code Gas Water Heating Boiler (0.81 UEF) - Marine ¦ PG&E ¦ Marine | Com ¦ Code Gas Water Heating Boiler (0.81 UEF) - Marine | PG&E ¦ Marine | PG&E | All | Gas | Small/med. commercial HW boiler < 200 kBtu/hr, 0.81 UEF | Average Existing and Code |  | 2031 | 1 | Conventional | WaterHeat | Com - Lodging | Com | ROB and NEW | 0 | 1000 sqft2 of floor space | Cap-kBTUh | 20 | DEER:Indoor_CFL_Ltg | 0.12487 | 1.6006e-05 | 5.5714 | SWWH005-07 | 5.59 | 2022 | 2.41 | 2022 | 0 | 0 | SWWH005-07 | Com Gas Water Heating Boilers - Marine ¦ PG&E ¦ Marine | Com Gas Water Heating Boilers - Marine | 14.3568 | 1 | 0.64753 | CBSA 2014 | -55.0564 | 2012 | 0.6 | SWWH005-07
COM-WATERHEAT-20.5 | Com ¦ Code Gas Water Heating Boiler (0.81 UEF) - Marine ¦ PG&E ¦ Marine | Com ¦ Code Gas Water Heating Boiler (0.81 UEF) - Marine | PG&E ¦ Marine | PG&E | All | Gas | Small/med. commercial HW boiler < 200 kBtu/hr, 0.81 UEF | Average Existing and Code |  | 2031 | 1 | Conventional | WaterHeat | Com - Office (Large) | Com | ROB and NEW | 0 | 1000 sqft2 of floor space | Cap-kBTUh | 20 | DEER:Indoor_CFL_Ltg | 0.0492 | 2.54e-06 | 2.21 | SWWH005-07 | 5.59 | 2022 | 2.41 | 2022 | 0 | 0 | SWWH005-07 | Com Gas Water Heating Boilers - Marine ¦ PG&E ¦ Marine | Com Gas Water Heating Boilers - Marine | 1.3124 | 1 | 0.64753 | CBSA 2014 | -9.9293 | 2012 | 0.6 | SWWH005-07
COM-WATERHEAT-20.6 | Com ¦ Code Gas Water Heating Boiler (0.81 UEF) - Marine ¦ PG&E ¦ Marine | Com ¦ Code Gas Water Heating Boiler (0.81 UEF) - Marine | PG&E ¦ Marine | PG&E | All | Gas | Small/med. commercial HW boiler < 200 kBtu/hr, 0.81 UEF | Average Existing and Code |  | 2031 | 1 | Conventional | WaterHeat | Com - Office (Small) | Com | ROB and NEW | 0 | 1000 sqft2 of floor space | Cap-kBTUh | 20 | DEER:Indoor_CFL_Ltg | 0.0452 | 3.94e-07 | 2.03 | SWWH005-07 | 5.59 | 2022 | 2.41 | 2022 | 0 | 0 | SWWH005-07 | Com Gas Water Heating Boilers - Marine ¦ PG&E ¦ Marine | Com Gas Water Heating Boilers - Marine | 0 | 1 | 0 | CBSA 2014 | -4.0208 | 2012 | 0.6 | SWWH005-07
COM-WATERHEAT-20.7 | Com ¦ Code Gas Water Heating Boiler (0.81 UEF) - Marine ¦ PG&E ¦ Marine | Com ¦ Code Gas Water Heating Boiler (0.81 UEF) - Marine | PG&E ¦ Marine | PG&E | All | Gas | Small/med. commercial HW boiler < 200 kBtu/hr, 0.81 UEF | Average Existing and Code |  | 2031 | 1 | Conventional | WaterHeat | Com - Other | Com | ROB and NEW | 0 | 1000 sqft2 of floor space | Cap-kBTUh | 20 | DEER:Indoor_CFL_Ltg | 0.0706 | 1.12e-05 | 3.16 | SWWH005-07 | 5.59 | 2022 | 2.41 | 2022 | 0 | 0 | SWWH005-07 | Com Gas Water Heating Boilers - Marine ¦ PG&E ¦ Marine | Com Gas Water Heating Boilers - Marine | 0.79996 | 1 | 0.64753 | CBSA 2014 | -14.3226 | 2012 | 0.6 | SWWH005-07
COM-WATERHEAT-20.8 | Com ¦ Code Gas Water Heating Boiler (0.81 UEF) - Marine ¦ PG&E ¦ Marine | Com ¦ Code Gas Water Heating Boiler (0.81 UEF) - Marine | PG&E ¦ Marine | PG&E | All | Gas | Small/med. commercial HW boiler < 200 kBtu/hr, 0.81 UEF | Average Existing and Code |  | 2031 | 1 | Conventional | WaterHeat | Com - Refrig. Warehouse | Com | ROB and NEW | 0 | 1000 sqft2 of floor space | Cap-kBTUh | 20 | DEER:Indoor_CFL_Ltg | 0.11 | 9.53e-06 | 4.94 | SWWH005-07 | 5.59 | 2022 | 2.41 | 2022 | 0 | 0 | SWWH005-07 | Com Gas Water Heating Boilers - Marine ¦ PG&E ¦ Marine | Com Gas Water Heating Boilers - Marine | 0.075958 | 1 | 0.64753 | CBSA 2014 | -3.7109 | 2012 | 0.6 | SWWH005-07
COM-WATERHEAT-20.9 | Com ¦ Code Gas Water Heating Boiler (0.81 UEF) - Marine ¦ PG&E ¦ Marine | Com ¦ Code Gas Water Heating Boiler (0.81 UEF) - Marine | PG&E ¦ Marine | PG&E | All | Gas | Small/med. commercial HW boiler < 200 kBtu/hr, 0.81 UEF | Average Existing and Code |  | 2031 | 1 | Conventional | WaterHeat | Com - Restaurant | Com | ROB and NEW | 0 | 1000 sqft2 of floor space | Cap-kBTUh | 20 | DEER:Indoor_CFL_Ltg | 0.0502 | 9.9049e-06 | 2.245 | SWWH005-07 | 5.59 | 2022 | 2.41 | 2022 | 0 | 0 | SWWH005-07 | Com Gas Water Heating Boilers - Marine ¦ PG&E ¦ Marine | Com Gas Water Heating Boilers - Marine | 1.7816 | 1 | 0.64753 | CBSA 2014 | -1.6874 | 2012 | 0.6 | SWWH005-07
COM-WATERHEAT-20.10 | Com ¦ Code Gas Water Heating Boiler (0.81 UEF) - Marine ¦ PG&E ¦ Marine | Com ¦ Code Gas Water Heating Boiler (0.81 UEF) - Marine | PG&E ¦ Marine | PG&E | All | Gas | Small/med. commercial HW boiler < 200 kBtu/hr, 0.81 UEF | Average Existing and Code |  | 2031 | 1 | Conventional | WaterHeat | Com - Retail | Com | ROB and NEW | 0 | 1000 sqft2 of floor space | Cap-kBTUh | 20 | DEER:Indoor_CFL_Ltg | 0.056335 | 9.9178e-06 | 2.5207 | SWWH005-07 | 5.59 | 2022 | 2.41 | 2022 | 0 | 0 | SWWH005-07 | Com Gas Water Heating Boilers - Marine ¦ PG&E ¦ Marine | Com Gas Water Heating Boilers - Marine | 0 | 1 | 0 | CBSA 2014 | -12.4751 | 2012 | 0.6 | SWWH005-07
COM-WATERHEAT-20.11 | Com ¦ Code Gas Water Heating Boiler (0.81 UEF) - Marine ¦ PG&E ¦ Marine | Com ¦ Code Gas Water Heating Boiler (0.81 UEF) - Marine | PG&E ¦ Marine | PG&E | All | Gas | Small/med. commercial HW boiler < 200 kBtu/hr, 0.81 UEF | Average Existing and Code |  | 2031 | 1 | Conventional | WaterHeat | Com - School | Com | ROB and NEW | 0 | 1000 sqft2 of floor space | Cap-kBTUh | 20 | DEER:Indoor_CFL_Ltg | 0.0342 | 0 | 1.53 | SWWH005-07 | 5.59 | 2022 | 2.41 | 2022 | 0 | 0 | SWWH005-07 | Com Gas Water Heating Boilers - Marine ¦ PG&E ¦ Marine | Com Gas Water Heating Boilers - Marine | 2.028 | 1 | 0.64753 | CBSA 2014 | -3.5013 | 2012 | 0.6 | SWWH005-07
COM-WATERHEAT-20.12 | Com ¦ Code Gas Water Heating Boiler (0.81 UEF) - Marine ¦ PG&E ¦ Marine | Com ¦ Code Gas Water Heating Boiler (0.81 UEF) - Marine | PG&E ¦ Marine | PG&E | All | Gas | Small/med. commercial HW boiler < 200 kBtu/hr, 0.81 UEF | Average Existing and Code |  | 2031 | 1 | Conventional | WaterHeat | Com - Warehouse | Com | ROB and NEW | 0 | 1000 sqft2 of floor space | Cap-kBTUh | 20 | DEER:Indoor_CFL_Ltg | 0.0566 | 1.96e-06 | 2.53 | SWWH005-07 | 5.59 | 2022 | 2.41 | 2022 | 0 | 0 | SWWH005-07 | Com Gas Water Heating Boilers - Marine ¦ PG&E ¦ Marine | Com Gas Water Heating Boilers - Marine | 0.075958 | 1 | 0.64753 | CBSA 2014 | -10.6821 | 2012 | 0.6 | SWWH005-07
COM-WATERHEAT-20.13 | Com ¦ Code Gas Water Heating Boiler (0.81 UEF) - Hot-Dry ¦ PG&E ¦ Hot-Dry | Com ¦ Code Gas Water Heating Boiler (0.81 UEF) - Hot-Dry | PG&E ¦ Hot-Dry | PG&E | All | Gas | Small/med. commercial HW boiler < 200 kBtu/hr, 0.81 UEF | Average Existing and Code |  | 2031 | 1 | Conventional | WaterHeat | Com - College | Com | ROB and NEW | 0 | 1000 sqft2 of floor space | Cap-kBTUh | 20 | DEER:Indoor_CFL_Ltg | 0.052814 | 5.4992e-06 | 2.3629 | SWWH005-07 | 5.59 | 2022 | 2.41 | 2022 | 0 | 0 | SWWH005-07 | Com Gas Water Heating Boilers - Hot-Dry ¦ PG&E ¦ Hot-Dry | Com Gas Water Heating Boilers - Hot-Dry | 2.028 | 1 | 0.64753 | CBSA 2014 | -7.7983 | 2012 | 0.6 | SWWH005-07
COM-WATERHEAT-20.14 | Com ¦ Code Gas Water Heating Boiler (0.81 UEF) - Hot-Dry ¦ PG&E ¦ Hot-Dry | Com ¦ Code Gas Water Heating Boiler (0.81 UEF) - Hot-Dry | PG&E ¦ Hot-Dry | PG&E | All | Gas | Small/med. commercial HW boiler < 200 kBtu/hr, 0.81 UEF | Average Existing and Code |  | 2031 | 1 | Conventional | WaterHeat | Com - Grocery | Com | ROB and NEW | 0 | 1000 sqft2 of floor space | Cap-kBTUh | 20 | DEER:Indoor_CFL_Ltg | 0.0862 | 1.57e-05 | 3.86 | SWWH005-07 | 5.59 | 2022 | 2.41 | 2022 | 0 | 0 | SWWH005-07 | Com Gas Water Heating Boilers - Hot-Dry ¦ PG&E ¦ Hot-Dry | Com Gas Water Heating Boilers - Hot-Dry | 0.25893 | 1 | 0.64753 | CBSA 2014 | -9.0689 | 2012 | 0.6 | SWWH005-07
COM-WATERHEAT-20.15 | Com ¦ Code Gas Water Heating Boiler (0.81 UEF) - Hot-Dry ¦ PG&E ¦ Hot-Dry | Com ¦ Code Gas Water Heating Boiler (0.81 UEF) - Hot-Dry | PG&E ¦ Hot-Dry | PG&E | All | Gas | Small/med. commercial HW boiler < 200 kBtu/hr, 0.81 UEF | Average Existing and Code |  | 2031 | 1 | Conventional | WaterHeat | Com - Health | Com | ROB and NEW | 0 | 1000 sqft2 of floor space | Cap-kBTUh | 20 | DEER:Indoor_CFL_Ltg | 0.10092 | 1.2085e-05 | 4.4979 | SWWH005-07 | 5.59 | 2022 | 2.41 | 2022 | 0 | 0 | SWWH005-07 | Com Gas Water Heating Boilers - Hot-Dry ¦ PG&E ¦ Hot-Dry | Com Gas Water Heating Boilers - Hot-Dry | 2.3999 | 1 | 0.64753 | CBSA 2014 | -12.7113 | 2012 | 0.6 | SWWH005-07
COM-WATERHEAT-20.16 | Com ¦ Code Gas Water Heating Boiler (0.81 UEF) - Hot-Dry ¦ PG&E ¦ Hot-Dry | Com ¦ Code Gas Water Heating Boiler (0.81 UEF) - Hot-Dry | PG&E ¦ Hot-Dry | PG&E | All | Gas | Small/med. commercial HW boiler < 200 kBtu/hr, 0.81 UEF | Average Existing and Code |  | 2031 | 1 | Conventional | WaterHeat | Com - Lodging | Com | ROB and NEW | 0 | 1000 sqft2 of floor space | Cap-kBTUh | 20 | DEER:Indoor_CFL_Ltg | 0.11817 | 1.4353e-05 | 5.303 | SWWH005-07 | 5.59 | 2022 | 2.41 | 2022 | 0 | 0 | SWWH005-07 | Com Gas Water Heating Boilers - Hot-Dry ¦ PG&E ¦ Hot-Dry | Com Gas Water Heating Boilers - Hot-Dry | 14.3568 | 1 | 0.64753 | CBSA 2014 | -52.4038 | 2012 | 0.6 | SWWH005-07
COM-WATERHEAT-20.17 | Com ¦ Code Gas Water Heating Boiler (0.81 UEF) - Hot-Dry ¦ PG&E ¦ Hot-Dry | Com ¦ Code Gas Water Heating Boiler (0.81 UEF) - Hot-Dry | PG&E ¦ Hot-Dry | PG&E | All | Gas | Small/med. commercial HW boiler < 200 kBtu/hr, 0.81 UEF | Average Existing and Code |  | 2031 | 1 | Conventional | WaterHeat | Com - Office (Large) | Com | ROB and NEW | 0 | 1000 sqft2 of floor space | Cap-kBTUh | 20 | DEER:Indoor_CFL_Ltg | 0.0468 | 2.27e-06 | 2.09 | SWWH005-07 | 5.59 | 2022 | 2.41 | 2022 | 0 | 0 | SWWH005-07 | Com Gas Water Heating Boilers - Hot-Dry ¦ PG&E ¦ Hot-Dry | Com Gas Water Heating Boilers - Hot-Dry | 1.3124 | 1 | 0.64753 | CBSA 2014 | -9.3902 | 2012 | 0.6 | SWWH005-07
COM-WATERHEAT-20.18 | Com ¦ Code Gas Water Heating Boiler (0.81 UEF) - Hot-Dry ¦ PG&E ¦ Hot-Dry | Com ¦ Code Gas Water Heating Boiler (0.81 UEF) - Hot-Dry | PG&E ¦ Hot-Dry | PG&E | All | Gas | Small/med. commercial HW boiler < 200 kBtu/hr, 0.81 UEF | Average Existing and Code |  | 2031 | 1 | Conventional | WaterHeat | Com - Office (Small) | Com | ROB and NEW | 0 | 1000 sqft2 of floor space | Cap-kBTUh | 20 | DEER:Indoor_CFL_Ltg | 0.0429 | 3.46e-07 | 1.92 | SWWH005-07 | 5.59 | 2022 | 2.41 | 2022 | 0 | 0 | SWWH005-07 | Com Gas Water Heating Boilers - Hot-Dry ¦ PG&E ¦ Hot-Dry | Com Gas Water Heating Boilers - Hot-Dry | 0 | 1 | 0 | CBSA 2014 | -3.8029 | 2012 | 0.6 | SWWH005-07
COM-WATERHEAT-20.19 | Com ¦ Code Gas Water Heating Boiler (0.81 UEF) - Hot-Dry ¦ PG&E ¦ Hot-Dry | Com ¦ Code Gas Water Heating Boiler (0.81 UEF) - Hot-Dry | PG&E ¦ Hot-Dry | PG&E | All | Gas | Small/med. commercial HW boiler < 200 kBtu/hr, 0.81 UEF | Average Existing and Code |  | 2031 | 1 | Conventional | WaterHeat | Com - Other | Com | ROB and NEW | 0 | 1000 sqft2 of floor space | Cap-kBTUh | 20 | DEER:Indoor_CFL_Ltg | 0.0671 | 9.98e-06 | 3 | SWWH005-07 | 5.59 | 2022 | 2.41 | 2022 | 0 | 0 | SWWH005-07 | Com Gas Water Heating Boilers - Hot-Dry ¦ PG&E ¦ Hot-Dry | Com Gas Water Heating Boilers - Hot-Dry | 0.79996 | 1 | 0.64753 | CBSA 2014 | -13.5974 | 2012 | 0.6 | SWWH005-07
COM-WATERHEAT-20.20 | Com ¦ Code Gas Water Heating Boiler (0.81 UEF) - Hot-Dry ¦ PG&E ¦ Hot-Dry | Com ¦ Code Gas Water Heating Boiler (0.81 UEF) - Hot-Dry | PG&E ¦ Hot-Dry | PG&E | All | Gas | Small/med. commercial HW boiler < 200 kBtu/hr, 0.81 UEF | Average Existing and Code |  | 2031 | 1 | Conventional | WaterHeat | Com - Refrig. Warehouse | Com | ROB and NEW | 0 | 1000 sqft2 of floor space | Cap-kBTUh | 20 | DEER:Indoor_CFL_Ltg | 0.105 | 8.51e-06 | 4.69 | SWWH005-07 | 5.59 | 2022 | 2.41 | 2022 | 0 | 0 | SWWH005-07 | Com Gas Water Heating Boilers - Hot-Dry ¦ PG&E ¦ Hot-Dry | Com Gas Water Heating Boilers - Hot-Dry | 0.075958 | 1 | 0.64753 | CBSA 2014 | -3.5231 | 2012 | 0.6 | SWWH005-07
COM-WATERHEAT-20.21 | Com ¦ Code Gas Water Heating Boiler (0.81 UEF) - Hot-Dry ¦ PG&E ¦ Hot-Dry | Com ¦ Code Gas Water Heating Boiler (0.81 UEF) - Hot-Dry | PG&E ¦ Hot-Dry | PG&E | All | Gas | Small/med. commercial HW boiler < 200 kBtu/hr, 0.81 UEF | Average Existing and Code |  | 2031 | 1 | Conventional | WaterHeat | Com - Restaurant | Com | ROB and NEW | 0 | 1000 sqft2 of floor space | Cap-kBTUh | 20 | DEER:Indoor_CFL_Ltg | 0.04775 | 8.7849e-06 | 2.1375 | SWWH005-07 | 5.59 | 2022 | 2.41 | 2022 | 0 | 0 | SWWH005-07 | Com Gas Water Heating Boilers - Hot-Dry ¦ PG&E ¦ Hot-Dry | Com Gas Water Heating Boilers - Hot-Dry | 1.7816 | 1 | 0.64753 | CBSA 2014 | -1.6066 | 2012 | 0.6 | SWWH005-07
COM-WATERHEAT-20.22 | Com ¦ Code Gas Water Heating Boiler (0.81 UEF) - Hot-Dry ¦ PG&E ¦ Hot-Dry | Com ¦ Code Gas Water Heating Boiler (0.81 UEF) - Hot-Dry | PG&E ¦ Hot-Dry | PG&E | All | Gas | Small/med. commercial HW boiler < 200 kBtu/hr, 0.81 UEF | Average Existing and Code |  | 2031 | 1 | Conventional | WaterHeat | Com - Retail | Com | ROB and NEW | 0 | 1000 sqft2 of floor space | Cap-kBTUh | 20 | DEER:Indoor_CFL_Ltg | 0.053589 | 8.8725e-06 | 2.3974 | SWWH005-07 | 5.59 | 2022 | 2.41 | 2022 | 0 | 0 | SWWH005-07 | Com Gas Water Heating Boilers - Hot-Dry ¦ PG&E ¦ Hot-Dry | Com Gas Water Heating Boilers - Hot-Dry | 0 | 1 | 0 | CBSA 2014 | -11.8648 | 2012 | 0.6 | SWWH005-07
COM-WATERHEAT-20.23 | Com ¦ Code Gas Water Heating Boiler (0.81 UEF) - Hot-Dry ¦ PG&E ¦ Hot-Dry | Com ¦ Code Gas Water Heating Boiler (0.81 UEF) - Hot-Dry | PG&E ¦ Hot-Dry | PG&E | All | Gas | Small/med. commercial HW boiler < 200 kBtu/hr, 0.81 UEF | Average Existing and Code |  | 2031 | 1 | Conventional | WaterHeat | Com - School | Com | ROB and NEW | 0 | 1000 sqft2 of floor space | Cap-kBTUh | 20 | DEER:Indoor_CFL_Ltg | 0.0328 | 0 | 1.47 | SWWH005-07 | 5.59 | 2022 | 2.41 | 2022 | 0 | 0 | SWWH005-07 | Com Gas Water Heating Boilers - Hot-Dry ¦ PG&E ¦ Hot-Dry | Com Gas Water Heating Boilers - Hot-Dry | 2.028 | 1 | 0.64753 | CBSA 2014 | -3.364 | 2012 | 0.6 | SWWH005-07
COM-WATERHEAT-20.24 | Com ¦ Code Gas Water Heating Boiler (0.81 UEF) - Hot-Dry ¦ PG&E ¦ Hot-Dry | Com ¦ Code Gas Water Heating Boiler (0.81 UEF) - Hot-Dry | PG&E ¦ Hot-Dry | PG&E | All | Gas | Small/med. commercial HW boiler < 200 kBtu/hr, 0.81 UEF | Average Existing and Code |  | 2031 | 1 | Conventional | WaterHeat | Com - Warehouse | Com | ROB and NEW | 0 | 1000 sqft2 of floor space | Cap-kBTUh | 20 | DEER:Indoor_CFL_Ltg | 0.0539 | 1.75e-06 | 2.41 | SWWH005-07 | 5.59 | 2022 | 2.41 | 2022 | 0 | 0 | SWWH005-07 | Com Gas Water Heating Boilers - Hot-Dry ¦ PG&E ¦ Hot-Dry | Com Gas Water Heating Boilers - Hot-Dry | 0.075958 | 1 | 0.64753 | CBSA 2014 | -10.1754 | 2012 | 0.6 | SWWH005-07
COM-WATERHEAT-20.25 | Com ¦ Code Gas Water Heating Boiler (0.81 UEF) - Cold ¦ PG&E ¦ Cold | Com ¦ Code Gas Water Heating Boiler (0.81 UEF) - Cold | PG&E ¦ Cold | PG&E | All | Gas | Small/med. commercial HW boiler < 200 kBtu/hr, 0.81 UEF | Average Existing and Code |  | 2031 | 1 | Conventional | WaterHeat | Com - College | Com | ROB and NEW | 0 | 1000 sqft2 of floor space | Cap-kBTUh | 20 | DEER:Indoor_CFL_Ltg | 0.059322 | 6.2317e-06 | 2.6507 | SWWH005-07 | 5.59 | 2022 | 2.41 | 2022 | 0 | 0 | SWWH005-07 | Com Gas Water Heating Boilers - Cold ¦ PG&E ¦ Cold | Com Gas Water Heating Boilers - Cold | 2.028 | 1 | 0.64753 | CBSA 2014 | -8.7482 | 2012 | 0.6 | SWWH005-07
COM-WATERHEAT-20.26 | Com ¦ Code Gas Water Heating Boiler (0.81 UEF) - Cold ¦ PG&E ¦ Cold | Com ¦ Code Gas Water Heating Boiler (0.81 UEF) - Cold | PG&E ¦ Cold | PG&E | All | Gas | Small/med. commercial HW boiler < 200 kBtu/hr, 0.81 UEF | Average Existing and Code |  | 2031 | 1 | Conventional | WaterHeat | Com - Grocery | Com | ROB and NEW | 0 | 1000 sqft2 of floor space | Cap-kBTUh | 20 | DEER:Indoor_CFL_Ltg | 0.097 | 1.79e-05 | 4.33 | SWWH005-07 | 5.59 | 2022 | 2.41 | 2022 | 0 | 0 | SWWH005-07 | Com Gas Water Heating Boilers - Cold ¦ PG&E ¦ Cold | Com Gas Water Heating Boilers - Cold | 0.25893 | 1 | 0.64753 | CBSA 2014 | -10.1731 | 2012 | 0.6 | SWWH005-07
COM-WATERHEAT-20.27 | Com ¦ Code Gas Water Heating Boiler (0.81 UEF) - Cold ¦ PG&E ¦ Cold | Com ¦ Code Gas Water Heating Boiler (0.81 UEF) - Cold | PG&E ¦ Cold | PG&E | All | Gas | Small/med. commercial HW boiler < 200 kBtu/hr, 0.81 UEF | Average Existing and Code |  | 2031 | 1 | Conventional | WaterHeat | Com - Health | Com | ROB and NEW | 0 | 1000 sqft2 of floor space | Cap-kBTUh | 20 | DEER:Indoor_CFL_Ltg | 0.11301 | 1.3709e-05 | 5.0552 | SWWH005-07 | 5.59 | 2022 | 2.41 | 2022 | 0 | 0 | SWWH005-07 | Com Gas Water Heating Boilers - Cold ¦ PG&E ¦ Cold | Com Gas Water Heating Boilers - Cold | 2.3999 | 1 | 0.64753 | CBSA 2014 | -14.2864 | 2012 | 0.6 | SWWH005-07
COM-WATERHEAT-20.28 | Com ¦ Code Gas Water Heating Boiler (0.81 UEF) - Cold ¦ PG&E ¦ Cold | Com ¦ Code Gas Water Heating Boiler (0.81 UEF) - Cold | PG&E ¦ Cold | PG&E | All | Gas | Small/med. commercial HW boiler < 200 kBtu/hr, 0.81 UEF | Average Existing and Code |  | 2031 | 1 | Conventional | WaterHeat | Com - Lodging | Com | ROB and NEW | 0 | 1000 sqft2 of floor space | Cap-kBTUh | 20 | DEER:Indoor_CFL_Ltg | 0.13259 | 1.6206e-05 | 5.946 | SWWH005-07 | 5.59 | 2022 | 2.41 | 2022 | 0 | 0 | SWWH005-07 | Com Gas Water Heating Boilers - Cold ¦ PG&E ¦ Cold | Com Gas Water Heating Boilers - Cold | 14.3568 | 1 | 0.64753 | CBSA 2014 | -58.7576 | 2012 | 0.6 | SWWH005-07
COM-WATERHEAT-20.29 | Com ¦ Code Gas Water Heating Boiler (0.81 UEF) - Cold ¦ PG&E ¦ Cold | Com ¦ Code Gas Water Heating Boiler (0.81 UEF) - Cold | PG&E ¦ Cold | PG&E | All | Gas | Small/med. commercial HW boiler < 200 kBtu/hr, 0.81 UEF | Average Existing and Code |  | 2031 | 1 | Conventional | WaterHeat | Com - Office (Large) | Com | ROB and NEW | 0 | 1000 sqft2 of floor space | Cap-kBTUh | 20 | DEER:Indoor_CFL_Ltg | 0.0526 | 2.57e-06 | 2.35 | SWWH005-07 | 5.59 | 2022 | 2.41 | 2022 | 0 | 0 | SWWH005-07 | Com Gas Water Heating Boilers - Cold ¦ PG&E ¦ Cold | Com Gas Water Heating Boilers - Cold | 1.3124 | 1 | 0.64753 | CBSA 2014 | -10.5584 | 2012 | 0.6 | SWWH005-07
COM-WATERHEAT-20.30 | Com ¦ Code Gas Water Heating Boiler (0.81 UEF) - Cold ¦ PG&E ¦ Cold | Com ¦ Code Gas Water Heating Boiler (0.81 UEF) - Cold | PG&E ¦ Cold | PG&E | All | Gas | Small/med. commercial HW boiler < 200 kBtu/hr, 0.81 UEF | Average Existing and Code |  | 2031 | 1 | Conventional | WaterHeat | Com - Office (Small) | Com | ROB and NEW | 0 | 1000 sqft2 of floor space | Cap-kBTUh | 20 | DEER:Indoor_CFL_Ltg | 0.0482 | 3.94e-07 | 2.16 | SWWH005-07 | 5.59 | 2022 | 2.41 | 2022 | 0 | 0 | SWWH005-07 | Com Gas Water Heating Boilers - Cold ¦ PG&E ¦ Cold | Com Gas Water Heating Boilers - Cold | 0 | 1 | 0 | CBSA 2014 | -4.2783 | 2012 | 0.6 | SWWH005-07
COM-WATERHEAT-20.31 | Com ¦ Code Gas Water Heating Boiler (0.81 UEF) - Cold ¦ PG&E ¦ Cold | Com ¦ Code Gas Water Heating Boiler (0.81 UEF) - Cold | PG&E ¦ Cold | PG&E | All | Gas | Small/med. commercial HW boiler < 200 kBtu/hr, 0.81 UEF | Average Existing and Code |  | 2031 | 1 | Conventional | WaterHeat | Com - Other | Com | ROB and NEW | 0 | 1000 sqft2 of floor space | Cap-kBTUh | 20 | DEER:Indoor_CFL_Ltg | 0.0754 | 1.13e-05 | 3.37 | SWWH005-07 | 5.59 | 2022 | 2.41 | 2022 | 0 | 0 | SWWH005-07 | Com Gas Water Heating Boilers - Cold ¦ PG&E ¦ Cold | Com Gas Water Heating Boilers - Cold | 0.79996 | 1 | 0.64753 | CBSA 2014 | -15.2744 | 2012 | 0.6 | SWWH005-07
COM-WATERHEAT-20.32 | Com ¦ Code Gas Water Heating Boiler (0.81 UEF) - Cold ¦ PG&E ¦ Cold | Com ¦ Code Gas Water Heating Boiler (0.81 UEF) - Cold | PG&E ¦ Cold | PG&E | All | Gas | Small/med. commercial HW boiler < 200 kBtu/hr, 0.81 UEF | Average Existing and Code |  | 2031 | 1 | Conventional | WaterHeat | Com - Refrig. Warehouse | Com | ROB and NEW | 0 | 1000 sqft2 of floor space | Cap-kBTUh | 20 | DEER:Indoor_CFL_Ltg | 0.118 | 9.6e-06 | 5.28 | SWWH005-07 | 5.59 | 2022 | 2.41 | 2022 | 0 | 0 | SWWH005-07 | Com Gas Water Heating Boilers - Cold ¦ PG&E ¦ Cold | Com Gas Water Heating Boilers - Cold | 0.075958 | 1 | 0.64753 | CBSA 2014 | -3.9663 | 2012 | 0.6 | SWWH005-07
COM-WATERHEAT-20.33 | Com ¦ Code Gas Water Heating Boiler (0.81 UEF) - Cold ¦ PG&E ¦ Cold | Com ¦ Code Gas Water Heating Boiler (0.81 UEF) - Cold | PG&E ¦ Cold | PG&E | All | Gas | Small/med. commercial HW boiler < 200 kBtu/hr, 0.81 UEF | Average Existing and Code |  | 2031 | 1 | Conventional | WaterHeat | Com - Restaurant | Com | ROB and NEW | 0 | 1000 sqft2 of floor space | Cap-kBTUh | 20 | DEER:Indoor_CFL_Ltg | 0.053575 | 1.0002e-05 | 2.4 | SWWH005-07 | 5.59 | 2022 | 2.41 | 2022 | 0 | 0 | SWWH005-07 | Com Gas Water Heating Boilers - Cold ¦ PG&E ¦ Cold | Com Gas Water Heating Boilers - Cold | 1.7816 | 1 | 0.64753 | CBSA 2014 | -1.8039 | 2012 | 0.6 | SWWH005-07
COM-WATERHEAT-20.34 | Com ¦ Code Gas Water Heating Boiler (0.81 UEF) - Cold ¦ PG&E ¦ Cold | Com ¦ Code Gas Water Heating Boiler (0.81 UEF) - Cold | PG&E ¦ Cold | PG&E | All | Gas | Small/med. commercial HW boiler < 200 kBtu/hr, 0.81 UEF | Average Existing and Code |  | 2031 | 1 | Conventional | WaterHeat | Com - Retail | Com | ROB and NEW | 0 | 1000 sqft2 of floor space | Cap-kBTUh | 20 | DEER:Indoor_CFL_Ltg | 0.060152 | 1.0047e-05 | 2.6911 | SWWH005-07 | 5.59 | 2022 | 2.41 | 2022 | 0 | 0 | SWWH005-07 | Com Gas Water Heating Boilers - Cold ¦ PG&E ¦ Cold | Com Gas Water Heating Boilers - Cold | 0 | 1 | 0 | CBSA 2014 | -13.3182 | 2012 | 0.6 | SWWH005-07
COM-WATERHEAT-20.35 | Com ¦ Code Gas Water Heating Boiler (0.81 UEF) - Cold ¦ PG&E ¦ Cold | Com ¦ Code Gas Water Heating Boiler (0.81 UEF) - Cold | PG&E ¦ Cold | PG&E | All | Gas | Small/med. commercial HW boiler < 200 kBtu/hr, 0.81 UEF | Average Existing and Code |  | 2031 | 1 | Conventional | WaterHeat | Com - School | Com | ROB and NEW | 0 | 1000 sqft2 of floor space | Cap-kBTUh | 20 | DEER:Indoor_CFL_Ltg | 0.0369 | 0 | 1.65 | SWWH005-07 | 5.59 | 2022 | 2.41 | 2022 | 0 | 0 | SWWH005-07 | Com Gas Water Heating Boilers - Cold ¦ PG&E ¦ Cold | Com Gas Water Heating Boilers - Cold | 2.028 | 1 | 0.64753 | CBSA 2014 | -3.7759 | 2012 | 0.6 | SWWH005-07
COM-WATERHEAT-20.36 | Com ¦ Code Gas Water Heating Boiler (0.81 UEF) - Cold ¦ PG&E ¦ Cold | Com ¦ Code Gas Water Heating Boiler (0.81 UEF) - Cold | PG&E ¦ Cold | PG&E | All | Gas | Small/med. commercial HW boiler < 200 kBtu/hr, 0.81 UEF | Average Existing and Code |  | 2031 | 1 | Conventional | WaterHeat | Com - Warehouse | Com | ROB and NEW | 0 | 1000 sqft2 of floor space | Cap-kBTUh | 20 | DEER:Indoor_CFL_Ltg | 0.0605 | 1.98e-06 | 2.71 | SWWH005-07 | 5.59 | 2022 | 2.41 | 2022 | 0 | 0 | SWWH005-07 | Com Gas Water Heating Boilers - Cold ¦ PG&E ¦ Cold | Com Gas Water Heating Boilers - Cold | 0.075958 | 1 | 0.64753 | CBSA 2014 | -11.4421 | 2012 | 0.6 | SWWH005-07
COM-WATERHEAT-20.37 | Com ¦ Code Gas Water Heating Boiler (0.81 UEF) - Marine ¦ SCG ¦ Marine | Com ¦ Code Gas Water Heating Boiler (0.81 UEF) - Marine | SCG ¦ Marine | SCG | All | Gas | Small/med. commercial HW boiler < 200 kBtu/hr, 0.81 UEF | Average Existing and Code |  | 2031 | 1 | Conventional | WaterHeat | Com - College | Com | ROB and NEW | 0 | 1000 sqft2 of floor space | Cap-kBTUh | 20 | DEER:Indoor_CFL_Ltg | 0.051087 | 1.3017e-05 | 2.2853 | SWWH005-07 | 5.59 | 2022 | 2.41 | 2022 | 0 | 0 | SWWH005-07 | Com Gas Water Heating Boilers - Marine ¦ SCG ¦ Marine | Com Gas Water Heating Boilers - Marine | 2.028 | 1 | 0.64753 | CBSA 2014 | -7.5423 | 2012 | 0.6 | SWWH005-07
COM-WATERHEAT-20.38 | Com ¦ Code Gas Water Heating Boiler (0.81 UEF) - Marine ¦ SCG ¦ Marine | Com ¦ Code Gas Water Heating Boiler (0.81 UEF) - Marine | SCG ¦ Marine | SCG | All | Gas | Small/med. commercial HW boiler < 200 kBtu/hr, 0.81 UEF | Average Existing and Code |  | 2031 | 1 | Conventional | WaterHeat | Com - Grocery | Com | ROB and NEW | 0 | 1000 sqft2 of floor space | Cap-kBTUh | 20 | DEER:Indoor_CFL_Ltg | 0.0835 | 1.57e-05 | 3.73 | SWWH005-07 | 5.59 | 2022 | 2.41 | 2022 | 0 | 0 | SWWH005-07 | Com Gas Water Heating Boilers - Marine ¦ SCG ¦ Marine | Com Gas Water Heating Boilers - Marine | 0.25893 | 1 | 0.64753 | CBSA 2014 | -8.7634 | 2012 | 0.6 | SWWH005-07
COM-WATERHEAT-20.39 | Com ¦ Code Gas Water Heating Boiler (0.81 UEF) - Marine ¦ SCG ¦ Marine | Com ¦ Code Gas Water Heating Boiler (0.81 UEF) - Marine | SCG ¦ Marine | SCG | All | Gas | Small/med. commercial HW boiler < 200 kBtu/hr, 0.81 UEF | Average Existing and Code |  | 2031 | 1 | Conventional | WaterHeat | Com - Health | Com | ROB and NEW | 0 | 1000 sqft2 of floor space | Cap-kBTUh | 20 | DEER:Indoor_CFL_Ltg | 0.097924 | 1.2149e-05 | 4.367 | SWWH005-07 | 5.59 | 2022 | 2.41 | 2022 | 0 | 0 | SWWH005-07 | Com Gas Water Heating Boilers - Marine ¦ SCG ¦ Marine | Com Gas Water Heating Boilers - Marine | 2.3999 | 1 | 0.64753 | CBSA 2014 | -12.3413 | 2012 | 0.6 | SWWH005-07
COM-WATERHEAT-20.40 | Com ¦ Code Gas Water Heating Boiler (0.81 UEF) - Marine ¦ SCG ¦ Marine | Com ¦ Code Gas Water Heating Boiler (0.81 UEF) - Marine | SCG ¦ Marine | SCG | All | Gas | Small/med. commercial HW boiler < 200 kBtu/hr, 0.81 UEF | Average Existing and Code |  | 2031 | 1 | Conventional | WaterHeat | Com - Lodging | Com | ROB and NEW | 0 | 1000 sqft2 of floor space | Cap-kBTUh | 20 | DEER:Indoor_CFL_Ltg | 0.11434 | 1.4353e-05 | 5.1392 | SWWH005-07 | 5.59 | 2022 | 2.41 | 2022 | 0 | 0 | SWWH005-07 | Com Gas Water Heating Boilers - Marine ¦ SCG ¦ Marine | Com Gas Water Heating Boilers - Marine | 14.3568 | 1 | 0.64753 | CBSA 2014 | -50.7849 | 2012 | 0.6 | SWWH005-07
COM-WATERHEAT-20.41 | Com ¦ Code Gas Water Heating Boiler (0.81 UEF) - Marine ¦ SCG ¦ Marine | Com ¦ Code Gas Water Heating Boiler (0.81 UEF) - Marine | SCG ¦ Marine | SCG | All | Gas | Small/med. commercial HW boiler < 200 kBtu/hr, 0.81 UEF | Average Existing and Code |  | 2031 | 1 | Conventional | WaterHeat | Com - Office (Large) | Com | ROB and NEW | 0 | 1000 sqft2 of floor space | Cap-kBTUh | 20 | DEER:Indoor_CFL_Ltg | 0.0454 | 2.28e-06 | 2.04 | SWWH005-07 | 5.59 | 2022 | 2.41 | 2022 | 0 | 0 | SWWH005-07 | Com Gas Water Heating Boilers - Marine ¦ SCG ¦ Marine | Com Gas Water Heating Boilers - Marine | 1.3124 | 1 | 0.64753 | CBSA 2014 | -9.1655 | 2012 | 0.6 | SWWH005-07
COM-WATERHEAT-20.42 | Com ¦ Code Gas Water Heating Boiler (0.81 UEF) - Marine ¦ SCG ¦ Marine | Com ¦ Code Gas Water Heating Boiler (0.81 UEF) - Marine | SCG ¦ Marine | SCG | All | Gas | Small/med. commercial HW boiler < 200 kBtu/hr, 0.81 UEF | Average Existing and Code |  | 2031 | 1 | Conventional | WaterHeat | Com - Office (Small) | Com | ROB and NEW | 0 | 1000 sqft2 of floor space | Cap-kBTUh | 20 | DEER:Indoor_CFL_Ltg | 0.0417 | 3.55e-07 | 1.86 | SWWH005-07 | 5.59 | 2022 | 2.41 | 2022 | 0 | 0 | SWWH005-07 | Com Gas Water Heating Boilers - Marine ¦ SCG ¦ Marine | Com Gas Water Heating Boilers - Marine | 0 | 1 | 0 | CBSA 2014 | -3.6841 | 2012 | 0.6 | SWWH005-07
COM-WATERHEAT-20.43 | Com ¦ Code Gas Water Heating Boiler (0.81 UEF) - Marine ¦ SCG ¦ Marine | Com ¦ Code Gas Water Heating Boiler (0.81 UEF) - Marine | SCG ¦ Marine | SCG | All | Gas | Small/med. commercial HW boiler < 200 kBtu/hr, 0.81 UEF | Average Existing and Code |  | 2031 | 1 | Conventional | WaterHeat | Com - Other | Com | ROB and NEW | 0 | 1000 sqft2 of floor space | Cap-kBTUh | 20 | DEER:Indoor_CFL_Ltg | 0.065 | 9.98e-06 | 2.91 | SWWH005-07 | 5.59 | 2022 | 2.41 | 2022 | 0 | 0 | SWWH005-07 | Com Gas Water Heating Boilers - Marine ¦ SCG ¦ Marine | Com Gas Water Heating Boilers - Marine | 0.79996 | 1 | 0.64753 | CBSA 2014 | -13.1895 | 2012 | 0.6 | SWWH005-07
COM-WATERHEAT-20.44 | Com ¦ Code Gas Water Heating Boiler (0.81 UEF) - Marine ¦ SCG ¦ Marine | Com ¦ Code Gas Water Heating Boiler (0.81 UEF) - Marine | SCG ¦ Marine | SCG | All | Gas | Small/med. commercial HW boiler < 200 kBtu/hr, 0.81 UEF | Average Existing and Code |  | 2031 | 1 | Conventional | WaterHeat | Com - Refrig. Warehouse | Com | ROB and NEW | 0 | 1000 sqft2 of floor space | Cap-kBTUh | 20 | DEER:Indoor_CFL_Ltg | 0.102 | 8.52e-06 | 4.55 | SWWH005-07 | 5.59 | 2022 | 2.41 | 2022 | 0 | 0 | SWWH005-07 | Com Gas Water Heating Boilers - Marine ¦ SCG ¦ Marine | Com Gas Water Heating Boilers - Marine | 0.075958 | 1 | 0.64753 | CBSA 2014 | -3.4179 | 2012 | 0.6 | SWWH005-07
COM-WATERHEAT-20.45 | Com ¦ Code Gas Water Heating Boiler (0.81 UEF) - Marine ¦ SCG ¦ Marine | Com ¦ Code Gas Water Heating Boiler (0.81 UEF) - Marine | SCG ¦ Marine | SCG | All | Gas | Small/med. commercial HW boiler < 200 kBtu/hr, 0.81 UEF | Average Existing and Code |  | 2031 | 1 | Conventional | WaterHeat | Com - Restaurant | Com | ROB and NEW | 0 | 1000 sqft2 of floor space | Cap-kBTUh | 20 | DEER:Indoor_CFL_Ltg | 0.0462 | 8.8124e-06 | 2.0675 | SWWH005-07 | 5.59 | 2022 | 2.41 | 2022 | 0 | 0 | SWWH005-07 | Com Gas Water Heating Boilers - Marine ¦ SCG ¦ Marine | Com Gas Water Heating Boilers - Marine | 1.7816 | 1 | 0.64753 | CBSA 2014 | -1.554 | 2012 | 0.6 | SWWH005-07
COM-WATERHEAT-20.46 | Com ¦ Code Gas Water Heating Boiler (0.81 UEF) - Marine ¦ SCG ¦ Marine | Com ¦ Code Gas Water Heating Boiler (0.81 UEF) - Marine | SCG ¦ Marine | SCG | All | Gas | Small/med. commercial HW boiler < 200 kBtu/hr, 0.81 UEF | Average Existing and Code |  | 2031 | 1 | Conventional | WaterHeat | Com - Retail | Com | ROB and NEW | 0 | 1000 sqft2 of floor space | Cap-kBTUh | 20 | DEER:Indoor_CFL_Ltg | 0.051952 | 8.8811e-06 | 2.3184 | SWWH005-07 | 5.59 | 2022 | 2.41 | 2022 | 0 | 0 | SWWH005-07 | Com Gas Water Heating Boilers - Marine ¦ SCG ¦ Marine | Com Gas Water Heating Boilers - Marine | 0 | 1 | 0 | CBSA 2014 | -11.4738 | 2012 | 0.6 | SWWH005-07
COM-WATERHEAT-20.47 | Com ¦ Code Gas Water Heating Boiler (0.81 UEF) - Marine ¦ SCG ¦ Marine | Com ¦ Code Gas Water Heating Boiler (0.81 UEF) - Marine | SCG ¦ Marine | SCG | All | Gas | Small/med. commercial HW boiler < 200 kBtu/hr, 0.81 UEF | Average Existing and Code |  | 2031 | 1 | Conventional | WaterHeat | Com - School | Com | ROB and NEW | 0 | 1000 sqft2 of floor space | Cap-kBTUh | 20 | DEER:Indoor_CFL_Ltg | 0.0316 | 2.1e-06 | 1.41 | SWWH005-07 | 5.59 | 2022 | 2.41 | 2022 | 0 | 0 | SWWH005-07 | Com Gas Water Heating Boilers - Marine ¦ SCG ¦ Marine | Com Gas Water Heating Boilers - Marine | 2.028 | 1 | 0.64753 | CBSA 2014 | -3.2267 | 2012 | 0.6 | SWWH005-07
COM-WATERHEAT-20.48 | Com ¦ Code Gas Water Heating Boiler (0.81 UEF) - Marine ¦ SCG ¦ Marine | Com ¦ Code Gas Water Heating Boiler (0.81 UEF) - Marine | SCG ¦ Marine | SCG | All | Gas | Small/med. commercial HW boiler < 200 kBtu/hr, 0.81 UEF | Average Existing and Code |  | 2031 | 1 | Conventional | WaterHeat | Com - Warehouse | Com | ROB and NEW | 0 | 1000 sqft2 of floor space | Cap-kBTUh | 20 | DEER:Indoor_CFL_Ltg | 0.0522 | 1.75e-06 | 2.33 | SWWH005-07 | 5.59 | 2022 | 2.41 | 2022 | 0 | 0 | SWWH005-07 | Com Gas Water Heating Boilers - Marine ¦ SCG ¦ Marine | Com Gas Water Heating Boilers - Marine | 0.075958 | 1 | 0.64753 | CBSA 2014 | -9.8377 | 2012 | 0.6 | SWWH005-07
COM-WATERHEAT-20.49 | Com ¦ Code Gas Water Heating Boiler (0.81 UEF) - Hot-Dry ¦ SCG ¦ Hot-Dry | Com ¦ Code Gas Water Heating Boiler (0.81 UEF) - Hot-Dry | SCG ¦ Hot-Dry | SCG | All | Gas | Small/med. commercial HW boiler < 200 kBtu/hr, 0.81 UEF | Average Existing and Code |  | 2031 | 1 | Conventional | WaterHeat | Com - College | Com | ROB and NEW | 0 | 1000 sqft2 of floor space | Cap-kBTUh | 20 | DEER:Indoor_CFL_Ltg | 0.050036 | 1.2292e-05 | 2.2377 | SWWH005-07 | 5.59 | 2022 | 2.41 | 2022 | 0 | 0 | SWWH005-07 | Com Gas Water Heating Boilers - Hot-Dry ¦ SCG ¦ Hot-Dry | Com Gas Water Heating Boilers - Hot-Dry | 2.028 | 1 | 0.64753 | CBSA 2014 | -7.3853 | 2012 | 0.6 | SWWH005-07
COM-WATERHEAT-20.50 | Com ¦ Code Gas Water Heating Boiler (0.81 UEF) - Hot-Dry ¦ SCG ¦ Hot-Dry | Com ¦ Code Gas Water Heating Boiler (0.81 UEF) - Hot-Dry | SCG ¦ Hot-Dry | SCG | All | Gas | Small/med. commercial HW boiler < 200 kBtu/hr, 0.81 UEF | Average Existing and Code |  | 2031 | 1 | Conventional | WaterHeat | Com - Grocery | Com | ROB and NEW | 0 | 1000 sqft2 of floor space | Cap-kBTUh | 20 | DEER:Indoor_CFL_Ltg | 0.0819 | 1.5e-05 | 3.66 | SWWH005-07 | 5.59 | 2022 | 2.41 | 2022 | 0 | 0 | SWWH005-07 | Com Gas Water Heating Boilers - Hot-Dry ¦ SCG ¦ Hot-Dry | Com Gas Water Heating Boilers - Hot-Dry | 0.25893 | 1 | 0.64753 | CBSA 2014 | -8.599 | 2012 | 0.6 | SWWH005-07
COM-WATERHEAT-20.51 | Com ¦ Code Gas Water Heating Boiler (0.81 UEF) - Hot-Dry ¦ SCG ¦ Hot-Dry | Com ¦ Code Gas Water Heating Boiler (0.81 UEF) - Hot-Dry | SCG ¦ Hot-Dry | SCG | All | Gas | Small/med. commercial HW boiler < 200 kBtu/hr, 0.81 UEF | Average Existing and Code |  | 2031 | 1 | Conventional | WaterHeat | Com - Health | Com | ROB and NEW | 0 | 1000 sqft2 of floor space | Cap-kBTUh | 20 | DEER:Indoor_CFL_Ltg | 0.095358 | 1.1507e-05 | 4.2715 | SWWH005-07 | 5.59 | 2022 | 2.41 | 2022 | 0 | 0 | SWWH005-07 | Com Gas Water Heating Boilers - Hot-Dry ¦ SCG ¦ Hot-Dry | Com Gas Water Heating Boilers - Hot-Dry | 2.3999 | 1 | 0.64753 | CBSA 2014 | -12.0715 | 2012 | 0.6 | SWWH005-07
COM-WATERHEAT-20.52 | Com ¦ Code Gas Water Heating Boiler (0.81 UEF) - Hot-Dry ¦ SCG ¦ Hot-Dry | Com ¦ Code Gas Water Heating Boiler (0.81 UEF) - Hot-Dry | SCG ¦ Hot-Dry | SCG | All | Gas | Small/med. commercial HW boiler < 200 kBtu/hr, 0.81 UEF | Average Existing and Code |  | 2031 | 1 | Conventional | WaterHeat | Com - Lodging | Com | ROB and NEW | 0 | 1000 sqft2 of floor space | Cap-kBTUh | 20 | DEER:Indoor_CFL_Ltg | 0.1124 | 1.3568e-05 | 5.0331 | SWWH005-07 | 5.59 | 2022 | 2.41 | 2022 | 0 | 0 | SWWH005-07 | Com Gas Water Heating Boilers - Hot-Dry ¦ SCG ¦ Hot-Dry | Com Gas Water Heating Boilers - Hot-Dry | 14.3568 | 1 | 0.64753 | CBSA 2014 | -49.7361 | 2012 | 0.6 | SWWH005-07
COM-WATERHEAT-20.53 | Com ¦ Code Gas Water Heating Boiler (0.81 UEF) - Hot-Dry ¦ SCG ¦ Hot-Dry | Com ¦ Code Gas Water Heating Boiler (0.81 UEF) - Hot-Dry | SCG ¦ Hot-Dry | SCG | All | Gas | Small/med. commercial HW boiler < 200 kBtu/hr, 0.81 UEF | Average Existing and Code |  | 2031 | 1 | Conventional | WaterHeat | Com - Office (Large) | Com | ROB and NEW | 0 | 1000 sqft2 of floor space | Cap-kBTUh | 20 | DEER:Indoor_CFL_Ltg | 0.0445 | 2.16e-06 | 1.99 | SWWH005-07 | 5.59 | 2022 | 2.41 | 2022 | 0 | 0 | SWWH005-07 | Com Gas Water Heating Boilers - Hot-Dry ¦ SCG ¦ Hot-Dry | Com Gas Water Heating Boilers - Hot-Dry | 1.3124 | 1 | 0.64753 | CBSA 2014 | -8.9409 | 2012 | 0.6 | SWWH005-07
COM-WATERHEAT-20.54 | Com ¦ Code Gas Water Heating Boiler (0.81 UEF) - Hot-Dry ¦ SCG ¦ Hot-Dry | Com ¦ Code Gas Water Heating Boiler (0.81 UEF) - Hot-Dry | SCG ¦ Hot-Dry | SCG | All | Gas | Small/med. commercial HW boiler < 200 kBtu/hr, 0.81 UEF | Average Existing and Code |  | 2031 | 1 | Conventional | WaterHeat | Com - Office (Small) | Com | ROB and NEW | 0 | 1000 sqft2 of floor space | Cap-kBTUh | 20 | DEER:Indoor_CFL_Ltg | 0.0408 | 3.36e-07 | 1.82 | SWWH005-07 | 5.59 | 2022 | 2.41 | 2022 | 0 | 0 | SWWH005-07 | Com Gas Water Heating Boilers - Hot-Dry ¦ SCG ¦ Hot-Dry | Com Gas Water Heating Boilers - Hot-Dry | 0 | 1 | 0 | CBSA 2014 | -3.6049 | 2012 | 0.6 | SWWH005-07
COM-WATERHEAT-20.55 | Com ¦ Code Gas Water Heating Boiler (0.81 UEF) - Hot-Dry ¦ SCG ¦ Hot-Dry | Com ¦ Code Gas Water Heating Boiler (0.81 UEF) - Hot-Dry | SCG ¦ Hot-Dry | SCG | All | Gas | Small/med. commercial HW boiler < 200 kBtu/hr, 0.81 UEF | Average Existing and Code |  | 2031 | 1 | Conventional | WaterHeat | Com - Other | Com | ROB and NEW | 0 | 1000 sqft2 of floor space | Cap-kBTUh | 20 | DEER:Indoor_CFL_Ltg | 0.0637 | 9.49e-06 | 2.85 | SWWH005-07 | 5.59 | 2022 | 2.41 | 2022 | 0 | 0 | SWWH005-07 | Com Gas Water Heating Boilers - Hot-Dry ¦ SCG ¦ Hot-Dry | Com Gas Water Heating Boilers - Hot-Dry | 0.79996 | 1 | 0.64753 | CBSA 2014 | -12.9176 | 2012 | 0.6 | SWWH005-07
COM-WATERHEAT-20.56 | Com ¦ Code Gas Water Heating Boiler (0.81 UEF) - Hot-Dry ¦ SCG ¦ Hot-Dry | Com ¦ Code Gas Water Heating Boiler (0.81 UEF) - Hot-Dry | SCG ¦ Hot-Dry | SCG | All | Gas | Small/med. commercial HW boiler < 200 kBtu/hr, 0.81 UEF | Average Existing and Code |  | 2031 | 1 | Conventional | WaterHeat | Com - Refrig. Warehouse | Com | ROB and NEW | 0 | 1000 sqft2 of floor space | Cap-kBTUh | 20 | DEER:Indoor_CFL_Ltg | 0.0998 | 8.08e-06 | 4.46 | SWWH005-07 | 5.59 | 2022 | 2.41 | 2022 | 0 | 0 | SWWH005-07 | Com Gas Water Heating Boilers - Hot-Dry ¦ SCG ¦ Hot-Dry | Com Gas Water Heating Boilers - Hot-Dry | 0.075958 | 1 | 0.64753 | CBSA 2014 | -3.3503 | 2012 | 0.6 | SWWH005-07
COM-WATERHEAT-20.57 | Com ¦ Code Gas Water Heating Boiler (0.81 UEF) - Hot-Dry ¦ SCG ¦ Hot-Dry | Com ¦ Code Gas Water Heating Boiler (0.81 UEF) - Hot-Dry | SCG ¦ Hot-Dry | SCG | All | Gas | Small/med. commercial HW boiler < 200 kBtu/hr, 0.81 UEF | Average Existing and Code |  | 2031 | 1 | Conventional | WaterHeat | Com - Restaurant | Com | ROB and NEW | 0 | 1000 sqft2 of floor space | Cap-kBTUh | 20 | DEER:Indoor_CFL_Ltg | 0.045375 | 8.3549e-06 | 2.0275 | SWWH005-07 | 5.59 | 2022 | 2.41 | 2022 | 0 | 0 | SWWH005-07 | Com Gas Water Heating Boilers - Hot-Dry ¦ SCG ¦ Hot-Dry | Com Gas Water Heating Boilers - Hot-Dry | 1.7816 | 1 | 0.64753 | CBSA 2014 | -1.5239 | 2012 | 0.6 | SWWH005-07
COM-WATERHEAT-20.58 | Com ¦ Code Gas Water Heating Boiler (0.81 UEF) - Hot-Dry ¦ SCG ¦ Hot-Dry | Com ¦ Code Gas Water Heating Boiler (0.81 UEF) - Hot-Dry | SCG ¦ Hot-Dry | SCG | All | Gas | Small/med. commercial HW boiler < 200 kBtu/hr, 0.81 UEF | Average Existing and Code |  | 2031 | 1 | Conventional | WaterHeat | Com - Retail | Com | ROB and NEW | 0 | 1000 sqft2 of floor space | Cap-kBTUh | 20 | DEER:Indoor_CFL_Ltg | 0.050885 | 8.4083e-06 | 2.2718 | SWWH005-07 | 5.59 | 2022 | 2.41 | 2022 | 0 | 0 | SWWH005-07 | Com Gas Water Heating Boilers - Hot-Dry ¦ SCG ¦ Hot-Dry | Com Gas Water Heating Boilers - Hot-Dry | 0 | 1 | 0 | CBSA 2014 | -11.243 | 2012 | 0.6 | SWWH005-07
COM-WATERHEAT-20.59 | Com ¦ Code Gas Water Heating Boiler (0.81 UEF) - Hot-Dry ¦ SCG ¦ Hot-Dry | Com ¦ Code Gas Water Heating Boiler (0.81 UEF) - Hot-Dry | SCG ¦ Hot-Dry | SCG | All | Gas | Small/med. commercial HW boiler < 200 kBtu/hr, 0.81 UEF | Average Existing and Code |  | 2031 | 1 | Conventional | WaterHeat | Com - School | Com | ROB and NEW | 0 | 1000 sqft2 of floor space | Cap-kBTUh | 20 | DEER:Indoor_CFL_Ltg | 0.031 | 2e-06 | 1.39 | SWWH005-07 | 5.59 | 2022 | 2.41 | 2022 | 0 | 0 | SWWH005-07 | Com Gas Water Heating Boilers - Hot-Dry ¦ SCG ¦ Hot-Dry | Com Gas Water Heating Boilers - Hot-Dry | 2.028 | 1 | 0.64753 | CBSA 2014 | -3.1809 | 2012 | 0.6 | SWWH005-07
COM-WATERHEAT-20.60 | Com ¦ Code Gas Water Heating Boiler (0.81 UEF) - Hot-Dry ¦ SCG ¦ Hot-Dry | Com ¦ Code Gas Water Heating Boiler (0.81 UEF) - Hot-Dry | SCG ¦ Hot-Dry | SCG | All | Gas | Small/med. commercial HW boiler < 200 kBtu/hr, 0.81 UEF | Average Existing and Code |  | 2031 | 1 | Conventional | WaterHeat | Com - Warehouse | Com | ROB and NEW | 0 | 1000 sqft2 of floor space | Cap-kBTUh | 20 | DEER:Indoor_CFL_Ltg | 0.0512 | 1.66e-06 | 2.28 | SWWH005-07 | 5.59 | 2022 | 2.41 | 2022 | 0 | 0 | SWWH005-07 | Com Gas Water Heating Boilers - Hot-Dry ¦ SCG ¦ Hot-Dry | Com Gas Water Heating Boilers - Hot-Dry | 0.075958 | 1 | 0.64753 | CBSA 2014 | -9.6266 | 2012 | 0.6 | SWWH005-07
COM-WATERHEAT-20.61 | Com ¦ Code Gas Water Heating Boiler (0.81 UEF) - Cold ¦ SCG ¦ Cold | Com ¦ Code Gas Water Heating Boiler (0.81 UEF) - Cold | SCG ¦ Cold | SCG | All | Gas | Small/med. commercial HW boiler < 200 kBtu/hr, 0.81 UEF | Average Existing and Code |  | 2031 | 1 | Conventional | WaterHeat | Com - College | Com | ROB and NEW | 0 | 1000 sqft2 of floor space | Cap-kBTUh | 20 | DEER:Indoor_CFL_Ltg | 0.059322 | 6.2317e-06 | 2.6507 | SWWH005-07 | 5.59 | 2022 | 2.41 | 2022 | 0 | 0 | SWWH005-07 | Com Gas Water Heating Boilers - Cold ¦ SCG ¦ Cold | Com Gas Water Heating Boilers - Cold | 2.028 | 1 | 0.64753 | CBSA 2014 | -8.7482 | 2012 | 0.6 | SWWH005-07
COM-WATERHEAT-20.62 | Com ¦ Code Gas Water Heating Boiler (0.81 UEF) - Cold ¦ SCG ¦ Cold | Com ¦ Code Gas Water Heating Boiler (0.81 UEF) - Cold | SCG ¦ Cold | SCG | All | Gas | Small/med. commercial HW boiler < 200 kBtu/hr, 0.81 UEF | Average Existing and Code |  | 2031 | 1 | Conventional | WaterHeat | Com - Grocery | Com | ROB and NEW | 0 | 1000 sqft2 of floor space | Cap-kBTUh | 20 | DEER:Indoor_CFL_Ltg | 0.097 | 1.79e-05 | 4.33 | SWWH005-07 | 5.59 | 2022 | 2.41 | 2022 | 0 | 0 | SWWH005-07 | Com Gas Water Heating Boilers - Cold ¦ SCG ¦ Cold | Com Gas Water Heating Boilers - Cold | 0.25893 | 1 | 0.64753 | CBSA 2014 | -10.1731 | 2012 | 0.6 | SWWH005-07
COM-WATERHEAT-20.63 | Com ¦ Code Gas Water Heating Boiler (0.81 UEF) - Cold ¦ SCG ¦ Cold | Com ¦ Code Gas Water Heating Boiler (0.81 UEF) - Cold | SCG ¦ Cold | SCG | All | Gas | Small/med. commercial HW boiler < 200 kBtu/hr, 0.81 UEF | Average Existing and Code |  | 2031 | 1 | Conventional | WaterHeat | Com - Health | Com | ROB and NEW | 0 | 1000 sqft2 of floor space | Cap-kBTUh | 20 | DEER:Indoor_CFL_Ltg | 0.11301 | 1.3709e-05 | 5.0552 | SWWH005-07 | 5.59 | 2022 | 2.41 | 2022 | 0 | 0 | SWWH005-07 | Com Gas Water Heating Boilers - Cold ¦ SCG ¦ Cold | Com Gas Water Heating Boilers - Cold | 2.3999 | 1 | 0.64753 | CBSA 2014 | -14.2864 | 2012 | 0.6 | SWWH005-07
COM-WATERHEAT-20.64 | Com ¦ Code Gas Water Heating Boiler (0.81 UEF) - Cold ¦ SCG ¦ Cold | Com ¦ Code Gas Water Heating Boiler (0.81 UEF) - Cold | SCG ¦ Cold | SCG | All | Gas | Small/med. commercial HW boiler < 200 kBtu/hr, 0.81 UEF | Average Existing and Code |  | 2031 | 1 | Conventional | WaterHeat | Com - Lodging | Com | ROB and NEW | 0 | 1000 sqft2 of floor space | Cap-kBTUh | 20 | DEER:Indoor_CFL_Ltg | 0.13259 | 1.6206e-05 | 5.946 | SWWH005-07 | 5.59 | 2022 | 2.41 | 2022 | 0 | 0 | SWWH005-07 | Com Gas Water Heating Boilers - Cold ¦ SCG ¦ Cold | Com Gas Water Heating Boilers - Cold | 14.3568 | 1 | 0.64753 | CBSA 2014 | -58.7576 | 2012 | 0.6 | SWWH005-07
COM-WATERHEAT-20.65 | Com ¦ Code Gas Water Heating Boiler (0.81 UEF) - Cold ¦ SCG ¦ Cold | Com ¦ Code Gas Water Heating Boiler (0.81 UEF) - Cold | SCG ¦ Cold | SCG | All | Gas | Small/med. commercial HW boiler < 200 kBtu/hr, 0.81 UEF | Average Existing and Code |  | 2031 | 1 | Conventional | WaterHeat | Com - Office (Large) | Com | ROB and NEW | 0 | 1000 sqft2 of floor space | Cap-kBTUh | 20 | DEER:Indoor_CFL_Ltg | 0.0526 | 2.57e-06 | 2.35 | SWWH005-07 | 5.59 | 2022 | 2.41 | 2022 | 0 | 0 | SWWH005-07 | Com Gas Water Heating Boilers - Cold ¦ SCG ¦ Cold | Com Gas Water Heating Boilers - Cold | 1.3124 | 1 | 0.64753 | CBSA 2014 | -10.5584 | 2012 | 0.6 | SWWH005-07
COM-WATERHEAT-20.66 | Com ¦ Code Gas Water Heating Boiler (0.81 UEF) - Cold ¦ SCG ¦ Cold | Com ¦ Code Gas Water Heating Boiler (0.81 UEF) - Cold | SCG ¦ Cold | SCG | All | Gas | Small/med. commercial HW boiler < 200 kBtu/hr, 0.81 UEF | Average Existing and Code |  | 2031 | 1 | Conventional | WaterHeat | Com - Office (Small) | Com | ROB and NEW | 0 | 1000 sqft2 of floor space | Cap-kBTUh | 20 | DEER:Indoor_CFL_Ltg | 0.0482 | 3.94e-07 | 2.16 | SWWH005-07 | 5.59 | 2022 | 2.41 | 2022 | 0 | 0 | SWWH005-07 | Com Gas Water Heating Boilers - Cold ¦ SCG ¦ Cold | Com Gas Water Heating Boilers - Cold | 0 | 1 | 0 | CBSA 2014 | -4.2783 | 2012 | 0.6 | SWWH005-07
COM-WATERHEAT-20.67 | Com ¦ Code Gas Water Heating Boiler (0.81 UEF) - Cold ¦ SCG ¦ Cold | Com ¦ Code Gas Water Heating Boiler (0.81 UEF) - Cold | SCG ¦ Cold | SCG | All | Gas | Small/med. commercial HW boiler < 200 kBtu/hr, 0.81 UEF | Average Existing and Code |  | 2031 | 1 | Conventional | WaterHeat | Com - Other | Com | ROB and NEW | 0 | 1000 sqft2 of floor space | Cap-kBTUh | 20 | DEER:Indoor_CFL_Ltg | 0.0754 | 1.13e-05 | 3.37 | SWWH005-07 | 5.59 | 2022 | 2.41 | 2022 | 0 | 0 | SWWH005-07 | Com Gas Water Heating Boilers - Cold ¦ SCG ¦ Cold | Com Gas Water Heating Boilers - Cold | 0.79996 | 1 | 0.64753 | CBSA 2014 | -15.2744 | 2012 | 0.6 | SWWH005-07
COM-WATERHEAT-20.68 | Com ¦ Code Gas Water Heating Boiler (0.81 UEF) - Cold ¦ SCG ¦ Cold | Com ¦ Code Gas Water Heating Boiler (0.81 UEF) - Cold | SCG ¦ Cold | SCG | All | Gas | Small/med. commercial HW boiler < 200 kBtu/hr, 0.81 UEF | Average Existing and Code |  | 2031 | 1 | Conventional | WaterHeat | Com - Refrig. Warehouse | Com | ROB and NEW | 0 | 1000 sqft2 of floor space | Cap-kBTUh | 20 | DEER:Indoor_CFL_Ltg | 0.118 | 9.6e-06 | 5.28 | SWWH005-07 | 5.59 | 2022 | 2.41 | 2022 | 0 | 0 | SWWH005-07 | Com Gas Water Heating Boilers - Cold ¦ SCG ¦ Cold | Com Gas Water Heating Boilers - Cold | 0.075958 | 1 | 0.64753 | CBSA 2014 | -3.9663 | 2012 | 0.6 | SWWH005-07
COM-WATERHEAT-20.69 | Com ¦ Code Gas Water Heating Boiler (0.81 UEF) - Cold ¦ SCG ¦ Cold | Com ¦ Code Gas Water Heating Boiler (0.81 UEF) - Cold | SCG ¦ Cold | SCG | All | Gas | Small/med. commercial HW boiler < 200 kBtu/hr, 0.81 UEF | Average Existing and Code |  | 2031 | 1 | Conventional | WaterHeat | Com - Restaurant | Com | ROB and NEW | 0 | 1000 sqft2 of floor space | Cap-kBTUh | 20 | DEER:Indoor_CFL_Ltg | 0.053575 | 1.0002e-05 | 2.4 | SWWH005-07 | 5.59 | 2022 | 2.41 | 2022 | 0 | 0 | SWWH005-07 | Com Gas Water Heating Boilers - Cold ¦ SCG ¦ Cold | Com Gas Water Heating Boilers - Cold | 1.7816 | 1 | 0.64753 | CBSA 2014 | -1.8039 | 2012 | 0.6 | SWWH005-07
COM-WATERHEAT-20.70 | Com ¦ Code Gas Water Heating Boiler (0.81 UEF) - Cold ¦ SCG ¦ Cold | Com ¦ Code Gas Water Heating Boiler (0.81 UEF) - Cold | SCG ¦ Cold | SCG | All | Gas | Small/med. commercial HW boiler < 200 kBtu/hr, 0.81 UEF | Average Existing and Code |  | 2031 | 1 | Conventional | WaterHeat | Com - Retail | Com | ROB and NEW | 0 | 1000 sqft2 of floor space | Cap-kBTUh | 20 | DEER:Indoor_CFL_Ltg | 0.060152 | 1.0047e-05 | 2.6911 | SWWH005-07 | 5.59 | 2022 | 2.41 | 2022 | 0 | 0 | SWWH005-07 | Com Gas Water Heating Boilers - Cold ¦ SCG ¦ Cold | Com Gas Water Heating Boilers - Cold | 0 | 1 | 0 | CBSA 2014 | -13.3182 | 2012 | 0.6 | SWWH005-07
COM-WATERHEAT-20.71 | Com ¦ Code Gas Water Heating Boiler (0.81 UEF) - Cold ¦ SCG ¦ Cold | Com ¦ Code Gas Water Heating Boiler (0.81 UEF) - Cold | SCG ¦ Cold | SCG | All | Gas | Small/med. commercial HW boiler < 200 kBtu/hr, 0.81 UEF | Average Existing and Code |  | 2031 | 1 | Conventional | WaterHeat | Com - School | Com | ROB and NEW | 0 | 1000 sqft2 of floor space | Cap-kBTUh | 20 | DEER:Indoor_CFL_Ltg | 0.0369 | 0 | 1.65 | SWWH005-07 | 5.59 | 2022 | 2.41 | 2022 | 0 | 0 | SWWH005-07 | Com Gas Water Heating Boilers - Cold ¦ SCG ¦ Cold | Com Gas Water Heating Boilers - Cold | 2.028 | 1 | 0.64753 | CBSA 2014 | -3.7759 | 2012 | 0.6 | SWWH005-07
COM-WATERHEAT-20.72 | Com ¦ Code Gas Water Heating Boiler (0.81 UEF) - Cold ¦ SCG ¦ Cold | Com ¦ Code Gas Water Heating Boiler (0.81 UEF) - Cold | SCG ¦ Cold | SCG | All | Gas | Small/med. commercial HW boiler < 200 kBtu/hr, 0.81 UEF | Average Existing and Code |  | 2031 | 1 | Conventional | WaterHeat | Com - Warehouse | Com | ROB and NEW | 0 | 1000 sqft2 of floor space | Cap-kBTUh | 20 | DEER:Indoor_CFL_Ltg | 0.0605 | 1.98e-06 | 2.71 | SWWH005-07 | 5.59 | 2022 | 2.41 | 2022 | 0 | 0 | SWWH005-07 | Com Gas Water Heating Boilers - Cold ¦ SCG ¦ Cold | Com Gas Water Heating Boilers - Cold | 0.075958 | 1 | 0.64753 | CBSA 2014 | -11.4421 | 2012 | 0.6 | SWWH005-07
COM-WATERHEAT-20.73 | Com ¦ Code Gas Water Heating Boiler (0.81 UEF) - Marine ¦ SDG&E ¦ Marine | Com ¦ Code Gas Water Heating Boiler (0.81 UEF) - Marine | SDG&E ¦ Marine | SDG&E | All | Gas | Small/med. commercial HW boiler < 200 kBtu/hr, 0.81 UEF | Average Existing and Code |  | 2031 | 1 | Conventional | WaterHeat | Com - College | Com | ROB and NEW | 0 | 1000 sqft2 of floor space | Cap-kBTUh | 20 | DEER:Indoor_CFL_Ltg | 0.051087 | 1.3017e-05 | 2.2853 | SWWH005-07 | 5.59 | 2022 | 2.41 | 2022 | 0 | 0 | SWWH005-07 | Com Gas Water Heating Boilers - Marine ¦ SDG&E ¦ Marine | Com Gas Water Heating Boilers - Marine | 2.028 | 1 | 0.64753 | CBSA 2014 | -7.5423 | 2012 | 0.6 | SWWH005-07
COM-WATERHEAT-20.74 | Com ¦ Code Gas Water Heating Boiler (0.81 UEF) - Marine ¦ SDG&E ¦ Marine | Com ¦ Code Gas Water Heating Boiler (0.81 UEF) - Marine | SDG&E ¦ Marine | SDG&E | All | Gas | Small/med. commercial HW boiler < 200 kBtu/hr, 0.81 UEF | Average Existing and Code |  | 2031 | 1 | Conventional | WaterHeat | Com - Grocery | Com | ROB and NEW | 0 | 1000 sqft2 of floor space | Cap-kBTUh | 20 | DEER:Indoor_CFL_Ltg | 0.0835 | 1.57e-05 | 3.73 | SWWH005-07 | 5.59 | 2022 | 2.41 | 2022 | 0 | 0 | SWWH005-07 | Com Gas Water Heating Boilers - Marine ¦ SDG&E ¦ Marine | Com Gas Water Heating Boilers - Marine | 0.25893 | 1 | 0.64753 | CBSA 2014 | -8.7634 | 2012 | 0.6 | SWWH005-07
COM-WATERHEAT-20.75 | Com ¦ Code Gas Water Heating Boiler (0.81 UEF) - Marine ¦ SDG&E ¦ Marine | Com ¦ Code Gas Water Heating Boiler (0.81 UEF) - Marine | SDG&E ¦ Marine | SDG&E | All | Gas | Small/med. commercial HW boiler < 200 kBtu/hr, 0.81 UEF | Average Existing and Code |  | 2031 | 1 | Conventional | WaterHeat | Com - Health | Com | ROB and NEW | 0 | 1000 sqft2 of floor space | Cap-kBTUh | 20 | DEER:Indoor_CFL_Ltg | 0.097924 | 1.2149e-05 | 4.367 | SWWH005-07 | 5.59 | 2022 | 2.41 | 2022 | 0 | 0 | SWWH005-07 | Com Gas Water Heating Boilers - Marine ¦ SDG&E ¦ Marine | Com Gas Water Heating Boilers - Marine | 2.3999 | 1 | 0.64753 | CBSA 2014 | -12.3413 | 2012 | 0.6 | SWWH005-07
COM-WATERHEAT-20.76 | Com ¦ Code Gas Water Heating Boiler (0.81 UEF) - Marine ¦ SDG&E ¦ Marine | Com ¦ Code Gas Water Heating Boiler (0.81 UEF) - Marine | SDG&E ¦ Marine | SDG&E | All | Gas | Small/med. commercial HW boiler < 200 kBtu/hr, 0.81 UEF | Average Existing and Code |  | 2031 | 1 | Conventional | WaterHeat | Com - Lodging | Com | ROB and NEW | 0 | 1000 sqft2 of floor space | Cap-kBTUh | 20 | DEER:Indoor_CFL_Ltg | 0.11434 | 1.4353e-05 | 5.1392 | SWWH005-07 | 5.59 | 2022 | 2.41 | 2022 | 0 | 0 | SWWH005-07 | Com Gas Water Heating Boilers - Marine ¦ SDG&E ¦ Marine | Com Gas Water Heating Boilers - Marine | 14.3568 | 1 | 0.64753 | CBSA 2014 | -50.7849 | 2012 | 0.6 | SWWH005-07
COM-WATERHEAT-20.77 | Com ¦ Code Gas Water Heating Boiler (0.81 UEF) - Marine ¦ SDG&E ¦ Marine | Com ¦ Code Gas Water Heating Boiler (0.81 UEF) - Marine | SDG&E ¦ Marine | SDG&E | All | Gas | Small/med. commercial HW boiler < 200 kBtu/hr, 0.81 UEF | Average Existing and Code |  | 2031 | 1 | Conventional | WaterHeat | Com - Office (Large) | Com | ROB and NEW | 0 | 1000 sqft2 of floor space | Cap-kBTUh | 20 | DEER:Indoor_CFL_Ltg | 0.0454 | 2.28e-06 | 2.04 | SWWH005-07 | 5.59 | 2022 | 2.41 | 2022 | 0 | 0 | SWWH005-07 | Com Gas Water Heating Boilers - Marine ¦ SDG&E ¦ Marine | Com Gas Water Heating Boilers - Marine | 1.3124 | 1 | 0.64753 | CBSA 2014 | -9.1655 | 2012 | 0.6 | SWWH005-07
COM-WATERHEAT-20.78 | Com ¦ Code Gas Water Heating Boiler (0.81 UEF) - Marine ¦ SDG&E ¦ Marine | Com ¦ Code Gas Water Heating Boiler (0.81 UEF) - Marine | SDG&E ¦ Marine | SDG&E | All | Gas | Small/med. commercial HW boiler < 200 kBtu/hr, 0.81 UEF | Average Existing and Code |  | 2031 | 1 | Conventional | WaterHeat | Com - Office (Small) | Com | ROB and NEW | 0 | 1000 sqft2 of floor space | Cap-kBTUh | 20 | DEER:Indoor_CFL_Ltg | 0.0417 | 3.55e-07 | 1.86 | SWWH005-07 | 5.59 | 2022 | 2.41 | 2022 | 0 | 0 | SWWH005-07 | Com Gas Water Heating Boilers - Marine ¦ SDG&E ¦ Marine | Com Gas Water Heating Boilers - Marine | 0 | 1 | 0 | CBSA 2014 | -3.6841 | 2012 | 0.6 | SWWH005-07
COM-WATERHEAT-20.79 | Com ¦ Code Gas Water Heating Boiler (0.81 UEF) - Marine ¦ SDG&E ¦ Marine | Com ¦ Code Gas Water Heating Boiler (0.81 UEF) - Marine | SDG&E ¦ Marine | SDG&E | All | Gas | Small/med. commercial HW boiler < 200 kBtu/hr, 0.81 UEF | Average Existing and Code |  | 2031 | 1 | Conventional | WaterHeat | Com - Other | Com | ROB and NEW | 0 | 1000 sqft2 of floor space | Cap-kBTUh | 20 | DEER:Indoor_CFL_Ltg | 0.065 | 9.98e-06 | 2.91 | SWWH005-07 | 5.59 | 2022 | 2.41 | 2022 | 0 | 0 | SWWH005-07 | Com Gas Water Heating Boilers - Marine ¦ SDG&E ¦ Marine | Com Gas Water Heating Boilers - Marine | 0.79996 | 1 | 0.64753 | CBSA 2014 | -13.1895 | 2012 | 0.6 | SWWH005-07
COM-WATERHEAT-20.80 | Com ¦ Code Gas Water Heating Boiler (0.81 UEF) - Marine ¦ SDG&E ¦ Marine | Com ¦ Code Gas Water Heating Boiler (0.81 UEF) - Marine | SDG&E ¦ Marine | SDG&E | All | Gas | Small/med. commercial HW boiler < 200 kBtu/hr, 0.81 UEF | Average Existing and Code |  | 2031 | 1 | Conventional | WaterHeat | Com - Refrig. Warehouse | Com | ROB and NEW | 0 | 1000 sqft2 of floor space | Cap-kBTUh | 20 | DEER:Indoor_CFL_Ltg | 0.102 | 8.52e-06 | 4.55 | SWWH005-07 | 5.59 | 2022 | 2.41 | 2022 | 0 | 0 | SWWH005-07 | Com Gas Water Heating Boilers - Marine ¦ SDG&E ¦ Marine | Com Gas Water Heating Boilers - Marine | 0.075958 | 1 | 0.64753 | CBSA 2014 | -3.4179 | 2012 | 0.6 | SWWH005-07
COM-WATERHEAT-20.81 | Com ¦ Code Gas Water Heating Boiler (0.81 UEF) - Marine ¦ SDG&E ¦ Marine | Com ¦ Code Gas Water Heating Boiler (0.81 UEF) - Marine | SDG&E ¦ Marine | SDG&E | All | Gas | Small/med. commercial HW boiler < 200 kBtu/hr, 0.81 UEF | Average Existing and Code |  | 2031 | 1 | Conventional | WaterHeat | Com - Restaurant | Com | ROB and NEW | 0 | 1000 sqft2 of floor space | Cap-kBTUh | 20 | DEER:Indoor_CFL_Ltg | 0.0462 | 8.8124e-06 | 2.0675 | SWWH005-07 | 5.59 | 2022 | 2.41 | 2022 | 0 | 0 | SWWH005-07 | Com Gas Water Heating Boilers - Marine ¦ SDG&E ¦ Marine | Com Gas Water Heating Boilers - Marine | 1.7816 | 1 | 0.64753 | CBSA 2014 | -1.554 | 2012 | 0.6 | SWWH005-07
COM-WATERHEAT-20.82 | Com ¦ Code Gas Water Heating Boiler (0.81 UEF) - Marine ¦ SDG&E ¦ Marine | Com ¦ Code Gas Water Heating Boiler (0.81 UEF) - Marine | SDG&E ¦ Marine | SDG&E | All | Gas | Small/med. commercial HW boiler < 200 kBtu/hr, 0.81 UEF | Average Existing and Code |  | 2031 | 1 | Conventional | WaterHeat | Com - Retail | Com | ROB and NEW | 0 | 1000 sqft2 of floor space | Cap-kBTUh | 20 | DEER:Indoor_CFL_Ltg | 0.051952 | 8.8811e-06 | 2.3184 | SWWH005-07 | 5.59 | 2022 | 2.41 | 2022 | 0 | 0 | SWWH005-07 | Com Gas Water Heating Boilers - Marine ¦ SDG&E ¦ Marine | Com Gas Water Heating Boilers - Marine | 0 | 1 | 0 | CBSA 2014 | -11.4738 | 2012 | 0.6 | SWWH005-07
COM-WATERHEAT-20.83 | Com ¦ Code Gas Water Heating Boiler (0.81 UEF) - Marine ¦ SDG&E ¦ Marine | Com ¦ Code Gas Water Heating Boiler (0.81 UEF) - Marine | SDG&E ¦ Marine | SDG&E | All | Gas | Small/med. commercial HW boiler < 200 kBtu/hr, 0.81 UEF | Average Existing and Code |  | 2031 | 1 | Conventional | WaterHeat | Com - School | Com | ROB and NEW | 0 | 1000 sqft2 of floor space | Cap-kBTUh | 20 | DEER:Indoor_CFL_Ltg | 0.0316 | 2.1e-06 | 1.41 | SWWH005-07 | 5.59 | 2022 | 2.41 | 2022 | 0 | 0 | SWWH005-07 | Com Gas Water Heating Boilers - Marine ¦ SDG&E ¦ Marine | Com Gas Water Heating Boilers - Marine | 2.028 | 1 | 0.64753 | CBSA 2014 | -3.2267 | 2012 | 0.6 | SWWH005-07
COM-WATERHEAT-20.84 | Com ¦ Code Gas Water Heating Boiler (0.81 UEF) - Marine ¦ SDG&E ¦ Marine | Com ¦ Code Gas Water Heating Boiler (0.81 UEF) - Marine | SDG&E ¦ Marine | SDG&E | All | Gas | Small/med. commercial HW boiler < 200 kBtu/hr, 0.81 UEF | Average Existing and Code |  | 2031 | 1 | Conventional | WaterHeat | Com - Warehouse | Com | ROB and NEW | 0 | 1000 sqft2 of floor space | Cap-kBTUh | 20 | DEER:Indoor_CFL_Ltg | 0.0522 | 1.75e-06 | 2.33 | SWWH005-07 | 5.59 | 2022 | 2.41 | 2022 | 0 | 0 | SWWH005-07 | Com Gas Water Heating Boilers - Marine ¦ SDG&E ¦ Marine | Com Gas Water Heating Boilers - Marine | 0.075958 | 1 | 0.64753 | CBSA 2014 | -9.8377 | 2012 | 0.6 | SWWH005-07
COM-WATERHEAT-20.85 | Com ¦ Code Gas Water Heating Boiler (0.81 UEF) - Hot-Dry ¦ SDG&E ¦ Hot-Dry | Com ¦ Code Gas Water Heating Boiler (0.81 UEF) - Hot-Dry | SDG&E ¦ Hot-Dry | SDG&E | All | Gas | Small/med. commercial HW boiler < 200 kBtu/hr, 0.81 UEF | Average Existing and Code |  | 2031 | 1 | Conventional | WaterHeat | Com - College | Com | ROB and NEW | 0 | 1000 sqft2 of floor space | Cap-kBTUh | 20 | DEER:Indoor_CFL_Ltg | 0.050887 | 1.2917e-05 | 2.2777 | SWWH005-07 | 5.59 | 2022 | 2.41 | 2022 | 0 | 0 | SWWH005-07 | Com Gas Water Heating Boilers - Hot-Dry ¦ SDG&E ¦ Hot-Dry | Com Gas Water Heating Boilers - Hot-Dry | 2.028 | 1 | 0.64753 | CBSA 2014 | -7.5173 | 2012 | 0.6 | SWWH005-07
COM-WATERHEAT-20.86 | Com ¦ Code Gas Water Heating Boiler (0.81 UEF) - Hot-Dry ¦ SDG&E ¦ Hot-Dry | Com ¦ Code Gas Water Heating Boiler (0.81 UEF) - Hot-Dry | SDG&E ¦ Hot-Dry | SDG&E | All | Gas | Small/med. commercial HW boiler < 200 kBtu/hr, 0.81 UEF | Average Existing and Code |  | 2031 | 1 | Conventional | WaterHeat | Com - Grocery | Com | ROB and NEW | 0 | 1000 sqft2 of floor space | Cap-kBTUh | 20 | DEER:Indoor_CFL_Ltg | 0.0833 | 1.56e-05 | 3.72 | SWWH005-07 | 5.59 | 2022 | 2.41 | 2022 | 0 | 0 | SWWH005-07 | Com Gas Water Heating Boilers - Hot-Dry ¦ SDG&E ¦ Hot-Dry | Com Gas Water Heating Boilers - Hot-Dry | 0.25893 | 1 | 0.64753 | CBSA 2014 | -8.74 | 2012 | 0.6 | SWWH005-07
COM-WATERHEAT-20.87 | Com ¦ Code Gas Water Heating Boiler (0.81 UEF) - Hot-Dry ¦ SDG&E ¦ Hot-Dry | Com ¦ Code Gas Water Heating Boiler (0.81 UEF) - Hot-Dry | SDG&E ¦ Hot-Dry | SDG&E | All | Gas | Small/med. commercial HW boiler < 200 kBtu/hr, 0.81 UEF | Average Existing and Code |  | 2031 | 1 | Conventional | WaterHeat | Com - Health | Com | ROB and NEW | 0 | 1000 sqft2 of floor space | Cap-kBTUh | 20 | DEER:Indoor_CFL_Ltg | 0.097286 | 1.2071e-05 | 4.3515 | SWWH005-07 | 5.59 | 2022 | 2.41 | 2022 | 0 | 0 | SWWH005-07 | Com Gas Water Heating Boilers - Hot-Dry ¦ SDG&E ¦ Hot-Dry | Com Gas Water Heating Boilers - Hot-Dry | 2.3999 | 1 | 0.64753 | CBSA 2014 | -12.2976 | 2012 | 0.6 | SWWH005-07
COM-WATERHEAT-20.88 | Com ¦ Code Gas Water Heating Boiler (0.81 UEF) - Hot-Dry ¦ SDG&E ¦ Hot-Dry | Com ¦ Code Gas Water Heating Boiler (0.81 UEF) - Hot-Dry | SDG&E ¦ Hot-Dry | SDG&E | All | Gas | Small/med. commercial HW boiler < 200 kBtu/hr, 0.81 UEF | Average Existing and Code |  | 2031 | 1 | Conventional | WaterHeat | Com - Lodging | Com | ROB and NEW | 0 | 1000 sqft2 of floor space | Cap-kBTUh | 20 | DEER:Indoor_CFL_Ltg | 0.11432 | 1.4253e-05 | 5.12 | SWWH005-07 | 5.59 | 2022 | 2.41 | 2022 | 0 | 0 | SWWH005-07 | Com Gas Water Heating Boilers - Hot-Dry ¦ SDG&E ¦ Hot-Dry | Com Gas Water Heating Boilers - Hot-Dry | 14.3568 | 1 | 0.64753 | CBSA 2014 | -50.595 | 2012 | 0.6 | SWWH005-07
COM-WATERHEAT-20.89 | Com ¦ Code Gas Water Heating Boiler (0.81 UEF) - Hot-Dry ¦ SDG&E ¦ Hot-Dry | Com ¦ Code Gas Water Heating Boiler (0.81 UEF) - Hot-Dry | SDG&E ¦ Hot-Dry | SDG&E | All | Gas | Small/med. commercial HW boiler < 200 kBtu/hr, 0.81 UEF | Average Existing and Code |  | 2031 | 1 | Conventional | WaterHeat | Com - Office (Large) | Com | ROB and NEW | 0 | 1000 sqft2 of floor space | Cap-kBTUh | 20 | DEER:Indoor_CFL_Ltg | 0.0453 | 2.27e-06 | 2.03 | SWWH005-07 | 5.59 | 2022 | 2.41 | 2022 | 0 | 0 | SWWH005-07 | Com Gas Water Heating Boilers - Hot-Dry ¦ SDG&E ¦ Hot-Dry | Com Gas Water Heating Boilers - Hot-Dry | 1.3124 | 1 | 0.64753 | CBSA 2014 | -9.1206 | 2012 | 0.6 | SWWH005-07
COM-WATERHEAT-20.90 | Com ¦ Code Gas Water Heating Boiler (0.81 UEF) - Hot-Dry ¦ SDG&E ¦ Hot-Dry | Com ¦ Code Gas Water Heating Boiler (0.81 UEF) - Hot-Dry | SDG&E ¦ Hot-Dry | SDG&E | All | Gas | Small/med. commercial HW boiler < 200 kBtu/hr, 0.81 UEF | Average Existing and Code |  | 2031 | 1 | Conventional | WaterHeat | Com - Office (Small) | Com | ROB and NEW | 0 | 1000 sqft2 of floor space | Cap-kBTUh | 20 | DEER:Indoor_CFL_Ltg | 0.0415 | 3.46e-07 | 1.85 | SWWH005-07 | 5.59 | 2022 | 2.41 | 2022 | 0 | 0 | SWWH005-07 | Com Gas Water Heating Boilers - Hot-Dry ¦ SDG&E ¦ Hot-Dry | Com Gas Water Heating Boilers - Hot-Dry | 0 | 1 | 0 | CBSA 2014 | -3.6643 | 2012 | 0.6 | SWWH005-07
COM-WATERHEAT-20.91 | Com ¦ Code Gas Water Heating Boiler (0.81 UEF) - Hot-Dry ¦ SDG&E ¦ Hot-Dry | Com ¦ Code Gas Water Heating Boiler (0.81 UEF) - Hot-Dry | SDG&E ¦ Hot-Dry | SDG&E | All | Gas | Small/med. commercial HW boiler < 200 kBtu/hr, 0.81 UEF | Average Existing and Code |  | 2031 | 1 | Conventional | WaterHeat | Com - Other | Com | ROB and NEW | 0 | 1000 sqft2 of floor space | Cap-kBTUh | 20 | DEER:Indoor_CFL_Ltg | 0.0648 | 9.98e-06 | 2.9 | SWWH005-07 | 5.59 | 2022 | 2.41 | 2022 | 0 | 0 | SWWH005-07 | Com Gas Water Heating Boilers - Hot-Dry ¦ SDG&E ¦ Hot-Dry | Com Gas Water Heating Boilers - Hot-Dry | 0.79996 | 1 | 0.64753 | CBSA 2014 | -13.1442 | 2012 | 0.6 | SWWH005-07
COM-WATERHEAT-20.92 | Com ¦ Code Gas Water Heating Boiler (0.81 UEF) - Hot-Dry ¦ SDG&E ¦ Hot-Dry | Com ¦ Code Gas Water Heating Boiler (0.81 UEF) - Hot-Dry | SDG&E ¦ Hot-Dry | SDG&E | All | Gas | Small/med. commercial HW boiler < 200 kBtu/hr, 0.81 UEF | Average Existing and Code |  | 2031 | 1 | Conventional | WaterHeat | Com - Refrig. Warehouse | Com | ROB and NEW | 0 | 1000 sqft2 of floor space | Cap-kBTUh | 20 | DEER:Indoor_CFL_Ltg | 0.102 | 8.48e-06 | 4.54 | SWWH005-07 | 5.59 | 2022 | 2.41 | 2022 | 0 | 0 | SWWH005-07 | Com Gas Water Heating Boilers - Hot-Dry ¦ SDG&E ¦ Hot-Dry | Com Gas Water Heating Boilers - Hot-Dry | 0.075958 | 1 | 0.64753 | CBSA 2014 | -3.4104 | 2012 | 0.6 | SWWH005-07
COM-WATERHEAT-20.93 | Com ¦ Code Gas Water Heating Boiler (0.81 UEF) - Hot-Dry ¦ SDG&E ¦ Hot-Dry | Com ¦ Code Gas Water Heating Boiler (0.81 UEF) - Hot-Dry | SDG&E ¦ Hot-Dry | SDG&E | All | Gas | Small/med. commercial HW boiler < 200 kBtu/hr, 0.81 UEF | Average Existing and Code |  | 2031 | 1 | Conventional | WaterHeat | Com - Restaurant | Com | ROB and NEW | 0 | 1000 sqft2 of floor space | Cap-kBTUh | 20 | DEER:Indoor_CFL_Ltg | 0.0461 | 8.7649e-06 | 2.06 | SWWH005-07 | 5.59 | 2022 | 2.41 | 2022 | 0 | 0 | SWWH005-07 | Com Gas Water Heating Boilers - Hot-Dry ¦ SDG&E ¦ Hot-Dry | Com Gas Water Heating Boilers - Hot-Dry | 1.7816 | 1 | 0.64753 | CBSA 2014 | -1.5484 | 2012 | 0.6 | SWWH005-07
COM-WATERHEAT-20.94 | Com ¦ Code Gas Water Heating Boiler (0.81 UEF) - Hot-Dry ¦ SDG&E ¦ Hot-Dry | Com ¦ Code Gas Water Heating Boiler (0.81 UEF) - Hot-Dry | SDG&E ¦ Hot-Dry | SDG&E | All | Gas | Small/med. commercial HW boiler < 200 kBtu/hr, 0.81 UEF | Average Existing and Code |  | 2031 | 1 | Conventional | WaterHeat | Com - Retail | Com | ROB and NEW | 0 | 1000 sqft2 of floor space | Cap-kBTUh | 20 | DEER:Indoor_CFL_Ltg | 0.051752 | 8.8263e-06 | 2.3151 | SWWH005-07 | 5.59 | 2022 | 2.41 | 2022 | 0 | 0 | SWWH005-07 | Com Gas Water Heating Boilers - Hot-Dry ¦ SDG&E ¦ Hot-Dry | Com Gas Water Heating Boilers - Hot-Dry | 0 | 1 | 0 | CBSA 2014 | -11.4573 | 2012 | 0.6 | SWWH005-07
COM-WATERHEAT-20.95 | Com ¦ Code Gas Water Heating Boiler (0.81 UEF) - Hot-Dry ¦ SDG&E ¦ Hot-Dry | Com ¦ Code Gas Water Heating Boiler (0.81 UEF) - Hot-Dry | SDG&E ¦ Hot-Dry | SDG&E | All | Gas | Small/med. commercial HW boiler < 200 kBtu/hr, 0.81 UEF | Average Existing and Code |  | 2031 | 1 | Conventional | WaterHeat | Com - School | Com | ROB and NEW | 0 | 1000 sqft2 of floor space | Cap-kBTUh | 20 | DEER:Indoor_CFL_Ltg | 0.0315 | 2.09e-06 | 1.41 | SWWH005-07 | 5.59 | 2022 | 2.41 | 2022 | 0 | 0 | SWWH005-07 | Com Gas Water Heating Boilers - Hot-Dry ¦ SDG&E ¦ Hot-Dry | Com Gas Water Heating Boilers - Hot-Dry | 2.028 | 1 | 0.64753 | CBSA 2014 | -3.2267 | 2012 | 0.6 | SWWH005-07
COM-WATERHEAT-20.96 | Com ¦ Code Gas Water Heating Boiler (0.81 UEF) - Hot-Dry ¦ SDG&E ¦ Hot-Dry | Com ¦ Code Gas Water Heating Boiler (0.81 UEF) - Hot-Dry | SDG&E ¦ Hot-Dry | SDG&E | All | Gas | Small/med. commercial HW boiler < 200 kBtu/hr, 0.81 UEF | Average Existing and Code |  | 2031 | 1 | Conventional | WaterHeat | Com - Warehouse | Com | ROB and NEW | 0 | 1000 sqft2 of floor space | Cap-kBTUh | 20 | DEER:Indoor_CFL_Ltg | 0.052 | 1.74e-06 | 2.33 | SWWH005-07 | 5.59 | 2022 | 2.41 | 2022 | 0 | 0 | SWWH005-07 | Com Gas Water Heating Boilers - Hot-Dry ¦ SDG&E ¦ Hot-Dry | Com Gas Water Heating Boilers - Hot-Dry | 0.075958 | 1 | 0.64753 | CBSA 2014 | -9.8376 | 2012 | 0.6 | SWWH005-07
COM-WATERHEAT-21.1 | Com ¦ Efficient Gas Water Heating Boiler (0.92 UEF) - Marine ¦ PG&E ¦ Marine | Com ¦ Efficient Gas Water Heating Boiler (0.92 UEF) - Marine | PG&E ¦ Marine | PG&E | All | Gas | Small/med. commercial HW boiler < 200 kBtu/hr, 0.92 UEF | Efficient | 2031 |  | 1 | Conventional | WaterHeat | Com - College | Com | ROB and NEW | 0 | 1000 sqft2 of floor space | Cap-kBTUh | 20 | DEER:Indoor_CFL_Ltg | 0 | 0 | 0 | SWWH005-07 | 10.2 | 2022 | 4.67 | 2022 | 0 | 0 | SWWH005-07 | Com Gas Water Heating Boilers - Marine ¦ PG&E ¦ Marine | Com Gas Water Heating Boilers - Marine | 2.028 | 1 | 0.35247 | CBSA 2014 | 0 | 2032 | 0.6 | SWWH005-07
COM-WATERHEAT-21.2 | Com ¦ Efficient Gas Water Heating Boiler (0.92 UEF) - Marine ¦ PG&E ¦ Marine | Com ¦ Efficient Gas Water Heating Boiler (0.92 UEF) - Marine | PG&E ¦ Marine | PG&E | All | Gas | Small/med. commercial HW boiler < 200 kBtu/hr, 0.92 UEF | Efficient | 2031 |  | 1 | Conventional | WaterHeat | Com - Grocery | Com | ROB and NEW | 0 | 1000 sqft2 of floor space | Cap-kBTUh | 20 | DEER:Indoor_CFL_Ltg | 0 | 0 | 0 | SWWH005-07 | 10.2 | 2022 | 4.67 | 2022 | 0 | 0 | SWWH005-07 | Com Gas Water Heating Boilers - Marine ¦ PG&E ¦ Marine | Com Gas Water Heating Boilers - Marine | 0.25893 | 1 | 0.35247 | CBSA 2014 | 0 | 2032 | 0.6 | SWWH005-07
COM-WATERHEAT-21.3 | Com ¦ Efficient Gas Water Heating Boiler (0.92 UEF) - Marine ¦ PG&E ¦ Marine | Com ¦ Efficient Gas Water Heating Boiler (0.92 UEF) - Marine | PG&E ¦ Marine | PG&E | All | Gas | Small/med. commercial HW boiler < 200 kBtu/hr, 0.92 UEF | Efficient | 2031 |  | 1 | Conventional | WaterHeat | Com - Health | Com | ROB and NEW | 0 | 1000 sqft2 of floor space | Cap-kBTUh | 20 | DEER:Indoor_CFL_Ltg | 0 | 0 | 0 | SWWH005-07 | 10.2 | 2022 | 4.67 | 2022 | 0 | 0 | SWWH005-07 | Com Gas Water Heating Boilers - Marine ¦ PG&E ¦ Marine | Com Gas Water Heating Boilers - Marine | 2.3999 | 1 | 0.35247 | CBSA 2014 | 0 | 2032 | 0.6 | SWWH005-07
COM-WATERHEAT-21.4 | Com ¦ Efficient Gas Water Heating Boiler (0.92 UEF) - Marine ¦ PG&E ¦ Marine | Com ¦ Efficient Gas Water Heating Boiler (0.92 UEF) - Marine | PG&E ¦ Marine | PG&E | All | Gas | Small/med. commercial HW boiler < 200 kBtu/hr, 0.92 UEF | Efficient | 2031 |  | 1 | Conventional | WaterHeat | Com - Lodging | Com | ROB and NEW | 0 | 1000 sqft2 of floor space | Cap-kBTUh | 20 | DEER:Indoor_CFL_Ltg | 0 | 0 | 0 | SWWH005-07 | 10.2 | 2022 | 4.67 | 2022 | 0 | 0 | SWWH005-07 | Com Gas Water Heating Boilers - Marine ¦ PG&E ¦ Marine | Com Gas Water Heating Boilers - Marine | 14.3568 | 1 | 0.35247 | CBSA 2014 | 0 | 2032 | 0.6 | SWWH005-07
COM-WATERHEAT-21.5 | Com ¦ Efficient Gas Water Heating Boiler (0.92 UEF) - Marine ¦ PG&E ¦ Marine | Com ¦ Efficient Gas Water Heating Boiler (0.92 UEF) - Marine | PG&E ¦ Marine | PG&E | All | Gas | Small/med. commercial HW boiler < 200 kBtu/hr, 0.92 UEF | Efficient | 2031 |  | 1 | Conventional | WaterHeat | Com - Office (Large) | Com | ROB and NEW | 0 | 1000 sqft2 of floor space | Cap-kBTUh | 20 | DEER:Indoor_CFL_Ltg | 0 | 0 | 0 | SWWH005-07 | 10.2 | 2022 | 4.67 | 2022 | 0 | 0 | SWWH005-07 | Com Gas Water Heating Boilers - Marine ¦ PG&E ¦ Marine | Com Gas Water Heating Boilers - Marine | 1.3124 | 1 | 0.35247 | CBSA 2014 | 0 | 2032 | 0.6 | SWWH005-07
COM-WATERHEAT-21.6 | Com ¦ Efficient Gas Water Heating Boiler (0.92 UEF) - Marine ¦ PG&E ¦ Marine | Com ¦ Efficient Gas Water Heating Boiler (0.92 UEF) - Marine | PG&E ¦ Marine | PG&E | All | Gas | Small/med. commercial HW boiler < 200 kBtu/hr, 0.92 UEF | Efficient | 2031 |  | 1 | Conventional | WaterHeat | Com - Office (Small) | Com | ROB and NEW | 0 | 1000 sqft2 of floor space | Cap-kBTUh | 20 | DEER:Indoor_CFL_Ltg | 0 | 0 | 0 | SWWH005-07 | 10.2 | 2022 | 4.67 | 2022 | 0 | 0 | SWWH005-07 | Com Gas Water Heating Boilers - Marine ¦ PG&E ¦ Marine | Com Gas Water Heating Boilers - Marine | 0 | 1 | 0 | CBSA 2014 | 0 | 2032 | 0.6 | SWWH005-07
COM-WATERHEAT-21.7 | Com ¦ Efficient Gas Water Heating Boiler (0.92 UEF) - Marine ¦ PG&E ¦ Marine | Com ¦ Efficient Gas Water Heating Boiler (0.92 UEF) - Marine | PG&E ¦ Marine | PG&E | All | Gas | Small/med. commercial HW boiler < 200 kBtu/hr, 0.92 UEF | Efficient | 2031 |  | 1 | Conventional | WaterHeat | Com - Other | Com | ROB and NEW | 0 | 1000 sqft2 of floor space | Cap-kBTUh | 20 | DEER:Indoor_CFL_Ltg | 0 | 0 | 0 | SWWH005-07 | 10.2 | 2022 | 4.67 | 2022 | 0 | 0 | SWWH005-07 | Com Gas Water Heating Boilers - Marine ¦ PG&E ¦ Marine | Com Gas Water Heating Boilers - Marine | 0.79996 | 1 | 0.35247 | CBSA 2014 | 0 | 2032 | 0.6 | SWWH005-07
COM-WATERHEAT-21.8 | Com ¦ Efficient Gas Water Heating Boiler (0.92 UEF) - Marine ¦ PG&E ¦ Marine | Com ¦ Efficient Gas Water Heating Boiler (0.92 UEF) - Marine | PG&E ¦ Marine | PG&E | All | Gas | Small/med. commercial HW boiler < 200 kBtu/hr, 0.92 UEF | Efficient | 2031 |  | 1 | Conventional | WaterHeat | Com - Refrig. Warehouse | Com | ROB and NEW | 0 | 1000 sqft2 of floor space | Cap-kBTUh | 20 | DEER:Indoor_CFL_Ltg | 0 | 0 | 0 | SWWH005-07 | 10.2 | 2022 | 4.67 | 2022 | 0 | 0 | SWWH005-07 | Com Gas Water Heating Boilers - Marine ¦ PG&E ¦ Marine | Com Gas Water Heating Boilers - Marine | 0.075958 | 1 | 0.35247 | CBSA 2014 | 0 | 2032 | 0.6 | SWWH005-07
COM-WATERHEAT-21.9 | Com ¦ Efficient Gas Water Heating Boiler (0.92 UEF) - Marine ¦ PG&E ¦ Marine | Com ¦ Efficient Gas Water Heating Boiler (0.92 UEF) - Marine | PG&E ¦ Marine | PG&E | All | Gas | Small/med. commercial HW boiler < 200 kBtu/hr, 0.92 UEF | Efficient | 2031 |  | 1 | Conventional | WaterHeat | Com - Restaurant | Com | ROB and NEW | 0 | 1000 sqft2 of floor space | Cap-kBTUh | 20 | DEER:Indoor_CFL_Ltg | 0 | 0 | 0 | SWWH005-07 | 10.2 | 2022 | 4.67 | 2022 | 0 | 0 | SWWH005-07 | Com Gas Water Heating Boilers - Marine ¦ PG&E ¦ Marine | Com Gas Water Heating Boilers - Marine | 1.7816 | 1 | 0.35247 | CBSA 2014 | 0 | 2032 | 0.6 | SWWH005-07
COM-WATERHEAT-21.10 | Com ¦ Efficient Gas Water Heating Boiler (0.92 UEF) - Marine ¦ PG&E ¦ Marine | Com ¦ Efficient Gas Water Heating Boiler (0.92 UEF) - Marine | PG&E ¦ Marine | PG&E | All | Gas | Small/med. commercial HW boiler < 200 kBtu/hr, 0.92 UEF | Efficient | 2031 |  | 1 | Conventional | WaterHeat | Com - Retail | Com | ROB and NEW | 0 | 1000 sqft2 of floor space | Cap-kBTUh | 20 | DEER:Indoor_CFL_Ltg | 0 | 0 | 0 | SWWH005-07 | 10.2 | 2022 | 4.67 | 2022 | 0 | 0 | SWWH005-07 | Com Gas Water Heating Boilers - Marine ¦ PG&E ¦ Marine | Com Gas Water Heating Boilers - Marine | 0 | 1 | 0 | CBSA 2014 | 0 | 2032 | 0.6 | SWWH005-07
COM-WATERHEAT-21.11 | Com ¦ Efficient Gas Water Heating Boiler (0.92 UEF) - Marine ¦ PG&E ¦ Marine | Com ¦ Efficient Gas Water Heating Boiler (0.92 UEF) - Marine | PG&E ¦ Marine | PG&E | All | Gas | Small/med. commercial HW boiler < 200 kBtu/hr, 0.92 UEF | Efficient | 2031 |  | 1 | Conventional | WaterHeat | Com - School | Com | ROB and NEW | 0 | 1000 sqft2 of floor space | Cap-kBTUh | 20 | DEER:Indoor_CFL_Ltg | 0 | 0 | 0 | SWWH005-07 | 10.2 | 2022 | 4.67 | 2022 | 0 | 0 | SWWH005-07 | Com Gas Water Heating Boilers - Marine ¦ PG&E ¦ Marine | Com Gas Water Heating Boilers - Marine | 2.028 | 1 | 0.35247 | CBSA 2014 | 0 | 2032 | 0.6 | SWWH005-07
COM-WATERHEAT-21.12 | Com ¦ Efficient Gas Water Heating Boiler (0.92 UEF) - Marine ¦ PG&E ¦ Marine | Com ¦ Efficient Gas Water Heating Boiler (0.92 UEF) - Marine | PG&E ¦ Marine | PG&E | All | Gas | Small/med. commercial HW boiler < 200 kBtu/hr, 0.92 UEF | Efficient | 2031 |  | 1 | Conventional | WaterHeat | Com - Warehouse | Com | ROB and NEW | 0 | 1000 sqft2 of floor space | Cap-kBTUh | 20 | DEER:Indoor_CFL_Ltg | 0 | 0 | 0 | SWWH005-07 | 10.2 | 2022 | 4.67 | 2022 | 0 | 0 | SWWH005-07 | Com Gas Water Heating Boilers - Marine ¦ PG&E ¦ Marine | Com Gas Water Heating Boilers - Marine | 0.075958 | 1 | 0.35247 | CBSA 2014 | 0 | 2032 | 0.6 | SWWH005-07
COM-WATERHEAT-21.13 | Com ¦ Efficient Gas Water Heating Boiler (0.92 UEF) - Hot-Dry ¦ PG&E ¦ Hot-Dry | Com ¦ Efficient Gas Water Heating Boiler (0.92 UEF) - Hot-Dry | PG&E ¦ Hot-Dry | PG&E | All | Gas | Small/med. commercial HW boiler < 200 kBtu/hr, 0.92 UEF | Efficient | 2031 |  | 1 | Conventional | WaterHeat | Com - College | Com | ROB and NEW | 0 | 1000 sqft2 of floor space | Cap-kBTUh | 20 | DEER:Indoor_CFL_Ltg | 0 | 0 | 0 | SWWH005-07 | 10.2 | 2022 | 4.67 | 2022 | 0 | 0 | SWWH005-07 | Com Gas Water Heating Boilers - Hot-Dry ¦ PG&E ¦ Hot-Dry | Com Gas Water Heating Boilers - Hot-Dry | 2.028 | 1 | 0.35247 | CBSA 2014 | 0 | 2032 | 0.6 | SWWH005-07
COM-WATERHEAT-21.14 | Com ¦ Efficient Gas Water Heating Boiler (0.92 UEF) - Hot-Dry ¦ PG&E ¦ Hot-Dry | Com ¦ Efficient Gas Water Heating Boiler (0.92 UEF) - Hot-Dry | PG&E ¦ Hot-Dry | PG&E | All | Gas | Small/med. commercial HW boiler < 200 kBtu/hr, 0.92 UEF | Efficient | 2031 |  | 1 | Conventional | WaterHeat | Com - Grocery | Com | ROB and NEW | 0 | 1000 sqft2 of floor space | Cap-kBTUh | 20 | DEER:Indoor_CFL_Ltg | 0 | 0 | 0 | SWWH005-07 | 10.2 | 2022 | 4.67 | 2022 | 0 | 0 | SWWH005-07 | Com Gas Water Heating Boilers - Hot-Dry ¦ PG&E ¦ Hot-Dry | Com Gas Water Heating Boilers - Hot-Dry | 0.25893 | 1 | 0.35247 | CBSA 2014 | 0 | 2032 | 0.6 | SWWH005-07
COM-WATERHEAT-21.15 | Com ¦ Efficient Gas Water Heating Boiler (0.92 UEF) - Hot-Dry ¦ PG&E ¦ Hot-Dry | Com ¦ Efficient Gas Water Heating Boiler (0.92 UEF) - Hot-Dry | PG&E ¦ Hot-Dry | PG&E | All | Gas | Small/med. commercial HW boiler < 200 kBtu/hr, 0.92 UEF | Efficient | 2031 |  | 1 | Conventional | WaterHeat | Com - Health | Com | ROB and NEW | 0 | 1000 sqft2 of floor space | Cap-kBTUh | 20 | DEER:Indoor_CFL_Ltg | 0 | 0 | 0 | SWWH005-07 | 10.2 | 2022 | 4.67 | 2022 | 0 | 0 | SWWH005-07 | Com Gas Water Heating Boilers - Hot-Dry ¦ PG&E ¦ Hot-Dry | Com Gas Water Heating Boilers - Hot-Dry | 2.3999 | 1 | 0.35247 | CBSA 2014 | 0 | 2032 | 0.6 | SWWH005-07
COM-WATERHEAT-21.16 | Com ¦ Efficient Gas Water Heating Boiler (0.92 UEF) - Hot-Dry ¦ PG&E ¦ Hot-Dry | Com ¦ Efficient Gas Water Heating Boiler (0.92 UEF) - Hot-Dry | PG&E ¦ Hot-Dry | PG&E | All | Gas | Small/med. commercial HW boiler < 200 kBtu/hr, 0.92 UEF | Efficient | 2031 |  | 1 | Conventional | WaterHeat | Com - Lodging | Com | ROB and NEW | 0 | 1000 sqft2 of floor space | Cap-kBTUh | 20 | DEER:Indoor_CFL_Ltg | 0 | 0 | 0 | SWWH005-07 | 10.2 | 2022 | 4.67 | 2022 | 0 | 0 | SWWH005-07 | Com Gas Water Heating Boilers - Hot-Dry ¦ PG&E ¦ Hot-Dry | Com Gas Water Heating Boilers - Hot-Dry | 14.3568 | 1 | 0.35247 | CBSA 2014 | 0 | 2032 | 0.6 | SWWH005-07
COM-WATERHEAT-21.17 | Com ¦ Efficient Gas Water Heating Boiler (0.92 UEF) - Hot-Dry ¦ PG&E ¦ Hot-Dry | Com ¦ Efficient Gas Water Heating Boiler (0.92 UEF) - Hot-Dry | PG&E ¦ Hot-Dry | PG&E | All | Gas | Small/med. commercial HW boiler < 200 kBtu/hr, 0.92 UEF | Efficient | 2031 |  | 1 | Conventional | WaterHeat | Com - Office (Large) | Com | ROB and NEW | 0 | 1000 sqft2 of floor space | Cap-kBTUh | 20 | DEER:Indoor_CFL_Ltg | 0 | 0 | 0 | SWWH005-07 | 10.2 | 2022 | 4.67 | 2022 | 0 | 0 | SWWH005-07 | Com Gas Water Heating Boilers - Hot-Dry ¦ PG&E ¦ Hot-Dry | Com Gas Water Heating Boilers - Hot-Dry | 1.3124 | 1 | 0.35247 | CBSA 2014 | 0 | 2032 | 0.6 | SWWH005-07
COM-WATERHEAT-21.18 | Com ¦ Efficient Gas Water Heating Boiler (0.92 UEF) - Hot-Dry ¦ PG&E ¦ Hot-Dry | Com ¦ Efficient Gas Water Heating Boiler (0.92 UEF) - Hot-Dry | PG&E ¦ Hot-Dry | PG&E | All | Gas | Small/med. commercial HW boiler < 200 kBtu/hr, 0.92 UEF | Efficient | 2031 |  | 1 | Conventional | WaterHeat | Com - Office (Small) | Com | ROB and NEW | 0 | 1000 sqft2 of floor space | Cap-kBTUh | 20 | DEER:Indoor_CFL_Ltg | 0 | 0 | 0 | SWWH005-07 | 10.2 | 2022 | 4.67 | 2022 | 0 | 0 | SWWH005-07 | Com Gas Water Heating Boilers - Hot-Dry ¦ PG&E ¦ Hot-Dry | Com Gas Water Heating Boilers - Hot-Dry | 0 | 1 | 0 | CBSA 2014 | 0 | 2032 | 0.6 | SWWH005-07
COM-WATERHEAT-21.19 | Com ¦ Efficient Gas Water Heating Boiler (0.92 UEF) - Hot-Dry ¦ PG&E ¦ Hot-Dry | Com ¦ Efficient Gas Water Heating Boiler (0.92 UEF) - Hot-Dry | PG&E ¦ Hot-Dry | PG&E | All | Gas | Small/med. commercial HW boiler < 200 kBtu/hr, 0.92 UEF | Efficient | 2031 |  | 1 | Conventional | WaterHeat | Com - Other | Com | ROB and NEW | 0 | 1000 sqft2 of floor space | Cap-kBTUh | 20 | DEER:Indoor_CFL_Ltg | 0 | 0 | 0 | SWWH005-07 | 10.2 | 2022 | 4.67 | 2022 | 0 | 0 | SWWH005-07 | Com Gas Water Heating Boilers - Hot-Dry ¦ PG&E ¦ Hot-Dry | Com Gas Water Heating Boilers - Hot-Dry | 0.79996 | 1 | 0.35247 | CBSA 2014 | 0 | 2032 | 0.6 | SWWH005-07
COM-WATERHEAT-21.20 | Com ¦ Efficient Gas Water Heating Boiler (0.92 UEF) - Hot-Dry ¦ PG&E ¦ Hot-Dry | Com ¦ Efficient Gas Water Heating Boiler (0.92 UEF) - Hot-Dry | PG&E ¦ Hot-Dry | PG&E | All | Gas | Small/med. commercial HW boiler < 200 kBtu/hr, 0.92 UEF | Efficient | 2031 |  | 1 | Conventional | WaterHeat | Com - Refrig. Warehouse | Com | ROB and NEW | 0 | 1000 sqft2 of floor space | Cap-kBTUh | 20 | DEER:Indoor_CFL_Ltg | 0 | 0 | 0 | SWWH005-07 | 10.2 | 2022 | 4.67 | 2022 | 0 | 0 | SWWH005-07 | Com Gas Water Heating Boilers - Hot-Dry ¦ PG&E ¦ Hot-Dry | Com Gas Water Heating Boilers - Hot-Dry | 0.075958 | 1 | 0.35247 | CBSA 2014 | 0 | 2032 | 0.6 | SWWH005-07
COM-WATERHEAT-21.21 | Com ¦ Efficient Gas Water Heating Boiler (0.92 UEF) - Hot-Dry ¦ PG&E ¦ Hot-Dry | Com ¦ Efficient Gas Water Heating Boiler (0.92 UEF) - Hot-Dry | PG&E ¦ Hot-Dry | PG&E | All | Gas | Small/med. commercial HW boiler < 200 kBtu/hr, 0.92 UEF | Efficient | 2031 |  | 1 | Conventional | WaterHeat | Com - Restaurant | Com | ROB and NEW | 0 | 1000 sqft2 of floor space | Cap-kBTUh | 20 | DEER:Indoor_CFL_Ltg | 0 | 0 | 0 | SWWH005-07 | 10.2 | 2022 | 4.67 | 2022 | 0 | 0 | SWWH005-07 | Com Gas Water Heating Boilers - Hot-Dry ¦ PG&E ¦ Hot-Dry | Com Gas Water Heating Boilers - Hot-Dry | 1.7816 | 1 | 0.35247 | CBSA 2014 | 0 | 2032 | 0.6 | SWWH005-07
COM-WATERHEAT-21.22 | Com ¦ Efficient Gas Water Heating Boiler (0.92 UEF) - Hot-Dry ¦ PG&E ¦ Hot-Dry | Com ¦ Efficient Gas Water Heating Boiler (0.92 UEF) - Hot-Dry | PG&E ¦ Hot-Dry | PG&E | All | Gas | Small/med. commercial HW boiler < 200 kBtu/hr, 0.92 UEF | Efficient | 2031 |  | 1 | Conventional | WaterHeat | Com - Retail | Com | ROB and NEW | 0 | 1000 sqft2 of floor space | Cap-kBTUh | 20 | DEER:Indoor_CFL_Ltg | 0 | 0 | 0 | SWWH005-07 | 10.2 | 2022 | 4.67 | 2022 | 0 | 0 | SWWH005-07 | Com Gas Water Heating Boilers - Hot-Dry ¦ PG&E ¦ Hot-Dry | Com Gas Water Heating Boilers - Hot-Dry | 0 | 1 | 0 | CBSA 2014 | 0 | 2032 | 0.6 | SWWH005-07
COM-WATERHEAT-21.23 | Com ¦ Efficient Gas Water Heating Boiler (0.92 UEF) - Hot-Dry ¦ PG&E ¦ Hot-Dry | Com ¦ Efficient Gas Water Heating Boiler (0.92 UEF) - Hot-Dry | PG&E ¦ Hot-Dry | PG&E | All | Gas | Small/med. commercial HW boiler < 200 kBtu/hr, 0.92 UEF | Efficient | 2031 |  | 1 | Conventional | WaterHeat | Com - School | Com | ROB and NEW | 0 | 1000 sqft2 of floor space | Cap-kBTUh | 20 | DEER:Indoor_CFL_Ltg | 0 | 0 | 0 | SWWH005-07 | 10.2 | 2022 | 4.67 | 2022 | 0 | 0 | SWWH005-07 | Com Gas Water Heating Boilers - Hot-Dry ¦ PG&E ¦ Hot-Dry | Com Gas Water Heating Boilers - Hot-Dry | 2.028 | 1 | 0.35247 | CBSA 2014 | 0 | 2032 | 0.6 | SWWH005-07
COM-WATERHEAT-21.24 | Com ¦ Efficient Gas Water Heating Boiler (0.92 UEF) - Hot-Dry ¦ PG&E ¦ Hot-Dry | Com ¦ Efficient Gas Water Heating Boiler (0.92 UEF) - Hot-Dry | PG&E ¦ Hot-Dry | PG&E | All | Gas | Small/med. commercial HW boiler < 200 kBtu/hr, 0.92 UEF | Efficient | 2031 |  | 1 | Conventional | WaterHeat | Com - Warehouse | Com | ROB and NEW | 0 | 1000 sqft2 of floor space | Cap-kBTUh | 20 | DEER:Indoor_CFL_Ltg | 0 | 0 | 0 | SWWH005-07 | 10.2 | 2022 | 4.67 | 2022 | 0 | 0 | SWWH005-07 | Com Gas Water Heating Boilers - Hot-Dry ¦ PG&E ¦ Hot-Dry | Com Gas Water Heating Boilers - Hot-Dry | 0.075958 | 1 | 0.35247 | CBSA 2014 | 0 | 2032 | 0.6 | SWWH005-07
COM-WATERHEAT-21.25 | Com ¦ Efficient Gas Water Heating Boiler (0.92 UEF) - Cold ¦ PG&E ¦ Cold | Com ¦ Efficient Gas Water Heating Boiler (0.92 UEF) - Cold | PG&E ¦ Cold | PG&E | All | Gas | Small/med. commercial HW boiler < 200 kBtu/hr, 0.92 UEF | Efficient | 2031 |  | 1 | Conventional | WaterHeat | Com - College | Com | ROB and NEW | 0 | 1000 sqft2 of floor space | Cap-kBTUh | 20 | DEER:Indoor_CFL_Ltg | 0 | 0 | 0 | SWWH005-07 | 10.2 | 2022 | 4.67 | 2022 | 0 | 0 | SWWH005-07 | Com Gas Water Heating Boilers - Cold ¦ PG&E ¦ Cold | Com Gas Water Heating Boilers - Cold | 2.028 | 1 | 0.35247 | CBSA 2014 | 0 | 2032 | 0.6 | SWWH005-07
COM-WATERHEAT-21.26 | Com ¦ Efficient Gas Water Heating Boiler (0.92 UEF) - Cold ¦ PG&E ¦ Cold | Com ¦ Efficient Gas Water Heating Boiler (0.92 UEF) - Cold | PG&E ¦ Cold | PG&E | All | Gas | Small/med. commercial HW boiler < 200 kBtu/hr, 0.92 UEF | Efficient | 2031 |  | 1 | Conventional | WaterHeat | Com - Grocery | Com | ROB and NEW | 0 | 1000 sqft2 of floor space | Cap-kBTUh | 20 | DEER:Indoor_CFL_Ltg | 0 | 0 | 0 | SWWH005-07 | 10.2 | 2022 | 4.67 | 2022 | 0 | 0 | SWWH005-07 | Com Gas Water Heating Boilers - Cold ¦ PG&E ¦ Cold | Com Gas Water Heating Boilers - Cold | 0.25893 | 1 | 0.35247 | CBSA 2014 | 0 | 2032 | 0.6 | SWWH005-07
COM-WATERHEAT-21.27 | Com ¦ Efficient Gas Water Heating Boiler (0.92 UEF) - Cold ¦ PG&E ¦ Cold | Com ¦ Efficient Gas Water Heating Boiler (0.92 UEF) - Cold | PG&E ¦ Cold | PG&E | All | Gas | Small/med. commercial HW boiler < 200 kBtu/hr, 0.92 UEF | Efficient | 2031 |  | 1 | Conventional | WaterHeat | Com - Health | Com | ROB and NEW | 0 | 1000 sqft2 of floor space | Cap-kBTUh | 20 | DEER:Indoor_CFL_Ltg | 0 | 0 | 0 | SWWH005-07 | 10.2 | 2022 | 4.67 | 2022 | 0 | 0 | SWWH005-07 | Com Gas Water Heating Boilers - Cold ¦ PG&E ¦ Cold | Com Gas Water Heating Boilers - Cold | 2.3999 | 1 | 0.35247 | CBSA 2014 | 0 | 2032 | 0.6 | SWWH005-07
COM-WATERHEAT-21.28 | Com ¦ Efficient Gas Water Heating Boiler (0.92 UEF) - Cold ¦ PG&E ¦ Cold | Com ¦ Efficient Gas Water Heating Boiler (0.92 UEF) - Cold | PG&E ¦ Cold | PG&E | All | Gas | Small/med. commercial HW boiler < 200 kBtu/hr, 0.92 UEF | Efficient | 2031 |  | 1 | Conventional | WaterHeat | Com - Lodging | Com | ROB and NEW | 0 | 1000 sqft2 of floor space | Cap-kBTUh | 20 | DEER:Indoor_CFL_Ltg | 0 | 0 | 0 | SWWH005-07 | 10.2 | 2022 | 4.67 | 2022 | 0 | 0 | SWWH005-07 | Com Gas Water Heating Boilers - Cold ¦ PG&E ¦ Cold | Com Gas Water Heating Boilers - Cold | 14.3568 | 1 | 0.35247 | CBSA 2014 | 0 | 2032 | 0.6 | SWWH005-07
COM-WATERHEAT-21.29 | Com ¦ Efficient Gas Water Heating Boiler (0.92 UEF) - Cold ¦ PG&E ¦ Cold | Com ¦ Efficient Gas Water Heating Boiler (0.92 UEF) - Cold | PG&E ¦ Cold | PG&E | All | Gas | Small/med. commercial HW boiler < 200 kBtu/hr, 0.92 UEF | Efficient | 2031 |  | 1 | Conventional | WaterHeat | Com - Office (Large) | Com | ROB and NEW | 0 | 1000 sqft2 of floor space | Cap-kBTUh | 20 | DEER:Indoor_CFL_Ltg | 0 | 0 | 0 | SWWH005-07 | 10.2 | 2022 | 4.67 | 2022 | 0 | 0 | SWWH005-07 | Com Gas Water Heating Boilers - Cold ¦ PG&E ¦ Cold | Com Gas Water Heating Boilers - Cold | 1.3124 | 1 | 0.35247 | CBSA 2014 | 0 | 2032 | 0.6 | SWWH005-07
COM-WATERHEAT-21.30 | Com ¦ Efficient Gas Water Heating Boiler (0.92 UEF) - Cold ¦ PG&E ¦ Cold | Com ¦ Efficient Gas Water Heating Boiler (0.92 UEF) - Cold | PG&E ¦ Cold | PG&E | All | Gas | Small/med. commercial HW boiler < 200 kBtu/hr, 0.92 UEF | Efficient | 2031 |  | 1 | Conventional | WaterHeat | Com - Office (Small) | Com | ROB and NEW | 0 | 1000 sqft2 of floor space | Cap-kBTUh | 20 | DEER:Indoor_CFL_Ltg | 0 | 0 | 0 | SWWH005-07 | 10.2 | 2022 | 4.67 | 2022 | 0 | 0 | SWWH005-07 | Com Gas Water Heating Boilers - Cold ¦ PG&E ¦ Cold | Com Gas Water Heating Boilers - Cold | 0 | 1 | 0 | CBSA 2014 | 0 | 2032 | 0.6 | SWWH005-07
COM-WATERHEAT-21.31 | Com ¦ Efficient Gas Water Heating Boiler (0.92 UEF) - Cold ¦ PG&E ¦ Cold | Com ¦ Efficient Gas Water Heating Boiler (0.92 UEF) - Cold | PG&E ¦ Cold | PG&E | All | Gas | Small/med. commercial HW boiler < 200 kBtu/hr, 0.92 UEF | Efficient | 2031 |  | 1 | Conventional | WaterHeat | Com - Other | Com | ROB and NEW | 0 | 1000 sqft2 of floor space | Cap-kBTUh | 20 | DEER:Indoor_CFL_Ltg | 0 | 0 | 0 | SWWH005-07 | 10.2 | 2022 | 4.67 | 2022 | 0 | 0 | SWWH005-07 | Com Gas Water Heating Boilers - Cold ¦ PG&E ¦ Cold | Com Gas Water Heating Boilers - Cold | 0.79996 | 1 | 0.35247 | CBSA 2014 | 0 | 2032 | 0.6 | SWWH005-07
COM-WATERHEAT-21.32 | Com ¦ Efficient Gas Water Heating Boiler (0.92 UEF) - Cold ¦ PG&E ¦ Cold | Com ¦ Efficient Gas Water Heating Boiler (0.92 UEF) - Cold | PG&E ¦ Cold | PG&E | All | Gas | Small/med. commercial HW boiler < 200 kBtu/hr, 0.92 UEF | Efficient | 2031 |  | 1 | Conventional | WaterHeat | Com - Refrig. Warehouse | Com | ROB and NEW | 0 | 1000 sqft2 of floor space | Cap-kBTUh | 20 | DEER:Indoor_CFL_Ltg | 0 | 0 | 0 | SWWH005-07 | 10.2 | 2022 | 4.67 | 2022 | 0 | 0 | SWWH005-07 | Com Gas Water Heating Boilers - Cold ¦ PG&E ¦ Cold | Com Gas Water Heating Boilers - Cold | 0.075958 | 1 | 0.35247 | CBSA 2014 | 0 | 2032 | 0.6 | SWWH005-07
COM-WATERHEAT-21.33 | Com ¦ Efficient Gas Water Heating Boiler (0.92 UEF) - Cold ¦ PG&E ¦ Cold | Com ¦ Efficient Gas Water Heating Boiler (0.92 UEF) - Cold | PG&E ¦ Cold | PG&E | All | Gas | Small/med. commercial HW boiler < 200 kBtu/hr, 0.92 UEF | Efficient | 2031 |  | 1 | Conventional | WaterHeat | Com - Restaurant | Com | ROB and NEW | 0 | 1000 sqft2 of floor space | Cap-kBTUh | 20 | DEER:Indoor_CFL_Ltg | 0 | 0 | 0 | SWWH005-07 | 10.2 | 2022 | 4.67 | 2022 | 0 | 0 | SWWH005-07 | Com Gas Water Heating Boilers - Cold ¦ PG&E ¦ Cold | Com Gas Water Heating Boilers - Cold | 1.7816 | 1 | 0.35247 | CBSA 2014 | 0 | 2032 | 0.6 | SWWH005-07
COM-WATERHEAT-21.34 | Com ¦ Efficient Gas Water Heating Boiler (0.92 UEF) - Cold ¦ PG&E ¦ Cold | Com ¦ Efficient Gas Water Heating Boiler (0.92 UEF) - Cold | PG&E ¦ Cold | PG&E | All | Gas | Small/med. commercial HW boiler < 200 kBtu/hr, 0.92 UEF | Efficient | 2031 |  | 1 | Conventional | WaterHeat | Com - Retail | Com | ROB and NEW | 0 | 1000 sqft2 of floor space | Cap-kBTUh | 20 | DEER:Indoor_CFL_Ltg | 0 | 0 | 0 | SWWH005-07 | 10.2 | 2022 | 4.67 | 2022 | 0 | 0 | SWWH005-07 | Com Gas Water Heating Boilers - Cold ¦ PG&E ¦ Cold | Com Gas Water Heating Boilers - Cold | 0 | 1 | 0 | CBSA 2014 | 0 | 2032 | 0.6 | SWWH005-07
COM-WATERHEAT-21.35 | Com ¦ Efficient Gas Water Heating Boiler (0.92 UEF) - Cold ¦ PG&E ¦ Cold | Com ¦ Efficient Gas Water Heating Boiler (0.92 UEF) - Cold | PG&E ¦ Cold | PG&E | All | Gas | Small/med. commercial HW boiler < 200 kBtu/hr, 0.92 UEF | Efficient | 2031 |  | 1 | Conventional | WaterHeat | Com - School | Com | ROB and NEW | 0 | 1000 sqft2 of floor space | Cap-kBTUh | 20 | DEER:Indoor_CFL_Ltg | 0 | 0 | 0 | SWWH005-07 | 10.2 | 2022 | 4.67 | 2022 | 0 | 0 | SWWH005-07 | Com Gas Water Heating Boilers - Cold ¦ PG&E ¦ Cold | Com Gas Water Heating Boilers - Cold | 2.028 | 1 | 0.35247 | CBSA 2014 | 0 | 2032 | 0.6 | SWWH005-07
COM-WATERHEAT-21.36 | Com ¦ Efficient Gas Water Heating Boiler (0.92 UEF) - Cold ¦ PG&E ¦ Cold | Com ¦ Efficient Gas Water Heating Boiler (0.92 UEF) - Cold | PG&E ¦ Cold | PG&E | All | Gas | Small/med. commercial HW boiler < 200 kBtu/hr, 0.92 UEF | Efficient | 2031 |  | 1 | Conventional | WaterHeat | Com - Warehouse | Com | ROB and NEW | 0 | 1000 sqft2 of floor space | Cap-kBTUh | 20 | DEER:Indoor_CFL_Ltg | 0 | 0 | 0 | SWWH005-07 | 10.2 | 2022 | 4.67 | 2022 | 0 | 0 | SWWH005-07 | Com Gas Water Heating Boilers - Cold ¦ PG&E ¦ Cold | Com Gas Water Heating Boilers - Cold | 0.075958 | 1 | 0.35247 | CBSA 2014 | 0 | 2032 | 0.6 | SWWH005-07
COM-WATERHEAT-21.37 | Com ¦ Efficient Gas Water Heating Boiler (0.92 UEF) - Marine ¦ SCG ¦ Marine | Com ¦ Efficient Gas Water Heating Boiler (0.92 UEF) - Marine | SCG ¦ Marine | SCG | All | Gas | Small/med. commercial HW boiler < 200 kBtu/hr, 0.92 UEF | Efficient | 2031 |  | 1 | Conventional | WaterHeat | Com - College | Com | ROB and NEW | 0 | 1000 sqft2 of floor space | Cap-kBTUh | 20 | DEER:Indoor_CFL_Ltg | 0 | 0 | 0 | SWWH005-07 | 10.2 | 2022 | 4.67 | 2022 | 0 | 0 | SWWH005-07 | Com Gas Water Heating Boilers - Marine ¦ SCG ¦ Marine | Com Gas Water Heating Boilers - Marine | 2.028 | 1 | 0.35247 | CBSA 2014 | 0 | 2032 | 0.6 | SWWH005-07
COM-WATERHEAT-21.38 | Com ¦ Efficient Gas Water Heating Boiler (0.92 UEF) - Marine ¦ SCG ¦ Marine | Com ¦ Efficient Gas Water Heating Boiler (0.92 UEF) - Marine | SCG ¦ Marine | SCG | All | Gas | Small/med. commercial HW boiler < 200 kBtu/hr, 0.92 UEF | Efficient | 2031 |  | 1 | Conventional | WaterHeat | Com - Grocery | Com | ROB and NEW | 0 | 1000 sqft2 of floor space | Cap-kBTUh | 20 | DEER:Indoor_CFL_Ltg | 0 | 0 | 0 | SWWH005-07 | 10.2 | 2022 | 4.67 | 2022 | 0 | 0 | SWWH005-07 | Com Gas Water Heating Boilers - Marine ¦ SCG ¦ Marine | Com Gas Water Heating Boilers - Marine | 0.25893 | 1 | 0.35247 | CBSA 2014 | 0 | 2032 | 0.6 | SWWH005-07
COM-WATERHEAT-21.39 | Com ¦ Efficient Gas Water Heating Boiler (0.92 UEF) - Marine ¦ SCG ¦ Marine | Com ¦ Efficient Gas Water Heating Boiler (0.92 UEF) - Marine | SCG ¦ Marine | SCG | All | Gas | Small/med. commercial HW boiler < 200 kBtu/hr, 0.92 UEF | Efficient | 2031 |  | 1 | Conventional | WaterHeat | Com - Health | Com | ROB and NEW | 0 | 1000 sqft2 of floor space | Cap-kBTUh | 20 | DEER:Indoor_CFL_Ltg | 0 | 0 | 0 | SWWH005-07 | 10.2 | 2022 | 4.67 | 2022 | 0 | 0 | SWWH005-07 | Com Gas Water Heating Boilers - Marine ¦ SCG ¦ Marine | Com Gas Water Heating Boilers - Marine | 2.3999 | 1 | 0.35247 | CBSA 2014 | 0 | 2032 | 0.6 | SWWH005-07
COM-WATERHEAT-21.40 | Com ¦ Efficient Gas Water Heating Boiler (0.92 UEF) - Marine ¦ SCG ¦ Marine | Com ¦ Efficient Gas Water Heating Boiler (0.92 UEF) - Marine | SCG ¦ Marine | SCG | All | Gas | Small/med. commercial HW boiler < 200 kBtu/hr, 0.92 UEF | Efficient | 2031 |  | 1 | Conventional | WaterHeat | Com - Lodging | Com | ROB and NEW | 0 | 1000 sqft2 of floor space | Cap-kBTUh | 20 | DEER:Indoor_CFL_Ltg | 0 | 0 | 0 | SWWH005-07 | 10.2 | 2022 | 4.67 | 2022 | 0 | 0 | SWWH005-07 | Com Gas Water Heating Boilers - Marine ¦ SCG ¦ Marine | Com Gas Water Heating Boilers - Marine | 14.3568 | 1 | 0.35247 | CBSA 2014 | 0 | 2032 | 0.6 | SWWH005-07
COM-WATERHEAT-21.41 | Com ¦ Efficient Gas Water Heating Boiler (0.92 UEF) - Marine ¦ SCG ¦ Marine | Com ¦ Efficient Gas Water Heating Boiler (0.92 UEF) - Marine | SCG ¦ Marine | SCG | All | Gas | Small/med. commercial HW boiler < 200 kBtu/hr, 0.92 UEF | Efficient | 2031 |  | 1 | Conventional | WaterHeat | Com - Office (Large) | Com | ROB and NEW | 0 | 1000 sqft2 of floor space | Cap-kBTUh | 20 | DEER:Indoor_CFL_Ltg | 0 | 0 | 0 | SWWH005-07 | 10.2 | 2022 | 4.67 | 2022 | 0 | 0 | SWWH005-07 | Com Gas Water Heating Boilers - Marine ¦ SCG ¦ Marine | Com Gas Water Heating Boilers - Marine | 1.3124 | 1 | 0.35247 | CBSA 2014 | 0 | 2032 | 0.6 | SWWH005-07
COM-WATERHEAT-21.42 | Com ¦ Efficient Gas Water Heating Boiler (0.92 UEF) - Marine ¦ SCG ¦ Marine | Com ¦ Efficient Gas Water Heating Boiler (0.92 UEF) - Marine | SCG ¦ Marine | SCG | All | Gas | Small/med. commercial HW boiler < 200 kBtu/hr, 0.92 UEF | Efficient | 2031 |  | 1 | Conventional | WaterHeat | Com - Office (Small) | Com | ROB and NEW | 0 | 1000 sqft2 of floor space | Cap-kBTUh | 20 | DEER:Indoor_CFL_Ltg | 0 | 0 | 0 | SWWH005-07 | 10.2 | 2022 | 4.67 | 2022 | 0 | 0 | SWWH005-07 | Com Gas Water Heating Boilers - Marine ¦ SCG ¦ Marine | Com Gas Water Heating Boilers - Marine | 0 | 1 | 0 | CBSA 2014 | 0 | 2032 | 0.6 | SWWH005-07
COM-WATERHEAT-21.43 | Com ¦ Efficient Gas Water Heating Boiler (0.92 UEF) - Marine ¦ SCG ¦ Marine | Com ¦ Efficient Gas Water Heating Boiler (0.92 UEF) - Marine | SCG ¦ Marine | SCG | All | Gas | Small/med. commercial HW boiler < 200 kBtu/hr, 0.92 UEF | Efficient | 2031 |  | 1 | Conventional | WaterHeat | Com - Other | Com | ROB and NEW | 0 | 1000 sqft2 of floor space | Cap-kBTUh | 20 | DEER:Indoor_CFL_Ltg | 0 | 0 | 0 | SWWH005-07 | 10.2 | 2022 | 4.67 | 2022 | 0 | 0 | SWWH005-07 | Com Gas Water Heating Boilers - Marine ¦ SCG ¦ Marine | Com Gas Water Heating Boilers - Marine | 0.79996 | 1 | 0.35247 | CBSA 2014 | 0 | 2032 | 0.6 | SWWH005-07
COM-WATERHEAT-21.44 | Com ¦ Efficient Gas Water Heating Boiler (0.92 UEF) - Marine ¦ SCG ¦ Marine | Com ¦ Efficient Gas Water Heating Boiler (0.92 UEF) - Marine | SCG ¦ Marine | SCG | All | Gas | Small/med. commercial HW boiler < 200 kBtu/hr, 0.92 UEF | Efficient | 2031 |  | 1 | Conventional | WaterHeat | Com - Refrig. Warehouse | Com | ROB and NEW | 0 | 1000 sqft2 of floor space | Cap-kBTUh | 20 | DEER:Indoor_CFL_Ltg | 0 | 0 | 0 | SWWH005-07 | 10.2 | 2022 | 4.67 | 2022 | 0 | 0 | SWWH005-07 | Com Gas Water Heating Boilers - Marine ¦ SCG ¦ Marine | Com Gas Water Heating Boilers - Marine | 0.075958 | 1 | 0.35247 | CBSA 2014 | 0 | 2032 | 0.6 | SWWH005-07
COM-WATERHEAT-21.45 | Com ¦ Efficient Gas Water Heating Boiler (0.92 UEF) - Marine ¦ SCG ¦ Marine | Com ¦ Efficient Gas Water Heating Boiler (0.92 UEF) - Marine | SCG ¦ Marine | SCG | All | Gas | Small/med. commercial HW boiler < 200 kBtu/hr, 0.92 UEF | Efficient | 2031 |  | 1 | Conventional | WaterHeat | Com - Restaurant | Com | ROB and NEW | 0 | 1000 sqft2 of floor space | Cap-kBTUh | 20 | DEER:Indoor_CFL_Ltg | 0 | 0 | 0 | SWWH005-07 | 10.2 | 2022 | 4.67 | 2022 | 0 | 0 | SWWH005-07 | Com Gas Water Heating Boilers - Marine ¦ SCG ¦ Marine | Com Gas Water Heating Boilers - Marine | 1.7816 | 1 | 0.35247 | CBSA 2014 | 0 | 2032 | 0.6 | SWWH005-07
COM-WATERHEAT-21.46 | Com ¦ Efficient Gas Water Heating Boiler (0.92 UEF) - Marine ¦ SCG ¦ Marine | Com ¦ Efficient Gas Water Heating Boiler (0.92 UEF) - Marine | SCG ¦ Marine | SCG | All | Gas | Small/med. commercial HW boiler < 200 kBtu/hr, 0.92 UEF | Efficient | 2031 |  | 1 | Conventional | WaterHeat | Com - Retail | Com | ROB and NEW | 0 | 1000 sqft2 of floor space | Cap-kBTUh | 20 | DEER:Indoor_CFL_Ltg | 0 | 0 | 0 | SWWH005-07 | 10.2 | 2022 | 4.67 | 2022 | 0 | 0 | SWWH005-07 | Com Gas Water Heating Boilers - Marine ¦ SCG ¦ Marine | Com Gas Water Heating Boilers - Marine | 0 | 1 | 0 | CBSA 2014 | 0 | 2032 | 0.6 | SWWH005-07
COM-WATERHEAT-21.47 | Com ¦ Efficient Gas Water Heating Boiler (0.92 UEF) - Marine ¦ SCG ¦ Marine | Com ¦ Efficient Gas Water Heating Boiler (0.92 UEF) - Marine | SCG ¦ Marine | SCG | All | Gas | Small/med. commercial HW boiler < 200 kBtu/hr, 0.92 UEF | Efficient | 2031 |  | 1 | Conventional | WaterHeat | Com - School | Com | ROB and NEW | 0 | 1000 sqft2 of floor space | Cap-kBTUh | 20 | DEER:Indoor_CFL_Ltg | 0 | 0 | 0 | SWWH005-07 | 10.2 | 2022 | 4.67 | 2022 | 0 | 0 | SWWH005-07 | Com Gas Water Heating Boilers - Marine ¦ SCG ¦ Marine | Com Gas Water Heating Boilers - Marine | 2.028 | 1 | 0.35247 | CBSA 2014 | 0 | 2032 | 0.6 | SWWH005-07
COM-WATERHEAT-21.48 | Com ¦ Efficient Gas Water Heating Boiler (0.92 UEF) - Marine ¦ SCG ¦ Marine | Com ¦ Efficient Gas Water Heating Boiler (0.92 UEF) - Marine | SCG ¦ Marine | SCG | All | Gas | Small/med. commercial HW boiler < 200 kBtu/hr, 0.92 UEF | Efficient | 2031 |  | 1 | Conventional | WaterHeat | Com - Warehouse | Com | ROB and NEW | 0 | 1000 sqft2 of floor space | Cap-kBTUh | 20 | DEER:Indoor_CFL_Ltg | 0 | 0 | 0 | SWWH005-07 | 10.2 | 2022 | 4.67 | 2022 | 0 | 0 | SWWH005-07 | Com Gas Water Heating Boilers - Marine ¦ SCG ¦ Marine | Com Gas Water Heating Boilers - Marine | 0.075958 | 1 | 0.35247 | CBSA 2014 | 0 | 2032 | 0.6 | SWWH005-07
COM-WATERHEAT-21.49 | Com ¦ Efficient Gas Water Heating Boiler (0.92 UEF) - Hot-Dry ¦ SCG ¦ Hot-Dry | Com ¦ Efficient Gas Water Heating Boiler (0.92 UEF) - Hot-Dry | SCG ¦ Hot-Dry | SCG | All | Gas | Small/med. commercial HW boiler < 200 kBtu/hr, 0.92 UEF | Efficient | 2031 |  | 1 | Conventional | WaterHeat | Com - College | Com | ROB and NEW | 0 | 1000 sqft2 of floor space | Cap-kBTUh | 20 | DEER:Indoor_CFL_Ltg | 0 | 0 | 0 | SWWH005-07 | 10.2 | 2022 | 4.67 | 2022 | 0 | 0 | SWWH005-07 | Com Gas Water Heating Boilers - Hot-Dry ¦ SCG ¦ Hot-Dry | Com Gas Water Heating Boilers - Hot-Dry | 2.028 | 1 | 0.35247 | CBSA 2014 | 0 | 2032 | 0.6 | SWWH005-07
COM-WATERHEAT-21.50 | Com ¦ Efficient Gas Water Heating Boiler (0.92 UEF) - Hot-Dry ¦ SCG ¦ Hot-Dry | Com ¦ Efficient Gas Water Heating Boiler (0.92 UEF) - Hot-Dry | SCG ¦ Hot-Dry | SCG | All | Gas | Small/med. commercial HW boiler < 200 kBtu/hr, 0.92 UEF | Efficient | 2031 |  | 1 | Conventional | WaterHeat | Com - Grocery | Com | ROB and NEW | 0 | 1000 sqft2 of floor space | Cap-kBTUh | 20 | DEER:Indoor_CFL_Ltg | 0 | 0 | 0 | SWWH005-07 | 10.2 | 2022 | 4.67 | 2022 | 0 | 0 | SWWH005-07 | Com Gas Water Heating Boilers - Hot-Dry ¦ SCG ¦ Hot-Dry | Com Gas Water Heating Boilers - Hot-Dry | 0.25893 | 1 | 0.35247 | CBSA 2014 | 0 | 2032 | 0.6 | SWWH005-07
COM-WATERHEAT-21.51 | Com ¦ Efficient Gas Water Heating Boiler (0.92 UEF) - Hot-Dry ¦ SCG ¦ Hot-Dry | Com ¦ Efficient Gas Water Heating Boiler (0.92 UEF) - Hot-Dry | SCG ¦ Hot-Dry | SCG | All | Gas | Small/med. commercial HW boiler < 200 kBtu/hr, 0.92 UEF | Efficient | 2031 |  | 1 | Conventional | WaterHeat | Com - Health | Com | ROB and NEW | 0 | 1000 sqft2 of floor space | Cap-kBTUh | 20 | DEER:Indoor_CFL_Ltg | 0 | 0 | 0 | SWWH005-07 | 10.2 | 2022 | 4.67 | 2022 | 0 | 0 | SWWH005-07 | Com Gas Water Heating Boilers - Hot-Dry ¦ SCG ¦ Hot-Dry | Com Gas Water Heating Boilers - Hot-Dry | 2.3999 | 1 | 0.35247 | CBSA 2014 | 0 | 2032 | 0.6 | SWWH005-07
COM-WATERHEAT-21.52 | Com ¦ Efficient Gas Water Heating Boiler (0.92 UEF) - Hot-Dry ¦ SCG ¦ Hot-Dry | Com ¦ Efficient Gas Water Heating Boiler (0.92 UEF) - Hot-Dry | SCG ¦ Hot-Dry | SCG | All | Gas | Small/med. commercial HW boiler < 200 kBtu/hr, 0.92 UEF | Efficient | 2031 |  | 1 | Conventional | WaterHeat | Com - Lodging | Com | ROB and NEW | 0 | 1000 sqft2 of floor space | Cap-kBTUh | 20 | DEER:Indoor_CFL_Ltg | 0 | 0 | 0 | SWWH005-07 | 10.2 | 2022 | 4.67 | 2022 | 0 | 0 | SWWH005-07 | Com Gas Water Heating Boilers - Hot-Dry ¦ SCG ¦ Hot-Dry | Com Gas Water Heating Boilers - Hot-Dry | 14.3568 | 1 | 0.35247 | CBSA 2014 | 0 | 2032 | 0.6 | SWWH005-07
COM-WATERHEAT-21.53 | Com ¦ Efficient Gas Water Heating Boiler (0.92 UEF) - Hot-Dry ¦ SCG ¦ Hot-Dry | Com ¦ Efficient Gas Water Heating Boiler (0.92 UEF) - Hot-Dry | SCG ¦ Hot-Dry | SCG | All | Gas | Small/med. commercial HW boiler < 200 kBtu/hr, 0.92 UEF | Efficient | 2031 |  | 1 | Conventional | WaterHeat | Com - Office (Large) | Com | ROB and NEW | 0 | 1000 sqft2 of floor space | Cap-kBTUh | 20 | DEER:Indoor_CFL_Ltg | 0 | 0 | 0 | SWWH005-07 | 10.2 | 2022 | 4.67 | 2022 | 0 | 0 | SWWH005-07 | Com Gas Water Heating Boilers - Hot-Dry ¦ SCG ¦ Hot-Dry | Com Gas Water Heating Boilers - Hot-Dry | 1.3124 | 1 | 0.35247 | CBSA 2014 | 0 | 2032 | 0.6 | SWWH005-07
COM-WATERHEAT-21.54 | Com ¦ Efficient Gas Water Heating Boiler (0.92 UEF) - Hot-Dry ¦ SCG ¦ Hot-Dry | Com ¦ Efficient Gas Water Heating Boiler (0.92 UEF) - Hot-Dry | SCG ¦ Hot-Dry | SCG | All | Gas | Small/med. commercial HW boiler < 200 kBtu/hr, 0.92 UEF | Efficient | 2031 |  | 1 | Conventional | WaterHeat | Com - Office (Small) | Com | ROB and NEW | 0 | 1000 sqft2 of floor space | Cap-kBTUh | 20 | DEER:Indoor_CFL_Ltg | 0 | 0 | 0 | SWWH005-07 | 10.2 | 2022 | 4.67 | 2022 | 0 | 0 | SWWH005-07 | Com Gas Water Heating Boilers - Hot-Dry ¦ SCG ¦ Hot-Dry | Com Gas Water Heating Boilers - Hot-Dry | 0 | 1 | 0 | CBSA 2014 | 0 | 2032 | 0.6 | SWWH005-07
COM-WATERHEAT-21.55 | Com ¦ Efficient Gas Water Heating Boiler (0.92 UEF) - Hot-Dry ¦ SCG ¦ Hot-Dry | Com ¦ Efficient Gas Water Heating Boiler (0.92 UEF) - Hot-Dry | SCG ¦ Hot-Dry | SCG | All | Gas | Small/med. commercial HW boiler < 200 kBtu/hr, 0.92 UEF | Efficient | 2031 |  | 1 | Conventional | WaterHeat | Com - Other | Com | ROB and NEW | 0 | 1000 sqft2 of floor space | Cap-kBTUh | 20 | DEER:Indoor_CFL_Ltg | 0 | 0 | 0 | SWWH005-07 | 10.2 | 2022 | 4.67 | 2022 | 0 | 0 | SWWH005-07 | Com Gas Water Heating Boilers - Hot-Dry ¦ SCG ¦ Hot-Dry | Com Gas Water Heating Boilers - Hot-Dry | 0.79996 | 1 | 0.35247 | CBSA 2014 | 0 | 2032 | 0.6 | SWWH005-07
COM-WATERHEAT-21.56 | Com ¦ Efficient Gas Water Heating Boiler (0.92 UEF) - Hot-Dry ¦ SCG ¦ Hot-Dry | Com ¦ Efficient Gas Water Heating Boiler (0.92 UEF) - Hot-Dry | SCG ¦ Hot-Dry | SCG | All | Gas | Small/med. commercial HW boiler < 200 kBtu/hr, 0.92 UEF | Efficient | 2031 |  | 1 | Conventional | WaterHeat | Com - Refrig. Warehouse | Com | ROB and NEW | 0 | 1000 sqft2 of floor space | Cap-kBTUh | 20 | DEER:Indoor_CFL_Ltg | 0 | 0 | 0 | SWWH005-07 | 10.2 | 2022 | 4.67 | 2022 | 0 | 0 | SWWH005-07 | Com Gas Water Heating Boilers - Hot-Dry ¦ SCG ¦ Hot-Dry | Com Gas Water Heating Boilers - Hot-Dry | 0.075958 | 1 | 0.35247 | CBSA 2014 | 0 | 2032 | 0.6 | SWWH005-07
COM-WATERHEAT-21.57 | Com ¦ Efficient Gas Water Heating Boiler (0.92 UEF) - Hot-Dry ¦ SCG ¦ Hot-Dry | Com ¦ Efficient Gas Water Heating Boiler (0.92 UEF) - Hot-Dry | SCG ¦ Hot-Dry | SCG | All | Gas | Small/med. commercial HW boiler < 200 kBtu/hr, 0.92 UEF | Efficient | 2031 |  | 1 | Conventional | WaterHeat | Com - Restaurant | Com | ROB and NEW | 0 | 1000 sqft2 of floor space | Cap-kBTUh | 20 | DEER:Indoor_CFL_Ltg | 0 | 0 | 0 | SWWH005-07 | 10.2 | 2022 | 4.67 | 2022 | 0 | 0 | SWWH005-07 | Com Gas Water Heating Boilers - Hot-Dry ¦ SCG ¦ Hot-Dry | Com Gas Water Heating Boilers - Hot-Dry | 1.7816 | 1 | 0.35247 | CBSA 2014 | 0 | 2032 | 0.6 | SWWH005-07
COM-WATERHEAT-21.58 | Com ¦ Efficient Gas Water Heating Boiler (0.92 UEF) - Hot-Dry ¦ SCG ¦ Hot-Dry | Com ¦ Efficient Gas Water Heating Boiler (0.92 UEF) - Hot-Dry | SCG ¦ Hot-Dry | SCG | All | Gas | Small/med. commercial HW boiler < 200 kBtu/hr, 0.92 UEF | Efficient | 2031 |  | 1 | Conventional | WaterHeat | Com - Retail | Com | ROB and NEW | 0 | 1000 sqft2 of floor space | Cap-kBTUh | 20 | DEER:Indoor_CFL_Ltg | 0 | 0 | 0 | SWWH005-07 | 10.2 | 2022 | 4.67 | 2022 | 0 | 0 | SWWH005-07 | Com Gas Water Heating Boilers - Hot-Dry ¦ SCG ¦ Hot-Dry | Com Gas Water Heating Boilers - Hot-Dry | 0 | 1 | 0 | CBSA 2014 | 0 | 2032 | 0.6 | SWWH005-07
COM-WATERHEAT-21.59 | Com ¦ Efficient Gas Water Heating Boiler (0.92 UEF) - Hot-Dry ¦ SCG ¦ Hot-Dry | Com ¦ Efficient Gas Water Heating Boiler (0.92 UEF) - Hot-Dry | SCG ¦ Hot-Dry | SCG | All | Gas | Small/med. commercial HW boiler < 200 kBtu/hr, 0.92 UEF | Efficient | 2031 |  | 1 | Conventional | WaterHeat | Com - School | Com | ROB and NEW | 0 | 1000 sqft2 of floor space | Cap-kBTUh | 20 | DEER:Indoor_CFL_Ltg | 0 | 0 | 0 | SWWH005-07 | 10.2 | 2022 | 4.67 | 2022 | 0 | 0 | SWWH005-07 | Com Gas Water Heating Boilers - Hot-Dry ¦ SCG ¦ Hot-Dry | Com Gas Water Heating Boilers - Hot-Dry | 2.028 | 1 | 0.35247 | CBSA 2014 | 0 | 2032 | 0.6 | SWWH005-07
COM-WATERHEAT-21.60 | Com ¦ Efficient Gas Water Heating Boiler (0.92 UEF) - Hot-Dry ¦ SCG ¦ Hot-Dry | Com ¦ Efficient Gas Water Heating Boiler (0.92 UEF) - Hot-Dry | SCG ¦ Hot-Dry | SCG | All | Gas | Small/med. commercial HW boiler < 200 kBtu/hr, 0.92 UEF | Efficient | 2031 |  | 1 | Conventional | WaterHeat | Com - Warehouse | Com | ROB and NEW | 0 | 1000 sqft2 of floor space | Cap-kBTUh | 20 | DEER:Indoor_CFL_Ltg | 0 | 0 | 0 | SWWH005-07 | 10.2 | 2022 | 4.67 | 2022 | 0 | 0 | SWWH005-07 | Com Gas Water Heating Boilers - Hot-Dry ¦ SCG ¦ Hot-Dry | Com Gas Water Heating Boilers - Hot-Dry | 0.075958 | 1 | 0.35247 | CBSA 2014 | 0 | 2032 | 0.6 | SWWH005-07
COM-WATERHEAT-21.61 | Com ¦ Efficient Gas Water Heating Boiler (0.92 UEF) - Cold ¦ SCG ¦ Cold | Com ¦ Efficient Gas Water Heating Boiler (0.92 UEF) - Cold | SCG ¦ Cold | SCG | All | Gas | Small/med. commercial HW boiler < 200 kBtu/hr, 0.92 UEF | Efficient | 2031 |  | 1 | Conventional | WaterHeat | Com - College | Com | ROB and NEW | 0 | 1000 sqft2 of floor space | Cap-kBTUh | 20 | DEER:Indoor_CFL_Ltg | 0 | 0 | 0 | SWWH005-07 | 10.2 | 2022 | 4.67 | 2022 | 0 | 0 | SWWH005-07 | Com Gas Water Heating Boilers - Cold ¦ SCG ¦ Cold | Com Gas Water Heating Boilers - Cold | 2.028 | 1 | 0.35247 | CBSA 2014 | 0 | 2032 | 0.6 | SWWH005-07
COM-WATERHEAT-21.62 | Com ¦ Efficient Gas Water Heating Boiler (0.92 UEF) - Cold ¦ SCG ¦ Cold | Com ¦ Efficient Gas Water Heating Boiler (0.92 UEF) - Cold | SCG ¦ Cold | SCG | All | Gas | Small/med. commercial HW boiler < 200 kBtu/hr, 0.92 UEF | Efficient | 2031 |  | 1 | Conventional | WaterHeat | Com - Grocery | Com | ROB and NEW | 0 | 1000 sqft2 of floor space | Cap-kBTUh | 20 | DEER:Indoor_CFL_Ltg | 0 | 0 | 0 | SWWH005-07 | 10.2 | 2022 | 4.67 | 2022 | 0 | 0 | SWWH005-07 | Com Gas Water Heating Boilers - Cold ¦ SCG ¦ Cold | Com Gas Water Heating Boilers - Cold | 0.25893 | 1 | 0.35247 | CBSA 2014 | 0 | 2032 | 0.6 | SWWH005-07
COM-WATERHEAT-21.63 | Com ¦ Efficient Gas Water Heating Boiler (0.92 UEF) - Cold ¦ SCG ¦ Cold | Com ¦ Efficient Gas Water Heating Boiler (0.92 UEF) - Cold | SCG ¦ Cold | SCG | All | Gas | Small/med. commercial HW boiler < 200 kBtu/hr, 0.92 UEF | Efficient | 2031 |  | 1 | Conventional | WaterHeat | Com - Health | Com | ROB and NEW | 0 | 1000 sqft2 of floor space | Cap-kBTUh | 20 | DEER:Indoor_CFL_Ltg | 0 | 0 | 0 | SWWH005-07 | 10.2 | 2022 | 4.67 | 2022 | 0 | 0 | SWWH005-07 | Com Gas Water Heating Boilers - Cold ¦ SCG ¦ Cold | Com Gas Water Heating Boilers - Cold | 2.3999 | 1 | 0.35247 | CBSA 2014 | 0 | 2032 | 0.6 | SWWH005-07
COM-WATERHEAT-21.64 | Com ¦ Efficient Gas Water Heating Boiler (0.92 UEF) - Cold ¦ SCG ¦ Cold | Com ¦ Efficient Gas Water Heating Boiler (0.92 UEF) - Cold | SCG ¦ Cold | SCG | All | Gas | Small/med. commercial HW boiler < 200 kBtu/hr, 0.92 UEF | Efficient | 2031 |  | 1 | Conventional | WaterHeat | Com - Lodging | Com | ROB and NEW | 0 | 1000 sqft2 of floor space | Cap-kBTUh | 20 | DEER:Indoor_CFL_Ltg | 0 | 0 | 0 | SWWH005-07 | 10.2 | 2022 | 4.67 | 2022 | 0 | 0 | SWWH005-07 | Com Gas Water Heating Boilers - Cold ¦ SCG ¦ Cold | Com Gas Water Heating Boilers - Cold | 14.3568 | 1 | 0.35247 | CBSA 2014 | 0 | 2032 | 0.6 | SWWH005-07
COM-WATERHEAT-21.65 | Com ¦ Efficient Gas Water Heating Boiler (0.92 UEF) - Cold ¦ SCG ¦ Cold | Com ¦ Efficient Gas Water Heating Boiler (0.92 UEF) - Cold | SCG ¦ Cold | SCG | All | Gas | Small/med. commercial HW boiler < 200 kBtu/hr, 0.92 UEF | Efficient | 2031 |  | 1 | Conventional | WaterHeat | Com - Office (Large) | Com | ROB and NEW | 0 | 1000 sqft2 of floor space | Cap-kBTUh | 20 | DEER:Indoor_CFL_Ltg | 0 | 0 | 0 | SWWH005-07 | 10.2 | 2022 | 4.67 | 2022 | 0 | 0 | SWWH005-07 | Com Gas Water Heating Boilers - Cold ¦ SCG ¦ Cold | Com Gas Water Heating Boilers - Cold | 1.3124 | 1 | 0.35247 | CBSA 2014 | 0 | 2032 | 0.6 | SWWH005-07
COM-WATERHEAT-21.66 | Com ¦ Efficient Gas Water Heating Boiler (0.92 UEF) - Cold ¦ SCG ¦ Cold | Com ¦ Efficient Gas Water Heating Boiler (0.92 UEF) - Cold | SCG ¦ Cold | SCG | All | Gas | Small/med. commercial HW boiler < 200 kBtu/hr, 0.92 UEF | Efficient | 2031 |  | 1 | Conventional | WaterHeat | Com - Office (Small) | Com | ROB and NEW | 0 | 1000 sqft2 of floor space | Cap-kBTUh | 20 | DEER:Indoor_CFL_Ltg | 0 | 0 | 0 | SWWH005-07 | 10.2 | 2022 | 4.67 | 2022 | 0 | 0 | SWWH005-07 | Com Gas Water Heating Boilers - Cold ¦ SCG ¦ Cold | Com Gas Water Heating Boilers - Cold | 0 | 1 | 0 | CBSA 2014 | 0 | 2032 | 0.6 | SWWH005-07
COM-WATERHEAT-21.67 | Com ¦ Efficient Gas Water Heating Boiler (0.92 UEF) - Cold ¦ SCG ¦ Cold | Com ¦ Efficient Gas Water Heating Boiler (0.92 UEF) - Cold | SCG ¦ Cold | SCG | All | Gas | Small/med. commercial HW boiler < 200 kBtu/hr, 0.92 UEF | Efficient | 2031 |  | 1 | Conventional | WaterHeat | Com - Other | Com | ROB and NEW | 0 | 1000 sqft2 of floor space | Cap-kBTUh | 20 | DEER:Indoor_CFL_Ltg | 0 | 0 | 0 | SWWH005-07 | 10.2 | 2022 | 4.67 | 2022 | 0 | 0 | SWWH005-07 | Com Gas Water Heating Boilers - Cold ¦ SCG ¦ Cold | Com Gas Water Heating Boilers - Cold | 0.79996 | 1 | 0.35247 | CBSA 2014 | 0 | 2032 | 0.6 | SWWH005-07
COM-WATERHEAT-21.68 | Com ¦ Efficient Gas Water Heating Boiler (0.92 UEF) - Cold ¦ SCG ¦ Cold | Com ¦ Efficient Gas Water Heating Boiler (0.92 UEF) - Cold | SCG ¦ Cold | SCG | All | Gas | Small/med. commercial HW boiler < 200 kBtu/hr, 0.92 UEF | Efficient | 2031 |  | 1 | Conventional | WaterHeat | Com - Refrig. Warehouse | Com | ROB and NEW | 0 | 1000 sqft2 of floor space | Cap-kBTUh | 20 | DEER:Indoor_CFL_Ltg | 0 | 0 | 0 | SWWH005-07 | 10.2 | 2022 | 4.67 | 2022 | 0 | 0 | SWWH005-07 | Com Gas Water Heating Boilers - Cold ¦ SCG ¦ Cold | Com Gas Water Heating Boilers - Cold | 0.075958 | 1 | 0.35247 | CBSA 2014 | 0 | 2032 | 0.6 | SWWH005-07
COM-WATERHEAT-21.69 | Com ¦ Efficient Gas Water Heating Boiler (0.92 UEF) - Cold ¦ SCG ¦ Cold | Com ¦ Efficient Gas Water Heating Boiler (0.92 UEF) - Cold | SCG ¦ Cold | SCG | All | Gas | Small/med. commercial HW boiler < 200 kBtu/hr, 0.92 UEF | Efficient | 2031 |  | 1 | Conventional | WaterHeat | Com - Restaurant | Com | ROB and NEW | 0 | 1000 sqft2 of floor space | Cap-kBTUh | 20 | DEER:Indoor_CFL_Ltg | 0 | 0 | 0 | SWWH005-07 | 10.2 | 2022 | 4.67 | 2022 | 0 | 0 | SWWH005-07 | Com Gas Water Heating Boilers - Cold ¦ SCG ¦ Cold | Com Gas Water Heating Boilers - Cold | 1.7816 | 1 | 0.35247 | CBSA 2014 | 0 | 2032 | 0.6 | SWWH005-07
COM-WATERHEAT-21.70 | Com ¦ Efficient Gas Water Heating Boiler (0.92 UEF) - Cold ¦ SCG ¦ Cold | Com ¦ Efficient Gas Water Heating Boiler (0.92 UEF) - Cold | SCG ¦ Cold | SCG | All | Gas | Small/med. commercial HW boiler < 200 kBtu/hr, 0.92 UEF | Efficient | 2031 |  | 1 | Conventional | WaterHeat | Com - Retail | Com | ROB and NEW | 0 | 1000 sqft2 of floor space | Cap-kBTUh | 20 | DEER:Indoor_CFL_Ltg | 0 | 0 | 0 | SWWH005-07 | 10.2 | 2022 | 4.67 | 2022 | 0 | 0 | SWWH005-07 | Com Gas Water Heating Boilers - Cold ¦ SCG ¦ Cold | Com Gas Water Heating Boilers - Cold | 0 | 1 | 0 | CBSA 2014 | 0 | 2032 | 0.6 | SWWH005-07
COM-WATERHEAT-21.71 | Com ¦ Efficient Gas Water Heating Boiler (0.92 UEF) - Cold ¦ SCG ¦ Cold | Com ¦ Efficient Gas Water Heating Boiler (0.92 UEF) - Cold | SCG ¦ Cold | SCG | All | Gas | Small/med. commercial HW boiler < 200 kBtu/hr, 0.92 UEF | Efficient | 2031 |  | 1 | Conventional | WaterHeat | Com - School | Com | ROB and NEW | 0 | 1000 sqft2 of floor space | Cap-kBTUh | 20 | DEER:Indoor_CFL_Ltg | 0 | 0 | 0 | SWWH005-07 | 10.2 | 2022 | 4.67 | 2022 | 0 | 0 | SWWH005-07 | Com Gas Water Heating Boilers - Cold ¦ SCG ¦ Cold | Com Gas Water Heating Boilers - Cold | 2.028 | 1 | 0.35247 | CBSA 2014 | 0 | 2032 | 0.6 | SWWH005-07
COM-WATERHEAT-21.72 | Com ¦ Efficient Gas Water Heating Boiler (0.92 UEF) - Cold ¦ SCG ¦ Cold | Com ¦ Efficient Gas Water Heating Boiler (0.92 UEF) - Cold | SCG ¦ Cold | SCG | All | Gas | Small/med. commercial HW boiler < 200 kBtu/hr, 0.92 UEF | Efficient | 2031 |  | 1 | Conventional | WaterHeat | Com - Warehouse | Com | ROB and NEW | 0 | 1000 sqft2 of floor space | Cap-kBTUh | 20 | DEER:Indoor_CFL_Ltg | 0 | 0 | 0 | SWWH005-07 | 10.2 | 2022 | 4.67 | 2022 | 0 | 0 | SWWH005-07 | Com Gas Water Heating Boilers - Cold ¦ SCG ¦ Cold | Com Gas Water Heating Boilers - Cold | 0.075958 | 1 | 0.35247 | CBSA 2014 | 0 | 2032 | 0.6 | SWWH005-07
COM-WATERHEAT-21.73 | Com ¦ Efficient Gas Water Heating Boiler (0.92 UEF) - Marine ¦ SDG&E ¦ Marine | Com ¦ Efficient Gas Water Heating Boiler (0.92 UEF) - Marine | SDG&E ¦ Marine | SDG&E | All | Gas | Small/med. commercial HW boiler < 200 kBtu/hr, 0.92 UEF | Efficient | 2031 |  | 1 | Conventional | WaterHeat | Com - College | Com | ROB and NEW | 0 | 1000 sqft2 of floor space | Cap-kBTUh | 20 | DEER:Indoor_CFL_Ltg | 0 | 0 | 0 | SWWH005-07 | 10.2 | 2022 | 4.67 | 2022 | 0 | 0 | SWWH005-07 | Com Gas Water Heating Boilers - Marine ¦ SDG&E ¦ Marine | Com Gas Water Heating Boilers - Marine | 2.028 | 1 | 0.35247 | CBSA 2014 | 0 | 2032 | 0.6 | SWWH005-07
COM-WATERHEAT-21.74 | Com ¦ Efficient Gas Water Heating Boiler (0.92 UEF) - Marine ¦ SDG&E ¦ Marine | Com ¦ Efficient Gas Water Heating Boiler (0.92 UEF) - Marine | SDG&E ¦ Marine | SDG&E | All | Gas | Small/med. commercial HW boiler < 200 kBtu/hr, 0.92 UEF | Efficient | 2031 |  | 1 | Conventional | WaterHeat | Com - Grocery | Com | ROB and NEW | 0 | 1000 sqft2 of floor space | Cap-kBTUh | 20 | DEER:Indoor_CFL_Ltg | 0 | 0 | 0 | SWWH005-07 | 10.2 | 2022 | 4.67 | 2022 | 0 | 0 | SWWH005-07 | Com Gas Water Heating Boilers - Marine ¦ SDG&E ¦ Marine | Com Gas Water Heating Boilers - Marine | 0.25893 | 1 | 0.35247 | CBSA 2014 | 0 | 2032 | 0.6 | SWWH005-07
COM-WATERHEAT-21.75 | Com ¦ Efficient Gas Water Heating Boiler (0.92 UEF) - Marine ¦ SDG&E ¦ Marine | Com ¦ Efficient Gas Water Heating Boiler (0.92 UEF) - Marine | SDG&E ¦ Marine | SDG&E | All | Gas | Small/med. commercial HW boiler < 200 kBtu/hr, 0.92 UEF | Efficient | 2031 |  | 1 | Conventional | WaterHeat | Com - Health | Com | ROB and NEW | 0 | 1000 sqft2 of floor space | Cap-kBTUh | 20 | DEER:Indoor_CFL_Ltg | 0 | 0 | 0 | SWWH005-07 | 10.2 | 2022 | 4.67 | 2022 | 0 | 0 | SWWH005-07 | Com Gas Water Heating Boilers - Marine ¦ SDG&E ¦ Marine | Com Gas Water Heating Boilers - Marine | 2.3999 | 1 | 0.35247 | CBSA 2014 | 0 | 2032 | 0.6 | SWWH005-07
COM-WATERHEAT-21.76 | Com ¦ Efficient Gas Water Heating Boiler (0.92 UEF) - Marine ¦ SDG&E ¦ Marine | Com ¦ Efficient Gas Water Heating Boiler (0.92 UEF) - Marine | SDG&E ¦ Marine | SDG&E | All | Gas | Small/med. commercial HW boiler < 200 kBtu/hr, 0.92 UEF | Efficient | 2031 |  | 1 | Conventional | WaterHeat | Com - Lodging | Com | ROB and NEW | 0 | 1000 sqft2 of floor space | Cap-kBTUh | 20 | DEER:Indoor_CFL_Ltg | 0 | 0 | 0 | SWWH005-07 | 10.2 | 2022 | 4.67 | 2022 | 0 | 0 | SWWH005-07 | Com Gas Water Heating Boilers - Marine ¦ SDG&E ¦ Marine | Com Gas Water Heating Boilers - Marine | 14.3568 | 1 | 0.35247 | CBSA 2014 | 0 | 2032 | 0.6 | SWWH005-07
COM-WATERHEAT-21.77 | Com ¦ Efficient Gas Water Heating Boiler (0.92 UEF) - Marine ¦ SDG&E ¦ Marine | Com ¦ Efficient Gas Water Heating Boiler (0.92 UEF) - Marine | SDG&E ¦ Marine | SDG&E | All | Gas | Small/med. commercial HW boiler < 200 kBtu/hr, 0.92 UEF | Efficient | 2031 |  | 1 | Conventional | WaterHeat | Com - Office (Large) | Com | ROB and NEW | 0 | 1000 sqft2 of floor space | Cap-kBTUh | 20 | DEER:Indoor_CFL_Ltg | 0 | 0 | 0 | SWWH005-07 | 10.2 | 2022 | 4.67 | 2022 | 0 | 0 | SWWH005-07 | Com Gas Water Heating Boilers - Marine ¦ SDG&E ¦ Marine | Com Gas Water Heating Boilers - Marine | 1.3124 | 1 | 0.35247 | CBSA 2014 | 0 | 2032 | 0.6 | SWWH005-07
COM-WATERHEAT-21.78 | Com ¦ Efficient Gas Water Heating Boiler (0.92 UEF) - Marine ¦ SDG&E ¦ Marine | Com ¦ Efficient Gas Water Heating Boiler (0.92 UEF) - Marine | SDG&E ¦ Marine | SDG&E | All | Gas | Small/med. commercial HW boiler < 200 kBtu/hr, 0.92 UEF | Efficient | 2031 |  | 1 | Conventional | WaterHeat | Com - Office (Small) | Com | ROB and NEW | 0 | 1000 sqft2 of floor space | Cap-kBTUh | 20 | DEER:Indoor_CFL_Ltg | 0 | 0 | 0 | SWWH005-07 | 10.2 | 2022 | 4.67 | 2022 | 0 | 0 | SWWH005-07 | Com Gas Water Heating Boilers - Marine ¦ SDG&E ¦ Marine | Com Gas Water Heating Boilers - Marine | 0 | 1 | 0 | CBSA 2014 | 0 | 2032 | 0.6 | SWWH005-07
COM-WATERHEAT-21.79 | Com ¦ Efficient Gas Water Heating Boiler (0.92 UEF) - Marine ¦ SDG&E ¦ Marine | Com ¦ Efficient Gas Water Heating Boiler (0.92 UEF) - Marine | SDG&E ¦ Marine | SDG&E | All | Gas | Small/med. commercial HW boiler < 200 kBtu/hr, 0.92 UEF | Efficient | 2031 |  | 1 | Conventional | WaterHeat | Com - Other | Com | ROB and NEW | 0 | 1000 sqft2 of floor space | Cap-kBTUh | 20 | DEER:Indoor_CFL_Ltg | 0 | 0 | 0 | SWWH005-07 | 10.2 | 2022 | 4.67 | 2022 | 0 | 0 | SWWH005-07 | Com Gas Water Heating Boilers - Marine ¦ SDG&E ¦ Marine | Com Gas Water Heating Boilers - Marine | 0.79996 | 1 | 0.35247 | CBSA 2014 | 0 | 2032 | 0.6 | SWWH005-07
COM-WATERHEAT-21.80 | Com ¦ Efficient Gas Water Heating Boiler (0.92 UEF) - Marine ¦ SDG&E ¦ Marine | Com ¦ Efficient Gas Water Heating Boiler (0.92 UEF) - Marine | SDG&E ¦ Marine | SDG&E | All | Gas | Small/med. commercial HW boiler < 200 kBtu/hr, 0.92 UEF | Efficient | 2031 |  | 1 | Conventional | WaterHeat | Com - Refrig. Warehouse | Com | ROB and NEW | 0 | 1000 sqft2 of floor space | Cap-kBTUh | 20 | DEER:Indoor_CFL_Ltg | 0 | 0 | 0 | SWWH005-07 | 10.2 | 2022 | 4.67 | 2022 | 0 | 0 | SWWH005-07 | Com Gas Water Heating Boilers - Marine ¦ SDG&E ¦ Marine | Com Gas Water Heating Boilers - Marine | 0.075958 | 1 | 0.35247 | CBSA 2014 | 0 | 2032 | 0.6 | SWWH005-07
COM-WATERHEAT-21.81 | Com ¦ Efficient Gas Water Heating Boiler (0.92 UEF) - Marine ¦ SDG&E ¦ Marine | Com ¦ Efficient Gas Water Heating Boiler (0.92 UEF) - Marine | SDG&E ¦ Marine | SDG&E | All | Gas | Small/med. commercial HW boiler < 200 kBtu/hr, 0.92 UEF | Efficient | 2031 |  | 1 | Conventional | WaterHeat | Com - Restaurant | Com | ROB and NEW | 0 | 1000 sqft2 of floor space | Cap-kBTUh | 20 | DEER:Indoor_CFL_Ltg | 0 | 0 | 0 | SWWH005-07 | 10.2 | 2022 | 4.67 | 2022 | 0 | 0 | SWWH005-07 | Com Gas Water Heating Boilers - Marine ¦ SDG&E ¦ Marine | Com Gas Water Heating Boilers - Marine | 1.7816 | 1 | 0.35247 | CBSA 2014 | 0 | 2032 | 0.6 | SWWH005-07
COM-WATERHEAT-21.82 | Com ¦ Efficient Gas Water Heating Boiler (0.92 UEF) - Marine ¦ SDG&E ¦ Marine | Com ¦ Efficient Gas Water Heating Boiler (0.92 UEF) - Marine | SDG&E ¦ Marine | SDG&E | All | Gas | Small/med. commercial HW boiler < 200 kBtu/hr, 0.92 UEF | Efficient | 2031 |  | 1 | Conventional | WaterHeat | Com - Retail | Com | ROB and NEW | 0 | 1000 sqft2 of floor space | Cap-kBTUh | 20 | DEER:Indoor_CFL_Ltg | 0 | 0 | 0 | SWWH005-07 | 10.2 | 2022 | 4.67 | 2022 | 0 | 0 | SWWH005-07 | Com Gas Water Heating Boilers - Marine ¦ SDG&E ¦ Marine | Com Gas Water Heating Boilers - Marine | 0 | 1 | 0 | CBSA 2014 | 0 | 2032 | 0.6 | SWWH005-07
COM-WATERHEAT-21.83 | Com ¦ Efficient Gas Water Heating Boiler (0.92 UEF) - Marine ¦ SDG&E ¦ Marine | Com ¦ Efficient Gas Water Heating Boiler (0.92 UEF) - Marine | SDG&E ¦ Marine | SDG&E | All | Gas | Small/med. commercial HW boiler < 200 kBtu/hr, 0.92 UEF | Efficient | 2031 |  | 1 | Conventional | WaterHeat | Com - School | Com | ROB and NEW | 0 | 1000 sqft2 of floor space | Cap-kBTUh | 20 | DEER:Indoor_CFL_Ltg | 0 | 0 | 0 | SWWH005-07 | 10.2 | 2022 | 4.67 | 2022 | 0 | 0 | SWWH005-07 | Com Gas Water Heating Boilers - Marine ¦ SDG&E ¦ Marine | Com Gas Water Heating Boilers - Marine | 2.028 | 1 | 0.35247 | CBSA 2014 | 0 | 2032 | 0.6 | SWWH005-07
COM-WATERHEAT-21.84 | Com ¦ Efficient Gas Water Heating Boiler (0.92 UEF) - Marine ¦ SDG&E ¦ Marine | Com ¦ Efficient Gas Water Heating Boiler (0.92 UEF) - Marine | SDG&E ¦ Marine | SDG&E | All | Gas | Small/med. commercial HW boiler < 200 kBtu/hr, 0.92 UEF | Efficient | 2031 |  | 1 | Conventional | WaterHeat | Com - Warehouse | Com | ROB and NEW | 0 | 1000 sqft2 of floor space | Cap-kBTUh | 20 | DEER:Indoor_CFL_Ltg | 0 | 0 | 0 | SWWH005-07 | 10.2 | 2022 | 4.67 | 2022 | 0 | 0 | SWWH005-07 | Com Gas Water Heating Boilers - Marine ¦ SDG&E ¦ Marine | Com Gas Water Heating Boilers - Marine | 0.075958 | 1 | 0.35247 | CBSA 2014 | 0 | 2032 | 0.6 | SWWH005-07
COM-WATERHEAT-21.85 | Com ¦ Efficient Gas Water Heating Boiler (0.92 UEF) - Hot-Dry ¦ SDG&E ¦ Hot-Dry | Com ¦ Efficient Gas Water Heating Boiler (0.92 UEF) - Hot-Dry | SDG&E ¦ Hot-Dry | SDG&E | All | Gas | Small/med. commercial HW boiler < 200 kBtu/hr, 0.92 UEF | Efficient | 2031 |  | 1 | Conventional | WaterHeat | Com - College | Com | ROB and NEW | 0 | 1000 sqft2 of floor space | Cap-kBTUh | 20 | DEER:Indoor_CFL_Ltg | 0 | 0 | 0 | SWWH005-07 | 10.2 | 2022 | 4.67 | 2022 | 0 | 0 | SWWH005-07 | Com Gas Water Heating Boilers - Hot-Dry ¦ SDG&E ¦ Hot-Dry | Com Gas Water Heating Boilers - Hot-Dry | 2.028 | 1 | 0.35247 | CBSA 2014 | 0 | 2032 | 0.6 | SWWH005-07
COM-WATERHEAT-21.86 | Com ¦ Efficient Gas Water Heating Boiler (0.92 UEF) - Hot-Dry ¦ SDG&E ¦ Hot-Dry | Com ¦ Efficient Gas Water Heating Boiler (0.92 UEF) - Hot-Dry | SDG&E ¦ Hot-Dry | SDG&E | All | Gas | Small/med. commercial HW boiler < 200 kBtu/hr, 0.92 UEF | Efficient | 2031 |  | 1 | Conventional | WaterHeat | Com - Grocery | Com | ROB and NEW | 0 | 1000 sqft2 of floor space | Cap-kBTUh | 20 | DEER:Indoor_CFL_Ltg | 0 | 0 | 0 | SWWH005-07 | 10.2 | 2022 | 4.67 | 2022 | 0 | 0 | SWWH005-07 | Com Gas Water Heating Boilers - Hot-Dry ¦ SDG&E ¦ Hot-Dry | Com Gas Water Heating Boilers - Hot-Dry | 0.25893 | 1 | 0.35247 | CBSA 2014 | 0 | 2032 | 0.6 | SWWH005-07
COM-WATERHEAT-21.87 | Com ¦ Efficient Gas Water Heating Boiler (0.92 UEF) - Hot-Dry ¦ SDG&E ¦ Hot-Dry | Com ¦ Efficient Gas Water Heating Boiler (0.92 UEF) - Hot-Dry | SDG&E ¦ Hot-Dry | SDG&E | All | Gas | Small/med. commercial HW boiler < 200 kBtu/hr, 0.92 UEF | Efficient | 2031 |  | 1 | Conventional | WaterHeat | Com - Health | Com | ROB and NEW | 0 | 1000 sqft2 of floor space | Cap-kBTUh | 20 | DEER:Indoor_CFL_Ltg | 0 | 0 | 0 | SWWH005-07 | 10.2 | 2022 | 4.67 | 2022 | 0 | 0 | SWWH005-07 | Com Gas Water Heating Boilers - Hot-Dry ¦ SDG&E ¦ Hot-Dry | Com Gas Water Heating Boilers - Hot-Dry | 2.3999 | 1 | 0.35247 | CBSA 2014 | 0 | 2032 | 0.6 | SWWH005-07
COM-WATERHEAT-21.88 | Com ¦ Efficient Gas Water Heating Boiler (0.92 UEF) - Hot-Dry ¦ SDG&E ¦ Hot-Dry | Com ¦ Efficient Gas Water Heating Boiler (0.92 UEF) - Hot-Dry | SDG&E ¦ Hot-Dry | SDG&E | All | Gas | Small/med. commercial HW boiler < 200 kBtu/hr, 0.92 UEF | Efficient | 2031 |  | 1 | Conventional | WaterHeat | Com - Lodging | Com | ROB and NEW | 0 | 1000 sqft2 of floor space | Cap-kBTUh | 20 | DEER:Indoor_CFL_Ltg | 0 | 0 | 0 | SWWH005-07 | 10.2 | 2022 | 4.67 | 2022 | 0 | 0 | SWWH005-07 | Com Gas Water Heating Boilers - Hot-Dry ¦ SDG&E ¦ Hot-Dry | Com Gas Water Heating Boilers - Hot-Dry | 14.3568 | 1 | 0.35247 | CBSA 2014 | 0 | 2032 | 0.6 | SWWH005-07
COM-WATERHEAT-21.89 | Com ¦ Efficient Gas Water Heating Boiler (0.92 UEF) - Hot-Dry ¦ SDG&E ¦ Hot-Dry | Com ¦ Efficient Gas Water Heating Boiler (0.92 UEF) - Hot-Dry | SDG&E ¦ Hot-Dry | SDG&E | All | Gas | Small/med. commercial HW boiler < 200 kBtu/hr, 0.92 UEF | Efficient | 2031 |  | 1 | Conventional | WaterHeat | Com - Office (Large) | Com | ROB and NEW | 0 | 1000 sqft2 of floor space | Cap-kBTUh | 20 | DEER:Indoor_CFL_Ltg | 0 | 0 | 0 | SWWH005-07 | 10.2 | 2022 | 4.67 | 2022 | 0 | 0 | SWWH005-07 | Com Gas Water Heating Boilers - Hot-Dry ¦ SDG&E ¦ Hot-Dry | Com Gas Water Heating Boilers - Hot-Dry | 1.3124 | 1 | 0.35247 | CBSA 2014 | 0 | 2032 | 0.6 | SWWH005-07
COM-WATERHEAT-21.90 | Com ¦ Efficient Gas Water Heating Boiler (0.92 UEF) - Hot-Dry ¦ SDG&E ¦ Hot-Dry | Com ¦ Efficient Gas Water Heating Boiler (0.92 UEF) - Hot-Dry | SDG&E ¦ Hot-Dry | SDG&E | All | Gas | Small/med. commercial HW boiler < 200 kBtu/hr, 0.92 UEF | Efficient | 2031 |  | 1 | Conventional | WaterHeat | Com - Office (Small) | Com | ROB and NEW | 0 | 1000 sqft2 of floor space | Cap-kBTUh | 20 | DEER:Indoor_CFL_Ltg | 0 | 0 | 0 | SWWH005-07 | 10.2 | 2022 | 4.67 | 2022 | 0 | 0 | SWWH005-07 | Com Gas Water Heating Boilers - Hot-Dry ¦ SDG&E ¦ Hot-Dry | Com Gas Water Heating Boilers - Hot-Dry | 0 | 1 | 0 | CBSA 2014 | 0 | 2032 | 0.6 | SWWH005-07
COM-WATERHEAT-21.91 | Com ¦ Efficient Gas Water Heating Boiler (0.92 UEF) - Hot-Dry ¦ SDG&E ¦ Hot-Dry | Com ¦ Efficient Gas Water Heating Boiler (0.92 UEF) - Hot-Dry | SDG&E ¦ Hot-Dry | SDG&E | All | Gas | Small/med. commercial HW boiler < 200 kBtu/hr, 0.92 UEF | Efficient | 2031 |  | 1 | Conventional | WaterHeat | Com - Other | Com | ROB and NEW | 0 | 1000 sqft2 of floor space | Cap-kBTUh | 20 | DEER:Indoor_CFL_Ltg | 0 | 0 | 0 | SWWH005-07 | 10.2 | 2022 | 4.67 | 2022 | 0 | 0 | SWWH005-07 | Com Gas Water Heating Boilers - Hot-Dry ¦ SDG&E ¦ Hot-Dry | Com Gas Water Heating Boilers - Hot-Dry | 0.79996 | 1 | 0.35247 | CBSA 2014 | 0 | 2032 | 0.6 | SWWH005-07
COM-WATERHEAT-21.92 | Com ¦ Efficient Gas Water Heating Boiler (0.92 UEF) - Hot-Dry ¦ SDG&E ¦ Hot-Dry | Com ¦ Efficient Gas Water Heating Boiler (0.92 UEF) - Hot-Dry | SDG&E ¦ Hot-Dry | SDG&E | All | Gas | Small/med. commercial HW boiler < 200 kBtu/hr, 0.92 UEF | Efficient | 2031 |  | 1 | Conventional | WaterHeat | Com - Refrig. Warehouse | Com | ROB and NEW | 0 | 1000 sqft2 of floor space | Cap-kBTUh | 20 | DEER:Indoor_CFL_Ltg | 0 | 0 | 0 | SWWH005-07 | 10.2 | 2022 | 4.67 | 2022 | 0 | 0 | SWWH005-07 | Com Gas Water Heating Boilers - Hot-Dry ¦ SDG&E ¦ Hot-Dry | Com Gas Water Heating Boilers - Hot-Dry | 0.075958 | 1 | 0.35247 | CBSA 2014 | 0 | 2032 | 0.6 | SWWH005-07
COM-WATERHEAT-21.93 | Com ¦ Efficient Gas Water Heating Boiler (0.92 UEF) - Hot-Dry ¦ SDG&E ¦ Hot-Dry | Com ¦ Efficient Gas Water Heating Boiler (0.92 UEF) - Hot-Dry | SDG&E ¦ Hot-Dry | SDG&E | All | Gas | Small/med. commercial HW boiler < 200 kBtu/hr, 0.92 UEF | Efficient | 2031 |  | 1 | Conventional | WaterHeat | Com - Restaurant | Com | ROB and NEW | 0 | 1000 sqft2 of floor space | Cap-kBTUh | 20 | DEER:Indoor_CFL_Ltg | 0 | 0 | 0 | SWWH005-07 | 10.2 | 2022 | 4.67 | 2022 | 0 | 0 | SWWH005-07 | Com Gas Water Heating Boilers - Hot-Dry ¦ SDG&E ¦ Hot-Dry | Com Gas Water Heating Boilers - Hot-Dry | 1.7816 | 1 | 0.35247 | CBSA 2014 | 0 | 2032 | 0.6 | SWWH005-07
COM-WATERHEAT-21.94 | Com ¦ Efficient Gas Water Heating Boiler (0.92 UEF) - Hot-Dry ¦ SDG&E ¦ Hot-Dry | Com ¦ Efficient Gas Water Heating Boiler (0.92 UEF) - Hot-Dry | SDG&E ¦ Hot-Dry | SDG&E | All | Gas | Small/med. commercial HW boiler < 200 kBtu/hr, 0.92 UEF | Efficient | 2031 |  | 1 | Conventional | WaterHeat | Com - Retail | Com | ROB and NEW | 0 | 1000 sqft2 of floor space | Cap-kBTUh | 20 | DEER:Indoor_CFL_Ltg | 0 | 0 | 0 | SWWH005-07 | 10.2 | 2022 | 4.67 | 2022 | 0 | 0 | SWWH005-07 | Com Gas Water Heating Boilers - Hot-Dry ¦ SDG&E ¦ Hot-Dry | Com Gas Water Heating Boilers - Hot-Dry | 0 | 1 | 0 | CBSA 2014 | 0 | 2032 | 0.6 | SWWH005-07
COM-WATERHEAT-21.95 | Com ¦ Efficient Gas Water Heating Boiler (0.92 UEF) - Hot-Dry ¦ SDG&E ¦ Hot-Dry | Com ¦ Efficient Gas Water Heating Boiler (0.92 UEF) - Hot-Dry | SDG&E ¦ Hot-Dry | SDG&E | All | Gas | Small/med. commercial HW boiler < 200 kBtu/hr, 0.92 UEF | Efficient | 2031 |  | 1 | Conventional | WaterHeat | Com - School | Com | ROB and NEW | 0 | 1000 sqft2 of floor space | Cap-kBTUh | 20 | DEER:Indoor_CFL_Ltg | 0 | 0 | 0 | SWWH005-07 | 10.2 | 2022 | 4.67 | 2022 | 0 | 0 | SWWH005-07 | Com Gas Water Heating Boilers - Hot-Dry ¦ SDG&E ¦ Hot-Dry | Com Gas Water Heating Boilers - Hot-Dry | 2.028 | 1 | 0.35247 | CBSA 2014 | 0 | 2032 | 0.6 | SWWH005-07
COM-WATERHEAT-21.96 | Com ¦ Efficient Gas Water Heating Boiler (0.92 UEF) - Hot-Dry ¦ SDG&E ¦ Hot-Dry | Com ¦ Efficient Gas Water Heating Boiler (0.92 UEF) - Hot-Dry | SDG&E ¦ Hot-Dry | SDG&E | All | Gas | Small/med. commercial HW boiler < 200 kBtu/hr, 0.92 UEF | Efficient | 2031 |  | 1 | Conventional | WaterHeat | Com - Warehouse | Com | ROB and NEW | 0 | 1000 sqft2 of floor space | Cap-kBTUh | 20 | DEER:Indoor_CFL_Ltg | 0 | 0 | 0 | SWWH005-07 | 10.2 | 2022 | 4.67 | 2022 | 0 | 0 | SWWH005-07 | Com Gas Water Heating Boilers - Hot-Dry ¦ SDG&E ¦ Hot-Dry | Com Gas Water Heating Boilers - Hot-Dry | 0.075958 | 1 | 0.35247 | CBSA 2014 | 0 | 2032 | 0.6 | SWWH005-07
COM-WATERHEAT-30.1 | Com ¦ Normal Flow Faucet (Gas WH) - Marine ¦ PG&E ¦ Marine | Com ¦ Normal Flow Faucet (Gas WH) - Marine | PG&E ¦ Marine | PG&E | All | Gas | Commercial faucet, no aerator | Average Existing and Code |  |  | 0 | Conventional | WaterHeat | Com - College | Com | RET Only | 0 | 1000 sqft2 of floor space | Each | 6.67 | DEER:Indoor_CFL_Ltg | 0 | 0 | 7.68 | SWWH019-06 | 0 | 2024 | 0 | 2024 | 0 | 0 | SWWH019-06 | Com Faucet Aerators (Gas) - Marine ¦ PG&E ¦ Marine | Com Faucet Aerators (Gas) - Marine | 0.65231 | 1 | 0.57 | CBSA2014/NCI Assumptions | -25.3336 | 2012 | 0.6 | SWWH019-06
COM-WATERHEAT-30.2 | Com ¦ Normal Flow Faucet (Gas WH) - Marine ¦ PG&E ¦ Marine | Com ¦ Normal Flow Faucet (Gas WH) - Marine | PG&E ¦ Marine | PG&E | All | Gas | Commercial faucet, no aerator | Average Existing and Code |  |  | 0 | Conventional | WaterHeat | Com - Grocery | Com | RET Only | 0 | 1000 sqft2 of floor space | Each | 6.67 | DEER:Indoor_CFL_Ltg | 0 | 0 | 7.68 | SWWH019-06 | 0 | 2024 | 0 | 2024 | 0 | 0 | SWWH019-06 | Com Faucet Aerators (Gas) - Marine ¦ PG&E ¦ Marine | Com Faucet Aerators (Gas) - Marine | 0.46134 | 1 | 0.57 | CBSA2014/NCI Assumptions | -18.0341 | 2012 | 0.6 | SWWH019-06
COM-WATERHEAT-30.3 | Com ¦ Normal Flow Faucet (Gas WH) - Marine ¦ PG&E ¦ Marine | Com ¦ Normal Flow Faucet (Gas WH) - Marine | PG&E ¦ Marine | PG&E | All | Gas | Commercial faucet, no aerator | Average Existing and Code |  |  | 0 | Conventional | WaterHeat | Com - Health | Com | RET Only | 0 | 1000 sqft2 of floor space | Each | 6.67 | DEER:Indoor_CFL_Ltg | 0 | 0 | 7.68 | SWWH019-06 | 0 | 2024 | 0 | 2024 | 0 | 0 | SWWH019-06 | Com Faucet Aerators (Gas) - Marine ¦ PG&E ¦ Marine | Com Faucet Aerators (Gas) - Marine | 0.65231 | 1 | 0.57 | CBSA2014/NCI Assumptions | -21.6928 | 2012 | 0.6 | SWWH019-06
COM-WATERHEAT-30.4 | Com ¦ Normal Flow Faucet (Gas WH) - Marine ¦ PG&E ¦ Marine | Com ¦ Normal Flow Faucet (Gas WH) - Marine | PG&E ¦ Marine | PG&E | All | Gas | Commercial faucet, no aerator | Average Existing and Code |  |  | 0 | Conventional | WaterHeat | Com - Lodging | Com | RET Only | 0 | 1000 sqft2 of floor space | Each | 6.67 | DEER:Indoor_CFL_Ltg | 0 | 0 | 7.68 | SWWH019-06 | 0 | 2024 | 0 | 2024 | 0 | 0 | SWWH019-06 | Com Faucet Aerators (Gas) - Marine ¦ PG&E ¦ Marine | Com Faucet Aerators (Gas) - Marine | 1.2263 | 1 | 0.57 | CBSA2014/NCI Assumptions | -75.8657 | 2012 | 0.6 | SWWH019-06
COM-WATERHEAT-30.5 | Com ¦ Normal Flow Faucet (Gas WH) - Marine ¦ PG&E ¦ Marine | Com ¦ Normal Flow Faucet (Gas WH) - Marine | PG&E ¦ Marine | PG&E | All | Gas | Commercial faucet, no aerator | Average Existing and Code |  |  | 0 | Conventional | WaterHeat | Com - Office (Large) | Com | RET Only | 0 | 1000 sqft2 of floor space | Each | 6.67 | DEER:Indoor_CFL_Ltg | 0 | 0 | 7.68 | SWWH019-06 | 0 | 2024 | 0 | 2024 | 0 | 0 | SWWH019-06 | Com Faucet Aerators (Gas) - Marine ¦ PG&E ¦ Marine | Com Faucet Aerators (Gas) - Marine | 0.14254 | 1 | 0.57 | CBSA2014/NCI Assumptions | -34.4885 | 2012 | 0.6 | SWWH019-06
COM-WATERHEAT-30.6 | Com ¦ Normal Flow Faucet (Gas WH) - Marine ¦ PG&E ¦ Marine | Com ¦ Normal Flow Faucet (Gas WH) - Marine | PG&E ¦ Marine | PG&E | All | Gas | Commercial faucet, no aerator | Average Existing and Code |  |  | 0 | Conventional | WaterHeat | Com - Office (Small) | Com | RET Only | 0 | 1000 sqft2 of floor space | Each | 6.67 | DEER:Indoor_CFL_Ltg | 0 | 0 | 7.68 | SWWH019-06 | 0 | 2024 | 0 | 2024 | 0 | 0 | SWWH019-06 | Com Faucet Aerators (Gas) - Marine ¦ PG&E ¦ Marine | Com Faucet Aerators (Gas) - Marine | 0.14254 | 1 | 0.57 | CBSA2014/NCI Assumptions | -15.2039 | 2012 | 0.6 | SWWH019-06
COM-WATERHEAT-30.7 | Com ¦ Normal Flow Faucet (Gas WH) - Marine ¦ PG&E ¦ Marine | Com ¦ Normal Flow Faucet (Gas WH) - Marine | PG&E ¦ Marine | PG&E | All | Gas | Commercial faucet, no aerator | Average Existing and Code |  |  | 0 | Conventional | WaterHeat | Com - Other | Com | RET Only | 0 | 1000 sqft2 of floor space | Each | 6.67 | DEER:Indoor_CFL_Ltg | 0 | 0 | 7.68 | SWWH019-06 | 0 | 2024 | 0 | 2024 | 0 | 0 | SWWH019-06 | Com Faucet Aerators (Gas) - Marine ¦ PG&E ¦ Marine | Com Faucet Aerators (Gas) - Marine | 0.21744 | 1 | 0.57 | CBSA2014/NCI Assumptions | -34.7905 | 2012 | 0.6 | SWWH019-06
COM-WATERHEAT-30.8 | Com ¦ Normal Flow Faucet (Gas WH) - Marine ¦ PG&E ¦ Marine | Com ¦ Normal Flow Faucet (Gas WH) - Marine | PG&E ¦ Marine | PG&E | All | Gas | Commercial faucet, no aerator | Average Existing and Code |  |  | 0 | Conventional | WaterHeat | Com - Refrig. Warehouse | Com | RET Only | 0 | 1000 sqft2 of floor space | Each | 6.67 | DEER:Indoor_CFL_Ltg | 0 | 0 | 7.68 | SWWH019-06 | 0 | 2024 | 0 | 2024 | 0 | 0 | SWWH019-06 | Com Faucet Aerators (Gas) - Marine ¦ PG&E ¦ Marine | Com Faucet Aerators (Gas) - Marine | 0.21362 | 1 | 0.57 | CBSA2014/NCI Assumptions | -5.7661 | 2012 | 0.6 | SWWH019-06
COM-WATERHEAT-30.9 | Com ¦ Normal Flow Faucet (Gas WH) - Marine ¦ PG&E ¦ Marine | Com ¦ Normal Flow Faucet (Gas WH) - Marine | PG&E ¦ Marine | PG&E | All | Gas | Commercial faucet, no aerator | Average Existing and Code |  |  | 0 | Conventional | WaterHeat | Com - Restaurant | Com | RET Only | 0 | 1000 sqft2 of floor space | Each | 6.67 | DEER:Indoor_CFL_Ltg | 0 | 0 | 7.68 | SWWH019-06 | 0 | 2024 | 0 | 2024 | 0 | 0 | SWWH019-06 | Com Faucet Aerators (Gas) - Marine ¦ PG&E ¦ Marine | Com Faucet Aerators (Gas) - Marine | 0.75233 | 1 | 0.57 | CBSA2014/NCI Assumptions | -5.7695 | 2012 | 0.6 | SWWH019-06
COM-WATERHEAT-30.10 | Com ¦ Normal Flow Faucet (Gas WH) - Marine ¦ PG&E ¦ Marine | Com ¦ Normal Flow Faucet (Gas WH) - Marine | PG&E ¦ Marine | PG&E | All | Gas | Commercial faucet, no aerator | Average Existing and Code |  |  | 0 | Conventional | WaterHeat | Com - Retail | Com | RET Only | 0 | 1000 sqft2 of floor space | Each | 6.67 | DEER:Indoor_CFL_Ltg | 0 | 0 | 7.68 | SWWH019-06 | 0 | 2024 | 0 | 2024 | 0 | 0 | SWWH019-06 | Com Faucet Aerators (Gas) - Marine ¦ PG&E ¦ Marine | Com Faucet Aerators (Gas) - Marine | 0.15647 | 1 | 0.57 | CBSA2014/NCI Assumptions | -37.9478 | 2012 | 0.6 | SWWH019-06
COM-WATERHEAT-30.11 | Com ¦ Normal Flow Faucet (Gas WH) - Marine ¦ PG&E ¦ Marine | Com ¦ Normal Flow Faucet (Gas WH) - Marine | PG&E ¦ Marine | PG&E | All | Gas | Commercial faucet, no aerator | Average Existing and Code |  |  | 0 | Conventional | WaterHeat | Com - School | Com | RET Only | 0 | 1000 sqft2 of floor space | Each | 6.67 | DEER:Indoor_CFL_Ltg | 0 | 0 | 7.68 | SWWH019-06 | 0 | 2024 | 0 | 2024 | 0 | 0 | SWWH019-06 | Com Faucet Aerators (Gas) - Marine ¦ PG&E ¦ Marine | Com Faucet Aerators (Gas) - Marine | 0.24732 | 1 | 0.57 | CBSA2014/NCI Assumptions | -17.5468 | 2012 | 0.6 | SWWH019-06
COM-WATERHEAT-30.12 | Com ¦ Normal Flow Faucet (Gas WH) - Marine ¦ PG&E ¦ Marine | Com ¦ Normal Flow Faucet (Gas WH) - Marine | PG&E ¦ Marine | PG&E | All | Gas | Commercial faucet, no aerator | Average Existing and Code |  |  | 0 | Conventional | WaterHeat | Com - Warehouse | Com | RET Only | 0 | 1000 sqft2 of floor space | Each | 6.67 | DEER:Indoor_CFL_Ltg | 0 | 0 | 7.68 | SWWH019-06 | 0 | 2024 | 0 | 2024 | 0 | 0 | SWWH019-06 | Com Faucet Aerators (Gas) - Marine ¦ PG&E ¦ Marine | Com Faucet Aerators (Gas) - Marine | 0.21362 | 1 | 0.57 | CBSA2014/NCI Assumptions | -32.3748 | 2012 | 0.6 | SWWH019-06
COM-WATERHEAT-30.13 | Com ¦ Normal Flow Faucet (Gas WH) - Hot-Dry ¦ PG&E ¦ Hot-Dry | Com ¦ Normal Flow Faucet (Gas WH) - Hot-Dry | PG&E ¦ Hot-Dry | PG&E | All | Gas | Commercial faucet, no aerator | Average Existing and Code |  |  | 0 | Conventional | WaterHeat | Com - College | Com | RET Only | 0 | 1000 sqft2 of floor space | Each | 6.67 | DEER:Indoor_CFL_Ltg | 0 | 0 | 6.96 | SWWH019-06 | 0 | 2024 | 0 | 2024 | 0 | 0 | SWWH019-06 | Com Faucet Aerators (Gas) - Hot-Dry ¦ PG&E ¦ Hot-Dry | Com Faucet Aerators (Gas) - Hot-Dry | 0.65231 | 1 | 0.57 | CBSA2014/NCI Assumptions | -22.9586 | 2012 | 0.6 | SWWH019-06
COM-WATERHEAT-30.14 | Com ¦ Normal Flow Faucet (Gas WH) - Hot-Dry ¦ PG&E ¦ Hot-Dry | Com ¦ Normal Flow Faucet (Gas WH) - Hot-Dry | PG&E ¦ Hot-Dry | PG&E | All | Gas | Commercial faucet, no aerator | Average Existing and Code |  |  | 0 | Conventional | WaterHeat | Com - Grocery | Com | RET Only | 0 | 1000 sqft2 of floor space | Each | 6.67 | DEER:Indoor_CFL_Ltg | 0 | 0 | 6.96 | SWWH019-06 | 0 | 2024 | 0 | 2024 | 0 | 0 | SWWH019-06 | Com Faucet Aerators (Gas) - Hot-Dry ¦ PG&E ¦ Hot-Dry | Com Faucet Aerators (Gas) - Hot-Dry | 0.46134 | 1 | 0.57 | CBSA2014/NCI Assumptions | -16.3434 | 2012 | 0.6 | SWWH019-06
COM-WATERHEAT-30.15 | Com ¦ Normal Flow Faucet (Gas WH) - Hot-Dry ¦ PG&E ¦ Hot-Dry | Com ¦ Normal Flow Faucet (Gas WH) - Hot-Dry | PG&E ¦ Hot-Dry | PG&E | All | Gas | Commercial faucet, no aerator | Average Existing and Code |  |  | 0 | Conventional | WaterHeat | Com - Health | Com | RET Only | 0 | 1000 sqft2 of floor space | Each | 6.67 | DEER:Indoor_CFL_Ltg | 0 | 0 | 6.96 | SWWH019-06 | 0 | 2024 | 0 | 2024 | 0 | 0 | SWWH019-06 | Com Faucet Aerators (Gas) - Hot-Dry ¦ PG&E ¦ Hot-Dry | Com Faucet Aerators (Gas) - Hot-Dry | 0.65231 | 1 | 0.57 | CBSA2014/NCI Assumptions | -19.6591 | 2012 | 0.6 | SWWH019-06
COM-WATERHEAT-30.16 | Com ¦ Normal Flow Faucet (Gas WH) - Hot-Dry ¦ PG&E ¦ Hot-Dry | Com ¦ Normal Flow Faucet (Gas WH) - Hot-Dry | PG&E ¦ Hot-Dry | PG&E | All | Gas | Commercial faucet, no aerator | Average Existing and Code |  |  | 0 | Conventional | WaterHeat | Com - Lodging | Com | RET Only | 0 | 1000 sqft2 of floor space | Each | 6.67 | DEER:Indoor_CFL_Ltg | 0 | 0 | 6.96 | SWWH019-06 | 0 | 2024 | 0 | 2024 | 0 | 0 | SWWH019-06 | Com Faucet Aerators (Gas) - Hot-Dry ¦ PG&E ¦ Hot-Dry | Com Faucet Aerators (Gas) - Hot-Dry | 1.2263 | 1 | 0.57 | CBSA2014/NCI Assumptions | -68.7533 | 2012 | 0.6 | SWWH019-06
COM-WATERHEAT-30.17 | Com ¦ Normal Flow Faucet (Gas WH) - Hot-Dry ¦ PG&E ¦ Hot-Dry | Com ¦ Normal Flow Faucet (Gas WH) - Hot-Dry | PG&E ¦ Hot-Dry | PG&E | All | Gas | Commercial faucet, no aerator | Average Existing and Code |  |  | 0 | Conventional | WaterHeat | Com - Office (Large) | Com | RET Only | 0 | 1000 sqft2 of floor space | Each | 6.67 | DEER:Indoor_CFL_Ltg | 0 | 0 | 6.96 | SWWH019-06 | 0 | 2024 | 0 | 2024 | 0 | 0 | SWWH019-06 | Com Faucet Aerators (Gas) - Hot-Dry ¦ PG&E ¦ Hot-Dry | Com Faucet Aerators (Gas) - Hot-Dry | 0.14254 | 1 | 0.57 | CBSA2014/NCI Assumptions | -31.2552 | 2012 | 0.6 | SWWH019-06
COM-WATERHEAT-30.18 | Com ¦ Normal Flow Faucet (Gas WH) - Hot-Dry ¦ PG&E ¦ Hot-Dry | Com ¦ Normal Flow Faucet (Gas WH) - Hot-Dry | PG&E ¦ Hot-Dry | PG&E | All | Gas | Commercial faucet, no aerator | Average Existing and Code |  |  | 0 | Conventional | WaterHeat | Com - Office (Small) | Com | RET Only | 0 | 1000 sqft2 of floor space | Each | 6.67 | DEER:Indoor_CFL_Ltg | 0 | 0 | 6.96 | SWWH019-06 | 0 | 2024 | 0 | 2024 | 0 | 0 | SWWH019-06 | Com Faucet Aerators (Gas) - Hot-Dry ¦ PG&E ¦ Hot-Dry | Com Faucet Aerators (Gas) - Hot-Dry | 0.14254 | 1 | 0.57 | CBSA2014/NCI Assumptions | -13.7785 | 2012 | 0.6 | SWWH019-06
COM-WATERHEAT-30.19 | Com ¦ Normal Flow Faucet (Gas WH) - Hot-Dry ¦ PG&E ¦ Hot-Dry | Com ¦ Normal Flow Faucet (Gas WH) - Hot-Dry | PG&E ¦ Hot-Dry | PG&E | All | Gas | Commercial faucet, no aerator | Average Existing and Code |  |  | 0 | Conventional | WaterHeat | Com - Other | Com | RET Only | 0 | 1000 sqft2 of floor space | Each | 6.67 | DEER:Indoor_CFL_Ltg | 0 | 0 | 6.96 | SWWH019-06 | 0 | 2024 | 0 | 2024 | 0 | 0 | SWWH019-06 | Com Faucet Aerators (Gas) - Hot-Dry ¦ PG&E ¦ Hot-Dry | Com Faucet Aerators (Gas) - Hot-Dry | 0.21744 | 1 | 0.57 | CBSA2014/NCI Assumptions | -31.5288 | 2012 | 0.6 | SWWH019-06
COM-WATERHEAT-30.20 | Com ¦ Normal Flow Faucet (Gas WH) - Hot-Dry ¦ PG&E ¦ Hot-Dry | Com ¦ Normal Flow Faucet (Gas WH) - Hot-Dry | PG&E ¦ Hot-Dry | PG&E | All | Gas | Commercial faucet, no aerator | Average Existing and Code |  |  | 0 | Conventional | WaterHeat | Com - Refrig. Warehouse | Com | RET Only | 0 | 1000 sqft2 of floor space | Each | 6.67 | DEER:Indoor_CFL_Ltg | 0 | 0 | 6.96 | SWWH019-06 | 0 | 2024 | 0 | 2024 | 0 | 0 | SWWH019-06 | Com Faucet Aerators (Gas) - Hot-Dry ¦ PG&E ¦ Hot-Dry | Com Faucet Aerators (Gas) - Hot-Dry | 0.21362 | 1 | 0.57 | CBSA2014/NCI Assumptions | -5.2255 | 2012 | 0.6 | SWWH019-06
COM-WATERHEAT-30.21 | Com ¦ Normal Flow Faucet (Gas WH) - Hot-Dry ¦ PG&E ¦ Hot-Dry | Com ¦ Normal Flow Faucet (Gas WH) - Hot-Dry | PG&E ¦ Hot-Dry | PG&E | All | Gas | Commercial faucet, no aerator | Average Existing and Code |  |  | 0 | Conventional | WaterHeat | Com - Restaurant | Com | RET Only | 0 | 1000 sqft2 of floor space | Each | 6.67 | DEER:Indoor_CFL_Ltg | 0 | 0 | 6.96 | SWWH019-06 | 0 | 2024 | 0 | 2024 | 0 | 0 | SWWH019-06 | Com Faucet Aerators (Gas) - Hot-Dry ¦ PG&E ¦ Hot-Dry | Com Faucet Aerators (Gas) - Hot-Dry | 0.75233 | 1 | 0.57 | CBSA2014/NCI Assumptions | -5.2286 | 2012 | 0.6 | SWWH019-06
COM-WATERHEAT-30.22 | Com ¦ Normal Flow Faucet (Gas WH) - Hot-Dry ¦ PG&E ¦ Hot-Dry | Com ¦ Normal Flow Faucet (Gas WH) - Hot-Dry | PG&E ¦ Hot-Dry | PG&E | All | Gas | Commercial faucet, no aerator | Average Existing and Code |  |  | 0 | Conventional | WaterHeat | Com - Retail | Com | RET Only | 0 | 1000 sqft2 of floor space | Each | 6.67 | DEER:Indoor_CFL_Ltg | 0 | 0 | 6.96 | SWWH019-06 | 0 | 2024 | 0 | 2024 | 0 | 0 | SWWH019-06 | Com Faucet Aerators (Gas) - Hot-Dry ¦ PG&E ¦ Hot-Dry | Com Faucet Aerators (Gas) - Hot-Dry | 0.15647 | 1 | 0.57 | CBSA2014/NCI Assumptions | -34.3902 | 2012 | 0.6 | SWWH019-06
COM-WATERHEAT-30.23 | Com ¦ Normal Flow Faucet (Gas WH) - Hot-Dry ¦ PG&E ¦ Hot-Dry | Com ¦ Normal Flow Faucet (Gas WH) - Hot-Dry | PG&E ¦ Hot-Dry | PG&E | All | Gas | Commercial faucet, no aerator | Average Existing and Code |  |  | 0 | Conventional | WaterHeat | Com - School | Com | RET Only | 0 | 1000 sqft2 of floor space | Each | 6.67 | DEER:Indoor_CFL_Ltg | 0 | 0 | 6.96 | SWWH019-06 | 0 | 2024 | 0 | 2024 | 0 | 0 | SWWH019-06 | Com Faucet Aerators (Gas) - Hot-Dry ¦ PG&E ¦ Hot-Dry | Com Faucet Aerators (Gas) - Hot-Dry | 0.24732 | 1 | 0.57 | CBSA2014/NCI Assumptions | -15.9018 | 2012 | 0.6 | SWWH019-06
COM-WATERHEAT-30.24 | Com ¦ Normal Flow Faucet (Gas WH) - Hot-Dry ¦ PG&E ¦ Hot-Dry | Com ¦ Normal Flow Faucet (Gas WH) - Hot-Dry | PG&E ¦ Hot-Dry | PG&E | All | Gas | Commercial faucet, no aerator | Average Existing and Code |  |  | 0 | Conventional | WaterHeat | Com - Warehouse | Com | RET Only | 0 | 1000 sqft2 of floor space | Each | 6.67 | DEER:Indoor_CFL_Ltg | 0 | 0 | 6.96 | SWWH019-06 | 0 | 2024 | 0 | 2024 | 0 | 0 | SWWH019-06 | Com Faucet Aerators (Gas) - Hot-Dry ¦ PG&E ¦ Hot-Dry | Com Faucet Aerators (Gas) - Hot-Dry | 0.21362 | 1 | 0.57 | CBSA2014/NCI Assumptions | -29.3397 | 2012 | 0.6 | SWWH019-06
COM-WATERHEAT-30.25 | Com ¦ Normal Flow Faucet (Gas WH) - Cold ¦ PG&E ¦ Cold | Com ¦ Normal Flow Faucet (Gas WH) - Cold | PG&E ¦ Cold | PG&E | All | Gas | Commercial faucet, no aerator | Average Existing and Code |  |  | 0 | Conventional | WaterHeat | Com - College | Com | RET Only | 0 | 1000 sqft2 of floor space | Each | 6.67 | DEER:Indoor_CFL_Ltg | 0 | 0 | 8.7067 | SWWH019-06 | 0 | 2024 | 0 | 2024 | 0 | 0 | SWWH019-06 | Com Faucet Aerators (Gas) - Cold ¦ PG&E ¦ Cold | Com Faucet Aerators (Gas) - Cold | 0.65231 | 1 | 0.57 | CBSA2014/NCI Assumptions | -28.7203 | 2012 | 0.6 | SWWH019-06
COM-WATERHEAT-30.26 | Com ¦ Normal Flow Faucet (Gas WH) - Cold ¦ PG&E ¦ Cold | Com ¦ Normal Flow Faucet (Gas WH) - Cold | PG&E ¦ Cold | PG&E | All | Gas | Commercial faucet, no aerator | Average Existing and Code |  |  | 0 | Conventional | WaterHeat | Com - Grocery | Com | RET Only | 0 | 1000 sqft2 of floor space | Each | 6.67 | DEER:Indoor_CFL_Ltg | 0 | 0 | 8.7067 | SWWH019-06 | 0 | 2024 | 0 | 2024 | 0 | 0 | SWWH019-06 | Com Faucet Aerators (Gas) - Cold ¦ PG&E ¦ Cold | Com Faucet Aerators (Gas) - Cold | 0.46134 | 1 | 0.57 | CBSA2014/NCI Assumptions | -20.4449 | 2012 | 0.6 | SWWH019-06
COM-WATERHEAT-30.27 | Com ¦ Normal Flow Faucet (Gas WH) - Cold ¦ PG&E ¦ Cold | Com ¦ Normal Flow Faucet (Gas WH) - Cold | PG&E ¦ Cold | PG&E | All | Gas | Commercial faucet, no aerator | Average Existing and Code |  |  | 0 | Conventional | WaterHeat | Com - Health | Com | RET Only | 0 | 1000 sqft2 of floor space | Each | 6.67 | DEER:Indoor_CFL_Ltg | 0 | 0 | 8.7067 | SWWH019-06 | 0 | 2024 | 0 | 2024 | 0 | 0 | SWWH019-06 | Com Faucet Aerators (Gas) - Cold ¦ PG&E ¦ Cold | Com Faucet Aerators (Gas) - Cold | 0.65231 | 1 | 0.57 | CBSA2014/NCI Assumptions | -24.5927 | 2012 | 0.6 | SWWH019-06
COM-WATERHEAT-30.28 | Com ¦ Normal Flow Faucet (Gas WH) - Cold ¦ PG&E ¦ Cold | Com ¦ Normal Flow Faucet (Gas WH) - Cold | PG&E ¦ Cold | PG&E | All | Gas | Commercial faucet, no aerator | Average Existing and Code |  |  | 0 | Conventional | WaterHeat | Com - Lodging | Com | RET Only | 0 | 1000 sqft2 of floor space | Each | 6.67 | DEER:Indoor_CFL_Ltg | 0 | 0 | 8.7067 | SWWH019-06 | 0 | 2024 | 0 | 2024 | 0 | 0 | SWWH019-06 | Com Faucet Aerators (Gas) - Cold ¦ PG&E ¦ Cold | Com Faucet Aerators (Gas) - Cold | 1.2263 | 1 | 0.57 | CBSA2014/NCI Assumptions | -86.0075 | 2012 | 0.6 | SWWH019-06
COM-WATERHEAT-30.29 | Com ¦ Normal Flow Faucet (Gas WH) - Cold ¦ PG&E ¦ Cold | Com ¦ Normal Flow Faucet (Gas WH) - Cold | PG&E ¦ Cold | PG&E | All | Gas | Commercial faucet, no aerator | Average Existing and Code |  |  | 0 | Conventional | WaterHeat | Com - Office (Large) | Com | RET Only | 0 | 1000 sqft2 of floor space | Each | 6.67 | DEER:Indoor_CFL_Ltg | 0 | 0 | 8.7067 | SWWH019-06 | 0 | 2024 | 0 | 2024 | 0 | 0 | SWWH019-06 | Com Faucet Aerators (Gas) - Cold ¦ PG&E ¦ Cold | Com Faucet Aerators (Gas) - Cold | 0.14254 | 1 | 0.57 | CBSA2014/NCI Assumptions | -39.099 | 2012 | 0.6 | SWWH019-06
COM-WATERHEAT-30.30 | Com ¦ Normal Flow Faucet (Gas WH) - Cold ¦ PG&E ¦ Cold | Com ¦ Normal Flow Faucet (Gas WH) - Cold | PG&E ¦ Cold | PG&E | All | Gas | Commercial faucet, no aerator | Average Existing and Code |  |  | 0 | Conventional | WaterHeat | Com - Office (Small) | Com | RET Only | 0 | 1000 sqft2 of floor space | Each | 6.67 | DEER:Indoor_CFL_Ltg | 0 | 0 | 8.7067 | SWWH019-06 | 0 | 2024 | 0 | 2024 | 0 | 0 | SWWH019-06 | Com Faucet Aerators (Gas) - Cold ¦ PG&E ¦ Cold | Com Faucet Aerators (Gas) - Cold | 0.14254 | 1 | 0.57 | CBSA2014/NCI Assumptions | -17.2364 | 2012 | 0.6 | SWWH019-06
COM-WATERHEAT-30.31 | Com ¦ Normal Flow Faucet (Gas WH) - Cold ¦ PG&E ¦ Cold | Com ¦ Normal Flow Faucet (Gas WH) - Cold | PG&E ¦ Cold | PG&E | All | Gas | Commercial faucet, no aerator | Average Existing and Code |  |  | 0 | Conventional | WaterHeat | Com - Other | Com | RET Only | 0 | 1000 sqft2 of floor space | Each | 6.67 | DEER:Indoor_CFL_Ltg | 0 | 0 | 8.7067 | SWWH019-06 | 0 | 2024 | 0 | 2024 | 0 | 0 | SWWH019-06 | Com Faucet Aerators (Gas) - Cold ¦ PG&E ¦ Cold | Com Faucet Aerators (Gas) - Cold | 0.21744 | 1 | 0.57 | CBSA2014/NCI Assumptions | -39.4413 | 2012 | 0.6 | SWWH019-06
COM-WATERHEAT-30.32 | Com ¦ Normal Flow Faucet (Gas WH) - Cold ¦ PG&E ¦ Cold | Com ¦ Normal Flow Faucet (Gas WH) - Cold | PG&E ¦ Cold | PG&E | All | Gas | Commercial faucet, no aerator | Average Existing and Code |  |  | 0 | Conventional | WaterHeat | Com - Refrig. Warehouse | Com | RET Only | 0 | 1000 sqft2 of floor space | Each | 6.67 | DEER:Indoor_CFL_Ltg | 0 | 0 | 8.7067 | SWWH019-06 | 0 | 2024 | 0 | 2024 | 0 | 0 | SWWH019-06 | Com Faucet Aerators (Gas) - Cold ¦ PG&E ¦ Cold | Com Faucet Aerators (Gas) - Cold | 0.21362 | 1 | 0.57 | CBSA2014/NCI Assumptions | -6.5369 | 2012 | 0.6 | SWWH019-06
COM-WATERHEAT-30.33 | Com ¦ Normal Flow Faucet (Gas WH) - Cold ¦ PG&E ¦ Cold | Com ¦ Normal Flow Faucet (Gas WH) - Cold | PG&E ¦ Cold | PG&E | All | Gas | Commercial faucet, no aerator | Average Existing and Code |  |  | 0 | Conventional | WaterHeat | Com - Restaurant | Com | RET Only | 0 | 1000 sqft2 of floor space | Each | 6.67 | DEER:Indoor_CFL_Ltg | 0 | 0 | 8.7067 | SWWH019-06 | 0 | 2024 | 0 | 2024 | 0 | 0 | SWWH019-06 | Com Faucet Aerators (Gas) - Cold ¦ PG&E ¦ Cold | Com Faucet Aerators (Gas) - Cold | 0.75233 | 1 | 0.57 | CBSA2014/NCI Assumptions | -6.5408 | 2012 | 0.6 | SWWH019-06
COM-WATERHEAT-30.34 | Com ¦ Normal Flow Faucet (Gas WH) - Cold ¦ PG&E ¦ Cold | Com ¦ Normal Flow Faucet (Gas WH) - Cold | PG&E ¦ Cold | PG&E | All | Gas | Commercial faucet, no aerator | Average Existing and Code |  |  | 0 | Conventional | WaterHeat | Com - Retail | Com | RET Only | 0 | 1000 sqft2 of floor space | Each | 6.67 | DEER:Indoor_CFL_Ltg | 0 | 0 | 8.7067 | SWWH019-06 | 0 | 2024 | 0 | 2024 | 0 | 0 | SWWH019-06 | Com Faucet Aerators (Gas) - Cold ¦ PG&E ¦ Cold | Com Faucet Aerators (Gas) - Cold | 0.15647 | 1 | 0.57 | CBSA2014/NCI Assumptions | -43.0207 | 2012 | 0.6 | SWWH019-06
COM-WATERHEAT-30.35 | Com ¦ Normal Flow Faucet (Gas WH) - Cold ¦ PG&E ¦ Cold | Com ¦ Normal Flow Faucet (Gas WH) - Cold | PG&E ¦ Cold | PG&E | All | Gas | Commercial faucet, no aerator | Average Existing and Code |  |  | 0 | Conventional | WaterHeat | Com - School | Com | RET Only | 0 | 1000 sqft2 of floor space | Each | 6.67 | DEER:Indoor_CFL_Ltg | 0 | 0 | 8.7067 | SWWH019-06 | 0 | 2024 | 0 | 2024 | 0 | 0 | SWWH019-06 | Com Faucet Aerators (Gas) - Cold ¦ PG&E ¦ Cold | Com Faucet Aerators (Gas) - Cold | 0.24732 | 1 | 0.57 | CBSA2014/NCI Assumptions | -19.8925 | 2012 | 0.6 | SWWH019-06
COM-WATERHEAT-30.36 | Com ¦ Normal Flow Faucet (Gas WH) - Cold ¦ PG&E ¦ Cold | Com ¦ Normal Flow Faucet (Gas WH) - Cold | PG&E ¦ Cold | PG&E | All | Gas | Commercial faucet, no aerator | Average Existing and Code |  |  | 0 | Conventional | WaterHeat | Com - Warehouse | Com | RET Only | 0 | 1000 sqft2 of floor space | Each | 6.67 | DEER:Indoor_CFL_Ltg | 0 | 0 | 8.7067 | SWWH019-06 | 0 | 2024 | 0 | 2024 | 0 | 0 | SWWH019-06 | Com Faucet Aerators (Gas) - Cold ¦ PG&E ¦ Cold | Com Faucet Aerators (Gas) - Cold | 0.21362 | 1 | 0.57 | CBSA2014/NCI Assumptions | -36.7027 | 2012 | 0.6 | SWWH019-06
COM-WATERHEAT-30.37 | Com ¦ Normal Flow Faucet (Gas WH) - Marine ¦ SCG ¦ Marine | Com ¦ Normal Flow Faucet (Gas WH) - Marine | SCG ¦ Marine | SCG | All | Gas | Commercial faucet, no aerator | Average Existing and Code |  |  | 0 | Conventional | WaterHeat | Com - College | Com | RET Only | 0 | 1000 sqft2 of floor space | Each | 6.67 | DEER:Indoor_CFL_Ltg | 0 | 0 | 6.5267 | SWWH019-06 | 0 | 2024 | 0 | 2024 | 0 | 0 | SWWH019-06 | Com Faucet Aerators (Gas) - Marine ¦ SCG ¦ Marine | Com Faucet Aerators (Gas) - Marine | 0.65231 | 1 | 0.57 | CBSA2014/NCI Assumptions | -21.5292 | 2012 | 0.6 | SWWH019-06
COM-WATERHEAT-30.38 | Com ¦ Normal Flow Faucet (Gas WH) - Marine ¦ SCG ¦ Marine | Com ¦ Normal Flow Faucet (Gas WH) - Marine | SCG ¦ Marine | SCG | All | Gas | Commercial faucet, no aerator | Average Existing and Code |  |  | 0 | Conventional | WaterHeat | Com - Grocery | Com | RET Only | 0 | 1000 sqft2 of floor space | Each | 6.67 | DEER:Indoor_CFL_Ltg | 0 | 0 | 6.5267 | SWWH019-06 | 0 | 2024 | 0 | 2024 | 0 | 0 | SWWH019-06 | Com Faucet Aerators (Gas) - Marine ¦ SCG ¦ Marine | Com Faucet Aerators (Gas) - Marine | 0.46134 | 1 | 0.57 | CBSA2014/NCI Assumptions | -15.3259 | 2012 | 0.6 | SWWH019-06
COM-WATERHEAT-30.39 | Com ¦ Normal Flow Faucet (Gas WH) - Marine ¦ SCG ¦ Marine | Com ¦ Normal Flow Faucet (Gas WH) - Marine | SCG ¦ Marine | SCG | All | Gas | Commercial faucet, no aerator | Average Existing and Code |  |  | 0 | Conventional | WaterHeat | Com - Health | Com | RET Only | 0 | 1000 sqft2 of floor space | Each | 6.67 | DEER:Indoor_CFL_Ltg | 0 | 0 | 6.5267 | SWWH019-06 | 0 | 2024 | 0 | 2024 | 0 | 0 | SWWH019-06 | Com Faucet Aerators (Gas) - Marine ¦ SCG ¦ Marine | Com Faucet Aerators (Gas) - Marine | 0.65231 | 1 | 0.57 | CBSA2014/NCI Assumptions | -18.4351 | 2012 | 0.6 | SWWH019-06
COM-WATERHEAT-30.40 | Com ¦ Normal Flow Faucet (Gas WH) - Marine ¦ SCG ¦ Marine | Com ¦ Normal Flow Faucet (Gas WH) - Marine | SCG ¦ Marine | SCG | All | Gas | Commercial faucet, no aerator | Average Existing and Code |  |  | 0 | Conventional | WaterHeat | Com - Lodging | Com | RET Only | 0 | 1000 sqft2 of floor space | Each | 6.67 | DEER:Indoor_CFL_Ltg | 0 | 0 | 6.5267 | SWWH019-06 | 0 | 2024 | 0 | 2024 | 0 | 0 | SWWH019-06 | Com Faucet Aerators (Gas) - Marine ¦ SCG ¦ Marine | Com Faucet Aerators (Gas) - Marine | 1.2263 | 1 | 0.57 | CBSA2014/NCI Assumptions | -64.4727 | 2012 | 0.6 | SWWH019-06
COM-WATERHEAT-30.41 | Com ¦ Normal Flow Faucet (Gas WH) - Marine ¦ SCG ¦ Marine | Com ¦ Normal Flow Faucet (Gas WH) - Marine | SCG ¦ Marine | SCG | All | Gas | Commercial faucet, no aerator | Average Existing and Code |  |  | 0 | Conventional | WaterHeat | Com - Office (Large) | Com | RET Only | 0 | 1000 sqft2 of floor space | Each | 6.67 | DEER:Indoor_CFL_Ltg | 0 | 0 | 6.5267 | SWWH019-06 | 0 | 2024 | 0 | 2024 | 0 | 0 | SWWH019-06 | Com Faucet Aerators (Gas) - Marine ¦ SCG ¦ Marine | Com Faucet Aerators (Gas) - Marine | 0.14254 | 1 | 0.57 | CBSA2014/NCI Assumptions | -29.3093 | 2012 | 0.6 | SWWH019-06
COM-WATERHEAT-30.42 | Com ¦ Normal Flow Faucet (Gas WH) - Marine ¦ SCG ¦ Marine | Com ¦ Normal Flow Faucet (Gas WH) - Marine | SCG ¦ Marine | SCG | All | Gas | Commercial faucet, no aerator | Average Existing and Code |  |  | 0 | Conventional | WaterHeat | Com - Office (Small) | Com | RET Only | 0 | 1000 sqft2 of floor space | Each | 6.67 | DEER:Indoor_CFL_Ltg | 0 | 0 | 6.5267 | SWWH019-06 | 0 | 2024 | 0 | 2024 | 0 | 0 | SWWH019-06 | Com Faucet Aerators (Gas) - Marine ¦ SCG ¦ Marine | Com Faucet Aerators (Gas) - Marine | 0.14254 | 1 | 0.57 | CBSA2014/NCI Assumptions | -12.9207 | 2012 | 0.6 | SWWH019-06
COM-WATERHEAT-30.43 | Com ¦ Normal Flow Faucet (Gas WH) - Marine ¦ SCG ¦ Marine | Com ¦ Normal Flow Faucet (Gas WH) - Marine | SCG ¦ Marine | SCG | All | Gas | Commercial faucet, no aerator | Average Existing and Code |  |  | 0 | Conventional | WaterHeat | Com - Other | Com | RET Only | 0 | 1000 sqft2 of floor space | Each | 6.67 | DEER:Indoor_CFL_Ltg | 0 | 0 | 6.5267 | SWWH019-06 | 0 | 2024 | 0 | 2024 | 0 | 0 | SWWH019-06 | Com Faucet Aerators (Gas) - Marine ¦ SCG ¦ Marine | Com Faucet Aerators (Gas) - Marine | 0.21744 | 1 | 0.57 | CBSA2014/NCI Assumptions | -29.5658 | 2012 | 0.6 | SWWH019-06
COM-WATERHEAT-30.44 | Com ¦ Normal Flow Faucet (Gas WH) - Marine ¦ SCG ¦ Marine | Com ¦ Normal Flow Faucet (Gas WH) - Marine | SCG ¦ Marine | SCG | All | Gas | Commercial faucet, no aerator | Average Existing and Code |  |  | 0 | Conventional | WaterHeat | Com - Refrig. Warehouse | Com | RET Only | 0 | 1000 sqft2 of floor space | Each | 6.67 | DEER:Indoor_CFL_Ltg | 0 | 0 | 6.5267 | SWWH019-06 | 0 | 2024 | 0 | 2024 | 0 | 0 | SWWH019-06 | Com Faucet Aerators (Gas) - Marine ¦ SCG ¦ Marine | Com Faucet Aerators (Gas) - Marine | 0.21362 | 1 | 0.57 | CBSA2014/NCI Assumptions | -4.9002 | 2012 | 0.6 | SWWH019-06
COM-WATERHEAT-30.45 | Com ¦ Normal Flow Faucet (Gas WH) - Marine ¦ SCG ¦ Marine | Com ¦ Normal Flow Faucet (Gas WH) - Marine | SCG ¦ Marine | SCG | All | Gas | Commercial faucet, no aerator | Average Existing and Code |  |  | 0 | Conventional | WaterHeat | Com - Restaurant | Com | RET Only | 0 | 1000 sqft2 of floor space | Each | 6.67 | DEER:Indoor_CFL_Ltg | 0 | 0 | 6.5267 | SWWH019-06 | 0 | 2024 | 0 | 2024 | 0 | 0 | SWWH019-06 | Com Faucet Aerators (Gas) - Marine ¦ SCG ¦ Marine | Com Faucet Aerators (Gas) - Marine | 0.75233 | 1 | 0.57 | CBSA2014/NCI Assumptions | -4.9031 | 2012 | 0.6 | SWWH019-06
COM-WATERHEAT-30.46 | Com ¦ Normal Flow Faucet (Gas WH) - Marine ¦ SCG ¦ Marine | Com ¦ Normal Flow Faucet (Gas WH) - Marine | SCG ¦ Marine | SCG | All | Gas | Commercial faucet, no aerator | Average Existing and Code |  |  | 0 | Conventional | WaterHeat | Com - Retail | Com | RET Only | 0 | 1000 sqft2 of floor space | Each | 6.67 | DEER:Indoor_CFL_Ltg | 0 | 0 | 6.5267 | SWWH019-06 | 0 | 2024 | 0 | 2024 | 0 | 0 | SWWH019-06 | Com Faucet Aerators (Gas) - Marine ¦ SCG ¦ Marine | Com Faucet Aerators (Gas) - Marine | 0.15647 | 1 | 0.57 | CBSA2014/NCI Assumptions | -32.249 | 2012 | 0.6 | SWWH019-06
COM-WATERHEAT-30.47 | Com ¦ Normal Flow Faucet (Gas WH) - Marine ¦ SCG ¦ Marine | Com ¦ Normal Flow Faucet (Gas WH) - Marine | SCG ¦ Marine | SCG | All | Gas | Commercial faucet, no aerator | Average Existing and Code |  |  | 0 | Conventional | WaterHeat | Com - School | Com | RET Only | 0 | 1000 sqft2 of floor space | Each | 6.67 | DEER:Indoor_CFL_Ltg | 0 | 0 | 6.5267 | SWWH019-06 | 0 | 2024 | 0 | 2024 | 0 | 0 | SWWH019-06 | Com Faucet Aerators (Gas) - Marine ¦ SCG ¦ Marine | Com Faucet Aerators (Gas) - Marine | 0.24732 | 1 | 0.57 | CBSA2014/NCI Assumptions | -14.9117 | 2012 | 0.6 | SWWH019-06
COM-WATERHEAT-30.48 | Com ¦ Normal Flow Faucet (Gas WH) - Marine ¦ SCG ¦ Marine | Com ¦ Normal Flow Faucet (Gas WH) - Marine | SCG ¦ Marine | SCG | All | Gas | Commercial faucet, no aerator | Average Existing and Code |  |  | 0 | Conventional | WaterHeat | Com - Warehouse | Com | RET Only | 0 | 1000 sqft2 of floor space | Each | 6.67 | DEER:Indoor_CFL_Ltg | 0 | 0 | 6.5267 | SWWH019-06 | 0 | 2024 | 0 | 2024 | 0 | 0 | SWWH019-06 | Com Faucet Aerators (Gas) - Marine ¦ SCG ¦ Marine | Com Faucet Aerators (Gas) - Marine | 0.21362 | 1 | 0.57 | CBSA2014/NCI Assumptions | -27.513 | 2012 | 0.6 | SWWH019-06
COM-WATERHEAT-30.49 | Com ¦ Normal Flow Faucet (Gas WH) - Hot-Dry ¦ SCG ¦ Hot-Dry | Com ¦ Normal Flow Faucet (Gas WH) - Hot-Dry | SCG ¦ Hot-Dry | SCG | All | Gas | Commercial faucet, no aerator | Average Existing and Code |  |  | 0 | Conventional | WaterHeat | Com - College | Com | RET Only | 0 | 1000 sqft2 of floor space | Each | 6.67 | DEER:Indoor_CFL_Ltg | 0 | 0 | 6.2533 | SWWH019-06 | 0 | 2024 | 0 | 2024 | 0 | 0 | SWWH019-06 | Com Faucet Aerators (Gas) - Hot-Dry ¦ SCG ¦ Hot-Dry | Com Faucet Aerators (Gas) - Hot-Dry | 0.65231 | 1 | 0.57 | CBSA2014/NCI Assumptions | -20.6276 | 2012 | 0.6 | SWWH019-06
COM-WATERHEAT-30.50 | Com ¦ Normal Flow Faucet (Gas WH) - Hot-Dry ¦ SCG ¦ Hot-Dry | Com ¦ Normal Flow Faucet (Gas WH) - Hot-Dry | SCG ¦ Hot-Dry | SCG | All | Gas | Commercial faucet, no aerator | Average Existing and Code |  |  | 0 | Conventional | WaterHeat | Com - Grocery | Com | RET Only | 0 | 1000 sqft2 of floor space | Each | 6.67 | DEER:Indoor_CFL_Ltg | 0 | 0 | 6.2533 | SWWH019-06 | 0 | 2024 | 0 | 2024 | 0 | 0 | SWWH019-06 | Com Faucet Aerators (Gas) - Hot-Dry ¦ SCG ¦ Hot-Dry | Com Faucet Aerators (Gas) - Hot-Dry | 0.46134 | 1 | 0.57 | CBSA2014/NCI Assumptions | -14.684 | 2012 | 0.6 | SWWH019-06
COM-WATERHEAT-30.51 | Com ¦ Normal Flow Faucet (Gas WH) - Hot-Dry ¦ SCG ¦ Hot-Dry | Com ¦ Normal Flow Faucet (Gas WH) - Hot-Dry | SCG ¦ Hot-Dry | SCG | All | Gas | Commercial faucet, no aerator | Average Existing and Code |  |  | 0 | Conventional | WaterHeat | Com - Health | Com | RET Only | 0 | 1000 sqft2 of floor space | Each | 6.67 | DEER:Indoor_CFL_Ltg | 0 | 0 | 6.2533 | SWWH019-06 | 0 | 2024 | 0 | 2024 | 0 | 0 | SWWH019-06 | Com Faucet Aerators (Gas) - Hot-Dry ¦ SCG ¦ Hot-Dry | Com Faucet Aerators (Gas) - Hot-Dry | 0.65231 | 1 | 0.57 | CBSA2014/NCI Assumptions | -17.663 | 2012 | 0.6 | SWWH019-06
COM-WATERHEAT-30.52 | Com ¦ Normal Flow Faucet (Gas WH) - Hot-Dry ¦ SCG ¦ Hot-Dry | Com ¦ Normal Flow Faucet (Gas WH) - Hot-Dry | SCG ¦ Hot-Dry | SCG | All | Gas | Commercial faucet, no aerator | Average Existing and Code |  |  | 0 | Conventional | WaterHeat | Com - Lodging | Com | RET Only | 0 | 1000 sqft2 of floor space | Each | 6.67 | DEER:Indoor_CFL_Ltg | 0 | 0 | 6.2533 | SWWH019-06 | 0 | 2024 | 0 | 2024 | 0 | 0 | SWWH019-06 | Com Faucet Aerators (Gas) - Hot-Dry ¦ SCG ¦ Hot-Dry | Com Faucet Aerators (Gas) - Hot-Dry | 1.2263 | 1 | 0.57 | CBSA2014/NCI Assumptions | -61.7726 | 2012 | 0.6 | SWWH019-06
COM-WATERHEAT-30.53 | Com ¦ Normal Flow Faucet (Gas WH) - Hot-Dry ¦ SCG ¦ Hot-Dry | Com ¦ Normal Flow Faucet (Gas WH) - Hot-Dry | SCG ¦ Hot-Dry | SCG | All | Gas | Commercial faucet, no aerator | Average Existing and Code |  |  | 0 | Conventional | WaterHeat | Com - Office (Large) | Com | RET Only | 0 | 1000 sqft2 of floor space | Each | 6.67 | DEER:Indoor_CFL_Ltg | 0 | 0 | 6.2533 | SWWH019-06 | 0 | 2024 | 0 | 2024 | 0 | 0 | SWWH019-06 | Com Faucet Aerators (Gas) - Hot-Dry ¦ SCG ¦ Hot-Dry | Com Faucet Aerators (Gas) - Hot-Dry | 0.14254 | 1 | 0.57 | CBSA2014/NCI Assumptions | -28.0818 | 2012 | 0.6 | SWWH019-06
COM-WATERHEAT-30.54 | Com ¦ Normal Flow Faucet (Gas WH) - Hot-Dry ¦ SCG ¦ Hot-Dry | Com ¦ Normal Flow Faucet (Gas WH) - Hot-Dry | SCG ¦ Hot-Dry | SCG | All | Gas | Commercial faucet, no aerator | Average Existing and Code |  |  | 0 | Conventional | WaterHeat | Com - Office (Small) | Com | RET Only | 0 | 1000 sqft2 of floor space | Each | 6.67 | DEER:Indoor_CFL_Ltg | 0 | 0 | 6.2533 | SWWH019-06 | 0 | 2024 | 0 | 2024 | 0 | 0 | SWWH019-06 | Com Faucet Aerators (Gas) - Hot-Dry ¦ SCG ¦ Hot-Dry | Com Faucet Aerators (Gas) - Hot-Dry | 0.14254 | 1 | 0.57 | CBSA2014/NCI Assumptions | -12.3796 | 2012 | 0.6 | SWWH019-06
COM-WATERHEAT-30.55 | Com ¦ Normal Flow Faucet (Gas WH) - Hot-Dry ¦ SCG ¦ Hot-Dry | Com ¦ Normal Flow Faucet (Gas WH) - Hot-Dry | SCG ¦ Hot-Dry | SCG | All | Gas | Commercial faucet, no aerator | Average Existing and Code |  |  | 0 | Conventional | WaterHeat | Com - Other | Com | RET Only | 0 | 1000 sqft2 of floor space | Each | 6.67 | DEER:Indoor_CFL_Ltg | 0 | 0 | 6.2533 | SWWH019-06 | 0 | 2024 | 0 | 2024 | 0 | 0 | SWWH019-06 | Com Faucet Aerators (Gas) - Hot-Dry ¦ SCG ¦ Hot-Dry | Com Faucet Aerators (Gas) - Hot-Dry | 0.21744 | 1 | 0.57 | CBSA2014/NCI Assumptions | -28.3276 | 2012 | 0.6 | SWWH019-06
COM-WATERHEAT-30.56 | Com ¦ Normal Flow Faucet (Gas WH) - Hot-Dry ¦ SCG ¦ Hot-Dry | Com ¦ Normal Flow Faucet (Gas WH) - Hot-Dry | SCG ¦ Hot-Dry | SCG | All | Gas | Commercial faucet, no aerator | Average Existing and Code |  |  | 0 | Conventional | WaterHeat | Com - Refrig. Warehouse | Com | RET Only | 0 | 1000 sqft2 of floor space | Each | 6.67 | DEER:Indoor_CFL_Ltg | 0 | 0 | 6.2533 | SWWH019-06 | 0 | 2024 | 0 | 2024 | 0 | 0 | SWWH019-06 | Com Faucet Aerators (Gas) - Hot-Dry ¦ SCG ¦ Hot-Dry | Com Faucet Aerators (Gas) - Hot-Dry | 0.21362 | 1 | 0.57 | CBSA2014/NCI Assumptions | -4.6949 | 2012 | 0.6 | SWWH019-06
COM-WATERHEAT-30.57 | Com ¦ Normal Flow Faucet (Gas WH) - Hot-Dry ¦ SCG ¦ Hot-Dry | Com ¦ Normal Flow Faucet (Gas WH) - Hot-Dry | SCG ¦ Hot-Dry | SCG | All | Gas | Commercial faucet, no aerator | Average Existing and Code |  |  | 0 | Conventional | WaterHeat | Com - Restaurant | Com | RET Only | 0 | 1000 sqft2 of floor space | Each | 6.67 | DEER:Indoor_CFL_Ltg | 0 | 0 | 6.2533 | SWWH019-06 | 0 | 2024 | 0 | 2024 | 0 | 0 | SWWH019-06 | Com Faucet Aerators (Gas) - Hot-Dry ¦ SCG ¦ Hot-Dry | Com Faucet Aerators (Gas) - Hot-Dry | 0.75233 | 1 | 0.57 | CBSA2014/NCI Assumptions | -4.6977 | 2012 | 0.6 | SWWH019-06
COM-WATERHEAT-30.58 | Com ¦ Normal Flow Faucet (Gas WH) - Hot-Dry ¦ SCG ¦ Hot-Dry | Com ¦ Normal Flow Faucet (Gas WH) - Hot-Dry | SCG ¦ Hot-Dry | SCG | All | Gas | Commercial faucet, no aerator | Average Existing and Code |  |  | 0 | Conventional | WaterHeat | Com - Retail | Com | RET Only | 0 | 1000 sqft2 of floor space | Each | 6.67 | DEER:Indoor_CFL_Ltg | 0 | 0 | 6.2533 | SWWH019-06 | 0 | 2024 | 0 | 2024 | 0 | 0 | SWWH019-06 | Com Faucet Aerators (Gas) - Hot-Dry ¦ SCG ¦ Hot-Dry | Com Faucet Aerators (Gas) - Hot-Dry | 0.15647 | 1 | 0.57 | CBSA2014/NCI Assumptions | -30.8985 | 2012 | 0.6 | SWWH019-06
COM-WATERHEAT-30.59 | Com ¦ Normal Flow Faucet (Gas WH) - Hot-Dry ¦ SCG ¦ Hot-Dry | Com ¦ Normal Flow Faucet (Gas WH) - Hot-Dry | SCG ¦ Hot-Dry | SCG | All | Gas | Commercial faucet, no aerator | Average Existing and Code |  |  | 0 | Conventional | WaterHeat | Com - School | Com | RET Only | 0 | 1000 sqft2 of floor space | Each | 6.67 | DEER:Indoor_CFL_Ltg | 0 | 0 | 6.2533 | SWWH019-06 | 0 | 2024 | 0 | 2024 | 0 | 0 | SWWH019-06 | Com Faucet Aerators (Gas) - Hot-Dry ¦ SCG ¦ Hot-Dry | Com Faucet Aerators (Gas) - Hot-Dry | 0.24732 | 1 | 0.57 | CBSA2014/NCI Assumptions | -14.2873 | 2012 | 0.6 | SWWH019-06
COM-WATERHEAT-30.60 | Com ¦ Normal Flow Faucet (Gas WH) - Hot-Dry ¦ SCG ¦ Hot-Dry | Com ¦ Normal Flow Faucet (Gas WH) - Hot-Dry | SCG ¦ Hot-Dry | SCG | All | Gas | Commercial faucet, no aerator | Average Existing and Code |  |  | 0 | Conventional | WaterHeat | Com - Warehouse | Com | RET Only | 0 | 1000 sqft2 of floor space | Each | 6.67 | DEER:Indoor_CFL_Ltg | 0 | 0 | 6.2533 | SWWH019-06 | 0 | 2024 | 0 | 2024 | 0 | 0 | SWWH019-06 | Com Faucet Aerators (Gas) - Hot-Dry ¦ SCG ¦ Hot-Dry | Com Faucet Aerators (Gas) - Hot-Dry | 0.21362 | 1 | 0.57 | CBSA2014/NCI Assumptions | -26.3608 | 2012 | 0.6 | SWWH019-06
COM-WATERHEAT-30.61 | Com ¦ Normal Flow Faucet (Gas WH) - Cold ¦ SCG ¦ Cold | Com ¦ Normal Flow Faucet (Gas WH) - Cold | SCG ¦ Cold | SCG | All | Gas | Commercial faucet, no aerator | Average Existing and Code |  |  | 0 | Conventional | WaterHeat | Com - College | Com | RET Only | 0 | 1000 sqft2 of floor space | Each | 6.67 | DEER:Indoor_CFL_Ltg | 0 | 0 | 8.7067 | SWWH019-06 | 0 | 2024 | 0 | 2024 | 0 | 0 | SWWH019-06 | Com Faucet Aerators (Gas) - Cold ¦ SCG ¦ Cold | Com Faucet Aerators (Gas) - Cold | 0.65231 | 1 | 0.57 | CBSA2014/NCI Assumptions | -28.7203 | 2012 | 0.6 | SWWH019-06
COM-WATERHEAT-30.62 | Com ¦ Normal Flow Faucet (Gas WH) - Cold ¦ SCG ¦ Cold | Com ¦ Normal Flow Faucet (Gas WH) - Cold | SCG ¦ Cold | SCG | All | Gas | Commercial faucet, no aerator | Average Existing and Code |  |  | 0 | Conventional | WaterHeat | Com - Grocery | Com | RET Only | 0 | 1000 sqft2 of floor space | Each | 6.67 | DEER:Indoor_CFL_Ltg | 0 | 0 | 8.7067 | SWWH019-06 | 0 | 2024 | 0 | 2024 | 0 | 0 | SWWH019-06 | Com Faucet Aerators (Gas) - Cold ¦ SCG ¦ Cold | Com Faucet Aerators (Gas) - Cold | 0.46134 | 1 | 0.57 | CBSA2014/NCI Assumptions | -20.4449 | 2012 | 0.6 | SWWH019-06
COM-WATERHEAT-30.63 | Com ¦ Normal Flow Faucet (Gas WH) - Cold ¦ SCG ¦ Cold | Com ¦ Normal Flow Faucet (Gas WH) - Cold | SCG ¦ Cold | SCG | All | Gas | Commercial faucet, no aerator | Average Existing and Code |  |  | 0 | Conventional | WaterHeat | Com - Health | Com | RET Only | 0 | 1000 sqft2 of floor space | Each | 6.67 | DEER:Indoor_CFL_Ltg | 0 | 0 | 8.7067 | SWWH019-06 | 0 | 2024 | 0 | 2024 | 0 | 0 | SWWH019-06 | Com Faucet Aerators (Gas) - Cold ¦ SCG ¦ Cold | Com Faucet Aerators (Gas) - Cold | 0.65231 | 1 | 0.57 | CBSA2014/NCI Assumptions | -24.5927 | 2012 | 0.6 | SWWH019-06
COM-WATERHEAT-30.64 | Com ¦ Normal Flow Faucet (Gas WH) - Cold ¦ SCG ¦ Cold | Com ¦ Normal Flow Faucet (Gas WH) - Cold | SCG ¦ Cold | SCG | All | Gas | Commercial faucet, no aerator | Average Existing and Code |  |  | 0 | Conventional | WaterHeat | Com - Lodging | Com | RET Only | 0 | 1000 sqft2 of floor space | Each | 6.67 | DEER:Indoor_CFL_Ltg | 0 | 0 | 8.7067 | SWWH019-06 | 0 | 2024 | 0 | 2024 | 0 | 0 | SWWH019-06 | Com Faucet Aerators (Gas) - Cold ¦ SCG ¦ Cold | Com Faucet Aerators (Gas) - Cold | 1.2263 | 1 | 0.57 | CBSA2014/NCI Assumptions | -86.0075 | 2012 | 0.6 | SWWH019-06
COM-WATERHEAT-30.65 | Com ¦ Normal Flow Faucet (Gas WH) - Cold ¦ SCG ¦ Cold | Com ¦ Normal Flow Faucet (Gas WH) - Cold | SCG ¦ Cold | SCG | All | Gas | Commercial faucet, no aerator | Average Existing and Code |  |  | 0 | Conventional | WaterHeat | Com - Office (Large) | Com | RET Only | 0 | 1000 sqft2 of floor space | Each | 6.67 | DEER:Indoor_CFL_Ltg | 0 | 0 | 8.7067 | SWWH019-06 | 0 | 2024 | 0 | 2024 | 0 | 0 | SWWH019-06 | Com Faucet Aerators (Gas) - Cold ¦ SCG ¦ Cold | Com Faucet Aerators (Gas) - Cold | 0.14254 | 1 | 0.57 | CBSA2014/NCI Assumptions | -39.099 | 2012 | 0.6 | SWWH019-06
COM-WATERHEAT-30.66 | Com ¦ Normal Flow Faucet (Gas WH) - Cold ¦ SCG ¦ Cold | Com ¦ Normal Flow Faucet (Gas WH) - Cold | SCG ¦ Cold | SCG | All | Gas | Commercial faucet, no aerator | Average Existing and Code |  |  | 0 | Conventional | WaterHeat | Com - Office (Small) | Com | RET Only | 0 | 1000 sqft2 of floor space | Each | 6.67 | DEER:Indoor_CFL_Ltg | 0 | 0 | 8.7067 | SWWH019-06 | 0 | 2024 | 0 | 2024 | 0 | 0 | SWWH019-06 | Com Faucet Aerators (Gas) - Cold ¦ SCG ¦ Cold | Com Faucet Aerators (Gas) - Cold | 0.14254 | 1 | 0.57 | CBSA2014/NCI Assumptions | -17.2364 | 2012 | 0.6 | SWWH019-06
COM-WATERHEAT-30.67 | Com ¦ Normal Flow Faucet (Gas WH) - Cold ¦ SCG ¦ Cold | Com ¦ Normal Flow Faucet (Gas WH) - Cold | SCG ¦ Cold | SCG | All | Gas | Commercial faucet, no aerator | Average Existing and Code |  |  | 0 | Conventional | WaterHeat | Com - Other | Com | RET Only | 0 | 1000 sqft2 of floor space | Each | 6.67 | DEER:Indoor_CFL_Ltg | 0 | 0 | 8.7067 | SWWH019-06 | 0 | 2024 | 0 | 2024 | 0 | 0 | SWWH019-06 | Com Faucet Aerators (Gas) - Cold ¦ SCG ¦ Cold | Com Faucet Aerators (Gas) - Cold | 0.21744 | 1 | 0.57 | CBSA2014/NCI Assumptions | -39.4413 | 2012 | 0.6 | SWWH019-06
COM-WATERHEAT-30.68 | Com ¦ Normal Flow Faucet (Gas WH) - Cold ¦ SCG ¦ Cold | Com ¦ Normal Flow Faucet (Gas WH) - Cold | SCG ¦ Cold | SCG | All | Gas | Commercial faucet, no aerator | Average Existing and Code |  |  | 0 | Conventional | WaterHeat | Com - Refrig. Warehouse | Com | RET Only | 0 | 1000 sqft2 of floor space | Each | 6.67 | DEER:Indoor_CFL_Ltg | 0 | 0 | 8.7067 | SWWH019-06 | 0 | 2024 | 0 | 2024 | 0 | 0 | SWWH019-06 | Com Faucet Aerators (Gas) - Cold ¦ SCG ¦ Cold | Com Faucet Aerators (Gas) - Cold | 0.21362 | 1 | 0.57 | CBSA2014/NCI Assumptions | -6.5369 | 2012 | 0.6 | SWWH019-06
COM-WATERHEAT-30.69 | Com ¦ Normal Flow Faucet (Gas WH) - Cold ¦ SCG ¦ Cold | Com ¦ Normal Flow Faucet (Gas WH) - Cold | SCG ¦ Cold | SCG | All | Gas | Commercial faucet, no aerator | Average Existing and Code |  |  | 0 | Conventional | WaterHeat | Com - Restaurant | Com | RET Only | 0 | 1000 sqft2 of floor space | Each | 6.67 | DEER:Indoor_CFL_Ltg | 0 | 0 | 8.7067 | SWWH019-06 | 0 | 2024 | 0 | 2024 | 0 | 0 | SWWH019-06 | Com Faucet Aerators (Gas) - Cold ¦ SCG ¦ Cold | Com Faucet Aerators (Gas) - Cold | 0.75233 | 1 | 0.57 | CBSA2014/NCI Assumptions | -6.5408 | 2012 | 0.6 | SWWH019-06
COM-WATERHEAT-30.70 | Com ¦ Normal Flow Faucet (Gas WH) - Cold ¦ SCG ¦ Cold | Com ¦ Normal Flow Faucet (Gas WH) - Cold | SCG ¦ Cold | SCG | All | Gas | Commercial faucet, no aerator | Average Existing and Code |  |  | 0 | Conventional | WaterHeat | Com - Retail | Com | RET Only | 0 | 1000 sqft2 of floor space | Each | 6.67 | DEER:Indoor_CFL_Ltg | 0 | 0 | 8.7067 | SWWH019-06 | 0 | 2024 | 0 | 2024 | 0 | 0 | SWWH019-06 | Com Faucet Aerators (Gas) - Cold ¦ SCG ¦ Cold | Com Faucet Aerators (Gas) - Cold | 0.15647 | 1 | 0.57 | CBSA2014/NCI Assumptions | -43.0207 | 2012 | 0.6 | SWWH019-06
COM-WATERHEAT-30.71 | Com ¦ Normal Flow Faucet (Gas WH) - Cold ¦ SCG ¦ Cold | Com ¦ Normal Flow Faucet (Gas WH) - Cold | SCG ¦ Cold | SCG | All | Gas | Commercial faucet, no aerator | Average Existing and Code |  |  | 0 | Conventional | WaterHeat | Com - School | Com | RET Only | 0 | 1000 sqft2 of floor space | Each | 6.67 | DEER:Indoor_CFL_Ltg | 0 | 0 | 8.7067 | SWWH019-06 | 0 | 2024 | 0 | 2024 | 0 | 0 | SWWH019-06 | Com Faucet Aerators (Gas) - Cold ¦ SCG ¦ Cold | Com Faucet Aerators (Gas) - Cold | 0.24732 | 1 | 0.57 | CBSA2014/NCI Assumptions | -19.8925 | 2012 | 0.6 | SWWH019-06
COM-WATERHEAT-30.72 | Com ¦ Normal Flow Faucet (Gas WH) - Cold ¦ SCG ¦ Cold | Com ¦ Normal Flow Faucet (Gas WH) - Cold | SCG ¦ Cold | SCG | All | Gas | Commercial faucet, no aerator | Average Existing and Code |  |  | 0 | Conventional | WaterHeat | Com - Warehouse | Com | RET Only | 0 | 1000 sqft2 of floor space | Each | 6.67 | DEER:Indoor_CFL_Ltg | 0 | 0 | 8.7067 | SWWH019-06 | 0 | 2024 | 0 | 2024 | 0 | 0 | SWWH019-06 | Com Faucet Aerators (Gas) - Cold ¦ SCG ¦ Cold | Com Faucet Aerators (Gas) - Cold | 0.21362 | 1 | 0.57 | CBSA2014/NCI Assumptions | -36.7027 | 2012 | 0.6 | SWWH019-06
COM-WATERHEAT-30.73 | Com ¦ Normal Flow Faucet (Gas WH) - Marine ¦ SDG&E ¦ Marine | Com ¦ Normal Flow Faucet (Gas WH) - Marine | SDG&E ¦ Marine | SDG&E | All | Gas | Commercial faucet, no aerator | Average Existing and Code |  |  | 0 | Conventional | WaterHeat | Com - College | Com | RET Only | 0 | 1000 sqft2 of floor space | Each | 6.67 | DEER:Indoor_CFL_Ltg | 0 | 0 | 6.5267 | SWWH019-06 | 0 | 2024 | 0 | 2024 | 0 | 0 | SWWH019-06 | Com Faucet Aerators (Gas) - Marine ¦ SDG&E ¦ Marine | Com Faucet Aerators (Gas) - Marine | 0.65231 | 1 | 0.57 | CBSA2014/NCI Assumptions | -21.5292 | 2012 | 0.6 | SWWH019-06
COM-WATERHEAT-30.74 | Com ¦ Normal Flow Faucet (Gas WH) - Marine ¦ SDG&E ¦ Marine | Com ¦ Normal Flow Faucet (Gas WH) - Marine | SDG&E ¦ Marine | SDG&E | All | Gas | Commercial faucet, no aerator | Average Existing and Code |  |  | 0 | Conventional | WaterHeat | Com - Grocery | Com | RET Only | 0 | 1000 sqft2 of floor space | Each | 6.67 | DEER:Indoor_CFL_Ltg | 0 | 0 | 6.5267 | SWWH019-06 | 0 | 2024 | 0 | 2024 | 0 | 0 | SWWH019-06 | Com Faucet Aerators (Gas) - Marine ¦ SDG&E ¦ Marine | Com Faucet Aerators (Gas) - Marine | 0.46134 | 1 | 0.57 | CBSA2014/NCI Assumptions | -15.3259 | 2012 | 0.6 | SWWH019-06
COM-WATERHEAT-30.75 | Com ¦ Normal Flow Faucet (Gas WH) - Marine ¦ SDG&E ¦ Marine | Com ¦ Normal Flow Faucet (Gas WH) - Marine | SDG&E ¦ Marine | SDG&E | All | Gas | Commercial faucet, no aerator | Average Existing and Code |  |  | 0 | Conventional | WaterHeat | Com - Health | Com | RET Only | 0 | 1000 sqft2 of floor space | Each | 6.67 | DEER:Indoor_CFL_Ltg | 0 | 0 | 6.5267 | SWWH019-06 | 0 | 2024 | 0 | 2024 | 0 | 0 | SWWH019-06 | Com Faucet Aerators (Gas) - Marine ¦ SDG&E ¦ Marine | Com Faucet Aerators (Gas) - Marine | 0.65231 | 1 | 0.57 | CBSA2014/NCI Assumptions | -18.4351 | 2012 | 0.6 | SWWH019-06
COM-WATERHEAT-30.76 | Com ¦ Normal Flow Faucet (Gas WH) - Marine ¦ SDG&E ¦ Marine | Com ¦ Normal Flow Faucet (Gas WH) - Marine | SDG&E ¦ Marine | SDG&E | All | Gas | Commercial faucet, no aerator | Average Existing and Code |  |  | 0 | Conventional | WaterHeat | Com - Lodging | Com | RET Only | 0 | 1000 sqft2 of floor space | Each | 6.67 | DEER:Indoor_CFL_Ltg | 0 | 0 | 6.5267 | SWWH019-06 | 0 | 2024 | 0 | 2024 | 0 | 0 | SWWH019-06 | Com Faucet Aerators (Gas) - Marine ¦ SDG&E ¦ Marine | Com Faucet Aerators (Gas) - Marine | 1.2263 | 1 | 0.57 | CBSA2014/NCI Assumptions | -64.4727 | 2012 | 0.6 | SWWH019-06
COM-WATERHEAT-30.77 | Com ¦ Normal Flow Faucet (Gas WH) - Marine ¦ SDG&E ¦ Marine | Com ¦ Normal Flow Faucet (Gas WH) - Marine | SDG&E ¦ Marine | SDG&E | All | Gas | Commercial faucet, no aerator | Average Existing and Code |  |  | 0 | Conventional | WaterHeat | Com - Office (Large) | Com | RET Only | 0 | 1000 sqft2 of floor space | Each | 6.67 | DEER:Indoor_CFL_Ltg | 0 | 0 | 6.5267 | SWWH019-06 | 0 | 2024 | 0 | 2024 | 0 | 0 | SWWH019-06 | Com Faucet Aerators (Gas) - Marine ¦ SDG&E ¦ Marine | Com Faucet Aerators (Gas) - Marine | 0.14254 | 1 | 0.57 | CBSA2014/NCI Assumptions | -29.3093 | 2012 | 0.6 | SWWH019-06
COM-WATERHEAT-30.78 | Com ¦ Normal Flow Faucet (Gas WH) - Marine ¦ SDG&E ¦ Marine | Com ¦ Normal Flow Faucet (Gas WH) - Marine | SDG&E ¦ Marine | SDG&E | All | Gas | Commercial faucet, no aerator | Average Existing and Code |  |  | 0 | Conventional | WaterHeat | Com - Office (Small) | Com | RET Only | 0 | 1000 sqft2 of floor space | Each | 6.67 | DEER:Indoor_CFL_Ltg | 0 | 0 | 6.5267 | SWWH019-06 | 0 | 2024 | 0 | 2024 | 0 | 0 | SWWH019-06 | Com Faucet Aerators (Gas) - Marine ¦ SDG&E ¦ Marine | Com Faucet Aerators (Gas) - Marine | 0.14254 | 1 | 0.57 | CBSA2014/NCI Assumptions | -12.9207 | 2012 | 0.6 | SWWH019-06
COM-WATERHEAT-30.79 | Com ¦ Normal Flow Faucet (Gas WH) - Marine ¦ SDG&E ¦ Marine | Com ¦ Normal Flow Faucet (Gas WH) - Marine | SDG&E ¦ Marine | SDG&E | All | Gas | Commercial faucet, no aerator | Average Existing and Code |  |  | 0 | Conventional | WaterHeat | Com - Other | Com | RET Only | 0 | 1000 sqft2 of floor space | Each | 6.67 | DEER:Indoor_CFL_Ltg | 0 | 0 | 6.5267 | SWWH019-06 | 0 | 2024 | 0 | 2024 | 0 | 0 | SWWH019-06 | Com Faucet Aerators (Gas) - Marine ¦ SDG&E ¦ Marine | Com Faucet Aerators (Gas) - Marine | 0.21744 | 1 | 0.57 | CBSA2014/NCI Assumptions | -29.5658 | 2012 | 0.6 | SWWH019-06
COM-WATERHEAT-30.80 | Com ¦ Normal Flow Faucet (Gas WH) - Marine ¦ SDG&E ¦ Marine | Com ¦ Normal Flow Faucet (Gas WH) - Marine | SDG&E ¦ Marine | SDG&E | All | Gas | Commercial faucet, no aerator | Average Existing and Code |  |  | 0 | Conventional | WaterHeat | Com - Refrig. Warehouse | Com | RET Only | 0 | 1000 sqft2 of floor space | Each | 6.67 | DEER:Indoor_CFL_Ltg | 0 | 0 | 6.5267 | SWWH019-06 | 0 | 2024 | 0 | 2024 | 0 | 0 | SWWH019-06 | Com Faucet Aerators (Gas) - Marine ¦ SDG&E ¦ Marine | Com Faucet Aerators (Gas) - Marine | 0.21362 | 1 | 0.57 | CBSA2014/NCI Assumptions | -4.9002 | 2012 | 0.6 | SWWH019-06
COM-WATERHEAT-30.81 | Com ¦ Normal Flow Faucet (Gas WH) - Marine ¦ SDG&E ¦ Marine | Com ¦ Normal Flow Faucet (Gas WH) - Marine | SDG&E ¦ Marine | SDG&E | All | Gas | Commercial faucet, no aerator | Average Existing and Code |  |  | 0 | Conventional | WaterHeat | Com - Restaurant | Com | RET Only | 0 | 1000 sqft2 of floor space | Each | 6.67 | DEER:Indoor_CFL_Ltg | 0 | 0 | 6.5267 | SWWH019-06 | 0 | 2024 | 0 | 2024 | 0 | 0 | SWWH019-06 | Com Faucet Aerators (Gas) - Marine ¦ SDG&E ¦ Marine | Com Faucet Aerators (Gas) - Marine | 0.75233 | 1 | 0.57 | CBSA2014/NCI Assumptions | -4.9031 | 2012 | 0.6 | SWWH019-06
COM-WATERHEAT-30.82 | Com ¦ Normal Flow Faucet (Gas WH) - Marine ¦ SDG&E ¦ Marine | Com ¦ Normal Flow Faucet (Gas WH) - Marine | SDG&E ¦ Marine | SDG&E | All | Gas | Commercial faucet, no aerator | Average Existing and Code |  |  | 0 | Conventional | WaterHeat | Com - Retail | Com | RET Only | 0 | 1000 sqft2 of floor space | Each | 6.67 | DEER:Indoor_CFL_Ltg | 0 | 0 | 6.5267 | SWWH019-06 | 0 | 2024 | 0 | 2024 | 0 | 0 | SWWH019-06 | Com Faucet Aerators (Gas) - Marine ¦ SDG&E ¦ Marine | Com Faucet Aerators (Gas) - Marine | 0.15647 | 1 | 0.57 | CBSA2014/NCI Assumptions | -32.249 | 2012 | 0.6 | SWWH019-06
COM-WATERHEAT-30.83 | Com ¦ Normal Flow Faucet (Gas WH) - Marine ¦ SDG&E ¦ Marine | Com ¦ Normal Flow Faucet (Gas WH) - Marine | SDG&E ¦ Marine | SDG&E | All | Gas | Commercial faucet, no aerator | Average Existing and Code |  |  | 0 | Conventional | WaterHeat | Com - School | Com | RET Only | 0 | 1000 sqft2 of floor space | Each | 6.67 | DEER:Indoor_CFL_Ltg | 0 | 0 | 6.5267 | SWWH019-06 | 0 | 2024 | 0 | 2024 | 0 | 0 | SWWH019-06 | Com Faucet Aerators (Gas) - Marine ¦ SDG&E ¦ Marine | Com Faucet Aerators (Gas) - Marine | 0.24732 | 1 | 0.57 | CBSA2014/NCI Assumptions | -14.9117 | 2012 | 0.6 | SWWH019-06
COM-WATERHEAT-30.84 | Com ¦ Normal Flow Faucet (Gas WH) - Marine ¦ SDG&E ¦ Marine | Com ¦ Normal Flow Faucet (Gas WH) - Marine | SDG&E ¦ Marine | SDG&E | All | Gas | Commercial faucet, no aerator | Average Existing and Code |  |  | 0 | Conventional | WaterHeat | Com - Warehouse | Com | RET Only | 0 | 1000 sqft2 of floor space | Each | 6.67 | DEER:Indoor_CFL_Ltg | 0 | 0 | 6.5267 | SWWH019-06 | 0 | 2024 | 0 | 2024 | 0 | 0 | SWWH019-06 | Com Faucet Aerators (Gas) - Marine ¦ SDG&E ¦ Marine | Com Faucet Aerators (Gas) - Marine | 0.21362 | 1 | 0.57 | CBSA2014/NCI Assumptions | -27.513 | 2012 | 0.6 | SWWH019-06
COM-WATERHEAT-30.85 | Com ¦ Normal Flow Faucet (Gas WH) - Hot-Dry ¦ SDG&E ¦ Hot-Dry | Com ¦ Normal Flow Faucet (Gas WH) - Hot-Dry | SDG&E ¦ Hot-Dry | SDG&E | All | Gas | Commercial faucet, no aerator | Average Existing and Code |  |  | 0 | Conventional | WaterHeat | Com - College | Com | RET Only | 0 | 1000 sqft2 of floor space | Each | 6.67 | DEER:Indoor_CFL_Ltg | 0 | 0 | 6.4733 | SWWH019-06 | 0 | 2024 | 0 | 2024 | 0 | 0 | SWWH019-06 | Com Faucet Aerators (Gas) - Hot-Dry ¦ SDG&E ¦ Hot-Dry | Com Faucet Aerators (Gas) - Hot-Dry | 0.65231 | 1 | 0.57 | CBSA2014/NCI Assumptions | -21.3533 | 2012 | 0.6 | SWWH019-06
COM-WATERHEAT-30.86 | Com ¦ Normal Flow Faucet (Gas WH) - Hot-Dry ¦ SDG&E ¦ Hot-Dry | Com ¦ Normal Flow Faucet (Gas WH) - Hot-Dry | SDG&E ¦ Hot-Dry | SDG&E | All | Gas | Commercial faucet, no aerator | Average Existing and Code |  |  | 0 | Conventional | WaterHeat | Com - Grocery | Com | RET Only | 0 | 1000 sqft2 of floor space | Each | 6.67 | DEER:Indoor_CFL_Ltg | 0 | 0 | 6.4733 | SWWH019-06 | 0 | 2024 | 0 | 2024 | 0 | 0 | SWWH019-06 | Com Faucet Aerators (Gas) - Hot-Dry ¦ SDG&E ¦ Hot-Dry | Com Faucet Aerators (Gas) - Hot-Dry | 0.46134 | 1 | 0.57 | CBSA2014/NCI Assumptions | -15.2006 | 2012 | 0.6 | SWWH019-06
COM-WATERHEAT-30.87 | Com ¦ Normal Flow Faucet (Gas WH) - Hot-Dry ¦ SDG&E ¦ Hot-Dry | Com ¦ Normal Flow Faucet (Gas WH) - Hot-Dry | SDG&E ¦ Hot-Dry | SDG&E | All | Gas | Commercial faucet, no aerator | Average Existing and Code |  |  | 0 | Conventional | WaterHeat | Com - Health | Com | RET Only | 0 | 1000 sqft2 of floor space | Each | 6.67 | DEER:Indoor_CFL_Ltg | 0 | 0 | 6.4733 | SWWH019-06 | 0 | 2024 | 0 | 2024 | 0 | 0 | SWWH019-06 | Com Faucet Aerators (Gas) - Hot-Dry ¦ SDG&E ¦ Hot-Dry | Com Faucet Aerators (Gas) - Hot-Dry | 0.65231 | 1 | 0.57 | CBSA2014/NCI Assumptions | -18.2845 | 2012 | 0.6 | SWWH019-06
COM-WATERHEAT-30.88 | Com ¦ Normal Flow Faucet (Gas WH) - Hot-Dry ¦ SDG&E ¦ Hot-Dry | Com ¦ Normal Flow Faucet (Gas WH) - Hot-Dry | SDG&E ¦ Hot-Dry | SDG&E | All | Gas | Commercial faucet, no aerator | Average Existing and Code |  |  | 0 | Conventional | WaterHeat | Com - Lodging | Com | RET Only | 0 | 1000 sqft2 of floor space | Each | 6.67 | DEER:Indoor_CFL_Ltg | 0 | 0 | 6.4733 | SWWH019-06 | 0 | 2024 | 0 | 2024 | 0 | 0 | SWWH019-06 | Com Faucet Aerators (Gas) - Hot-Dry ¦ SDG&E ¦ Hot-Dry | Com Faucet Aerators (Gas) - Hot-Dry | 1.2263 | 1 | 0.57 | CBSA2014/NCI Assumptions | -63.9459 | 2012 | 0.6 | SWWH019-06
COM-WATERHEAT-30.89 | Com ¦ Normal Flow Faucet (Gas WH) - Hot-Dry ¦ SDG&E ¦ Hot-Dry | Com ¦ Normal Flow Faucet (Gas WH) - Hot-Dry | SDG&E ¦ Hot-Dry | SDG&E | All | Gas | Commercial faucet, no aerator | Average Existing and Code |  |  | 0 | Conventional | WaterHeat | Com - Office (Large) | Com | RET Only | 0 | 1000 sqft2 of floor space | Each | 6.67 | DEER:Indoor_CFL_Ltg | 0 | 0 | 6.4733 | SWWH019-06 | 0 | 2024 | 0 | 2024 | 0 | 0 | SWWH019-06 | Com Faucet Aerators (Gas) - Hot-Dry ¦ SDG&E ¦ Hot-Dry | Com Faucet Aerators (Gas) - Hot-Dry | 0.14254 | 1 | 0.57 | CBSA2014/NCI Assumptions | -29.0698 | 2012 | 0.6 | SWWH019-06
COM-WATERHEAT-30.90 | Com ¦ Normal Flow Faucet (Gas WH) - Hot-Dry ¦ SDG&E ¦ Hot-Dry | Com ¦ Normal Flow Faucet (Gas WH) - Hot-Dry | SDG&E ¦ Hot-Dry | SDG&E | All | Gas | Commercial faucet, no aerator | Average Existing and Code |  |  | 0 | Conventional | WaterHeat | Com - Office (Small) | Com | RET Only | 0 | 1000 sqft2 of floor space | Each | 6.67 | DEER:Indoor_CFL_Ltg | 0 | 0 | 6.4733 | SWWH019-06 | 0 | 2024 | 0 | 2024 | 0 | 0 | SWWH019-06 | Com Faucet Aerators (Gas) - Hot-Dry ¦ SDG&E ¦ Hot-Dry | Com Faucet Aerators (Gas) - Hot-Dry | 0.14254 | 1 | 0.57 | CBSA2014/NCI Assumptions | -12.8151 | 2012 | 0.6 | SWWH019-06
COM-WATERHEAT-30.91 | Com ¦ Normal Flow Faucet (Gas WH) - Hot-Dry ¦ SDG&E ¦ Hot-Dry | Com ¦ Normal Flow Faucet (Gas WH) - Hot-Dry | SDG&E ¦ Hot-Dry | SDG&E | All | Gas | Commercial faucet, no aerator | Average Existing and Code |  |  | 0 | Conventional | WaterHeat | Com - Other | Com | RET Only | 0 | 1000 sqft2 of floor space | Each | 6.67 | DEER:Indoor_CFL_Ltg | 0 | 0 | 6.4733 | SWWH019-06 | 0 | 2024 | 0 | 2024 | 0 | 0 | SWWH019-06 | Com Faucet Aerators (Gas) - Hot-Dry ¦ SDG&E ¦ Hot-Dry | Com Faucet Aerators (Gas) - Hot-Dry | 0.21744 | 1 | 0.57 | CBSA2014/NCI Assumptions | -29.3242 | 2012 | 0.6 | SWWH019-06
COM-WATERHEAT-30.92 | Com ¦ Normal Flow Faucet (Gas WH) - Hot-Dry ¦ SDG&E ¦ Hot-Dry | Com ¦ Normal Flow Faucet (Gas WH) - Hot-Dry | SDG&E ¦ Hot-Dry | SDG&E | All | Gas | Commercial faucet, no aerator | Average Existing and Code |  |  | 0 | Conventional | WaterHeat | Com - Refrig. Warehouse | Com | RET Only | 0 | 1000 sqft2 of floor space | Each | 6.67 | DEER:Indoor_CFL_Ltg | 0 | 0 | 6.4733 | SWWH019-06 | 0 | 2024 | 0 | 2024 | 0 | 0 | SWWH019-06 | Com Faucet Aerators (Gas) - Hot-Dry ¦ SDG&E ¦ Hot-Dry | Com Faucet Aerators (Gas) - Hot-Dry | 0.21362 | 1 | 0.57 | CBSA2014/NCI Assumptions | -4.8601 | 2012 | 0.6 | SWWH019-06
COM-WATERHEAT-30.93 | Com ¦ Normal Flow Faucet (Gas WH) - Hot-Dry ¦ SDG&E ¦ Hot-Dry | Com ¦ Normal Flow Faucet (Gas WH) - Hot-Dry | SDG&E ¦ Hot-Dry | SDG&E | All | Gas | Commercial faucet, no aerator | Average Existing and Code |  |  | 0 | Conventional | WaterHeat | Com - Restaurant | Com | RET Only | 0 | 1000 sqft2 of floor space | Each | 6.67 | DEER:Indoor_CFL_Ltg | 0 | 0 | 6.4733 | SWWH019-06 | 0 | 2024 | 0 | 2024 | 0 | 0 | SWWH019-06 | Com Faucet Aerators (Gas) - Hot-Dry ¦ SDG&E ¦ Hot-Dry | Com Faucet Aerators (Gas) - Hot-Dry | 0.75233 | 1 | 0.57 | CBSA2014/NCI Assumptions | -4.863 | 2012 | 0.6 | SWWH019-06
COM-WATERHEAT-30.94 | Com ¦ Normal Flow Faucet (Gas WH) - Hot-Dry ¦ SDG&E ¦ Hot-Dry | Com ¦ Normal Flow Faucet (Gas WH) - Hot-Dry | SDG&E ¦ Hot-Dry | SDG&E | All | Gas | Commercial faucet, no aerator | Average Existing and Code |  |  | 0 | Conventional | WaterHeat | Com - Retail | Com | RET Only | 0 | 1000 sqft2 of floor space | Each | 6.67 | DEER:Indoor_CFL_Ltg | 0 | 0 | 6.4733 | SWWH019-06 | 0 | 2024 | 0 | 2024 | 0 | 0 | SWWH019-06 | Com Faucet Aerators (Gas) - Hot-Dry ¦ SDG&E ¦ Hot-Dry | Com Faucet Aerators (Gas) - Hot-Dry | 0.15647 | 1 | 0.57 | CBSA2014/NCI Assumptions | -31.9855 | 2012 | 0.6 | SWWH019-06
COM-WATERHEAT-30.95 | Com ¦ Normal Flow Faucet (Gas WH) - Hot-Dry ¦ SDG&E ¦ Hot-Dry | Com ¦ Normal Flow Faucet (Gas WH) - Hot-Dry | SDG&E ¦ Hot-Dry | SDG&E | All | Gas | Commercial faucet, no aerator | Average Existing and Code |  |  | 0 | Conventional | WaterHeat | Com - School | Com | RET Only | 0 | 1000 sqft2 of floor space | Each | 6.67 | DEER:Indoor_CFL_Ltg | 0 | 0 | 6.4733 | SWWH019-06 | 0 | 2024 | 0 | 2024 | 0 | 0 | SWWH019-06 | Com Faucet Aerators (Gas) - Hot-Dry ¦ SDG&E ¦ Hot-Dry | Com Faucet Aerators (Gas) - Hot-Dry | 0.24732 | 1 | 0.57 | CBSA2014/NCI Assumptions | -14.7899 | 2012 | 0.6 | SWWH019-06
COM-WATERHEAT-30.96 | Com ¦ Normal Flow Faucet (Gas WH) - Hot-Dry ¦ SDG&E ¦ Hot-Dry | Com ¦ Normal Flow Faucet (Gas WH) - Hot-Dry | SDG&E ¦ Hot-Dry | SDG&E | All | Gas | Commercial faucet, no aerator | Average Existing and Code |  |  | 0 | Conventional | WaterHeat | Com - Warehouse | Com | RET Only | 0 | 1000 sqft2 of floor space | Each | 6.67 | DEER:Indoor_CFL_Ltg | 0 | 0 | 6.4733 | SWWH019-06 | 0 | 2024 | 0 | 2024 | 0 | 0 | SWWH019-06 | Com Faucet Aerators (Gas) - Hot-Dry ¦ SDG&E ¦ Hot-Dry | Com Faucet Aerators (Gas) - Hot-Dry | 0.21362 | 1 | 0.57 | CBSA2014/NCI Assumptions | -27.2882 | 2012 | 0.6 | SWWH019-06
COM-WATERHEAT-31.1 | Com ¦ Faucet Aerators (Gas WH) - Marine ¦ PG&E ¦ Marine | Com ¦ Faucet Aerators (Gas WH) - Marine | PG&E ¦ Marine | PG&E | All | Gas | Commercial faucet aerator (gas WH) | Efficient |  |  | 0 | Conventional | WaterHeat | Com - College | Com | RET Only | 0 | 1000 sqft2 of floor space | Each | 6.67 | DEER:Indoor_CFL_Ltg | 0 | 0 | 2.7567 | SWWH019-04 | 14.835 | 2024 | 18.01 | 2024 | 0 | 0 | SWWH019-04 | Com Faucet Aerators (Gas) - Marine ¦ PG&E ¦ Marine | Com Faucet Aerators (Gas) - Marine | 0.65231 | 1 | 0.43 | CBSA2014/NCI Assumptions | -9.0933 | 2032 | 0.6 | SWWH019-04
COM-WATERHEAT-31.2 | Com ¦ Faucet Aerators (Gas WH) - Marine ¦ PG&E ¦ Marine | Com ¦ Faucet Aerators (Gas WH) - Marine | PG&E ¦ Marine | PG&E | All | Gas | Commercial faucet aerator (gas WH) | Efficient |  |  | 0 | Conventional | WaterHeat | Com - Grocery | Com | RET Only | 0 | 1000 sqft2 of floor space | Each | 6.67 | DEER:Indoor_CFL_Ltg | 0 | 0 | 2.7567 | SWWH019-04 | 14.835 | 2024 | 18.01 | 2024 | 0 | 0 | SWWH019-04 | Com Faucet Aerators (Gas) - Marine ¦ PG&E ¦ Marine | Com Faucet Aerators (Gas) - Marine | 0.46134 | 1 | 0.43 | CBSA2014/NCI Assumptions | -6.4732 | 2032 | 0.6 | SWWH019-04
COM-WATERHEAT-31.3 | Com ¦ Faucet Aerators (Gas WH) - Marine ¦ PG&E ¦ Marine | Com ¦ Faucet Aerators (Gas WH) - Marine | PG&E ¦ Marine | PG&E | All | Gas | Commercial faucet aerator (gas WH) | Efficient |  |  | 0 | Conventional | WaterHeat | Com - Health | Com | RET Only | 0 | 1000 sqft2 of floor space | Each | 6.67 | DEER:Indoor_CFL_Ltg | 0 | 0 | 2.7567 | SWWH019-04 | 14.835 | 2024 | 18.01 | 2024 | 0 | 0 | SWWH019-04 | Com Faucet Aerators (Gas) - Marine ¦ PG&E ¦ Marine | Com Faucet Aerators (Gas) - Marine | 0.65231 | 1 | 0.43 | CBSA2014/NCI Assumptions | -7.7864 | 2032 | 0.6 | SWWH019-04
COM-WATERHEAT-31.4 | Com ¦ Faucet Aerators (Gas WH) - Marine ¦ PG&E ¦ Marine | Com ¦ Faucet Aerators (Gas WH) - Marine | PG&E ¦ Marine | PG&E | All | Gas | Commercial faucet aerator (gas WH) | Efficient |  |  | 0 | Conventional | WaterHeat | Com - Lodging | Com | RET Only | 0 | 1000 sqft2 of floor space | Each | 6.67 | DEER:Indoor_CFL_Ltg | 0 | 0 | 2.7567 | SWWH019-04 | 14.835 | 2024 | 18.01 | 2024 | 0 | 0 | SWWH019-04 | Com Faucet Aerators (Gas) - Marine ¦ PG&E ¦ Marine | Com Faucet Aerators (Gas) - Marine | 1.2263 | 1 | 0.43 | CBSA2014/NCI Assumptions | -27.2313 | 2032 | 0.6 | SWWH019-04
COM-WATERHEAT-31.5 | Com ¦ Faucet Aerators (Gas WH) - Marine ¦ PG&E ¦ Marine | Com ¦ Faucet Aerators (Gas WH) - Marine | PG&E ¦ Marine | PG&E | All | Gas | Commercial faucet aerator (gas WH) | Efficient |  |  | 0 | Conventional | WaterHeat | Com - Office (Large) | Com | RET Only | 0 | 1000 sqft2 of floor space | Each | 6.67 | DEER:Indoor_CFL_Ltg | 0 | 0 | 2.7567 | SWWH019-04 | 14.835 | 2024 | 18.01 | 2024 | 0 | 0 | SWWH019-04 | Com Faucet Aerators (Gas) - Marine ¦ PG&E ¦ Marine | Com Faucet Aerators (Gas) - Marine | 0.14254 | 1 | 0.43 | CBSA2014/NCI Assumptions | -12.3793 | 2032 | 0.6 | SWWH019-04
COM-WATERHEAT-31.6 | Com ¦ Faucet Aerators (Gas WH) - Marine ¦ PG&E ¦ Marine | Com ¦ Faucet Aerators (Gas WH) - Marine | PG&E ¦ Marine | PG&E | All | Gas | Commercial faucet aerator (gas WH) | Efficient |  |  | 0 | Conventional | WaterHeat | Com - Office (Small) | Com | RET Only | 0 | 1000 sqft2 of floor space | Each | 6.67 | DEER:Indoor_CFL_Ltg | 0 | 0 | 2.7567 | SWWH019-04 | 14.835 | 2024 | 18.01 | 2024 | 0 | 0 | SWWH019-04 | Com Faucet Aerators (Gas) - Marine ¦ PG&E ¦ Marine | Com Faucet Aerators (Gas) - Marine | 0.14254 | 1 | 0.43 | CBSA2014/NCI Assumptions | -5.4573 | 2032 | 0.6 | SWWH019-04
COM-WATERHEAT-31.7 | Com ¦ Faucet Aerators (Gas WH) - Marine ¦ PG&E ¦ Marine | Com ¦ Faucet Aerators (Gas WH) - Marine | PG&E ¦ Marine | PG&E | All | Gas | Commercial faucet aerator (gas WH) | Efficient |  |  | 0 | Conventional | WaterHeat | Com - Other | Com | RET Only | 0 | 1000 sqft2 of floor space | Each | 6.67 | DEER:Indoor_CFL_Ltg | 0 | 0 | 2.7567 | SWWH019-04 | 14.835 | 2024 | 18.01 | 2024 | 0 | 0 | SWWH019-04 | Com Faucet Aerators (Gas) - Marine ¦ PG&E ¦ Marine | Com Faucet Aerators (Gas) - Marine | 0.21744 | 1 | 0.43 | CBSA2014/NCI Assumptions | -12.4877 | 2032 | 0.6 | SWWH019-04
COM-WATERHEAT-31.8 | Com ¦ Faucet Aerators (Gas WH) - Marine ¦ PG&E ¦ Marine | Com ¦ Faucet Aerators (Gas WH) - Marine | PG&E ¦ Marine | PG&E | All | Gas | Commercial faucet aerator (gas WH) | Efficient |  |  | 0 | Conventional | WaterHeat | Com - Refrig. Warehouse | Com | RET Only | 0 | 1000 sqft2 of floor space | Each | 6.67 | DEER:Indoor_CFL_Ltg | 0 | 0 | 2.7567 | SWWH019-04 | 14.835 | 2024 | 18.01 | 2024 | 0 | 0 | SWWH019-04 | Com Faucet Aerators (Gas) - Marine ¦ PG&E ¦ Marine | Com Faucet Aerators (Gas) - Marine | 0.21362 | 1 | 0.43 | CBSA2014/NCI Assumptions | -2.0697 | 2032 | 0.6 | SWWH019-04
COM-WATERHEAT-31.9 | Com ¦ Faucet Aerators (Gas WH) - Marine ¦ PG&E ¦ Marine | Com ¦ Faucet Aerators (Gas WH) - Marine | PG&E ¦ Marine | PG&E | All | Gas | Commercial faucet aerator (gas WH) | Efficient |  |  | 0 | Conventional | WaterHeat | Com - Restaurant | Com | RET Only | 0 | 1000 sqft2 of floor space | Each | 6.67 | DEER:Indoor_CFL_Ltg | 0 | 0 | 2.7567 | SWWH019-04 | 14.835 | 2024 | 18.01 | 2024 | 0 | 0 | SWWH019-04 | Com Faucet Aerators (Gas) - Marine ¦ PG&E ¦ Marine | Com Faucet Aerators (Gas) - Marine | 0.75233 | 1 | 0.43 | CBSA2014/NCI Assumptions | -2.0709 | 2032 | 0.6 | SWWH019-04
COM-WATERHEAT-31.10 | Com ¦ Faucet Aerators (Gas WH) - Marine ¦ PG&E ¦ Marine | Com ¦ Faucet Aerators (Gas WH) - Marine | PG&E ¦ Marine | PG&E | All | Gas | Commercial faucet aerator (gas WH) | Efficient |  |  | 0 | Conventional | WaterHeat | Com - Retail | Com | RET Only | 0 | 1000 sqft2 of floor space | Each | 6.67 | DEER:Indoor_CFL_Ltg | 0 | 0 | 2.7567 | SWWH019-04 | 14.835 | 2024 | 18.01 | 2024 | 0 | 0 | SWWH019-04 | Com Faucet Aerators (Gas) - Marine ¦ PG&E ¦ Marine | Com Faucet Aerators (Gas) - Marine | 0.15647 | 1 | 0.43 | CBSA2014/NCI Assumptions | -13.621 | 2032 | 0.6 | SWWH019-04
COM-WATERHEAT-31.11 | Com ¦ Faucet Aerators (Gas WH) - Marine ¦ PG&E ¦ Marine | Com ¦ Faucet Aerators (Gas WH) - Marine | PG&E ¦ Marine | PG&E | All | Gas | Commercial faucet aerator (gas WH) | Efficient |  |  | 0 | Conventional | WaterHeat | Com - School | Com | RET Only | 0 | 1000 sqft2 of floor space | Each | 6.67 | DEER:Indoor_CFL_Ltg | 0 | 0 | 2.7567 | SWWH019-04 | 14.835 | 2024 | 18.01 | 2024 | 0 | 0 | SWWH019-04 | Com Faucet Aerators (Gas) - Marine ¦ PG&E ¦ Marine | Com Faucet Aerators (Gas) - Marine | 0.24732 | 1 | 0.43 | CBSA2014/NCI Assumptions | -6.2983 | 2032 | 0.6 | SWWH019-04
COM-WATERHEAT-31.12 | Com ¦ Faucet Aerators (Gas WH) - Marine ¦ PG&E ¦ Marine | Com ¦ Faucet Aerators (Gas WH) - Marine | PG&E ¦ Marine | PG&E | All | Gas | Commercial faucet aerator (gas WH) | Efficient |  |  | 0 | Conventional | WaterHeat | Com - Warehouse | Com | RET Only | 0 | 1000 sqft2 of floor space | Each | 6.67 | DEER:Indoor_CFL_Ltg | 0 | 0 | 2.7567 | SWWH019-04 | 14.835 | 2024 | 18.01 | 2024 | 0 | 0 | SWWH019-04 | Com Faucet Aerators (Gas) - Marine ¦ PG&E ¦ Marine | Com Faucet Aerators (Gas) - Marine | 0.21362 | 1 | 0.43 | CBSA2014/NCI Assumptions | -11.6207 | 2032 | 0.6 | SWWH019-04
COM-WATERHEAT-31.13 | Com ¦ Faucet Aerators (Gas WH) - Hot-Dry ¦ PG&E ¦ Hot-Dry | Com ¦ Faucet Aerators (Gas WH) - Hot-Dry | PG&E ¦ Hot-Dry | PG&E | All | Gas | Commercial faucet aerator (gas WH) | Efficient |  |  | 0 | Conventional | WaterHeat | Com - College | Com | RET Only | 0 | 1000 sqft2 of floor space | Each | 6.67 | DEER:Indoor_CFL_Ltg | 0 | 0 | 2.4967 | SWWH019-04 | 14.835 | 2024 | 18.01 | 2024 | 0 | 0 | SWWH019-04 | Com Faucet Aerators (Gas) - Hot-Dry ¦ PG&E ¦ Hot-Dry | Com Faucet Aerators (Gas) - Hot-Dry | 0.65231 | 1 | 0.43 | CBSA2014/NCI Assumptions | -8.2356 | 2032 | 0.6 | SWWH019-04
COM-WATERHEAT-31.14 | Com ¦ Faucet Aerators (Gas WH) - Hot-Dry ¦ PG&E ¦ Hot-Dry | Com ¦ Faucet Aerators (Gas WH) - Hot-Dry | PG&E ¦ Hot-Dry | PG&E | All | Gas | Commercial faucet aerator (gas WH) | Efficient |  |  | 0 | Conventional | WaterHeat | Com - Grocery | Com | RET Only | 0 | 1000 sqft2 of floor space | Each | 6.67 | DEER:Indoor_CFL_Ltg | 0 | 0 | 2.4967 | SWWH019-04 | 14.835 | 2024 | 18.01 | 2024 | 0 | 0 | SWWH019-04 | Com Faucet Aerators (Gas) - Hot-Dry ¦ PG&E ¦ Hot-Dry | Com Faucet Aerators (Gas) - Hot-Dry | 0.46134 | 1 | 0.43 | CBSA2014/NCI Assumptions | -5.8627 | 2032 | 0.6 | SWWH019-04
COM-WATERHEAT-31.15 | Com ¦ Faucet Aerators (Gas WH) - Hot-Dry ¦ PG&E ¦ Hot-Dry | Com ¦ Faucet Aerators (Gas WH) - Hot-Dry | PG&E ¦ Hot-Dry | PG&E | All | Gas | Commercial faucet aerator (gas WH) | Efficient |  |  | 0 | Conventional | WaterHeat | Com - Health | Com | RET Only | 0 | 1000 sqft2 of floor space | Each | 6.67 | DEER:Indoor_CFL_Ltg | 0 | 0 | 2.4967 | SWWH019-04 | 14.835 | 2024 | 18.01 | 2024 | 0 | 0 | SWWH019-04 | Com Faucet Aerators (Gas) - Hot-Dry ¦ PG&E ¦ Hot-Dry | Com Faucet Aerators (Gas) - Hot-Dry | 0.65231 | 1 | 0.43 | CBSA2014/NCI Assumptions | -7.052 | 2032 | 0.6 | SWWH019-04
COM-WATERHEAT-31.16 | Com ¦ Faucet Aerators (Gas WH) - Hot-Dry ¦ PG&E ¦ Hot-Dry | Com ¦ Faucet Aerators (Gas WH) - Hot-Dry | PG&E ¦ Hot-Dry | PG&E | All | Gas | Commercial faucet aerator (gas WH) | Efficient |  |  | 0 | Conventional | WaterHeat | Com - Lodging | Com | RET Only | 0 | 1000 sqft2 of floor space | Each | 6.67 | DEER:Indoor_CFL_Ltg | 0 | 0 | 2.4967 | SWWH019-04 | 14.835 | 2024 | 18.01 | 2024 | 0 | 0 | SWWH019-04 | Com Faucet Aerators (Gas) - Hot-Dry ¦ PG&E ¦ Hot-Dry | Com Faucet Aerators (Gas) - Hot-Dry | 1.2263 | 1 | 0.43 | CBSA2014/NCI Assumptions | -24.663 | 2032 | 0.6 | SWWH019-04
COM-WATERHEAT-31.17 | Com ¦ Faucet Aerators (Gas WH) - Hot-Dry ¦ PG&E ¦ Hot-Dry | Com ¦ Faucet Aerators (Gas WH) - Hot-Dry | PG&E ¦ Hot-Dry | PG&E | All | Gas | Commercial faucet aerator (gas WH) | Efficient |  |  | 0 | Conventional | WaterHeat | Com - Office (Large) | Com | RET Only | 0 | 1000 sqft2 of floor space | Each | 6.67 | DEER:Indoor_CFL_Ltg | 0 | 0 | 2.4967 | SWWH019-04 | 14.835 | 2024 | 18.01 | 2024 | 0 | 0 | SWWH019-04 | Com Faucet Aerators (Gas) - Hot-Dry ¦ PG&E ¦ Hot-Dry | Com Faucet Aerators (Gas) - Hot-Dry | 0.14254 | 1 | 0.43 | CBSA2014/NCI Assumptions | -11.2118 | 2032 | 0.6 | SWWH019-04
COM-WATERHEAT-31.18 | Com ¦ Faucet Aerators (Gas WH) - Hot-Dry ¦ PG&E ¦ Hot-Dry | Com ¦ Faucet Aerators (Gas WH) - Hot-Dry | PG&E ¦ Hot-Dry | PG&E | All | Gas | Commercial faucet aerator (gas WH) | Efficient |  |  | 0 | Conventional | WaterHeat | Com - Office (Small) | Com | RET Only | 0 | 1000 sqft2 of floor space | Each | 6.67 | DEER:Indoor_CFL_Ltg | 0 | 0 | 2.4967 | SWWH019-04 | 14.835 | 2024 | 18.01 | 2024 | 0 | 0 | SWWH019-04 | Com Faucet Aerators (Gas) - Hot-Dry ¦ PG&E ¦ Hot-Dry | Com Faucet Aerators (Gas) - Hot-Dry | 0.14254 | 1 | 0.43 | CBSA2014/NCI Assumptions | -4.9426 | 2032 | 0.6 | SWWH019-04
COM-WATERHEAT-31.19 | Com ¦ Faucet Aerators (Gas WH) - Hot-Dry ¦ PG&E ¦ Hot-Dry | Com ¦ Faucet Aerators (Gas WH) - Hot-Dry | PG&E ¦ Hot-Dry | PG&E | All | Gas | Commercial faucet aerator (gas WH) | Efficient |  |  | 0 | Conventional | WaterHeat | Com - Other | Com | RET Only | 0 | 1000 sqft2 of floor space | Each | 6.67 | DEER:Indoor_CFL_Ltg | 0 | 0 | 2.4967 | SWWH019-04 | 14.835 | 2024 | 18.01 | 2024 | 0 | 0 | SWWH019-04 | Com Faucet Aerators (Gas) - Hot-Dry ¦ PG&E ¦ Hot-Dry | Com Faucet Aerators (Gas) - Hot-Dry | 0.21744 | 1 | 0.43 | CBSA2014/NCI Assumptions | -11.3099 | 2032 | 0.6 | SWWH019-04
COM-WATERHEAT-31.20 | Com ¦ Faucet Aerators (Gas WH) - Hot-Dry ¦ PG&E ¦ Hot-Dry | Com ¦ Faucet Aerators (Gas WH) - Hot-Dry | PG&E ¦ Hot-Dry | PG&E | All | Gas | Commercial faucet aerator (gas WH) | Efficient |  |  | 0 | Conventional | WaterHeat | Com - Refrig. Warehouse | Com | RET Only | 0 | 1000 sqft2 of floor space | Each | 6.67 | DEER:Indoor_CFL_Ltg | 0 | 0 | 2.4967 | SWWH019-04 | 14.835 | 2024 | 18.01 | 2024 | 0 | 0 | SWWH019-04 | Com Faucet Aerators (Gas) - Hot-Dry ¦ PG&E ¦ Hot-Dry | Com Faucet Aerators (Gas) - Hot-Dry | 0.21362 | 1 | 0.43 | CBSA2014/NCI Assumptions | -1.8745 | 2032 | 0.6 | SWWH019-04
COM-WATERHEAT-31.21 | Com ¦ Faucet Aerators (Gas WH) - Hot-Dry ¦ PG&E ¦ Hot-Dry | Com ¦ Faucet Aerators (Gas WH) - Hot-Dry | PG&E ¦ Hot-Dry | PG&E | All | Gas | Commercial faucet aerator (gas WH) | Efficient |  |  | 0 | Conventional | WaterHeat | Com - Restaurant | Com | RET Only | 0 | 1000 sqft2 of floor space | Each | 6.67 | DEER:Indoor_CFL_Ltg | 0 | 0 | 2.4967 | SWWH019-04 | 14.835 | 2024 | 18.01 | 2024 | 0 | 0 | SWWH019-04 | Com Faucet Aerators (Gas) - Hot-Dry ¦ PG&E ¦ Hot-Dry | Com Faucet Aerators (Gas) - Hot-Dry | 0.75233 | 1 | 0.43 | CBSA2014/NCI Assumptions | -1.8756 | 2032 | 0.6 | SWWH019-04
COM-WATERHEAT-31.22 | Com ¦ Faucet Aerators (Gas WH) - Hot-Dry ¦ PG&E ¦ Hot-Dry | Com ¦ Faucet Aerators (Gas WH) - Hot-Dry | PG&E ¦ Hot-Dry | PG&E | All | Gas | Commercial faucet aerator (gas WH) | Efficient |  |  | 0 | Conventional | WaterHeat | Com - Retail | Com | RET Only | 0 | 1000 sqft2 of floor space | Each | 6.67 | DEER:Indoor_CFL_Ltg | 0 | 0 | 2.4967 | SWWH019-04 | 14.835 | 2024 | 18.01 | 2024 | 0 | 0 | SWWH019-04 | Com Faucet Aerators (Gas) - Hot-Dry ¦ PG&E ¦ Hot-Dry | Com Faucet Aerators (Gas) - Hot-Dry | 0.15647 | 1 | 0.43 | CBSA2014/NCI Assumptions | -12.3363 | 2032 | 0.6 | SWWH019-04
COM-WATERHEAT-31.23 | Com ¦ Faucet Aerators (Gas WH) - Hot-Dry ¦ PG&E ¦ Hot-Dry | Com ¦ Faucet Aerators (Gas WH) - Hot-Dry | PG&E ¦ Hot-Dry | PG&E | All | Gas | Commercial faucet aerator (gas WH) | Efficient |  |  | 0 | Conventional | WaterHeat | Com - School | Com | RET Only | 0 | 1000 sqft2 of floor space | Each | 6.67 | DEER:Indoor_CFL_Ltg | 0 | 0 | 2.4967 | SWWH019-04 | 14.835 | 2024 | 18.01 | 2024 | 0 | 0 | SWWH019-04 | Com Faucet Aerators (Gas) - Hot-Dry ¦ PG&E ¦ Hot-Dry | Com Faucet Aerators (Gas) - Hot-Dry | 0.24732 | 1 | 0.43 | CBSA2014/NCI Assumptions | -5.7042 | 2032 | 0.6 | SWWH019-04
COM-WATERHEAT-31.24 | Com ¦ Faucet Aerators (Gas WH) - Hot-Dry ¦ PG&E ¦ Hot-Dry | Com ¦ Faucet Aerators (Gas WH) - Hot-Dry | PG&E ¦ Hot-Dry | PG&E | All | Gas | Commercial faucet aerator (gas WH) | Efficient |  |  | 0 | Conventional | WaterHeat | Com - Warehouse | Com | RET Only | 0 | 1000 sqft2 of floor space | Each | 6.67 | DEER:Indoor_CFL_Ltg | 0 | 0 | 2.4967 | SWWH019-04 | 14.835 | 2024 | 18.01 | 2024 | 0 | 0 | SWWH019-04 | Com Faucet Aerators (Gas) - Hot-Dry ¦ PG&E ¦ Hot-Dry | Com Faucet Aerators (Gas) - Hot-Dry | 0.21362 | 1 | 0.43 | CBSA2014/NCI Assumptions | -10.5246 | 2032 | 0.6 | SWWH019-04
COM-WATERHEAT-31.25 | Com ¦ Faucet Aerators (Gas WH) - Cold ¦ PG&E ¦ Cold | Com ¦ Faucet Aerators (Gas WH) - Cold | PG&E ¦ Cold | PG&E | All | Gas | Commercial faucet aerator (gas WH) | Efficient |  |  | 0 | Conventional | WaterHeat | Com - College | Com | RET Only | 0 | 1000 sqft2 of floor space | Each | 6.67 | DEER:Indoor_CFL_Ltg | 0 | 0 | 3.1167 | SWWH019-04 | 14.835 | 2024 | 18.01 | 2024 | 0 | 0 | SWWH019-04 | Com Faucet Aerators (Gas) - Cold ¦ PG&E ¦ Cold | Com Faucet Aerators (Gas) - Cold | 0.65231 | 1 | 0.43 | CBSA2014/NCI Assumptions | -10.2808 | 2032 | 0.6 | SWWH019-04
COM-WATERHEAT-31.26 | Com ¦ Faucet Aerators (Gas WH) - Cold ¦ PG&E ¦ Cold | Com ¦ Faucet Aerators (Gas WH) - Cold | PG&E ¦ Cold | PG&E | All | Gas | Commercial faucet aerator (gas WH) | Efficient |  |  | 0 | Conventional | WaterHeat | Com - Grocery | Com | RET Only | 0 | 1000 sqft2 of floor space | Each | 6.67 | DEER:Indoor_CFL_Ltg | 0 | 0 | 3.1167 | SWWH019-04 | 14.835 | 2024 | 18.01 | 2024 | 0 | 0 | SWWH019-04 | Com Faucet Aerators (Gas) - Cold ¦ PG&E ¦ Cold | Com Faucet Aerators (Gas) - Cold | 0.46134 | 1 | 0.43 | CBSA2014/NCI Assumptions | -7.3185 | 2032 | 0.6 | SWWH019-04
COM-WATERHEAT-31.27 | Com ¦ Faucet Aerators (Gas WH) - Cold ¦ PG&E ¦ Cold | Com ¦ Faucet Aerators (Gas WH) - Cold | PG&E ¦ Cold | PG&E | All | Gas | Commercial faucet aerator (gas WH) | Efficient |  |  | 0 | Conventional | WaterHeat | Com - Health | Com | RET Only | 0 | 1000 sqft2 of floor space | Each | 6.67 | DEER:Indoor_CFL_Ltg | 0 | 0 | 3.1167 | SWWH019-04 | 14.835 | 2024 | 18.01 | 2024 | 0 | 0 | SWWH019-04 | Com Faucet Aerators (Gas) - Cold ¦ PG&E ¦ Cold | Com Faucet Aerators (Gas) - Cold | 0.65231 | 1 | 0.43 | CBSA2014/NCI Assumptions | -8.8033 | 2032 | 0.6 | SWWH019-04
COM-WATERHEAT-31.28 | Com ¦ Faucet Aerators (Gas WH) - Cold ¦ PG&E ¦ Cold | Com ¦ Faucet Aerators (Gas WH) - Cold | PG&E ¦ Cold | PG&E | All | Gas | Commercial faucet aerator (gas WH) | Efficient |  |  | 0 | Conventional | WaterHeat | Com - Lodging | Com | RET Only | 0 | 1000 sqft2 of floor space | Each | 6.67 | DEER:Indoor_CFL_Ltg | 0 | 0 | 3.1167 | SWWH019-04 | 14.835 | 2024 | 18.01 | 2024 | 0 | 0 | SWWH019-04 | Com Faucet Aerators (Gas) - Cold ¦ PG&E ¦ Cold | Com Faucet Aerators (Gas) - Cold | 1.2263 | 1 | 0.43 | CBSA2014/NCI Assumptions | -30.7875 | 2032 | 0.6 | SWWH019-04
COM-WATERHEAT-31.29 | Com ¦ Faucet Aerators (Gas WH) - Cold ¦ PG&E ¦ Cold | Com ¦ Faucet Aerators (Gas WH) - Cold | PG&E ¦ Cold | PG&E | All | Gas | Commercial faucet aerator (gas WH) | Efficient |  |  | 0 | Conventional | WaterHeat | Com - Office (Large) | Com | RET Only | 0 | 1000 sqft2 of floor space | Each | 6.67 | DEER:Indoor_CFL_Ltg | 0 | 0 | 3.1167 | SWWH019-04 | 14.835 | 2024 | 18.01 | 2024 | 0 | 0 | SWWH019-04 | Com Faucet Aerators (Gas) - Cold ¦ PG&E ¦ Cold | Com Faucet Aerators (Gas) - Cold | 0.14254 | 1 | 0.43 | CBSA2014/NCI Assumptions | -13.996 | 2032 | 0.6 | SWWH019-04
COM-WATERHEAT-31.30 | Com ¦ Faucet Aerators (Gas WH) - Cold ¦ PG&E ¦ Cold | Com ¦ Faucet Aerators (Gas WH) - Cold | PG&E ¦ Cold | PG&E | All | Gas | Commercial faucet aerator (gas WH) | Efficient |  |  | 0 | Conventional | WaterHeat | Com - Office (Small) | Com | RET Only | 0 | 1000 sqft2 of floor space | Each | 6.67 | DEER:Indoor_CFL_Ltg | 0 | 0 | 3.1167 | SWWH019-04 | 14.835 | 2024 | 18.01 | 2024 | 0 | 0 | SWWH019-04 | Com Faucet Aerators (Gas) - Cold ¦ PG&E ¦ Cold | Com Faucet Aerators (Gas) - Cold | 0.14254 | 1 | 0.43 | CBSA2014/NCI Assumptions | -6.17 | 2032 | 0.6 | SWWH019-04
COM-WATERHEAT-31.31 | Com ¦ Faucet Aerators (Gas WH) - Cold ¦ PG&E ¦ Cold | Com ¦ Faucet Aerators (Gas WH) - Cold | PG&E ¦ Cold | PG&E | All | Gas | Commercial faucet aerator (gas WH) | Efficient |  |  | 0 | Conventional | WaterHeat | Com - Other | Com | RET Only | 0 | 1000 sqft2 of floor space | Each | 6.67 | DEER:Indoor_CFL_Ltg | 0 | 0 | 3.1167 | SWWH019-04 | 14.835 | 2024 | 18.01 | 2024 | 0 | 0 | SWWH019-04 | Com Faucet Aerators (Gas) - Cold ¦ PG&E ¦ Cold | Com Faucet Aerators (Gas) - Cold | 0.21744 | 1 | 0.43 | CBSA2014/NCI Assumptions | -14.1185 | 2032 | 0.6 | SWWH019-04
COM-WATERHEAT-31.32 | Com ¦ Faucet Aerators (Gas WH) - Cold ¦ PG&E ¦ Cold | Com ¦ Faucet Aerators (Gas WH) - Cold | PG&E ¦ Cold | PG&E | All | Gas | Commercial faucet aerator (gas WH) | Efficient |  |  | 0 | Conventional | WaterHeat | Com - Refrig. Warehouse | Com | RET Only | 0 | 1000 sqft2 of floor space | Each | 6.67 | DEER:Indoor_CFL_Ltg | 0 | 0 | 3.1167 | SWWH019-04 | 14.835 | 2024 | 18.01 | 2024 | 0 | 0 | SWWH019-04 | Com Faucet Aerators (Gas) - Cold ¦ PG&E ¦ Cold | Com Faucet Aerators (Gas) - Cold | 0.21362 | 1 | 0.43 | CBSA2014/NCI Assumptions | -2.34 | 2032 | 0.6 | SWWH019-04
COM-WATERHEAT-31.33 | Com ¦ Faucet Aerators (Gas WH) - Cold ¦ PG&E ¦ Cold | Com ¦ Faucet Aerators (Gas WH) - Cold | PG&E ¦ Cold | PG&E | All | Gas | Commercial faucet aerator (gas WH) | Efficient |  |  | 0 | Conventional | WaterHeat | Com - Restaurant | Com | RET Only | 0 | 1000 sqft2 of floor space | Each | 6.67 | DEER:Indoor_CFL_Ltg | 0 | 0 | 3.1167 | SWWH019-04 | 14.835 | 2024 | 18.01 | 2024 | 0 | 0 | SWWH019-04 | Com Faucet Aerators (Gas) - Cold ¦ PG&E ¦ Cold | Com Faucet Aerators (Gas) - Cold | 0.75233 | 1 | 0.43 | CBSA2014/NCI Assumptions | -2.3414 | 2032 | 0.6 | SWWH019-04
COM-WATERHEAT-31.34 | Com ¦ Faucet Aerators (Gas WH) - Cold ¦ PG&E ¦ Cold | Com ¦ Faucet Aerators (Gas WH) - Cold | PG&E ¦ Cold | PG&E | All | Gas | Commercial faucet aerator (gas WH) | Efficient |  |  | 0 | Conventional | WaterHeat | Com - Retail | Com | RET Only | 0 | 1000 sqft2 of floor space | Each | 6.67 | DEER:Indoor_CFL_Ltg | 0 | 0 | 3.1167 | SWWH019-04 | 14.835 | 2024 | 18.01 | 2024 | 0 | 0 | SWWH019-04 | Com Faucet Aerators (Gas) - Cold ¦ PG&E ¦ Cold | Com Faucet Aerators (Gas) - Cold | 0.15647 | 1 | 0.43 | CBSA2014/NCI Assumptions | -15.3998 | 2032 | 0.6 | SWWH019-04
COM-WATERHEAT-31.35 | Com ¦ Faucet Aerators (Gas WH) - Cold ¦ PG&E ¦ Cold | Com ¦ Faucet Aerators (Gas WH) - Cold | PG&E ¦ Cold | PG&E | All | Gas | Commercial faucet aerator (gas WH) | Efficient |  |  | 0 | Conventional | WaterHeat | Com - School | Com | RET Only | 0 | 1000 sqft2 of floor space | Each | 6.67 | DEER:Indoor_CFL_Ltg | 0 | 0 | 3.1167 | SWWH019-04 | 14.835 | 2024 | 18.01 | 2024 | 0 | 0 | SWWH019-04 | Com Faucet Aerators (Gas) - Cold ¦ PG&E ¦ Cold | Com Faucet Aerators (Gas) - Cold | 0.24732 | 1 | 0.43 | CBSA2014/NCI Assumptions | -7.1208 | 2032 | 0.6 | SWWH019-04
COM-WATERHEAT-31.36 | Com ¦ Faucet Aerators (Gas WH) - Cold ¦ PG&E ¦ Cold | Com ¦ Faucet Aerators (Gas WH) - Cold | PG&E ¦ Cold | PG&E | All | Gas | Commercial faucet aerator (gas WH) | Efficient |  |  | 0 | Conventional | WaterHeat | Com - Warehouse | Com | RET Only | 0 | 1000 sqft2 of floor space | Each | 6.67 | DEER:Indoor_CFL_Ltg | 0 | 0 | 3.1167 | SWWH019-04 | 14.835 | 2024 | 18.01 | 2024 | 0 | 0 | SWWH019-04 | Com Faucet Aerators (Gas) - Cold ¦ PG&E ¦ Cold | Com Faucet Aerators (Gas) - Cold | 0.21362 | 1 | 0.43 | CBSA2014/NCI Assumptions | -13.1382 | 2032 | 0.6 | SWWH019-04
COM-WATERHEAT-31.37 | Com ¦ Faucet Aerators (Gas WH) - Marine ¦ SCG ¦ Marine | Com ¦ Faucet Aerators (Gas WH) - Marine | SCG ¦ Marine | SCG | All | Gas | Commercial faucet aerator (gas WH) | Efficient |  |  | 0 | Conventional | WaterHeat | Com - College | Com | RET Only | 0 | 1000 sqft2 of floor space | Each | 6.67 | DEER:Indoor_CFL_Ltg | 0 | 0 | 2.34 | SWWH019-04 | 14.835 | 2024 | 18.01 | 2024 | 0 | 0 | SWWH019-04 | Com Faucet Aerators (Gas) - Marine ¦ SCG ¦ Marine | Com Faucet Aerators (Gas) - Marine | 0.65231 | 1 | 0.43 | CBSA2014/NCI Assumptions | -7.7188 | 2032 | 0.6 | SWWH019-04
COM-WATERHEAT-31.38 | Com ¦ Faucet Aerators (Gas WH) - Marine ¦ SCG ¦ Marine | Com ¦ Faucet Aerators (Gas WH) - Marine | SCG ¦ Marine | SCG | All | Gas | Commercial faucet aerator (gas WH) | Efficient |  |  | 0 | Conventional | WaterHeat | Com - Grocery | Com | RET Only | 0 | 1000 sqft2 of floor space | Each | 6.67 | DEER:Indoor_CFL_Ltg | 0 | 0 | 2.34 | SWWH019-04 | 14.835 | 2024 | 18.01 | 2024 | 0 | 0 | SWWH019-04 | Com Faucet Aerators (Gas) - Marine ¦ SCG ¦ Marine | Com Faucet Aerators (Gas) - Marine | 0.46134 | 1 | 0.43 | CBSA2014/NCI Assumptions | -5.4948 | 2032 | 0.6 | SWWH019-04
COM-WATERHEAT-31.39 | Com ¦ Faucet Aerators (Gas WH) - Marine ¦ SCG ¦ Marine | Com ¦ Faucet Aerators (Gas WH) - Marine | SCG ¦ Marine | SCG | All | Gas | Commercial faucet aerator (gas WH) | Efficient |  |  | 0 | Conventional | WaterHeat | Com - Health | Com | RET Only | 0 | 1000 sqft2 of floor space | Each | 6.67 | DEER:Indoor_CFL_Ltg | 0 | 0 | 2.34 | SWWH019-04 | 14.835 | 2024 | 18.01 | 2024 | 0 | 0 | SWWH019-04 | Com Faucet Aerators (Gas) - Marine ¦ SCG ¦ Marine | Com Faucet Aerators (Gas) - Marine | 0.65231 | 1 | 0.43 | CBSA2014/NCI Assumptions | -6.6095 | 2032 | 0.6 | SWWH019-04
COM-WATERHEAT-31.40 | Com ¦ Faucet Aerators (Gas WH) - Marine ¦ SCG ¦ Marine | Com ¦ Faucet Aerators (Gas WH) - Marine | SCG ¦ Marine | SCG | All | Gas | Commercial faucet aerator (gas WH) | Efficient |  |  | 0 | Conventional | WaterHeat | Com - Lodging | Com | RET Only | 0 | 1000 sqft2 of floor space | Each | 6.67 | DEER:Indoor_CFL_Ltg | 0 | 0 | 2.34 | SWWH019-04 | 14.835 | 2024 | 18.01 | 2024 | 0 | 0 | SWWH019-04 | Com Faucet Aerators (Gas) - Marine ¦ SCG ¦ Marine | Com Faucet Aerators (Gas) - Marine | 1.2263 | 1 | 0.43 | CBSA2014/NCI Assumptions | -23.1153 | 2032 | 0.6 | SWWH019-04
COM-WATERHEAT-31.41 | Com ¦ Faucet Aerators (Gas WH) - Marine ¦ SCG ¦ Marine | Com ¦ Faucet Aerators (Gas WH) - Marine | SCG ¦ Marine | SCG | All | Gas | Commercial faucet aerator (gas WH) | Efficient |  |  | 0 | Conventional | WaterHeat | Com - Office (Large) | Com | RET Only | 0 | 1000 sqft2 of floor space | Each | 6.67 | DEER:Indoor_CFL_Ltg | 0 | 0 | 2.34 | SWWH019-04 | 14.835 | 2024 | 18.01 | 2024 | 0 | 0 | SWWH019-04 | Com Faucet Aerators (Gas) - Marine ¦ SCG ¦ Marine | Com Faucet Aerators (Gas) - Marine | 0.14254 | 1 | 0.43 | CBSA2014/NCI Assumptions | -10.5082 | 2032 | 0.6 | SWWH019-04
COM-WATERHEAT-31.42 | Com ¦ Faucet Aerators (Gas WH) - Marine ¦ SCG ¦ Marine | Com ¦ Faucet Aerators (Gas WH) - Marine | SCG ¦ Marine | SCG | All | Gas | Commercial faucet aerator (gas WH) | Efficient |  |  | 0 | Conventional | WaterHeat | Com - Office (Small) | Com | RET Only | 0 | 1000 sqft2 of floor space | Each | 6.67 | DEER:Indoor_CFL_Ltg | 0 | 0 | 2.34 | SWWH019-04 | 14.835 | 2024 | 18.01 | 2024 | 0 | 0 | SWWH019-04 | Com Faucet Aerators (Gas) - Marine ¦ SCG ¦ Marine | Com Faucet Aerators (Gas) - Marine | 0.14254 | 1 | 0.43 | CBSA2014/NCI Assumptions | -4.6324 | 2032 | 0.6 | SWWH019-04
COM-WATERHEAT-31.43 | Com ¦ Faucet Aerators (Gas WH) - Marine ¦ SCG ¦ Marine | Com ¦ Faucet Aerators (Gas WH) - Marine | SCG ¦ Marine | SCG | All | Gas | Commercial faucet aerator (gas WH) | Efficient |  |  | 0 | Conventional | WaterHeat | Com - Other | Com | RET Only | 0 | 1000 sqft2 of floor space | Each | 6.67 | DEER:Indoor_CFL_Ltg | 0 | 0 | 2.34 | SWWH019-04 | 14.835 | 2024 | 18.01 | 2024 | 0 | 0 | SWWH019-04 | Com Faucet Aerators (Gas) - Marine ¦ SCG ¦ Marine | Com Faucet Aerators (Gas) - Marine | 0.21744 | 1 | 0.43 | CBSA2014/NCI Assumptions | -10.6002 | 2032 | 0.6 | SWWH019-04
COM-WATERHEAT-31.44 | Com ¦ Faucet Aerators (Gas WH) - Marine ¦ SCG ¦ Marine | Com ¦ Faucet Aerators (Gas WH) - Marine | SCG ¦ Marine | SCG | All | Gas | Commercial faucet aerator (gas WH) | Efficient |  |  | 0 | Conventional | WaterHeat | Com - Refrig. Warehouse | Com | RET Only | 0 | 1000 sqft2 of floor space | Each | 6.67 | DEER:Indoor_CFL_Ltg | 0 | 0 | 2.34 | SWWH019-04 | 14.835 | 2024 | 18.01 | 2024 | 0 | 0 | SWWH019-04 | Com Faucet Aerators (Gas) - Marine ¦ SCG ¦ Marine | Com Faucet Aerators (Gas) - Marine | 0.21362 | 1 | 0.43 | CBSA2014/NCI Assumptions | -1.7569 | 2032 | 0.6 | SWWH019-04
COM-WATERHEAT-31.45 | Com ¦ Faucet Aerators (Gas WH) - Marine ¦ SCG ¦ Marine | Com ¦ Faucet Aerators (Gas WH) - Marine | SCG ¦ Marine | SCG | All | Gas | Commercial faucet aerator (gas WH) | Efficient |  |  | 0 | Conventional | WaterHeat | Com - Restaurant | Com | RET Only | 0 | 1000 sqft2 of floor space | Each | 6.67 | DEER:Indoor_CFL_Ltg | 0 | 0 | 2.34 | SWWH019-04 | 14.835 | 2024 | 18.01 | 2024 | 0 | 0 | SWWH019-04 | Com Faucet Aerators (Gas) - Marine ¦ SCG ¦ Marine | Com Faucet Aerators (Gas) - Marine | 0.75233 | 1 | 0.43 | CBSA2014/NCI Assumptions | -1.7579 | 2032 | 0.6 | SWWH019-04
COM-WATERHEAT-31.46 | Com ¦ Faucet Aerators (Gas WH) - Marine ¦ SCG ¦ Marine | Com ¦ Faucet Aerators (Gas WH) - Marine | SCG ¦ Marine | SCG | All | Gas | Commercial faucet aerator (gas WH) | Efficient |  |  | 0 | Conventional | WaterHeat | Com - Retail | Com | RET Only | 0 | 1000 sqft2 of floor space | Each | 6.67 | DEER:Indoor_CFL_Ltg | 0 | 0 | 2.34 | SWWH019-04 | 14.835 | 2024 | 18.01 | 2024 | 0 | 0 | SWWH019-04 | Com Faucet Aerators (Gas) - Marine ¦ SCG ¦ Marine | Com Faucet Aerators (Gas) - Marine | 0.15647 | 1 | 0.43 | CBSA2014/NCI Assumptions | -11.5622 | 2032 | 0.6 | SWWH019-04
COM-WATERHEAT-31.47 | Com ¦ Faucet Aerators (Gas WH) - Marine ¦ SCG ¦ Marine | Com ¦ Faucet Aerators (Gas WH) - Marine | SCG ¦ Marine | SCG | All | Gas | Commercial faucet aerator (gas WH) | Efficient |  |  | 0 | Conventional | WaterHeat | Com - School | Com | RET Only | 0 | 1000 sqft2 of floor space | Each | 6.67 | DEER:Indoor_CFL_Ltg | 0 | 0 | 2.34 | SWWH019-04 | 14.835 | 2024 | 18.01 | 2024 | 0 | 0 | SWWH019-04 | Com Faucet Aerators (Gas) - Marine ¦ SCG ¦ Marine | Com Faucet Aerators (Gas) - Marine | 0.24732 | 1 | 0.43 | CBSA2014/NCI Assumptions | -5.3463 | 2032 | 0.6 | SWWH019-04
COM-WATERHEAT-31.48 | Com ¦ Faucet Aerators (Gas WH) - Marine ¦ SCG ¦ Marine | Com ¦ Faucet Aerators (Gas WH) - Marine | SCG ¦ Marine | SCG | All | Gas | Commercial faucet aerator (gas WH) | Efficient |  |  | 0 | Conventional | WaterHeat | Com - Warehouse | Com | RET Only | 0 | 1000 sqft2 of floor space | Each | 6.67 | DEER:Indoor_CFL_Ltg | 0 | 0 | 2.34 | SWWH019-04 | 14.835 | 2024 | 18.01 | 2024 | 0 | 0 | SWWH019-04 | Com Faucet Aerators (Gas) - Marine ¦ SCG ¦ Marine | Com Faucet Aerators (Gas) - Marine | 0.21362 | 1 | 0.43 | CBSA2014/NCI Assumptions | -9.8642 | 2032 | 0.6 | SWWH019-04
COM-WATERHEAT-31.49 | Com ¦ Faucet Aerators (Gas WH) - Hot-Dry ¦ SCG ¦ Hot-Dry | Com ¦ Faucet Aerators (Gas WH) - Hot-Dry | SCG ¦ Hot-Dry | SCG | All | Gas | Commercial faucet aerator (gas WH) | Efficient |  |  | 0 | Conventional | WaterHeat | Com - College | Com | RET Only | 0 | 1000 sqft2 of floor space | Each | 6.67 | DEER:Indoor_CFL_Ltg | 0 | 0 | 2.24 | SWWH019-04 | 14.835 | 2024 | 18.01 | 2024 | 0 | 0 | SWWH019-04 | Com Faucet Aerators (Gas) - Hot-Dry ¦ SCG ¦ Hot-Dry | Com Faucet Aerators (Gas) - Hot-Dry | 0.65231 | 1 | 0.43 | CBSA2014/NCI Assumptions | -7.389 | 2032 | 0.6 | SWWH019-04
COM-WATERHEAT-31.50 | Com ¦ Faucet Aerators (Gas WH) - Hot-Dry ¦ SCG ¦ Hot-Dry | Com ¦ Faucet Aerators (Gas WH) - Hot-Dry | SCG ¦ Hot-Dry | SCG | All | Gas | Commercial faucet aerator (gas WH) | Efficient |  |  | 0 | Conventional | WaterHeat | Com - Grocery | Com | RET Only | 0 | 1000 sqft2 of floor space | Each | 6.67 | DEER:Indoor_CFL_Ltg | 0 | 0 | 2.24 | SWWH019-04 | 14.835 | 2024 | 18.01 | 2024 | 0 | 0 | SWWH019-04 | Com Faucet Aerators (Gas) - Hot-Dry ¦ SCG ¦ Hot-Dry | Com Faucet Aerators (Gas) - Hot-Dry | 0.46134 | 1 | 0.43 | CBSA2014/NCI Assumptions | -5.2599 | 2032 | 0.6 | SWWH019-04
COM-WATERHEAT-31.51 | Com ¦ Faucet Aerators (Gas WH) - Hot-Dry ¦ SCG ¦ Hot-Dry | Com ¦ Faucet Aerators (Gas WH) - Hot-Dry | SCG ¦ Hot-Dry | SCG | All | Gas | Commercial faucet aerator (gas WH) | Efficient |  |  | 0 | Conventional | WaterHeat | Com - Health | Com | RET Only | 0 | 1000 sqft2 of floor space | Each | 6.67 | DEER:Indoor_CFL_Ltg | 0 | 0 | 2.24 | SWWH019-04 | 14.835 | 2024 | 18.01 | 2024 | 0 | 0 | SWWH019-04 | Com Faucet Aerators (Gas) - Hot-Dry ¦ SCG ¦ Hot-Dry | Com Faucet Aerators (Gas) - Hot-Dry | 0.65231 | 1 | 0.43 | CBSA2014/NCI Assumptions | -6.3271 | 2032 | 0.6 | SWWH019-04
COM-WATERHEAT-31.52 | Com ¦ Faucet Aerators (Gas WH) - Hot-Dry ¦ SCG ¦ Hot-Dry | Com ¦ Faucet Aerators (Gas WH) - Hot-Dry | SCG ¦ Hot-Dry | SCG | All | Gas | Commercial faucet aerator (gas WH) | Efficient |  |  | 0 | Conventional | WaterHeat | Com - Lodging | Com | RET Only | 0 | 1000 sqft2 of floor space | Each | 6.67 | DEER:Indoor_CFL_Ltg | 0 | 0 | 2.24 | SWWH019-04 | 14.835 | 2024 | 18.01 | 2024 | 0 | 0 | SWWH019-04 | Com Faucet Aerators (Gas) - Hot-Dry ¦ SCG ¦ Hot-Dry | Com Faucet Aerators (Gas) - Hot-Dry | 1.2263 | 1 | 0.43 | CBSA2014/NCI Assumptions | -22.1275 | 2032 | 0.6 | SWWH019-04
COM-WATERHEAT-31.53 | Com ¦ Faucet Aerators (Gas WH) - Hot-Dry ¦ SCG ¦ Hot-Dry | Com ¦ Faucet Aerators (Gas WH) - Hot-Dry | SCG ¦ Hot-Dry | SCG | All | Gas | Commercial faucet aerator (gas WH) | Efficient |  |  | 0 | Conventional | WaterHeat | Com - Office (Large) | Com | RET Only | 0 | 1000 sqft2 of floor space | Each | 6.67 | DEER:Indoor_CFL_Ltg | 0 | 0 | 2.24 | SWWH019-04 | 14.835 | 2024 | 18.01 | 2024 | 0 | 0 | SWWH019-04 | Com Faucet Aerators (Gas) - Hot-Dry ¦ SCG ¦ Hot-Dry | Com Faucet Aerators (Gas) - Hot-Dry | 0.14254 | 1 | 0.43 | CBSA2014/NCI Assumptions | -10.0592 | 2032 | 0.6 | SWWH019-04
COM-WATERHEAT-31.54 | Com ¦ Faucet Aerators (Gas WH) - Hot-Dry ¦ SCG ¦ Hot-Dry | Com ¦ Faucet Aerators (Gas WH) - Hot-Dry | SCG ¦ Hot-Dry | SCG | All | Gas | Commercial faucet aerator (gas WH) | Efficient |  |  | 0 | Conventional | WaterHeat | Com - Office (Small) | Com | RET Only | 0 | 1000 sqft2 of floor space | Each | 6.67 | DEER:Indoor_CFL_Ltg | 0 | 0 | 2.24 | SWWH019-04 | 14.835 | 2024 | 18.01 | 2024 | 0 | 0 | SWWH019-04 | Com Faucet Aerators (Gas) - Hot-Dry ¦ SCG ¦ Hot-Dry | Com Faucet Aerators (Gas) - Hot-Dry | 0.14254 | 1 | 0.43 | CBSA2014/NCI Assumptions | -4.4345 | 2032 | 0.6 | SWWH019-04
COM-WATERHEAT-31.55 | Com ¦ Faucet Aerators (Gas WH) - Hot-Dry ¦ SCG ¦ Hot-Dry | Com ¦ Faucet Aerators (Gas WH) - Hot-Dry | SCG ¦ Hot-Dry | SCG | All | Gas | Commercial faucet aerator (gas WH) | Efficient |  |  | 0 | Conventional | WaterHeat | Com - Other | Com | RET Only | 0 | 1000 sqft2 of floor space | Each | 6.67 | DEER:Indoor_CFL_Ltg | 0 | 0 | 2.24 | SWWH019-04 | 14.835 | 2024 | 18.01 | 2024 | 0 | 0 | SWWH019-04 | Com Faucet Aerators (Gas) - Hot-Dry ¦ SCG ¦ Hot-Dry | Com Faucet Aerators (Gas) - Hot-Dry | 0.21744 | 1 | 0.43 | CBSA2014/NCI Assumptions | -10.1472 | 2032 | 0.6 | SWWH019-04
COM-WATERHEAT-31.56 | Com ¦ Faucet Aerators (Gas WH) - Hot-Dry ¦ SCG ¦ Hot-Dry | Com ¦ Faucet Aerators (Gas WH) - Hot-Dry | SCG ¦ Hot-Dry | SCG | All | Gas | Commercial faucet aerator (gas WH) | Efficient |  |  | 0 | Conventional | WaterHeat | Com - Refrig. Warehouse | Com | RET Only | 0 | 1000 sqft2 of floor space | Each | 6.67 | DEER:Indoor_CFL_Ltg | 0 | 0 | 2.24 | SWWH019-04 | 14.835 | 2024 | 18.01 | 2024 | 0 | 0 | SWWH019-04 | Com Faucet Aerators (Gas) - Hot-Dry ¦ SCG ¦ Hot-Dry | Com Faucet Aerators (Gas) - Hot-Dry | 0.21362 | 1 | 0.43 | CBSA2014/NCI Assumptions | -1.6818 | 2032 | 0.6 | SWWH019-04
COM-WATERHEAT-31.57 | Com ¦ Faucet Aerators (Gas WH) - Hot-Dry ¦ SCG ¦ Hot-Dry | Com ¦ Faucet Aerators (Gas WH) - Hot-Dry | SCG ¦ Hot-Dry | SCG | All | Gas | Commercial faucet aerator (gas WH) | Efficient |  |  | 0 | Conventional | WaterHeat | Com - Restaurant | Com | RET Only | 0 | 1000 sqft2 of floor space | Each | 6.67 | DEER:Indoor_CFL_Ltg | 0 | 0 | 2.24 | SWWH019-04 | 14.835 | 2024 | 18.01 | 2024 | 0 | 0 | SWWH019-04 | Com Faucet Aerators (Gas) - Hot-Dry ¦ SCG ¦ Hot-Dry | Com Faucet Aerators (Gas) - Hot-Dry | 0.75233 | 1 | 0.43 | CBSA2014/NCI Assumptions | -1.6828 | 2032 | 0.6 | SWWH019-04
COM-WATERHEAT-31.58 | Com ¦ Faucet Aerators (Gas WH) - Hot-Dry ¦ SCG ¦ Hot-Dry | Com ¦ Faucet Aerators (Gas WH) - Hot-Dry | SCG ¦ Hot-Dry | SCG | All | Gas | Commercial faucet aerator (gas WH) | Efficient |  |  | 0 | Conventional | WaterHeat | Com - Retail | Com | RET Only | 0 | 1000 sqft2 of floor space | Each | 6.67 | DEER:Indoor_CFL_Ltg | 0 | 0 | 2.24 | SWWH019-04 | 14.835 | 2024 | 18.01 | 2024 | 0 | 0 | SWWH019-04 | Com Faucet Aerators (Gas) - Hot-Dry ¦ SCG ¦ Hot-Dry | Com Faucet Aerators (Gas) - Hot-Dry | 0.15647 | 1 | 0.43 | CBSA2014/NCI Assumptions | -11.0681 | 2032 | 0.6 | SWWH019-04
COM-WATERHEAT-31.59 | Com ¦ Faucet Aerators (Gas WH) - Hot-Dry ¦ SCG ¦ Hot-Dry | Com ¦ Faucet Aerators (Gas WH) - Hot-Dry | SCG ¦ Hot-Dry | SCG | All | Gas | Commercial faucet aerator (gas WH) | Efficient |  |  | 0 | Conventional | WaterHeat | Com - School | Com | RET Only | 0 | 1000 sqft2 of floor space | Each | 6.67 | DEER:Indoor_CFL_Ltg | 0 | 0 | 2.24 | SWWH019-04 | 14.835 | 2024 | 18.01 | 2024 | 0 | 0 | SWWH019-04 | Com Faucet Aerators (Gas) - Hot-Dry ¦ SCG ¦ Hot-Dry | Com Faucet Aerators (Gas) - Hot-Dry | 0.24732 | 1 | 0.43 | CBSA2014/NCI Assumptions | -5.1178 | 2032 | 0.6 | SWWH019-04
COM-WATERHEAT-31.60 | Com ¦ Faucet Aerators (Gas WH) - Hot-Dry ¦ SCG ¦ Hot-Dry | Com ¦ Faucet Aerators (Gas WH) - Hot-Dry | SCG ¦ Hot-Dry | SCG | All | Gas | Commercial faucet aerator (gas WH) | Efficient |  |  | 0 | Conventional | WaterHeat | Com - Warehouse | Com | RET Only | 0 | 1000 sqft2 of floor space | Each | 6.67 | DEER:Indoor_CFL_Ltg | 0 | 0 | 2.24 | SWWH019-04 | 14.835 | 2024 | 18.01 | 2024 | 0 | 0 | SWWH019-04 | Com Faucet Aerators (Gas) - Hot-Dry ¦ SCG ¦ Hot-Dry | Com Faucet Aerators (Gas) - Hot-Dry | 0.21362 | 1 | 0.43 | CBSA2014/NCI Assumptions | -9.4427 | 2032 | 0.6 | SWWH019-04
COM-WATERHEAT-31.61 | Com ¦ Faucet Aerators (Gas WH) - Cold ¦ SCG ¦ Cold | Com ¦ Faucet Aerators (Gas WH) - Cold | SCG ¦ Cold | SCG | All | Gas | Commercial faucet aerator (gas WH) | Efficient |  |  | 0 | Conventional | WaterHeat | Com - College | Com | RET Only | 0 | 1000 sqft2 of floor space | Each | 6.67 | DEER:Indoor_CFL_Ltg | 0 | 0 | 3.1167 | SWWH019-04 | 14.835 | 2024 | 18.01 | 2024 | 0 | 0 | SWWH019-04 | Com Faucet Aerators (Gas) - Cold ¦ SCG ¦ Cold | Com Faucet Aerators (Gas) - Cold | 0.65231 | 1 | 0.43 | CBSA2014/NCI Assumptions | -10.2808 | 2032 | 0.6 | SWWH019-04
COM-WATERHEAT-31.62 | Com ¦ Faucet Aerators (Gas WH) - Cold ¦ SCG ¦ Cold | Com ¦ Faucet Aerators (Gas WH) - Cold | SCG ¦ Cold | SCG | All | Gas | Commercial faucet aerator (gas WH) | Efficient |  |  | 0 | Conventional | WaterHeat | Com - Grocery | Com | RET Only | 0 | 1000 sqft2 of floor space | Each | 6.67 | DEER:Indoor_CFL_Ltg | 0 | 0 | 3.1167 | SWWH019-04 | 14.835 | 2024 | 18.01 | 2024 | 0 | 0 | SWWH019-04 | Com Faucet Aerators (Gas) - Cold ¦ SCG ¦ Cold | Com Faucet Aerators (Gas) - Cold | 0.46134 | 1 | 0.43 | CBSA2014/NCI Assumptions | -7.3185 | 2032 | 0.6 | SWWH019-04
COM-WATERHEAT-31.63 | Com ¦ Faucet Aerators (Gas WH) - Cold ¦ SCG ¦ Cold | Com ¦ Faucet Aerators (Gas WH) - Cold | SCG ¦ Cold | SCG | All | Gas | Commercial faucet aerator (gas WH) | Efficient |  |  | 0 | Conventional | WaterHeat | Com - Health | Com | RET Only | 0 | 1000 sqft2 of floor space | Each | 6.67 | DEER:Indoor_CFL_Ltg | 0 | 0 | 3.1167 | SWWH019-04 | 14.835 | 2024 | 18.01 | 2024 | 0 | 0 | SWWH019-04 | Com Faucet Aerators (Gas) - Cold ¦ SCG ¦ Cold | Com Faucet Aerators (Gas) - Cold | 0.65231 | 1 | 0.43 | CBSA2014/NCI Assumptions | -8.8033 | 2032 | 0.6 | SWWH019-04
COM-WATERHEAT-31.64 | Com ¦ Faucet Aerators (Gas WH) - Cold ¦ SCG ¦ Cold | Com ¦ Faucet Aerators (Gas WH) - Cold | SCG ¦ Cold | SCG | All | Gas | Commercial faucet aerator (gas WH) | Efficient |  |  | 0 | Conventional | WaterHeat | Com - Lodging | Com | RET Only | 0 | 1000 sqft2 of floor space | Each | 6.67 | DEER:Indoor_CFL_Ltg | 0 | 0 | 3.1167 | SWWH019-04 | 14.835 | 2024 | 18.01 | 2024 | 0 | 0 | SWWH019-04 | Com Faucet Aerators (Gas) - Cold ¦ SCG ¦ Cold | Com Faucet Aerators (Gas) - Cold | 1.2263 | 1 | 0.43 | CBSA2014/NCI Assumptions | -30.7875 | 2032 | 0.6 | SWWH019-04
COM-WATERHEAT-31.65 | Com ¦ Faucet Aerators (Gas WH) - Cold ¦ SCG ¦ Cold | Com ¦ Faucet Aerators (Gas WH) - Cold | SCG ¦ Cold | SCG | All | Gas | Commercial faucet aerator (gas WH) | Efficient |  |  | 0 | Conventional | WaterHeat | Com - Office (Large) | Com | RET Only | 0 | 1000 sqft2 of floor space | Each | 6.67 | DEER:Indoor_CFL_Ltg | 0 | 0 | 3.1167 | SWWH019-04 | 14.835 | 2024 | 18.01 | 2024 | 0 | 0 | SWWH019-04 | Com Faucet Aerators (Gas) - Cold ¦ SCG ¦ Cold | Com Faucet Aerators (Gas) - Cold | 0.14254 | 1 | 0.43 | CBSA2014/NCI Assumptions | -13.996 | 2032 | 0.6 | SWWH019-04
COM-WATERHEAT-31.66 | Com ¦ Faucet Aerators (Gas WH) - Cold ¦ SCG ¦ Cold | Com ¦ Faucet Aerators (Gas WH) - Cold | SCG ¦ Cold | SCG | All | Gas | Commercial faucet aerator (gas WH) | Efficient |  |  | 0 | Conventional | WaterHeat | Com - Office (Small) | Com | RET Only | 0 | 1000 sqft2 of floor space | Each | 6.67 | DEER:Indoor_CFL_Ltg | 0 | 0 | 3.1167 | SWWH019-04 | 14.835 | 2024 | 18.01 | 2024 | 0 | 0 | SWWH019-04 | Com Faucet Aerators (Gas) - Cold ¦ SCG ¦ Cold | Com Faucet Aerators (Gas) - Cold | 0.14254 | 1 | 0.43 | CBSA2014/NCI Assumptions | -6.17 | 2032 | 0.6 | SWWH019-04
COM-WATERHEAT-31.67 | Com ¦ Faucet Aerators (Gas WH) - Cold ¦ SCG ¦ Cold | Com ¦ Faucet Aerators (Gas WH) - Cold | SCG ¦ Cold | SCG | All | Gas | Commercial faucet aerator (gas WH) | Efficient |  |  | 0 | Conventional | WaterHeat | Com - Other | Com | RET Only | 0 | 1000 sqft2 of floor space | Each | 6.67 | DEER:Indoor_CFL_Ltg | 0 | 0 | 3.1167 | SWWH019-04 | 14.835 | 2024 | 18.01 | 2024 | 0 | 0 | SWWH019-04 | Com Faucet Aerators (Gas) - Cold ¦ SCG ¦ Cold | Com Faucet Aerators (Gas) - Cold | 0.21744 | 1 | 0.43 | CBSA2014/NCI Assumptions | -14.1185 | 2032 | 0.6 | SWWH019-04
COM-WATERHEAT-31.68 | Com ¦ Faucet Aerators (Gas WH) - Cold ¦ SCG ¦ Cold | Com ¦ Faucet Aerators (Gas WH) - Cold | SCG ¦ Cold | SCG | All | Gas | Commercial faucet aerator (gas WH) | Efficient |  |  | 0 | Conventional | WaterHeat | Com - Refrig. Warehouse | Com | RET Only | 0 | 1000 sqft2 of floor space | Each | 6.67 | DEER:Indoor_CFL_Ltg | 0 | 0 | 3.1167 | SWWH019-04 | 14.835 | 2024 | 18.01 | 2024 | 0 | 0 | SWWH019-04 | Com Faucet Aerators (Gas) - Cold ¦ SCG ¦ Cold | Com Faucet Aerators (Gas) - Cold | 0.21362 | 1 | 0.43 | CBSA2014/NCI Assumptions | -2.34 | 2032 | 0.6 | SWWH019-04
COM-WATERHEAT-31.69 | Com ¦ Faucet Aerators (Gas WH) - Cold ¦ SCG ¦ Cold | Com ¦ Faucet Aerators (Gas WH) - Cold | SCG ¦ Cold | SCG | All | Gas | Commercial faucet aerator (gas WH) | Efficient |  |  | 0 | Conventional | WaterHeat | Com - Restaurant | Com | RET Only | 0 | 1000 sqft2 of floor space | Each | 6.67 | DEER:Indoor_CFL_Ltg | 0 | 0 | 3.1167 | SWWH019-04 | 14.835 | 2024 | 18.01 | 2024 | 0 | 0 | SWWH019-04 | Com Faucet Aerators (Gas) - Cold ¦ SCG ¦ Cold | Com Faucet Aerators (Gas) - Cold | 0.75233 | 1 | 0.43 | CBSA2014/NCI Assumptions | -2.3414 | 2032 | 0.6 | SWWH019-04
COM-WATERHEAT-31.70 | Com ¦ Faucet Aerators (Gas WH) - Cold ¦ SCG ¦ Cold | Com ¦ Faucet Aerators (Gas WH) - Cold | SCG ¦ Cold | SCG | All | Gas | Commercial faucet aerator (gas WH) | Efficient |  |  | 0 | Conventional | WaterHeat | Com - Retail | Com | RET Only | 0 | 1000 sqft2 of floor space | Each | 6.67 | DEER:Indoor_CFL_Ltg | 0 | 0 | 3.1167 | SWWH019-04 | 14.835 | 2024 | 18.01 | 2024 | 0 | 0 | SWWH019-04 | Com Faucet Aerators (Gas) - Cold ¦ SCG ¦ Cold | Com Faucet Aerators (Gas) - Cold | 0.15647 | 1 | 0.43 | CBSA2014/NCI Assumptions | -15.3998 | 2032 | 0.6 | SWWH019-04
COM-WATERHEAT-31.71 | Com ¦ Faucet Aerators (Gas WH) - Cold ¦ SCG ¦ Cold | Com ¦ Faucet Aerators (Gas WH) - Cold | SCG ¦ Cold | SCG | All | Gas | Commercial faucet aerator (gas WH) | Efficient |  |  | 0 | Conventional | WaterHeat | Com - School | Com | RET Only | 0 | 1000 sqft2 of floor space | Each | 6.67 | DEER:Indoor_CFL_Ltg | 0 | 0 | 3.1167 | SWWH019-04 | 14.835 | 2024 | 18.01 | 2024 | 0 | 0 | SWWH019-04 | Com Faucet Aerators (Gas) - Cold ¦ SCG ¦ Cold | Com Faucet Aerators (Gas) - Cold | 0.24732 | 1 | 0.43 | CBSA2014/NCI Assumptions | -7.1208 | 2032 | 0.6 | SWWH019-04
COM-WATERHEAT-31.72 | Com ¦ Faucet Aerators (Gas WH) - Cold ¦ SCG ¦ Cold | Com ¦ Faucet Aerators (Gas WH) - Cold | SCG ¦ Cold | SCG | All | Gas | Commercial faucet aerator (gas WH) | Efficient |  |  | 0 | Conventional | WaterHeat | Com - Warehouse | Com | RET Only | 0 | 1000 sqft2 of floor space | Each | 6.67 | DEER:Indoor_CFL_Ltg | 0 | 0 | 3.1167 | SWWH019-04 | 14.835 | 2024 | 18.01 | 2024 | 0 | 0 | SWWH019-04 | Com Faucet Aerators (Gas) - Cold ¦ SCG ¦ Cold | Com Faucet Aerators (Gas) - Cold | 0.21362 | 1 | 0.43 | CBSA2014/NCI Assumptions | -13.1382 | 2032 | 0.6 | SWWH019-04
COM-WATERHEAT-31.73 | Com ¦ Faucet Aerators (Gas WH) - Marine ¦ SDG&E ¦ Marine | Com ¦ Faucet Aerators (Gas WH) - Marine | SDG&E ¦ Marine | SDG&E | All | Gas | Commercial faucet aerator (gas WH) | Efficient |  |  | 0 | Conventional | WaterHeat | Com - College | Com | RET Only | 0 | 1000 sqft2 of floor space | Each | 6.67 | DEER:Indoor_CFL_Ltg | 0 | 0 | 2.34 | SWWH019-04 | 14.835 | 2024 | 18.01 | 2024 | 0 | 0 | SWWH019-04 | Com Faucet Aerators (Gas) - Marine ¦ SDG&E ¦ Marine | Com Faucet Aerators (Gas) - Marine | 0.65231 | 1 | 0.43 | CBSA2014/NCI Assumptions | -7.7188 | 2032 | 0.6 | SWWH019-04
COM-WATERHEAT-31.74 | Com ¦ Faucet Aerators (Gas WH) - Marine ¦ SDG&E ¦ Marine | Com ¦ Faucet Aerators (Gas WH) - Marine | SDG&E ¦ Marine | SDG&E | All | Gas | Commercial faucet aerator (gas WH) | Efficient |  |  | 0 | Conventional | WaterHeat | Com - Grocery | Com | RET Only | 0 | 1000 sqft2 of floor space | Each | 6.67 | DEER:Indoor_CFL_Ltg | 0 | 0 | 2.34 | SWWH019-04 | 14.835 | 2024 | 18.01 | 2024 | 0 | 0 | SWWH019-04 | Com Faucet Aerators (Gas) - Marine ¦ SDG&E ¦ Marine | Com Faucet Aerators (Gas) - Marine | 0.46134 | 1 | 0.43 | CBSA2014/NCI Assumptions | -5.4948 | 2032 | 0.6 | SWWH019-04
COM-WATERHEAT-31.75 | Com ¦ Faucet Aerators (Gas WH) - Marine ¦ SDG&E ¦ Marine | Com ¦ Faucet Aerators (Gas WH) - Marine | SDG&E ¦ Marine | SDG&E | All | Gas | Commercial faucet aerator (gas WH) | Efficient |  |  | 0 | Conventional | WaterHeat | Com - Health | Com | RET Only | 0 | 1000 sqft2 of floor space | Each | 6.67 | DEER:Indoor_CFL_Ltg | 0 | 0 | 2.34 | SWWH019-04 | 14.835 | 2024 | 18.01 | 2024 | 0 | 0 | SWWH019-04 | Com Faucet Aerators (Gas) - Marine ¦ SDG&E ¦ Marine | Com Faucet Aerators (Gas) - Marine | 0.65231 | 1 | 0.43 | CBSA2014/NCI Assumptions | -6.6095 | 2032 | 0.6 | SWWH019-04
COM-WATERHEAT-31.76 | Com ¦ Faucet Aerators (Gas WH) - Marine ¦ SDG&E ¦ Marine | Com ¦ Faucet Aerators (Gas WH) - Marine | SDG&E ¦ Marine | SDG&E | All | Gas | Commercial faucet aerator (gas WH) | Efficient |  |  | 0 | Conventional | WaterHeat | Com - Lodging | Com | RET Only | 0 | 1000 sqft2 of floor space | Each | 6.67 | DEER:Indoor_CFL_Ltg | 0 | 0 | 2.34 | SWWH019-04 | 14.835 | 2024 | 18.01 | 2024 | 0 | 0 | SWWH019-04 | Com Faucet Aerators (Gas) - Marine ¦ SDG&E ¦ Marine | Com Faucet Aerators (Gas) - Marine | 1.2263 | 1 | 0.43 | CBSA2014/NCI Assumptions | -23.1153 | 2032 | 0.6 | SWWH019-04
COM-WATERHEAT-31.77 | Com ¦ Faucet Aerators (Gas WH) - Marine ¦ SDG&E ¦ Marine | Com ¦ Faucet Aerators (Gas WH) - Marine | SDG&E ¦ Marine | SDG&E | All | Gas | Commercial faucet aerator (gas WH) | Efficient |  |  | 0 | Conventional | WaterHeat | Com - Office (Large) | Com | RET Only | 0 | 1000 sqft2 of floor space | Each | 6.67 | DEER:Indoor_CFL_Ltg | 0 | 0 | 2.34 | SWWH019-04 | 14.835 | 2024 | 18.01 | 2024 | 0 | 0 | SWWH019-04 | Com Faucet Aerators (Gas) - Marine ¦ SDG&E ¦ Marine | Com Faucet Aerators (Gas) - Marine | 0.14254 | 1 | 0.43 | CBSA2014/NCI Assumptions | -10.5082 | 2032 | 0.6 | SWWH019-04
COM-WATERHEAT-31.78 | Com ¦ Faucet Aerators (Gas WH) - Marine ¦ SDG&E ¦ Marine | Com ¦ Faucet Aerators (Gas WH) - Marine | SDG&E ¦ Marine | SDG&E | All | Gas | Commercial faucet aerator (gas WH) | Efficient |  |  | 0 | Conventional | WaterHeat | Com - Office (Small) | Com | RET Only | 0 | 1000 sqft2 of floor space | Each | 6.67 | DEER:Indoor_CFL_Ltg | 0 | 0 | 2.34 | SWWH019-04 | 14.835 | 2024 | 18.01 | 2024 | 0 | 0 | SWWH019-04 | Com Faucet Aerators (Gas) - Marine ¦ SDG&E ¦ Marine | Com Faucet Aerators (Gas) - Marine | 0.14254 | 1 | 0.43 | CBSA2014/NCI Assumptions | -4.6324 | 2032 | 0.6 | SWWH019-04
COM-WATERHEAT-31.79 | Com ¦ Faucet Aerators (Gas WH) - Marine ¦ SDG&E ¦ Marine | Com ¦ Faucet Aerators (Gas WH) - Marine | SDG&E ¦ Marine | SDG&E | All | Gas | Commercial faucet aerator (gas WH) | Efficient |  |  | 0 | Conventional | WaterHeat | Com - Other | Com | RET Only | 0 | 1000 sqft2 of floor space | Each | 6.67 | DEER:Indoor_CFL_Ltg | 0 | 0 | 2.34 | SWWH019-04 | 14.835 | 2024 | 18.01 | 2024 | 0 | 0 | SWWH019-04 | Com Faucet Aerators (Gas) - Marine ¦ SDG&E ¦ Marine | Com Faucet Aerators (Gas) - Marine | 0.21744 | 1 | 0.43 | CBSA2014/NCI Assumptions | -10.6002 | 2032 | 0.6 | SWWH019-04
COM-WATERHEAT-31.80 | Com ¦ Faucet Aerators (Gas WH) - Marine ¦ SDG&E ¦ Marine | Com ¦ Faucet Aerators (Gas WH) - Marine | SDG&E ¦ Marine | SDG&E | All | Gas | Commercial faucet aerator (gas WH) | Efficient |  |  | 0 | Conventional | WaterHeat | Com - Refrig. Warehouse | Com | RET Only | 0 | 1000 sqft2 of floor space | Each | 6.67 | DEER:Indoor_CFL_Ltg | 0 | 0 | 2.34 | SWWH019-04 | 14.835 | 2024 | 18.01 | 2024 | 0 | 0 | SWWH019-04 | Com Faucet Aerators (Gas) - Marine ¦ SDG&E ¦ Marine | Com Faucet Aerators (Gas) - Marine | 0.21362 | 1 | 0.43 | CBSA2014/NCI Assumptions | -1.7569 | 2032 | 0.6 | SWWH019-04
COM-WATERHEAT-31.81 | Com ¦ Faucet Aerators (Gas WH) - Marine ¦ SDG&E ¦ Marine | Com ¦ Faucet Aerators (Gas WH) - Marine | SDG&E ¦ Marine | SDG&E | All | Gas | Commercial faucet aerator (gas WH) | Efficient |  |  | 0 | Conventional | WaterHeat | Com - Restaurant | Com | RET Only | 0 | 1000 sqft2 of floor space | Each | 6.67 | DEER:Indoor_CFL_Ltg | 0 | 0 | 2.34 | SWWH019-04 | 14.835 | 2024 | 18.01 | 2024 | 0 | 0 | SWWH019-04 | Com Faucet Aerators (Gas) - Marine ¦ SDG&E ¦ Marine | Com Faucet Aerators (Gas) - Marine | 0.75233 | 1 | 0.43 | CBSA2014/NCI Assumptions | -1.7579 | 2032 | 0.6 | SWWH019-04
COM-WATERHEAT-31.82 | Com ¦ Faucet Aerators (Gas WH) - Marine ¦ SDG&E ¦ Marine | Com ¦ Faucet Aerators (Gas WH) - Marine | SDG&E ¦ Marine | SDG&E | All | Gas | Commercial faucet aerator (gas WH) | Efficient |  |  | 0 | Conventional | WaterHeat | Com - Retail | Com | RET Only | 0 | 1000 sqft2 of floor space | Each | 6.67 | DEER:Indoor_CFL_Ltg | 0 | 0 | 2.34 | SWWH019-04 | 14.835 | 2024 | 18.01 | 2024 | 0 | 0 | SWWH019-04 | Com Faucet Aerators (Gas) - Marine ¦ SDG&E ¦ Marine | Com Faucet Aerators (Gas) - Marine | 0.15647 | 1 | 0.43 | CBSA2014/NCI Assumptions | -11.5622 | 2032 | 0.6 | SWWH019-04
COM-WATERHEAT-31.83 | Com ¦ Faucet Aerators (Gas WH) - Marine ¦ SDG&E ¦ Marine | Com ¦ Faucet Aerators (Gas WH) - Marine | SDG&E ¦ Marine | SDG&E | All | Gas | Commercial faucet aerator (gas WH) | Efficient |  |  | 0 | Conventional | WaterHeat | Com - School | Com | RET Only | 0 | 1000 sqft2 of floor space | Each | 6.67 | DEER:Indoor_CFL_Ltg | 0 | 0 | 2.34 | SWWH019-04 | 14.835 | 2024 | 18.01 | 2024 | 0 | 0 | SWWH019-04 | Com Faucet Aerators (Gas) - Marine ¦ SDG&E ¦ Marine | Com Faucet Aerators (Gas) - Marine | 0.24732 | 1 | 0.43 | CBSA2014/NCI Assumptions | -5.3463 | 2032 | 0.6 | SWWH019-04
COM-WATERHEAT-31.84 | Com ¦ Faucet Aerators (Gas WH) - Marine ¦ SDG&E ¦ Marine | Com ¦ Faucet Aerators (Gas WH) - Marine | SDG&E ¦ Marine | SDG&E | All | Gas | Commercial faucet aerator (gas WH) | Efficient |  |  | 0 | Conventional | WaterHeat | Com - Warehouse | Com | RET Only | 0 | 1000 sqft2 of floor space | Each | 6.67 | DEER:Indoor_CFL_Ltg | 0 | 0 | 2.34 | SWWH019-04 | 14.835 | 2024 | 18.01 | 2024 | 0 | 0 | SWWH019-04 | Com Faucet Aerators (Gas) - Marine ¦ SDG&E ¦ Marine | Com Faucet Aerators (Gas) - Marine | 0.21362 | 1 | 0.43 | CBSA2014/NCI Assumptions | -9.8642 | 2032 | 0.6 | SWWH019-04
COM-WATERHEAT-31.85 | Com ¦ Faucet Aerators (Gas WH) - Hot-Dry ¦ SDG&E ¦ Hot-Dry | Com ¦ Faucet Aerators (Gas WH) - Hot-Dry | SDG&E ¦ Hot-Dry | SDG&E | All | Gas | Commercial faucet aerator (gas WH) | Efficient |  |  | 0 | Conventional | WaterHeat | Com - College | Com | RET Only | 0 | 1000 sqft2 of floor space | Each | 6.67 | DEER:Indoor_CFL_Ltg | 0 | 0 | 2.3233 | SWWH019-04 | 14.835 | 2024 | 18.01 | 2024 | 0 | 0 | SWWH019-04 | Com Faucet Aerators (Gas) - Hot-Dry ¦ SDG&E ¦ Hot-Dry | Com Faucet Aerators (Gas) - Hot-Dry | 0.65231 | 1 | 0.43 | CBSA2014/NCI Assumptions | -7.6639 | 2032 | 0.6 | SWWH019-04
COM-WATERHEAT-31.86 | Com ¦ Faucet Aerators (Gas WH) - Hot-Dry ¦ SDG&E ¦ Hot-Dry | Com ¦ Faucet Aerators (Gas WH) - Hot-Dry | SDG&E ¦ Hot-Dry | SDG&E | All | Gas | Commercial faucet aerator (gas WH) | Efficient |  |  | 0 | Conventional | WaterHeat | Com - Grocery | Com | RET Only | 0 | 1000 sqft2 of floor space | Each | 6.67 | DEER:Indoor_CFL_Ltg | 0 | 0 | 2.3233 | SWWH019-04 | 14.835 | 2024 | 18.01 | 2024 | 0 | 0 | SWWH019-04 | Com Faucet Aerators (Gas) - Hot-Dry ¦ SDG&E ¦ Hot-Dry | Com Faucet Aerators (Gas) - Hot-Dry | 0.46134 | 1 | 0.43 | CBSA2014/NCI Assumptions | -5.4556 | 2032 | 0.6 | SWWH019-04
COM-WATERHEAT-31.87 | Com ¦ Faucet Aerators (Gas WH) - Hot-Dry ¦ SDG&E ¦ Hot-Dry | Com ¦ Faucet Aerators (Gas WH) - Hot-Dry | SDG&E ¦ Hot-Dry | SDG&E | All | Gas | Commercial faucet aerator (gas WH) | Efficient |  |  | 0 | Conventional | WaterHeat | Com - Health | Com | RET Only | 0 | 1000 sqft2 of floor space | Each | 6.67 | DEER:Indoor_CFL_Ltg | 0 | 0 | 2.3233 | SWWH019-04 | 14.835 | 2024 | 18.01 | 2024 | 0 | 0 | SWWH019-04 | Com Faucet Aerators (Gas) - Hot-Dry ¦ SDG&E ¦ Hot-Dry | Com Faucet Aerators (Gas) - Hot-Dry | 0.65231 | 1 | 0.43 | CBSA2014/NCI Assumptions | -6.5624 | 2032 | 0.6 | SWWH019-04
COM-WATERHEAT-31.88 | Com ¦ Faucet Aerators (Gas WH) - Hot-Dry ¦ SDG&E ¦ Hot-Dry | Com ¦ Faucet Aerators (Gas WH) - Hot-Dry | SDG&E ¦ Hot-Dry | SDG&E | All | Gas | Commercial faucet aerator (gas WH) | Efficient |  |  | 0 | Conventional | WaterHeat | Com - Lodging | Com | RET Only | 0 | 1000 sqft2 of floor space | Each | 6.67 | DEER:Indoor_CFL_Ltg | 0 | 0 | 2.3233 | SWWH019-04 | 14.835 | 2024 | 18.01 | 2024 | 0 | 0 | SWWH019-04 | Com Faucet Aerators (Gas) - Hot-Dry ¦ SDG&E ¦ Hot-Dry | Com Faucet Aerators (Gas) - Hot-Dry | 1.2263 | 1 | 0.43 | CBSA2014/NCI Assumptions | -22.9507 | 2032 | 0.6 | SWWH019-04
COM-WATERHEAT-31.89 | Com ¦ Faucet Aerators (Gas WH) - Hot-Dry ¦ SDG&E ¦ Hot-Dry | Com ¦ Faucet Aerators (Gas WH) - Hot-Dry | SDG&E ¦ Hot-Dry | SDG&E | All | Gas | Commercial faucet aerator (gas WH) | Efficient |  |  | 0 | Conventional | WaterHeat | Com - Office (Large) | Com | RET Only | 0 | 1000 sqft2 of floor space | Each | 6.67 | DEER:Indoor_CFL_Ltg | 0 | 0 | 2.3233 | SWWH019-04 | 14.835 | 2024 | 18.01 | 2024 | 0 | 0 | SWWH019-04 | Com Faucet Aerators (Gas) - Hot-Dry ¦ SDG&E ¦ Hot-Dry | Com Faucet Aerators (Gas) - Hot-Dry | 0.14254 | 1 | 0.43 | CBSA2014/NCI Assumptions | -10.4334 | 2032 | 0.6 | SWWH019-04
COM-WATERHEAT-31.90 | Com ¦ Faucet Aerators (Gas WH) - Hot-Dry ¦ SDG&E ¦ Hot-Dry | Com ¦ Faucet Aerators (Gas WH) - Hot-Dry | SDG&E ¦ Hot-Dry | SDG&E | All | Gas | Commercial faucet aerator (gas WH) | Efficient |  |  | 0 | Conventional | WaterHeat | Com - Office (Small) | Com | RET Only | 0 | 1000 sqft2 of floor space | Each | 6.67 | DEER:Indoor_CFL_Ltg | 0 | 0 | 2.3233 | SWWH019-04 | 14.835 | 2024 | 18.01 | 2024 | 0 | 0 | SWWH019-04 | Com Faucet Aerators (Gas) - Hot-Dry ¦ SDG&E ¦ Hot-Dry | Com Faucet Aerators (Gas) - Hot-Dry | 0.14254 | 1 | 0.43 | CBSA2014/NCI Assumptions | -4.5994 | 2032 | 0.6 | SWWH019-04
COM-WATERHEAT-31.91 | Com ¦ Faucet Aerators (Gas WH) - Hot-Dry ¦ SDG&E ¦ Hot-Dry | Com ¦ Faucet Aerators (Gas WH) - Hot-Dry | SDG&E ¦ Hot-Dry | SDG&E | All | Gas | Commercial faucet aerator (gas WH) | Efficient |  |  | 0 | Conventional | WaterHeat | Com - Other | Com | RET Only | 0 | 1000 sqft2 of floor space | Each | 6.67 | DEER:Indoor_CFL_Ltg | 0 | 0 | 2.3233 | SWWH019-04 | 14.835 | 2024 | 18.01 | 2024 | 0 | 0 | SWWH019-04 | Com Faucet Aerators (Gas) - Hot-Dry ¦ SDG&E ¦ Hot-Dry | Com Faucet Aerators (Gas) - Hot-Dry | 0.21744 | 1 | 0.43 | CBSA2014/NCI Assumptions | -10.5247 | 2032 | 0.6 | SWWH019-04
COM-WATERHEAT-31.92 | Com ¦ Faucet Aerators (Gas WH) - Hot-Dry ¦ SDG&E ¦ Hot-Dry | Com ¦ Faucet Aerators (Gas WH) - Hot-Dry | SDG&E ¦ Hot-Dry | SDG&E | All | Gas | Commercial faucet aerator (gas WH) | Efficient |  |  | 0 | Conventional | WaterHeat | Com - Refrig. Warehouse | Com | RET Only | 0 | 1000 sqft2 of floor space | Each | 6.67 | DEER:Indoor_CFL_Ltg | 0 | 0 | 2.3233 | SWWH019-04 | 14.835 | 2024 | 18.01 | 2024 | 0 | 0 | SWWH019-04 | Com Faucet Aerators (Gas) - Hot-Dry ¦ SDG&E ¦ Hot-Dry | Com Faucet Aerators (Gas) - Hot-Dry | 0.21362 | 1 | 0.43 | CBSA2014/NCI Assumptions | -1.7443 | 2032 | 0.6 | SWWH019-04
COM-WATERHEAT-31.93 | Com ¦ Faucet Aerators (Gas WH) - Hot-Dry ¦ SDG&E ¦ Hot-Dry | Com ¦ Faucet Aerators (Gas WH) - Hot-Dry | SDG&E ¦ Hot-Dry | SDG&E | All | Gas | Commercial faucet aerator (gas WH) | Efficient |  |  | 0 | Conventional | WaterHeat | Com - Restaurant | Com | RET Only | 0 | 1000 sqft2 of floor space | Each | 6.67 | DEER:Indoor_CFL_Ltg | 0 | 0 | 2.3233 | SWWH019-04 | 14.835 | 2024 | 18.01 | 2024 | 0 | 0 | SWWH019-04 | Com Faucet Aerators (Gas) - Hot-Dry ¦ SDG&E ¦ Hot-Dry | Com Faucet Aerators (Gas) - Hot-Dry | 0.75233 | 1 | 0.43 | CBSA2014/NCI Assumptions | -1.7454 | 2032 | 0.6 | SWWH019-04
COM-WATERHEAT-31.94 | Com ¦ Faucet Aerators (Gas WH) - Hot-Dry ¦ SDG&E ¦ Hot-Dry | Com ¦ Faucet Aerators (Gas WH) - Hot-Dry | SDG&E ¦ Hot-Dry | SDG&E | All | Gas | Commercial faucet aerator (gas WH) | Efficient |  |  | 0 | Conventional | WaterHeat | Com - Retail | Com | RET Only | 0 | 1000 sqft2 of floor space | Each | 6.67 | DEER:Indoor_CFL_Ltg | 0 | 0 | 2.3233 | SWWH019-04 | 14.835 | 2024 | 18.01 | 2024 | 0 | 0 | SWWH019-04 | Com Faucet Aerators (Gas) - Hot-Dry ¦ SDG&E ¦ Hot-Dry | Com Faucet Aerators (Gas) - Hot-Dry | 0.15647 | 1 | 0.43 | CBSA2014/NCI Assumptions | -11.4799 | 2032 | 0.6 | SWWH019-04
COM-WATERHEAT-31.95 | Com ¦ Faucet Aerators (Gas WH) - Hot-Dry ¦ SDG&E ¦ Hot-Dry | Com ¦ Faucet Aerators (Gas WH) - Hot-Dry | SDG&E ¦ Hot-Dry | SDG&E | All | Gas | Commercial faucet aerator (gas WH) | Efficient |  |  | 0 | Conventional | WaterHeat | Com - School | Com | RET Only | 0 | 1000 sqft2 of floor space | Each | 6.67 | DEER:Indoor_CFL_Ltg | 0 | 0 | 2.3233 | SWWH019-04 | 14.835 | 2024 | 18.01 | 2024 | 0 | 0 | SWWH019-04 | Com Faucet Aerators (Gas) - Hot-Dry ¦ SDG&E ¦ Hot-Dry | Com Faucet Aerators (Gas) - Hot-Dry | 0.24732 | 1 | 0.43 | CBSA2014/NCI Assumptions | -5.3082 | 2032 | 0.6 | SWWH019-04
COM-WATERHEAT-31.96 | Com ¦ Faucet Aerators (Gas WH) - Hot-Dry ¦ SDG&E ¦ Hot-Dry | Com ¦ Faucet Aerators (Gas WH) - Hot-Dry | SDG&E ¦ Hot-Dry | SDG&E | All | Gas | Commercial faucet aerator (gas WH) | Efficient |  |  | 0 | Conventional | WaterHeat | Com - Warehouse | Com | RET Only | 0 | 1000 sqft2 of floor space | Each | 6.67 | DEER:Indoor_CFL_Ltg | 0 | 0 | 2.3233 | SWWH019-04 | 14.835 | 2024 | 18.01 | 2024 | 0 | 0 | SWWH019-04 | Com Faucet Aerators (Gas) - Hot-Dry ¦ SDG&E ¦ Hot-Dry | Com Faucet Aerators (Gas) - Hot-Dry | 0.21362 | 1 | 0.43 | CBSA2014/NCI Assumptions | -9.794 | 2032 | 0.6 | SWWH019-04
COM-WATERHEAT-35.1 | Com ¦ Normal Flow Faucet (Elec WH) - Marine ¦ PG&E ¦ Marine | Com ¦ Normal Flow Faucet (Elec WH) - Marine | PG&E ¦ Marine | PG&E | All | Electric | Commercial faucet aerator (electric WH) | Average Existing and Code |  |  | 0 | Conventional | WaterHeat | Com - College | Com | RET Only | 0 | 1000 sqft2 of floor space | Each | 6.67 | DEER:Indoor_CFL_Ltg | 191 | 0.060333 | 0 | SWWH019-06 | 0 | 2024 | 0 | 2024 | 0 | 0 | SWWH019-06 | Com Faucet Aerators (Elec) - Marine ¦ PG&E ¦ Marine | Com Faucet Aerators (Elec) - Marine | 0.12329 | 1 | 0.41 | SME Input | -14.4201 | 2012 | 0.6 | SWWH019-06
COM-WATERHEAT-35.2 | Com ¦ Normal Flow Faucet (Elec WH) - Marine ¦ PG&E ¦ Marine | Com ¦ Normal Flow Faucet (Elec WH) - Marine | PG&E ¦ Marine | PG&E | All | Electric | Commercial faucet aerator (electric WH) | Average Existing and Code |  |  | 0 | Conventional | WaterHeat | Com - Grocery | Com | RET Only | 0 | 1000 sqft2 of floor space | Each | 6.67 | DEER:Indoor_CFL_Ltg | 191 | 0.060333 | 0 | SWWH019-06 | 0 | 2024 | 0 | 2024 | 0 | 0 | SWWH019-06 | Com Faucet Aerators (Elec) - Marine ¦ PG&E ¦ Marine | Com Faucet Aerators (Elec) - Marine | 0.087193 | 1 | 0.41 | SME Input | -10.7435 | 2012 | 0.6 | SWWH019-06
COM-WATERHEAT-35.3 | Com ¦ Normal Flow Faucet (Elec WH) - Marine ¦ PG&E ¦ Marine | Com ¦ Normal Flow Faucet (Elec WH) - Marine | PG&E ¦ Marine | PG&E | All | Electric | Commercial faucet aerator (electric WH) | Average Existing and Code |  |  | 0 | Conventional | WaterHeat | Com - Health | Com | RET Only | 0 | 1000 sqft2 of floor space | Each | 6.67 | DEER:Indoor_CFL_Ltg | 191 | 0.060333 | 0 | SWWH019-06 | 0 | 2024 | 0 | 2024 | 0 | 0 | SWWH019-06 | Com Faucet Aerators (Elec) - Marine ¦ PG&E ¦ Marine | Com Faucet Aerators (Elec) - Marine | 0.12329 | 1 | 0.41 | SME Input | -12.4984 | 2012 | 0.6 | SWWH019-06
COM-WATERHEAT-35.4 | Com ¦ Normal Flow Faucet (Elec WH) - Marine ¦ PG&E ¦ Marine | Com ¦ Normal Flow Faucet (Elec WH) - Marine | PG&E ¦ Marine | PG&E | All | Electric | Commercial faucet aerator (electric WH) | Average Existing and Code |  |  | 0 | Conventional | WaterHeat | Com - Lodging | Com | RET Only | 0 | 1000 sqft2 of floor space | Each | 6.67 | DEER:Indoor_CFL_Ltg | 191 | 0.060333 | 0 | SWWH019-06 | 0 | 2024 | 0 | 2024 | 0 | 0 | SWWH019-06 | Com Faucet Aerators (Elec) - Marine ¦ PG&E ¦ Marine | Com Faucet Aerators (Elec) - Marine | 0.23177 | 1 | 0.41 | SME Input | -30.1174 | 2012 | 0.6 | SWWH019-06
COM-WATERHEAT-35.5 | Com ¦ Normal Flow Faucet (Elec WH) - Marine ¦ PG&E ¦ Marine | Com ¦ Normal Flow Faucet (Elec WH) - Marine | PG&E ¦ Marine | PG&E | All | Electric | Commercial faucet aerator (electric WH) | Average Existing and Code |  |  | 0 | Conventional | WaterHeat | Com - Office (Large) | Com | RET Only | 0 | 1000 sqft2 of floor space | Each | 6.67 | DEER:Indoor_CFL_Ltg | 191 | 0.060333 | 0 | SWWH019-06 | 0 | 2024 | 0 | 2024 | 0 | 0 | SWWH019-06 | Com Faucet Aerators (Elec) - Marine ¦ PG&E ¦ Marine | Com Faucet Aerators (Elec) - Marine | 0.026941 | 1 | 0.41 | SME Input | -18.9952 | 2012 | 0.6 | SWWH019-06
COM-WATERHEAT-35.6 | Com ¦ Normal Flow Faucet (Elec WH) - Marine ¦ PG&E ¦ Marine | Com ¦ Normal Flow Faucet (Elec WH) - Marine | PG&E ¦ Marine | PG&E | All | Electric | Commercial faucet aerator (electric WH) | Average Existing and Code |  |  | 0 | Conventional | WaterHeat | Com - Office (Small) | Com | RET Only | 0 | 1000 sqft2 of floor space | Each | 6.67 | DEER:Indoor_CFL_Ltg | 191 | 0.060333 | 0 | SWWH019-06 | 0 | 2024 | 0 | 2024 | 0 | 0 | SWWH019-06 | Com Faucet Aerators (Elec) - Marine ¦ PG&E ¦ Marine | Com Faucet Aerators (Elec) - Marine | 0.026941 | 1 | 0.41 | SME Input | -8.757 | 2012 | 0.6 | SWWH019-06
COM-WATERHEAT-35.7 | Com ¦ Normal Flow Faucet (Elec WH) - Marine ¦ PG&E ¦ Marine | Com ¦ Normal Flow Faucet (Elec WH) - Marine | PG&E ¦ Marine | PG&E | All | Electric | Commercial faucet aerator (electric WH) | Average Existing and Code |  |  | 0 | Conventional | WaterHeat | Com - Other | Com | RET Only | 0 | 1000 sqft2 of floor space | Each | 6.67 | DEER:Indoor_CFL_Ltg | 191 | 0.060333 | 0 | SWWH019-06 | 0 | 2024 | 0 | 2024 | 0 | 0 | SWWH019-06 | Com Faucet Aerators (Elec) - Marine ¦ PG&E ¦ Marine | Com Faucet Aerators (Elec) - Marine | 0.041095 | 1 | 0.41 | SME Input | -21.0911 | 2012 | 0.6 | SWWH019-06
COM-WATERHEAT-35.8 | Com ¦ Normal Flow Faucet (Elec WH) - Marine ¦ PG&E ¦ Marine | Com ¦ Normal Flow Faucet (Elec WH) - Marine | PG&E ¦ Marine | PG&E | All | Electric | Commercial faucet aerator (electric WH) | Average Existing and Code |  |  | 0 | Conventional | WaterHeat | Com - Refrig. Warehouse | Com | RET Only | 0 | 1000 sqft2 of floor space | Each | 6.67 | DEER:Indoor_CFL_Ltg | 191 | 0.060333 | 0 | SWWH019-06 | 0 | 2024 | 0 | 2024 | 0 | 0 | SWWH019-06 | Com Faucet Aerators (Elec) - Marine ¦ PG&E ¦ Marine | Com Faucet Aerators (Elec) - Marine | 0.040374 | 1 | 0.41 | SME Input | -3.4129 | 2012 | 0.6 | SWWH019-06
COM-WATERHEAT-35.9 | Com ¦ Normal Flow Faucet (Elec WH) - Marine ¦ PG&E ¦ Marine | Com ¦ Normal Flow Faucet (Elec WH) - Marine | PG&E ¦ Marine | PG&E | All | Electric | Commercial faucet aerator (electric WH) | Average Existing and Code |  |  | 0 | Conventional | WaterHeat | Com - Restaurant | Com | RET Only | 0 | 1000 sqft2 of floor space | Each | 6.67 | DEER:Indoor_CFL_Ltg | 191 | 0.060333 | 0 | SWWH019-06 | 0 | 2024 | 0 | 2024 | 0 | 0 | SWWH019-06 | Com Faucet Aerators (Elec) - Marine ¦ PG&E ¦ Marine | Com Faucet Aerators (Elec) - Marine | 0.14219 | 1 | 0.41 | SME Input | -3.3943 | 2012 | 0.6 | SWWH019-06
COM-WATERHEAT-35.10 | Com ¦ Normal Flow Faucet (Elec WH) - Marine ¦ PG&E ¦ Marine | Com ¦ Normal Flow Faucet (Elec WH) - Marine | PG&E ¦ Marine | PG&E | All | Electric | Commercial faucet aerator (electric WH) | Average Existing and Code |  |  | 0 | Conventional | WaterHeat | Com - Retail | Com | RET Only | 0 | 1000 sqft2 of floor space | Each | 6.67 | DEER:Indoor_CFL_Ltg | 191 | 0.060333 | 0 | SWWH019-06 | 0 | 2024 | 0 | 2024 | 0 | 0 | SWWH019-06 | Com Faucet Aerators (Elec) - Marine ¦ PG&E ¦ Marine | Com Faucet Aerators (Elec) - Marine | 0.029573 | 1 | 0.41 | SME Input | -67.1016 | 2012 | 0.6 | SWWH019-06
COM-WATERHEAT-35.11 | Com ¦ Normal Flow Faucet (Elec WH) - Marine ¦ PG&E ¦ Marine | Com ¦ Normal Flow Faucet (Elec WH) - Marine | PG&E ¦ Marine | PG&E | All | Electric | Commercial faucet aerator (electric WH) | Average Existing and Code |  |  | 0 | Conventional | WaterHeat | Com - School | Com | RET Only | 0 | 1000 sqft2 of floor space | Each | 6.67 | DEER:Indoor_CFL_Ltg | 191 | 0.060333 | 0 | SWWH019-06 | 0 | 2024 | 0 | 2024 | 0 | 0 | SWWH019-06 | Com Faucet Aerators (Elec) - Marine ¦ PG&E ¦ Marine | Com Faucet Aerators (Elec) - Marine | 0.046744 | 1 | 0.41 | SME Input | -31.4474 | 2012 | 0.6 | SWWH019-06
COM-WATERHEAT-35.12 | Com ¦ Normal Flow Faucet (Elec WH) - Marine ¦ PG&E ¦ Marine | Com ¦ Normal Flow Faucet (Elec WH) - Marine | PG&E ¦ Marine | PG&E | All | Electric | Commercial faucet aerator (electric WH) | Average Existing and Code |  |  | 0 | Conventional | WaterHeat | Com - Warehouse | Com | RET Only | 0 | 1000 sqft2 of floor space | Each | 6.67 | DEER:Indoor_CFL_Ltg | 191 | 0.060333 | 0 | SWWH019-06 | 0 | 2024 | 0 | 2024 | 0 | 0 | SWWH019-06 | Com Faucet Aerators (Elec) - Marine ¦ PG&E ¦ Marine | Com Faucet Aerators (Elec) - Marine | 0.040374 | 1 | 0.41 | SME Input | -57.2473 | 2012 | 0.6 | SWWH019-06
COM-WATERHEAT-35.13 | Com ¦ Normal Flow Faucet (Elec WH) - Hot-Dry ¦ PG&E ¦ Hot-Dry | Com ¦ Normal Flow Faucet (Elec WH) - Hot-Dry | PG&E ¦ Hot-Dry | PG&E | All | Electric | Commercial faucet aerator (electric WH) | Average Existing and Code |  |  | 0 | Conventional | WaterHeat | Com - College | Com | RET Only | 0 | 1000 sqft2 of floor space | Each | 6.67 | DEER:Indoor_CFL_Ltg | 173.3333 | 0.054767 | 0 | SWWH019-06 | 0 | 2024 | 0 | 2024 | 0 | 0 | SWWH019-06 | Com Faucet Aerators (Elec) - Hot-Dry ¦ PG&E ¦ Hot-Dry | Com Faucet Aerators (Elec) - Hot-Dry | 0.12329 | 1 | 0.41 | SME Input | -13.0863 | 2012 | 0.6 | SWWH019-06
COM-WATERHEAT-35.14 | Com ¦ Normal Flow Faucet (Elec WH) - Hot-Dry ¦ PG&E ¦ Hot-Dry | Com ¦ Normal Flow Faucet (Elec WH) - Hot-Dry | PG&E ¦ Hot-Dry | PG&E | All | Electric | Commercial faucet aerator (electric WH) | Average Existing and Code |  |  | 0 | Conventional | WaterHeat | Com - Grocery | Com | RET Only | 0 | 1000 sqft2 of floor space | Each | 6.67 | DEER:Indoor_CFL_Ltg | 173.3333 | 0.054767 | 0 | SWWH019-06 | 0 | 2024 | 0 | 2024 | 0 | 0 | SWWH019-06 | Com Faucet Aerators (Elec) - Hot-Dry ¦ PG&E ¦ Hot-Dry | Com Faucet Aerators (Elec) - Hot-Dry | 0.087193 | 1 | 0.41 | SME Input | -9.7498 | 2012 | 0.6 | SWWH019-06
COM-WATERHEAT-35.15 | Com ¦ Normal Flow Faucet (Elec WH) - Hot-Dry ¦ PG&E ¦ Hot-Dry | Com ¦ Normal Flow Faucet (Elec WH) - Hot-Dry | PG&E ¦ Hot-Dry | PG&E | All | Electric | Commercial faucet aerator (electric WH) | Average Existing and Code |  |  | 0 | Conventional | WaterHeat | Com - Health | Com | RET Only | 0 | 1000 sqft2 of floor space | Each | 6.67 | DEER:Indoor_CFL_Ltg | 173.3333 | 0.054767 | 0 | SWWH019-06 | 0 | 2024 | 0 | 2024 | 0 | 0 | SWWH019-06 | Com Faucet Aerators (Elec) - Hot-Dry ¦ PG&E ¦ Hot-Dry | Com Faucet Aerators (Elec) - Hot-Dry | 0.12329 | 1 | 0.41 | SME Input | -11.3424 | 2012 | 0.6 | SWWH019-06
COM-WATERHEAT-35.16 | Com ¦ Normal Flow Faucet (Elec WH) - Hot-Dry ¦ PG&E ¦ Hot-Dry | Com ¦ Normal Flow Faucet (Elec WH) - Hot-Dry | PG&E ¦ Hot-Dry | PG&E | All | Electric | Commercial faucet aerator (electric WH) | Average Existing and Code |  |  | 0 | Conventional | WaterHeat | Com - Lodging | Com | RET Only | 0 | 1000 sqft2 of floor space | Each | 6.67 | DEER:Indoor_CFL_Ltg | 173.3333 | 0.054767 | 0 | SWWH019-06 | 0 | 2024 | 0 | 2024 | 0 | 0 | SWWH019-06 | Com Faucet Aerators (Elec) - Hot-Dry ¦ PG&E ¦ Hot-Dry | Com Faucet Aerators (Elec) - Hot-Dry | 0.23177 | 1 | 0.41 | SME Input | -27.3316 | 2012 | 0.6 | SWWH019-06
COM-WATERHEAT-35.17 | Com ¦ Normal Flow Faucet (Elec WH) - Hot-Dry ¦ PG&E ¦ Hot-Dry | Com ¦ Normal Flow Faucet (Elec WH) - Hot-Dry | PG&E ¦ Hot-Dry | PG&E | All | Electric | Commercial faucet aerator (electric WH) | Average Existing and Code |  |  | 0 | Conventional | WaterHeat | Com - Office (Large) | Com | RET Only | 0 | 1000 sqft2 of floor space | Each | 6.67 | DEER:Indoor_CFL_Ltg | 173.3333 | 0.054767 | 0 | SWWH019-06 | 0 | 2024 | 0 | 2024 | 0 | 0 | SWWH019-06 | Com Faucet Aerators (Elec) - Hot-Dry ¦ PG&E ¦ Hot-Dry | Com Faucet Aerators (Elec) - Hot-Dry | 0.026941 | 1 | 0.41 | SME Input | -17.2382 | 2012 | 0.6 | SWWH019-06
COM-WATERHEAT-35.18 | Com ¦ Normal Flow Faucet (Elec WH) - Hot-Dry ¦ PG&E ¦ Hot-Dry | Com ¦ Normal Flow Faucet (Elec WH) - Hot-Dry | PG&E ¦ Hot-Dry | PG&E | All | Electric | Commercial faucet aerator (electric WH) | Average Existing and Code |  |  | 0 | Conventional | WaterHeat | Com - Office (Small) | Com | RET Only | 0 | 1000 sqft2 of floor space | Each | 6.67 | DEER:Indoor_CFL_Ltg | 173.3333 | 0.054767 | 0 | SWWH019-06 | 0 | 2024 | 0 | 2024 | 0 | 0 | SWWH019-06 | Com Faucet Aerators (Elec) - Hot-Dry ¦ PG&E ¦ Hot-Dry | Com Faucet Aerators (Elec) - Hot-Dry | 0.026941 | 1 | 0.41 | SME Input | -7.947 | 2012 | 0.6 | SWWH019-06
COM-WATERHEAT-35.19 | Com ¦ Normal Flow Faucet (Elec WH) - Hot-Dry ¦ PG&E ¦ Hot-Dry | Com ¦ Normal Flow Faucet (Elec WH) - Hot-Dry | PG&E ¦ Hot-Dry | PG&E | All | Electric | Commercial faucet aerator (electric WH) | Average Existing and Code |  |  | 0 | Conventional | WaterHeat | Com - Other | Com | RET Only | 0 | 1000 sqft2 of floor space | Each | 6.67 | DEER:Indoor_CFL_Ltg | 173.3333 | 0.054767 | 0 | SWWH019-06 | 0 | 2024 | 0 | 2024 | 0 | 0 | SWWH019-06 | Com Faucet Aerators (Elec) - Hot-Dry ¦ PG&E ¦ Hot-Dry | Com Faucet Aerators (Elec) - Hot-Dry | 0.041095 | 1 | 0.41 | SME Input | -19.1402 | 2012 | 0.6 | SWWH019-06
COM-WATERHEAT-35.20 | Com ¦ Normal Flow Faucet (Elec WH) - Hot-Dry ¦ PG&E ¦ Hot-Dry | Com ¦ Normal Flow Faucet (Elec WH) - Hot-Dry | PG&E ¦ Hot-Dry | PG&E | All | Electric | Commercial faucet aerator (electric WH) | Average Existing and Code |  |  | 0 | Conventional | WaterHeat | Com - Refrig. Warehouse | Com | RET Only | 0 | 1000 sqft2 of floor space | Each | 6.67 | DEER:Indoor_CFL_Ltg | 173.3333 | 0.054767 | 0 | SWWH019-06 | 0 | 2024 | 0 | 2024 | 0 | 0 | SWWH019-06 | Com Faucet Aerators (Elec) - Hot-Dry ¦ PG&E ¦ Hot-Dry | Com Faucet Aerators (Elec) - Hot-Dry | 0.040374 | 1 | 0.41 | SME Input | -3.0972 | 2012 | 0.6 | SWWH019-06
COM-WATERHEAT-35.21 | Com ¦ Normal Flow Faucet (Elec WH) - Hot-Dry ¦ PG&E ¦ Hot-Dry | Com ¦ Normal Flow Faucet (Elec WH) - Hot-Dry | PG&E ¦ Hot-Dry | PG&E | All | Electric | Commercial faucet aerator (electric WH) | Average Existing and Code |  |  | 0 | Conventional | WaterHeat | Com - Restaurant | Com | RET Only | 0 | 1000 sqft2 of floor space | Each | 6.67 | DEER:Indoor_CFL_Ltg | 173.3333 | 0.054767 | 0 | SWWH019-06 | 0 | 2024 | 0 | 2024 | 0 | 0 | SWWH019-06 | Com Faucet Aerators (Elec) - Hot-Dry ¦ PG&E ¦ Hot-Dry | Com Faucet Aerators (Elec) - Hot-Dry | 0.14219 | 1 | 0.41 | SME Input | -3.0803 | 2012 | 0.6 | SWWH019-06
COM-WATERHEAT-35.22 | Com ¦ Normal Flow Faucet (Elec WH) - Hot-Dry ¦ PG&E ¦ Hot-Dry | Com ¦ Normal Flow Faucet (Elec WH) - Hot-Dry | PG&E ¦ Hot-Dry | PG&E | All | Electric | Commercial faucet aerator (electric WH) | Average Existing and Code |  |  | 0 | Conventional | WaterHeat | Com - Retail | Com | RET Only | 0 | 1000 sqft2 of floor space | Each | 6.67 | DEER:Indoor_CFL_Ltg | 173.3333 | 0.054767 | 0 | SWWH019-06 | 0 | 2024 | 0 | 2024 | 0 | 0 | SWWH019-06 | Com Faucet Aerators (Elec) - Hot-Dry ¦ PG&E ¦ Hot-Dry | Com Faucet Aerators (Elec) - Hot-Dry | 0.029573 | 1 | 0.41 | SME Input | -60.895 | 2012 | 0.6 | SWWH019-06
COM-WATERHEAT-35.23 | Com ¦ Normal Flow Faucet (Elec WH) - Hot-Dry ¦ PG&E ¦ Hot-Dry | Com ¦ Normal Flow Faucet (Elec WH) - Hot-Dry | PG&E ¦ Hot-Dry | PG&E | All | Electric | Commercial faucet aerator (electric WH) | Average Existing and Code |  |  | 0 | Conventional | WaterHeat | Com - School | Com | RET Only | 0 | 1000 sqft2 of floor space | Each | 6.67 | DEER:Indoor_CFL_Ltg | 173.3333 | 0.054767 | 0 | SWWH019-06 | 0 | 2024 | 0 | 2024 | 0 | 0 | SWWH019-06 | Com Faucet Aerators (Elec) - Hot-Dry ¦ PG&E ¦ Hot-Dry | Com Faucet Aerators (Elec) - Hot-Dry | 0.046744 | 1 | 0.41 | SME Input | -28.5387 | 2012 | 0.6 | SWWH019-06
COM-WATERHEAT-35.24 | Com ¦ Normal Flow Faucet (Elec WH) - Hot-Dry ¦ PG&E ¦ Hot-Dry | Com ¦ Normal Flow Faucet (Elec WH) - Hot-Dry | PG&E ¦ Hot-Dry | PG&E | All | Electric | Commercial faucet aerator (electric WH) | Average Existing and Code |  |  | 0 | Conventional | WaterHeat | Com - Warehouse | Com | RET Only | 0 | 1000 sqft2 of floor space | Each | 6.67 | DEER:Indoor_CFL_Ltg | 173.3333 | 0.054767 | 0 | SWWH019-06 | 0 | 2024 | 0 | 2024 | 0 | 0 | SWWH019-06 | Com Faucet Aerators (Elec) - Hot-Dry ¦ PG&E ¦ Hot-Dry | Com Faucet Aerators (Elec) - Hot-Dry | 0.040374 | 1 | 0.41 | SME Input | -51.9521 | 2012 | 0.6 | SWWH019-06
COM-WATERHEAT-35.25 | Com ¦ Normal Flow Faucet (Elec WH) - Cold ¦ PG&E ¦ Cold | Com ¦ Normal Flow Faucet (Elec WH) - Cold | PG&E ¦ Cold | PG&E | All | Electric | Commercial faucet aerator (electric WH) | Average Existing and Code |  |  | 0 | Conventional | WaterHeat | Com - College | Com | RET Only | 0 | 1000 sqft2 of floor space | Each | 6.67 | DEER:Indoor_CFL_Ltg | 216 | 0.068467 | 0 | SWWH019-06 | 0 | 2024 | 0 | 2024 | 0 | 0 | SWWH019-06 | Com Faucet Aerators (Elec) - Cold ¦ PG&E ¦ Cold | Com Faucet Aerators (Elec) - Cold | 0.12329 | 1 | 0.41 | SME Input | -16.3076 | 2012 | 0.6 | SWWH019-06
COM-WATERHEAT-35.26 | Com ¦ Normal Flow Faucet (Elec WH) - Cold ¦ PG&E ¦ Cold | Com ¦ Normal Flow Faucet (Elec WH) - Cold | PG&E ¦ Cold | PG&E | All | Electric | Commercial faucet aerator (electric WH) | Average Existing and Code |  |  | 0 | Conventional | WaterHeat | Com - Grocery | Com | RET Only | 0 | 1000 sqft2 of floor space | Each | 6.67 | DEER:Indoor_CFL_Ltg | 216 | 0.068467 | 0 | SWWH019-06 | 0 | 2024 | 0 | 2024 | 0 | 0 | SWWH019-06 | Com Faucet Aerators (Elec) - Cold ¦ PG&E ¦ Cold | Com Faucet Aerators (Elec) - Cold | 0.087193 | 1 | 0.41 | SME Input | -12.1497 | 2012 | 0.6 | SWWH019-06
COM-WATERHEAT-35.27 | Com ¦ Normal Flow Faucet (Elec WH) - Cold ¦ PG&E ¦ Cold | Com ¦ Normal Flow Faucet (Elec WH) - Cold | PG&E ¦ Cold | PG&E | All | Electric | Commercial faucet aerator (electric WH) | Average Existing and Code |  |  | 0 | Conventional | WaterHeat | Com - Health | Com | RET Only | 0 | 1000 sqft2 of floor space | Each | 6.67 | DEER:Indoor_CFL_Ltg | 216 | 0.068467 | 0 | SWWH019-06 | 0 | 2024 | 0 | 2024 | 0 | 0 | SWWH019-06 | Com Faucet Aerators (Elec) - Cold ¦ PG&E ¦ Cold | Com Faucet Aerators (Elec) - Cold | 0.12329 | 1 | 0.41 | SME Input | -14.1343 | 2012 | 0.6 | SWWH019-06
COM-WATERHEAT-35.28 | Com ¦ Normal Flow Faucet (Elec WH) - Cold ¦ PG&E ¦ Cold | Com ¦ Normal Flow Faucet (Elec WH) - Cold | PG&E ¦ Cold | PG&E | All | Electric | Commercial faucet aerator (electric WH) | Average Existing and Code |  |  | 0 | Conventional | WaterHeat | Com - Lodging | Com | RET Only | 0 | 1000 sqft2 of floor space | Each | 6.67 | DEER:Indoor_CFL_Ltg | 216 | 0.068467 | 0 | SWWH019-06 | 0 | 2024 | 0 | 2024 | 0 | 0 | SWWH019-06 | Com Faucet Aerators (Elec) - Cold ¦ PG&E ¦ Cold | Com Faucet Aerators (Elec) - Cold | 0.23177 | 1 | 0.41 | SME Input | -34.0594 | 2012 | 0.6 | SWWH019-06
COM-WATERHEAT-35.29 | Com ¦ Normal Flow Faucet (Elec WH) - Cold ¦ PG&E ¦ Cold | Com ¦ Normal Flow Faucet (Elec WH) - Cold | PG&E ¦ Cold | PG&E | All | Electric | Commercial faucet aerator (electric WH) | Average Existing and Code |  |  | 0 | Conventional | WaterHeat | Com - Office (Large) | Com | RET Only | 0 | 1000 sqft2 of floor space | Each | 6.67 | DEER:Indoor_CFL_Ltg | 216 | 0.068467 | 0 | SWWH019-06 | 0 | 2024 | 0 | 2024 | 0 | 0 | SWWH019-06 | Com Faucet Aerators (Elec) - Cold ¦ PG&E ¦ Cold | Com Faucet Aerators (Elec) - Cold | 0.026941 | 1 | 0.41 | SME Input | -21.4815 | 2012 | 0.6 | SWWH019-06
COM-WATERHEAT-35.30 | Com ¦ Normal Flow Faucet (Elec WH) - Cold ¦ PG&E ¦ Cold | Com ¦ Normal Flow Faucet (Elec WH) - Cold | PG&E ¦ Cold | PG&E | All | Electric | Commercial faucet aerator (electric WH) | Average Existing and Code |  |  | 0 | Conventional | WaterHeat | Com - Office (Small) | Com | RET Only | 0 | 1000 sqft2 of floor space | Each | 6.67 | DEER:Indoor_CFL_Ltg | 216 | 0.068467 | 0 | SWWH019-06 | 0 | 2024 | 0 | 2024 | 0 | 0 | SWWH019-06 | Com Faucet Aerators (Elec) - Cold ¦ PG&E ¦ Cold | Com Faucet Aerators (Elec) - Cold | 0.026941 | 1 | 0.41 | SME Input | -9.9032 | 2012 | 0.6 | SWWH019-06
COM-WATERHEAT-35.31 | Com ¦ Normal Flow Faucet (Elec WH) - Cold ¦ PG&E ¦ Cold | Com ¦ Normal Flow Faucet (Elec WH) - Cold | PG&E ¦ Cold | PG&E | All | Electric | Commercial faucet aerator (electric WH) | Average Existing and Code |  |  | 0 | Conventional | WaterHeat | Com - Other | Com | RET Only | 0 | 1000 sqft2 of floor space | Each | 6.67 | DEER:Indoor_CFL_Ltg | 216 | 0.068467 | 0 | SWWH019-06 | 0 | 2024 | 0 | 2024 | 0 | 0 | SWWH019-06 | Com Faucet Aerators (Elec) - Cold ¦ PG&E ¦ Cold | Com Faucet Aerators (Elec) - Cold | 0.041095 | 1 | 0.41 | SME Input | -23.8517 | 2012 | 0.6 | SWWH019-06
COM-WATERHEAT-35.32 | Com ¦ Normal Flow Faucet (Elec WH) - Cold ¦ PG&E ¦ Cold | Com ¦ Normal Flow Faucet (Elec WH) - Cold | PG&E ¦ Cold | PG&E | All | Electric | Commercial faucet aerator (electric WH) | Average Existing and Code |  |  | 0 | Conventional | WaterHeat | Com - Refrig. Warehouse | Com | RET Only | 0 | 1000 sqft2 of floor space | Each | 6.67 | DEER:Indoor_CFL_Ltg | 216 | 0.068467 | 0 | SWWH019-06 | 0 | 2024 | 0 | 2024 | 0 | 0 | SWWH019-06 | Com Faucet Aerators (Elec) - Cold ¦ PG&E ¦ Cold | Com Faucet Aerators (Elec) - Cold | 0.040374 | 1 | 0.41 | SME Input | -3.8596 | 2012 | 0.6 | SWWH019-06
COM-WATERHEAT-35.33 | Com ¦ Normal Flow Faucet (Elec WH) - Cold ¦ PG&E ¦ Cold | Com ¦ Normal Flow Faucet (Elec WH) - Cold | PG&E ¦ Cold | PG&E | All | Electric | Commercial faucet aerator (electric WH) | Average Existing and Code |  |  | 0 | Conventional | WaterHeat | Com - Restaurant | Com | RET Only | 0 | 1000 sqft2 of floor space | Each | 6.67 | DEER:Indoor_CFL_Ltg | 216 | 0.068467 | 0 | SWWH019-06 | 0 | 2024 | 0 | 2024 | 0 | 0 | SWWH019-06 | Com Faucet Aerators (Elec) - Cold ¦ PG&E ¦ Cold | Com Faucet Aerators (Elec) - Cold | 0.14219 | 1 | 0.41 | SME Input | -3.8385 | 2012 | 0.6 | SWWH019-06
COM-WATERHEAT-35.34 | Com ¦ Normal Flow Faucet (Elec WH) - Cold ¦ PG&E ¦ Cold | Com ¦ Normal Flow Faucet (Elec WH) - Cold | PG&E ¦ Cold | PG&E | All | Electric | Commercial faucet aerator (electric WH) | Average Existing and Code |  |  | 0 | Conventional | WaterHeat | Com - Retail | Com | RET Only | 0 | 1000 sqft2 of floor space | Each | 6.67 | DEER:Indoor_CFL_Ltg | 216 | 0.068467 | 0 | SWWH019-06 | 0 | 2024 | 0 | 2024 | 0 | 0 | SWWH019-06 | Com Faucet Aerators (Elec) - Cold ¦ PG&E ¦ Cold | Com Faucet Aerators (Elec) - Cold | 0.029573 | 1 | 0.41 | SME Input | -75.8845 | 2012 | 0.6 | SWWH019-06
COM-WATERHEAT-35.35 | Com ¦ Normal Flow Faucet (Elec WH) - Cold ¦ PG&E ¦ Cold | Com ¦ Normal Flow Faucet (Elec WH) - Cold | PG&E ¦ Cold | PG&E | All | Electric | Commercial faucet aerator (electric WH) | Average Existing and Code |  |  | 0 | Conventional | WaterHeat | Com - School | Com | RET Only | 0 | 1000 sqft2 of floor space | Each | 6.67 | DEER:Indoor_CFL_Ltg | 216 | 0.068467 | 0 | SWWH019-06 | 0 | 2024 | 0 | 2024 | 0 | 0 | SWWH019-06 | Com Faucet Aerators (Elec) - Cold ¦ PG&E ¦ Cold | Com Faucet Aerators (Elec) - Cold | 0.046744 | 1 | 0.41 | SME Input | -35.5636 | 2012 | 0.6 | SWWH019-06
COM-WATERHEAT-35.36 | Com ¦ Normal Flow Faucet (Elec WH) - Cold ¦ PG&E ¦ Cold | Com ¦ Normal Flow Faucet (Elec WH) - Cold | PG&E ¦ Cold | PG&E | All | Electric | Commercial faucet aerator (electric WH) | Average Existing and Code |  |  | 0 | Conventional | WaterHeat | Com - Warehouse | Com | RET Only | 0 | 1000 sqft2 of floor space | Each | 6.67 | DEER:Indoor_CFL_Ltg | 216 | 0.068467 | 0 | SWWH019-06 | 0 | 2024 | 0 | 2024 | 0 | 0 | SWWH019-06 | Com Faucet Aerators (Elec) - Cold ¦ PG&E ¦ Cold | Com Faucet Aerators (Elec) - Cold | 0.040374 | 1 | 0.41 | SME Input | -64.7404 | 2012 | 0.6 | SWWH019-06
COM-WATERHEAT-35.37 | Com ¦ Normal Flow Faucet (Elec WH) - Marine ¦ SCE ¦ Marine | Com ¦ Normal Flow Faucet (Elec WH) - Marine | SCE ¦ Marine | SCE | All | Electric | Commercial faucet aerator (electric WH) | Average Existing and Code |  |  | 0 | Conventional | WaterHeat | Com - College | Com | RET Only | 0 | 1000 sqft2 of floor space | Each | 6.67 | DEER:Indoor_CFL_Ltg | 162.1333 | 0.051267 | 0 | SWWH019-06 | 0 | 2024 | 0 | 2024 | 0 | 0 | SWWH019-06 | Com Faucet Aerators (Elec) - Marine ¦ SCE ¦ Marine | Com Faucet Aerators (Elec) - Marine | 0.12329 | 1 | 0.41 | SME Input | -12.2407 | 2012 | 0.6 | SWWH019-06
COM-WATERHEAT-35.38 | Com ¦ Normal Flow Faucet (Elec WH) - Marine ¦ SCE ¦ Marine | Com ¦ Normal Flow Faucet (Elec WH) - Marine | SCE ¦ Marine | SCE | All | Electric | Commercial faucet aerator (electric WH) | Average Existing and Code |  |  | 0 | Conventional | WaterHeat | Com - Grocery | Com | RET Only | 0 | 1000 sqft2 of floor space | Each | 6.67 | DEER:Indoor_CFL_Ltg | 162.1333 | 0.051267 | 0 | SWWH019-06 | 0 | 2024 | 0 | 2024 | 0 | 0 | SWWH019-06 | Com Faucet Aerators (Elec) - Marine ¦ SCE ¦ Marine | Com Faucet Aerators (Elec) - Marine | 0.087193 | 1 | 0.41 | SME Input | -9.1198 | 2012 | 0.6 | SWWH019-06
COM-WATERHEAT-35.39 | Com ¦ Normal Flow Faucet (Elec WH) - Marine ¦ SCE ¦ Marine | Com ¦ Normal Flow Faucet (Elec WH) - Marine | SCE ¦ Marine | SCE | All | Electric | Commercial faucet aerator (electric WH) | Average Existing and Code |  |  | 0 | Conventional | WaterHeat | Com - Health | Com | RET Only | 0 | 1000 sqft2 of floor space | Each | 6.67 | DEER:Indoor_CFL_Ltg | 162.1333 | 0.051267 | 0 | SWWH019-06 | 0 | 2024 | 0 | 2024 | 0 | 0 | SWWH019-06 | Com Faucet Aerators (Elec) - Marine ¦ SCE ¦ Marine | Com Faucet Aerators (Elec) - Marine | 0.12329 | 1 | 0.41 | SME Input | -10.6095 | 2012 | 0.6 | SWWH019-06
COM-WATERHEAT-35.40 | Com ¦ Normal Flow Faucet (Elec WH) - Marine ¦ SCE ¦ Marine | Com ¦ Normal Flow Faucet (Elec WH) - Marine | SCE ¦ Marine | SCE | All | Electric | Commercial faucet aerator (electric WH) | Average Existing and Code |  |  | 0 | Conventional | WaterHeat | Com - Lodging | Com | RET Only | 0 | 1000 sqft2 of floor space | Each | 6.67 | DEER:Indoor_CFL_Ltg | 162.1333 | 0.051267 | 0 | SWWH019-06 | 0 | 2024 | 0 | 2024 | 0 | 0 | SWWH019-06 | Com Faucet Aerators (Elec) - Marine ¦ SCE ¦ Marine | Com Faucet Aerators (Elec) - Marine | 0.23177 | 1 | 0.41 | SME Input | -25.5656 | 2012 | 0.6 | SWWH019-06
COM-WATERHEAT-35.41 | Com ¦ Normal Flow Faucet (Elec WH) - Marine ¦ SCE ¦ Marine | Com ¦ Normal Flow Faucet (Elec WH) - Marine | SCE ¦ Marine | SCE | All | Electric | Commercial faucet aerator (electric WH) | Average Existing and Code |  |  | 0 | Conventional | WaterHeat | Com - Office (Large) | Com | RET Only | 0 | 1000 sqft2 of floor space | Each | 6.67 | DEER:Indoor_CFL_Ltg | 162.1333 | 0.051267 | 0 | SWWH019-06 | 0 | 2024 | 0 | 2024 | 0 | 0 | SWWH019-06 | Com Faucet Aerators (Elec) - Marine ¦ SCE ¦ Marine | Com Faucet Aerators (Elec) - Marine | 0.026941 | 1 | 0.41 | SME Input | -16.1244 | 2012 | 0.6 | SWWH019-06
COM-WATERHEAT-35.42 | Com ¦ Normal Flow Faucet (Elec WH) - Marine ¦ SCE ¦ Marine | Com ¦ Normal Flow Faucet (Elec WH) - Marine | SCE ¦ Marine | SCE | All | Electric | Commercial faucet aerator (electric WH) | Average Existing and Code |  |  | 0 | Conventional | WaterHeat | Com - Office (Small) | Com | RET Only | 0 | 1000 sqft2 of floor space | Each | 6.67 | DEER:Indoor_CFL_Ltg | 162.1333 | 0.051267 | 0 | SWWH019-06 | 0 | 2024 | 0 | 2024 | 0 | 0 | SWWH019-06 | Com Faucet Aerators (Elec) - Marine ¦ SCE ¦ Marine | Com Faucet Aerators (Elec) - Marine | 0.026941 | 1 | 0.41 | SME Input | -7.4335 | 2012 | 0.6 | SWWH019-06
COM-WATERHEAT-35.43 | Com ¦ Normal Flow Faucet (Elec WH) - Marine ¦ SCE ¦ Marine | Com ¦ Normal Flow Faucet (Elec WH) - Marine | SCE ¦ Marine | SCE | All | Electric | Commercial faucet aerator (electric WH) | Average Existing and Code |  |  | 0 | Conventional | WaterHeat | Com - Other | Com | RET Only | 0 | 1000 sqft2 of floor space | Each | 6.67 | DEER:Indoor_CFL_Ltg | 162.1333 | 0.051267 | 0 | SWWH019-06 | 0 | 2024 | 0 | 2024 | 0 | 0 | SWWH019-06 | Com Faucet Aerators (Elec) - Marine ¦ SCE ¦ Marine | Com Faucet Aerators (Elec) - Marine | 0.041095 | 1 | 0.41 | SME Input | -17.9035 | 2012 | 0.6 | SWWH019-06
COM-WATERHEAT-35.44 | Com ¦ Normal Flow Faucet (Elec WH) - Marine ¦ SCE ¦ Marine | Com ¦ Normal Flow Faucet (Elec WH) - Marine | SCE ¦ Marine | SCE | All | Electric | Commercial faucet aerator (electric WH) | Average Existing and Code |  |  | 0 | Conventional | WaterHeat | Com - Refrig. Warehouse | Com | RET Only | 0 | 1000 sqft2 of floor space | Each | 6.67 | DEER:Indoor_CFL_Ltg | 162.1333 | 0.051267 | 0 | SWWH019-06 | 0 | 2024 | 0 | 2024 | 0 | 0 | SWWH019-06 | Com Faucet Aerators (Elec) - Marine ¦ SCE ¦ Marine | Com Faucet Aerators (Elec) - Marine | 0.040374 | 1 | 0.41 | SME Input | -2.8971 | 2012 | 0.6 | SWWH019-06
COM-WATERHEAT-35.45 | Com ¦ Normal Flow Faucet (Elec WH) - Marine ¦ SCE ¦ Marine | Com ¦ Normal Flow Faucet (Elec WH) - Marine | SCE ¦ Marine | SCE | All | Electric | Commercial faucet aerator (electric WH) | Average Existing and Code |  |  | 0 | Conventional | WaterHeat | Com - Restaurant | Com | RET Only | 0 | 1000 sqft2 of floor space | Each | 6.67 | DEER:Indoor_CFL_Ltg | 162.1333 | 0.051267 | 0 | SWWH019-06 | 0 | 2024 | 0 | 2024 | 0 | 0 | SWWH019-06 | Com Faucet Aerators (Elec) - Marine ¦ SCE ¦ Marine | Com Faucet Aerators (Elec) - Marine | 0.14219 | 1 | 0.41 | SME Input | -2.8813 | 2012 | 0.6 | SWWH019-06
COM-WATERHEAT-35.46 | Com ¦ Normal Flow Faucet (Elec WH) - Marine ¦ SCE ¦ Marine | Com ¦ Normal Flow Faucet (Elec WH) - Marine | SCE ¦ Marine | SCE | All | Electric | Commercial faucet aerator (electric WH) | Average Existing and Code |  |  | 0 | Conventional | WaterHeat | Com - Retail | Com | RET Only | 0 | 1000 sqft2 of floor space | Each | 6.67 | DEER:Indoor_CFL_Ltg | 162.1333 | 0.051267 | 0 | SWWH019-06 | 0 | 2024 | 0 | 2024 | 0 | 0 | SWWH019-06 | Com Faucet Aerators (Elec) - Marine ¦ SCE ¦ Marine | Com Faucet Aerators (Elec) - Marine | 0.029573 | 1 | 0.41 | SME Input | -56.9602 | 2012 | 0.6 | SWWH019-06
COM-WATERHEAT-35.47 | Com ¦ Normal Flow Faucet (Elec WH) - Marine ¦ SCE ¦ Marine | Com ¦ Normal Flow Faucet (Elec WH) - Marine | SCE ¦ Marine | SCE | All | Electric | Commercial faucet aerator (electric WH) | Average Existing and Code |  |  | 0 | Conventional | WaterHeat | Com - School | Com | RET Only | 0 | 1000 sqft2 of floor space | Each | 6.67 | DEER:Indoor_CFL_Ltg | 162.1333 | 0.051267 | 0 | SWWH019-06 | 0 | 2024 | 0 | 2024 | 0 | 0 | SWWH019-06 | Com Faucet Aerators (Elec) - Marine ¦ SCE ¦ Marine | Com Faucet Aerators (Elec) - Marine | 0.046744 | 1 | 0.41 | SME Input | -26.6946 | 2012 | 0.6 | SWWH019-06
COM-WATERHEAT-35.48 | Com ¦ Normal Flow Faucet (Elec WH) - Marine ¦ SCE ¦ Marine | Com ¦ Normal Flow Faucet (Elec WH) - Marine | SCE ¦ Marine | SCE | All | Electric | Commercial faucet aerator (electric WH) | Average Existing and Code |  |  | 0 | Conventional | WaterHeat | Com - Warehouse | Com | RET Only | 0 | 1000 sqft2 of floor space | Each | 6.67 | DEER:Indoor_CFL_Ltg | 162.1333 | 0.051267 | 0 | SWWH019-06 | 0 | 2024 | 0 | 2024 | 0 | 0 | SWWH019-06 | Com Faucet Aerators (Elec) - Marine ¦ SCE ¦ Marine | Com Faucet Aerators (Elec) - Marine | 0.040374 | 1 | 0.41 | SME Input | -48.5952 | 2012 | 0.6 | SWWH019-06
COM-WATERHEAT-35.49 | Com ¦ Normal Flow Faucet (Elec WH) - Hot-Dry ¦ SCE ¦ Hot-Dry | Com ¦ Normal Flow Faucet (Elec WH) - Hot-Dry | SCE ¦ Hot-Dry | SCE | All | Electric | Commercial faucet aerator (electric WH) | Average Existing and Code |  |  | 0 | Conventional | WaterHeat | Com - College | Com | RET Only | 0 | 1000 sqft2 of floor space | Each | 6.67 | DEER:Indoor_CFL_Ltg | 155.5333 | 0.0492 | 0 | SWWH019-06 | 0 | 2024 | 0 | 2024 | 0 | 0 | SWWH019-06 | Com Faucet Aerators (Elec) - Hot-Dry ¦ SCE ¦ Hot-Dry | Com Faucet Aerators (Elec) - Hot-Dry | 0.12329 | 1 | 0.41 | SME Input | -11.7425 | 2012 | 0.6 | SWWH019-06
COM-WATERHEAT-35.50 | Com ¦ Normal Flow Faucet (Elec WH) - Hot-Dry ¦ SCE ¦ Hot-Dry | Com ¦ Normal Flow Faucet (Elec WH) - Hot-Dry | SCE ¦ Hot-Dry | SCE | All | Electric | Commercial faucet aerator (electric WH) | Average Existing and Code |  |  | 0 | Conventional | WaterHeat | Com - Grocery | Com | RET Only | 0 | 1000 sqft2 of floor space | Each | 6.67 | DEER:Indoor_CFL_Ltg | 155.5333 | 0.0492 | 0 | SWWH019-06 | 0 | 2024 | 0 | 2024 | 0 | 0 | SWWH019-06 | Com Faucet Aerators (Elec) - Hot-Dry ¦ SCE ¦ Hot-Dry | Com Faucet Aerators (Elec) - Hot-Dry | 0.087193 | 1 | 0.41 | SME Input | -8.7486 | 2012 | 0.6 | SWWH019-06
COM-WATERHEAT-35.51 | Com ¦ Normal Flow Faucet (Elec WH) - Hot-Dry ¦ SCE ¦ Hot-Dry | Com ¦ Normal Flow Faucet (Elec WH) - Hot-Dry | SCE ¦ Hot-Dry | SCE | All | Electric | Commercial faucet aerator (electric WH) | Average Existing and Code |  |  | 0 | Conventional | WaterHeat | Com - Health | Com | RET Only | 0 | 1000 sqft2 of floor space | Each | 6.67 | DEER:Indoor_CFL_Ltg | 155.5333 | 0.0492 | 0 | SWWH019-06 | 0 | 2024 | 0 | 2024 | 0 | 0 | SWWH019-06 | Com Faucet Aerators (Elec) - Hot-Dry ¦ SCE ¦ Hot-Dry | Com Faucet Aerators (Elec) - Hot-Dry | 0.12329 | 1 | 0.41 | SME Input | -10.1776 | 2012 | 0.6 | SWWH019-06
COM-WATERHEAT-35.52 | Com ¦ Normal Flow Faucet (Elec WH) - Hot-Dry ¦ SCE ¦ Hot-Dry | Com ¦ Normal Flow Faucet (Elec WH) - Hot-Dry | SCE ¦ Hot-Dry | SCE | All | Electric | Commercial faucet aerator (electric WH) | Average Existing and Code |  |  | 0 | Conventional | WaterHeat | Com - Lodging | Com | RET Only | 0 | 1000 sqft2 of floor space | Each | 6.67 | DEER:Indoor_CFL_Ltg | 155.5333 | 0.0492 | 0 | SWWH019-06 | 0 | 2024 | 0 | 2024 | 0 | 0 | SWWH019-06 | Com Faucet Aerators (Elec) - Hot-Dry ¦ SCE ¦ Hot-Dry | Com Faucet Aerators (Elec) - Hot-Dry | 0.23177 | 1 | 0.41 | SME Input | -24.5249 | 2012 | 0.6 | SWWH019-06
COM-WATERHEAT-35.53 | Com ¦ Normal Flow Faucet (Elec WH) - Hot-Dry ¦ SCE ¦ Hot-Dry | Com ¦ Normal Flow Faucet (Elec WH) - Hot-Dry | SCE ¦ Hot-Dry | SCE | All | Electric | Commercial faucet aerator (electric WH) | Average Existing and Code |  |  | 0 | Conventional | WaterHeat | Com - Office (Large) | Com | RET Only | 0 | 1000 sqft2 of floor space | Each | 6.67 | DEER:Indoor_CFL_Ltg | 155.5333 | 0.0492 | 0 | SWWH019-06 | 0 | 2024 | 0 | 2024 | 0 | 0 | SWWH019-06 | Com Faucet Aerators (Elec) - Hot-Dry ¦ SCE ¦ Hot-Dry | Com Faucet Aerators (Elec) - Hot-Dry | 0.026941 | 1 | 0.41 | SME Input | -15.468 | 2012 | 0.6 | SWWH019-06
COM-WATERHEAT-35.54 | Com ¦ Normal Flow Faucet (Elec WH) - Hot-Dry ¦ SCE ¦ Hot-Dry | Com ¦ Normal Flow Faucet (Elec WH) - Hot-Dry | SCE ¦ Hot-Dry | SCE | All | Electric | Commercial faucet aerator (electric WH) | Average Existing and Code |  |  | 0 | Conventional | WaterHeat | Com - Office (Small) | Com | RET Only | 0 | 1000 sqft2 of floor space | Each | 6.67 | DEER:Indoor_CFL_Ltg | 155.5333 | 0.0492 | 0 | SWWH019-06 | 0 | 2024 | 0 | 2024 | 0 | 0 | SWWH019-06 | Com Faucet Aerators (Elec) - Hot-Dry ¦ SCE ¦ Hot-Dry | Com Faucet Aerators (Elec) - Hot-Dry | 0.026941 | 1 | 0.41 | SME Input | -7.1309 | 2012 | 0.6 | SWWH019-06
COM-WATERHEAT-35.55 | Com ¦ Normal Flow Faucet (Elec WH) - Hot-Dry ¦ SCE ¦ Hot-Dry | Com ¦ Normal Flow Faucet (Elec WH) - Hot-Dry | SCE ¦ Hot-Dry | SCE | All | Electric | Commercial faucet aerator (electric WH) | Average Existing and Code |  |  | 0 | Conventional | WaterHeat | Com - Other | Com | RET Only | 0 | 1000 sqft2 of floor space | Each | 6.67 | DEER:Indoor_CFL_Ltg | 155.5333 | 0.0492 | 0 | SWWH019-06 | 0 | 2024 | 0 | 2024 | 0 | 0 | SWWH019-06 | Com Faucet Aerators (Elec) - Hot-Dry ¦ SCE ¦ Hot-Dry | Com Faucet Aerators (Elec) - Hot-Dry | 0.041095 | 1 | 0.41 | SME Input | -17.1747 | 2012 | 0.6 | SWWH019-06
COM-WATERHEAT-35.56 | Com ¦ Normal Flow Faucet (Elec WH) - Hot-Dry ¦ SCE ¦ Hot-Dry | Com ¦ Normal Flow Faucet (Elec WH) - Hot-Dry | SCE ¦ Hot-Dry | SCE | All | Electric | Commercial faucet aerator (electric WH) | Average Existing and Code |  |  | 0 | Conventional | WaterHeat | Com - Refrig. Warehouse | Com | RET Only | 0 | 1000 sqft2 of floor space | Each | 6.67 | DEER:Indoor_CFL_Ltg | 155.5333 | 0.0492 | 0 | SWWH019-06 | 0 | 2024 | 0 | 2024 | 0 | 0 | SWWH019-06 | Com Faucet Aerators (Elec) - Hot-Dry ¦ SCE ¦ Hot-Dry | Com Faucet Aerators (Elec) - Hot-Dry | 0.040374 | 1 | 0.41 | SME Input | -2.7791 | 2012 | 0.6 | SWWH019-06
COM-WATERHEAT-35.57 | Com ¦ Normal Flow Faucet (Elec WH) - Hot-Dry ¦ SCE ¦ Hot-Dry | Com ¦ Normal Flow Faucet (Elec WH) - Hot-Dry | SCE ¦ Hot-Dry | SCE | All | Electric | Commercial faucet aerator (electric WH) | Average Existing and Code |  |  | 0 | Conventional | WaterHeat | Com - Restaurant | Com | RET Only | 0 | 1000 sqft2 of floor space | Each | 6.67 | DEER:Indoor_CFL_Ltg | 155.5333 | 0.0492 | 0 | SWWH019-06 | 0 | 2024 | 0 | 2024 | 0 | 0 | SWWH019-06 | Com Faucet Aerators (Elec) - Hot-Dry ¦ SCE ¦ Hot-Dry | Com Faucet Aerators (Elec) - Hot-Dry | 0.14219 | 1 | 0.41 | SME Input | -2.764 | 2012 | 0.6 | SWWH019-06
COM-WATERHEAT-35.58 | Com ¦ Normal Flow Faucet (Elec WH) - Hot-Dry ¦ SCE ¦ Hot-Dry | Com ¦ Normal Flow Faucet (Elec WH) - Hot-Dry | SCE ¦ Hot-Dry | SCE | All | Electric | Commercial faucet aerator (electric WH) | Average Existing and Code |  |  | 0 | Conventional | WaterHeat | Com - Retail | Com | RET Only | 0 | 1000 sqft2 of floor space | Each | 6.67 | DEER:Indoor_CFL_Ltg | 155.5333 | 0.0492 | 0 | SWWH019-06 | 0 | 2024 | 0 | 2024 | 0 | 0 | SWWH019-06 | Com Faucet Aerators (Elec) - Hot-Dry ¦ SCE ¦ Hot-Dry | Com Faucet Aerators (Elec) - Hot-Dry | 0.029573 | 1 | 0.41 | SME Input | -54.6416 | 2012 | 0.6 | SWWH019-06
COM-WATERHEAT-35.59 | Com ¦ Normal Flow Faucet (Elec WH) - Hot-Dry ¦ SCE ¦ Hot-Dry | Com ¦ Normal Flow Faucet (Elec WH) - Hot-Dry | SCE ¦ Hot-Dry | SCE | All | Electric | Commercial faucet aerator (electric WH) | Average Existing and Code |  |  | 0 | Conventional | WaterHeat | Com - School | Com | RET Only | 0 | 1000 sqft2 of floor space | Each | 6.67 | DEER:Indoor_CFL_Ltg | 155.5333 | 0.0492 | 0 | SWWH019-06 | 0 | 2024 | 0 | 2024 | 0 | 0 | SWWH019-06 | Com Faucet Aerators (Elec) - Hot-Dry ¦ SCE ¦ Hot-Dry | Com Faucet Aerators (Elec) - Hot-Dry | 0.046744 | 1 | 0.41 | SME Input | -25.608 | 2012 | 0.6 | SWWH019-06
COM-WATERHEAT-35.60 | Com ¦ Normal Flow Faucet (Elec WH) - Hot-Dry ¦ SCE ¦ Hot-Dry | Com ¦ Normal Flow Faucet (Elec WH) - Hot-Dry | SCE ¦ Hot-Dry | SCE | All | Electric | Commercial faucet aerator (electric WH) | Average Existing and Code |  |  | 0 | Conventional | WaterHeat | Com - Warehouse | Com | RET Only | 0 | 1000 sqft2 of floor space | Each | 6.67 | DEER:Indoor_CFL_Ltg | 155.5333 | 0.0492 | 0 | SWWH019-06 | 0 | 2024 | 0 | 2024 | 0 | 0 | SWWH019-06 | Com Faucet Aerators (Elec) - Hot-Dry ¦ SCE ¦ Hot-Dry | Com Faucet Aerators (Elec) - Hot-Dry | 0.040374 | 1 | 0.41 | SME Input | -46.6171 | 2012 | 0.6 | SWWH019-06
COM-WATERHEAT-35.61 | Com ¦ Normal Flow Faucet (Elec WH) - Cold ¦ SCE ¦ Cold | Com ¦ Normal Flow Faucet (Elec WH) - Cold | SCE ¦ Cold | SCE | All | Electric | Commercial faucet aerator (electric WH) | Average Existing and Code |  |  | 0 | Conventional | WaterHeat | Com - College | Com | RET Only | 0 | 1000 sqft2 of floor space | Each | 6.67 | DEER:Indoor_CFL_Ltg | 216 | 0.068467 | 0 | SWWH019-06 | 0 | 2024 | 0 | 2024 | 0 | 0 | SWWH019-06 | Com Faucet Aerators (Elec) - Cold ¦ SCE ¦ Cold | Com Faucet Aerators (Elec) - Cold | 0.12329 | 1 | 0.41 | SME Input | -16.3076 | 2012 | 0.6 | SWWH019-06
COM-WATERHEAT-35.62 | Com ¦ Normal Flow Faucet (Elec WH) - Cold ¦ SCE ¦ Cold | Com ¦ Normal Flow Faucet (Elec WH) - Cold | SCE ¦ Cold | SCE | All | Electric | Commercial faucet aerator (electric WH) | Average Existing and Code |  |  | 0 | Conventional | WaterHeat | Com - Grocery | Com | RET Only | 0 | 1000 sqft2 of floor space | Each | 6.67 | DEER:Indoor_CFL_Ltg | 216 | 0.068467 | 0 | SWWH019-06 | 0 | 2024 | 0 | 2024 | 0 | 0 | SWWH019-06 | Com Faucet Aerators (Elec) - Cold ¦ SCE ¦ Cold | Com Faucet Aerators (Elec) - Cold | 0.087193 | 1 | 0.41 | SME Input | -12.1497 | 2012 | 0.6 | SWWH019-06
COM-WATERHEAT-35.63 | Com ¦ Normal Flow Faucet (Elec WH) - Cold ¦ SCE ¦ Cold | Com ¦ Normal Flow Faucet (Elec WH) - Cold | SCE ¦ Cold | SCE | All | Electric | Commercial faucet aerator (electric WH) | Average Existing and Code |  |  | 0 | Conventional | WaterHeat | Com - Health | Com | RET Only | 0 | 1000 sqft2 of floor space | Each | 6.67 | DEER:Indoor_CFL_Ltg | 216 | 0.068467 | 0 | SWWH019-06 | 0 | 2024 | 0 | 2024 | 0 | 0 | SWWH019-06 | Com Faucet Aerators (Elec) - Cold ¦ SCE ¦ Cold | Com Faucet Aerators (Elec) - Cold | 0.12329 | 1 | 0.41 | SME Input | -14.1343 | 2012 | 0.6 | SWWH019-06
COM-WATERHEAT-35.64 | Com ¦ Normal Flow Faucet (Elec WH) - Cold ¦ SCE ¦ Cold | Com ¦ Normal Flow Faucet (Elec WH) - Cold | SCE ¦ Cold | SCE | All | Electric | Commercial faucet aerator (electric WH) | Average Existing and Code |  |  | 0 | Conventional | WaterHeat | Com - Lodging | Com | RET Only | 0 | 1000 sqft2 of floor space | Each | 6.67 | DEER:Indoor_CFL_Ltg | 216 | 0.068467 | 0 | SWWH019-06 | 0 | 2024 | 0 | 2024 | 0 | 0 | SWWH019-06 | Com Faucet Aerators (Elec) - Cold ¦ SCE ¦ Cold | Com Faucet Aerators (Elec) - Cold | 0.23177 | 1 | 0.41 | SME Input | -34.0594 | 2012 | 0.6 | SWWH019-06
COM-WATERHEAT-35.65 | Com ¦ Normal Flow Faucet (Elec WH) - Cold ¦ SCE ¦ Cold | Com ¦ Normal Flow Faucet (Elec WH) - Cold | SCE ¦ Cold | SCE | All | Electric | Commercial faucet aerator (electric WH) | Average Existing and Code |  |  | 0 | Conventional | WaterHeat | Com - Office (Large) | Com | RET Only | 0 | 1000 sqft2 of floor space | Each | 6.67 | DEER:Indoor_CFL_Ltg | 216 | 0.068467 | 0 | SWWH019-06 | 0 | 2024 | 0 | 2024 | 0 | 0 | SWWH019-06 | Com Faucet Aerators (Elec) - Cold ¦ SCE ¦ Cold | Com Faucet Aerators (Elec) - Cold | 0.026941 | 1 | 0.41 | SME Input | -21.4815 | 2012 | 0.6 | SWWH019-06
COM-WATERHEAT-35.66 | Com ¦ Normal Flow Faucet (Elec WH) - Cold ¦ SCE ¦ Cold | Com ¦ Normal Flow Faucet (Elec WH) - Cold | SCE ¦ Cold | SCE | All | Electric | Commercial faucet aerator (electric WH) | Average Existing and Code |  |  | 0 | Conventional | WaterHeat | Com - Office (Small) | Com | RET Only | 0 | 1000 sqft2 of floor space | Each | 6.67 | DEER:Indoor_CFL_Ltg | 216 | 0.068467 | 0 | SWWH019-06 | 0 | 2024 | 0 | 2024 | 0 | 0 | SWWH019-06 | Com Faucet Aerators (Elec) - Cold ¦ SCE ¦ Cold | Com Faucet Aerators (Elec) - Cold | 0.026941 | 1 | 0.41 | SME Input | -9.9032 | 2012 | 0.6 | SWWH019-06
COM-WATERHEAT-35.67 | Com ¦ Normal Flow Faucet (Elec WH) - Cold ¦ SCE ¦ Cold | Com ¦ Normal Flow Faucet (Elec WH) - Cold | SCE ¦ Cold | SCE | All | Electric | Commercial faucet aerator (electric WH) | Average Existing and Code |  |  | 0 | Conventional | WaterHeat | Com - Other | Com | RET Only | 0 | 1000 sqft2 of floor space | Each | 6.67 | DEER:Indoor_CFL_Ltg | 216 | 0.068467 | 0 | SWWH019-06 | 0 | 2024 | 0 | 2024 | 0 | 0 | SWWH019-06 | Com Faucet Aerators (Elec) - Cold ¦ SCE ¦ Cold | Com Faucet Aerators (Elec) - Cold | 0.041095 | 1 | 0.41 | SME Input | -23.8517 | 2012 | 0.6 | SWWH019-06
COM-WATERHEAT-35.68 | Com ¦ Normal Flow Faucet (Elec WH) - Cold ¦ SCE ¦ Cold | Com ¦ Normal Flow Faucet (Elec WH) - Cold | SCE ¦ Cold | SCE | All | Electric | Commercial faucet aerator (electric WH) | Average Existing and Code |  |  | 0 | Conventional | WaterHeat | Com - Refrig. Warehouse | Com | RET Only | 0 | 1000 sqft2 of floor space | Each | 6.67 | DEER:Indoor_CFL_Ltg | 216 | 0.068467 | 0 | SWWH019-06 | 0 | 2024 | 0 | 2024 | 0 | 0 | SWWH019-06 | Com Faucet Aerators (Elec) - Cold ¦ SCE ¦ Cold | Com Faucet Aerators (Elec) - Cold | 0.040374 | 1 | 0.41 | SME Input | -3.8596 | 2012 | 0.6 | SWWH019-06
COM-WATERHEAT-35.69 | Com ¦ Normal Flow Faucet (Elec WH) - Cold ¦ SCE ¦ Cold | Com ¦ Normal Flow Faucet (Elec WH) - Cold | SCE ¦ Cold | SCE | All | Electric | Commercial faucet aerator (electric WH) | Average Existing and Code |  |  | 0 | Conventional | WaterHeat | Com - Restaurant | Com | RET Only | 0 | 1000 sqft2 of floor space | Each | 6.67 | DEER:Indoor_CFL_Ltg | 216 | 0.068467 | 0 | SWWH019-06 | 0 | 2024 | 0 | 2024 | 0 | 0 | SWWH019-06 | Com Faucet Aerators (Elec) - Cold ¦ SCE ¦ Cold | Com Faucet Aerators (Elec) - Cold | 0.14219 | 1 | 0.41 | SME Input | -3.8385 | 2012 | 0.6 | SWWH019-06
COM-WATERHEAT-35.70 | Com ¦ Normal Flow Faucet (Elec WH) - Cold ¦ SCE ¦ Cold | Com ¦ Normal Flow Faucet (Elec WH) - Cold | SCE ¦ Cold | SCE | All | Electric | Commercial faucet aerator (electric WH) | Average Existing and Code |  |  | 0 | Conventional | WaterHeat | Com - Retail | Com | RET Only | 0 | 1000 sqft2 of floor space | Each | 6.67 | DEER:Indoor_CFL_Ltg | 216 | 0.068467 | 0 | SWWH019-06 | 0 | 2024 | 0 | 2024 | 0 | 0 | SWWH019-06 | Com Faucet Aerators (Elec) - Cold ¦ SCE ¦ Cold | Com Faucet Aerators (Elec) - Cold | 0.029573 | 1 | 0.41 | SME Input | -75.8845 | 2012 | 0.6 | SWWH019-06
COM-WATERHEAT-35.71 | Com ¦ Normal Flow Faucet (Elec WH) - Cold ¦ SCE ¦ Cold | Com ¦ Normal Flow Faucet (Elec WH) - Cold | SCE ¦ Cold | SCE | All | Electric | Commercial faucet aerator (electric WH) | Average Existing and Code |  |  | 0 | Conventional | WaterHeat | Com - School | Com | RET Only | 0 | 1000 sqft2 of floor space | Each | 6.67 | DEER:Indoor_CFL_Ltg | 216 | 0.068467 | 0 | SWWH019-06 | 0 | 2024 | 0 | 2024 | 0 | 0 | SWWH019-06 | Com Faucet Aerators (Elec) - Cold ¦ SCE ¦ Cold | Com Faucet Aerators (Elec) - Cold | 0.046744 | 1 | 0.41 | SME Input | -35.5636 | 2012 | 0.6 | SWWH019-06
COM-WATERHEAT-35.72 | Com ¦ Normal Flow Faucet (Elec WH) - Cold ¦ SCE ¦ Cold | Com ¦ Normal Flow Faucet (Elec WH) - Cold | SCE ¦ Cold | SCE | All | Electric | Commercial faucet aerator (electric WH) | Average Existing and Code |  |  | 0 | Conventional | WaterHeat | Com - Warehouse | Com | RET Only | 0 | 1000 sqft2 of floor space | Each | 6.67 | DEER:Indoor_CFL_Ltg | 216 | 0.068467 | 0 | SWWH019-06 | 0 | 2024 | 0 | 2024 | 0 | 0 | SWWH019-06 | Com Faucet Aerators (Elec) - Cold ¦ SCE ¦ Cold | Com Faucet Aerators (Elec) - Cold | 0.040374 | 1 | 0.41 | SME Input | -64.7404 | 2012 | 0.6 | SWWH019-06
COM-WATERHEAT-35.73 | Com ¦ Normal Flow Faucet (Elec WH) - Marine ¦ SDG&E ¦ Marine | Com ¦ Normal Flow Faucet (Elec WH) - Marine | SDG&E ¦ Marine | SDG&E | All | Electric | Commercial faucet aerator (electric WH) | Average Existing and Code |  |  | 0 | Conventional | WaterHeat | Com - College | Com | RET Only | 0 | 1000 sqft2 of floor space | Each | 6.67 | DEER:Indoor_CFL_Ltg | 162.1333 | 0.051267 | 0 | SWWH019-06 | 0 | 2024 | 0 | 2024 | 0 | 0 | SWWH019-06 | Com Faucet Aerators (Elec) - Marine ¦ SDG&E ¦ Marine | Com Faucet Aerators (Elec) - Marine | 0.12329 | 1 | 0.41 | SME Input | -12.2407 | 2012 | 0.6 | SWWH019-06
COM-WATERHEAT-35.74 | Com ¦ Normal Flow Faucet (Elec WH) - Marine ¦ SDG&E ¦ Marine | Com ¦ Normal Flow Faucet (Elec WH) - Marine | SDG&E ¦ Marine | SDG&E | All | Electric | Commercial faucet aerator (electric WH) | Average Existing and Code |  |  | 0 | Conventional | WaterHeat | Com - Grocery | Com | RET Only | 0 | 1000 sqft2 of floor space | Each | 6.67 | DEER:Indoor_CFL_Ltg | 162.1333 | 0.051267 | 0 | SWWH019-06 | 0 | 2024 | 0 | 2024 | 0 | 0 | SWWH019-06 | Com Faucet Aerators (Elec) - Marine ¦ SDG&E ¦ Marine | Com Faucet Aerators (Elec) - Marine | 0.087193 | 1 | 0.41 | SME Input | -9.1198 | 2012 | 0.6 | SWWH019-06
COM-WATERHEAT-35.75 | Com ¦ Normal Flow Faucet (Elec WH) - Marine ¦ SDG&E ¦ Marine | Com ¦ Normal Flow Faucet (Elec WH) - Marine | SDG&E ¦ Marine | SDG&E | All | Electric | Commercial faucet aerator (electric WH) | Average Existing and Code |  |  | 0 | Conventional | WaterHeat | Com - Health | Com | RET Only | 0 | 1000 sqft2 of floor space | Each | 6.67 | DEER:Indoor_CFL_Ltg | 162.1333 | 0.051267 | 0 | SWWH019-06 | 0 | 2024 | 0 | 2024 | 0 | 0 | SWWH019-06 | Com Faucet Aerators (Elec) - Marine ¦ SDG&E ¦ Marine | Com Faucet Aerators (Elec) - Marine | 0.12329 | 1 | 0.41 | SME Input | -10.6095 | 2012 | 0.6 | SWWH019-06
COM-WATERHEAT-35.76 | Com ¦ Normal Flow Faucet (Elec WH) - Marine ¦ SDG&E ¦ Marine | Com ¦ Normal Flow Faucet (Elec WH) - Marine | SDG&E ¦ Marine | SDG&E | All | Electric | Commercial faucet aerator (electric WH) | Average Existing and Code |  |  | 0 | Conventional | WaterHeat | Com - Lodging | Com | RET Only | 0 | 1000 sqft2 of floor space | Each | 6.67 | DEER:Indoor_CFL_Ltg | 162.1333 | 0.051267 | 0 | SWWH019-06 | 0 | 2024 | 0 | 2024 | 0 | 0 | SWWH019-06 | Com Faucet Aerators (Elec) - Marine ¦ SDG&E ¦ Marine | Com Faucet Aerators (Elec) - Marine | 0.23177 | 1 | 0.41 | SME Input | -25.5656 | 2012 | 0.6 | SWWH019-06
COM-WATERHEAT-35.77 | Com ¦ Normal Flow Faucet (Elec WH) - Marine ¦ SDG&E ¦ Marine | Com ¦ Normal Flow Faucet (Elec WH) - Marine | SDG&E ¦ Marine | SDG&E | All | Electric | Commercial faucet aerator (electric WH) | Average Existing and Code |  |  | 0 | Conventional | WaterHeat | Com - Office (Large) | Com | RET Only | 0 | 1000 sqft2 of floor space | Each | 6.67 | DEER:Indoor_CFL_Ltg | 162.1333 | 0.051267 | 0 | SWWH019-06 | 0 | 2024 | 0 | 2024 | 0 | 0 | SWWH019-06 | Com Faucet Aerators (Elec) - Marine ¦ SDG&E ¦ Marine | Com Faucet Aerators (Elec) - Marine | 0.026941 | 1 | 0.41 | SME Input | -16.1244 | 2012 | 0.6 | SWWH019-06
COM-WATERHEAT-35.78 | Com ¦ Normal Flow Faucet (Elec WH) - Marine ¦ SDG&E ¦ Marine | Com ¦ Normal Flow Faucet (Elec WH) - Marine | SDG&E ¦ Marine | SDG&E | All | Electric | Commercial faucet aerator (electric WH) | Average Existing and Code |  |  | 0 | Conventional | WaterHeat | Com - Office (Small) | Com | RET Only | 0 | 1000 sqft2 of floor space | Each | 6.67 | DEER:Indoor_CFL_Ltg | 162.1333 | 0.051267 | 0 | SWWH019-06 | 0 | 2024 | 0 | 2024 | 0 | 0 | SWWH019-06 | Com Faucet Aerators (Elec) - Marine ¦ SDG&E ¦ Marine | Com Faucet Aerators (Elec) - Marine | 0.026941 | 1 | 0.41 | SME Input | -7.4335 | 2012 | 0.6 | SWWH019-06
COM-WATERHEAT-35.79 | Com ¦ Normal Flow Faucet (Elec WH) - Marine ¦ SDG&E ¦ Marine | Com ¦ Normal Flow Faucet (Elec WH) - Marine | SDG&E ¦ Marine | SDG&E | All | Electric | Commercial faucet aerator (electric WH) | Average Existing and Code |  |  | 0 | Conventional | WaterHeat | Com - Other | Com | RET Only | 0 | 1000 sqft2 of floor space | Each | 6.67 | DEER:Indoor_CFL_Ltg | 162.1333 | 0.051267 | 0 | SWWH019-06 | 0 | 2024 | 0 | 2024 | 0 | 0 | SWWH019-06 | Com Faucet Aerators (Elec) - Marine ¦ SDG&E ¦ Marine | Com Faucet Aerators (Elec) - Marine | 0.041095 | 1 | 0.41 | SME Input | -17.9035 | 2012 | 0.6 | SWWH019-06
COM-WATERHEAT-35.80 | Com ¦ Normal Flow Faucet (Elec WH) - Marine ¦ SDG&E ¦ Marine | Com ¦ Normal Flow Faucet (Elec WH) - Marine | SDG&E ¦ Marine | SDG&E | All | Electric | Commercial faucet aerator (electric WH) | Average Existing and Code |  |  | 0 | Conventional | WaterHeat | Com - Refrig. Warehouse | Com | RET Only | 0 | 1000 sqft2 of floor space | Each | 6.67 | DEER:Indoor_CFL_Ltg | 162.1333 | 0.051267 | 0 | SWWH019-06 | 0 | 2024 | 0 | 2024 | 0 | 0 | SWWH019-06 | Com Faucet Aerators (Elec) - Marine ¦ SDG&E ¦ Marine | Com Faucet Aerators (Elec) - Marine | 0.040374 | 1 | 0.41 | SME Input | -2.8971 | 2012 | 0.6 | SWWH019-06
COM-WATERHEAT-35.81 | Com ¦ Normal Flow Faucet (Elec WH) - Marine ¦ SDG&E ¦ Marine | Com ¦ Normal Flow Faucet (Elec WH) - Marine | SDG&E ¦ Marine | SDG&E | All | Electric | Commercial faucet aerator (electric WH) | Average Existing and Code |  |  | 0 | Conventional | WaterHeat | Com - Restaurant | Com | RET Only | 0 | 1000 sqft2 of floor space | Each | 6.67 | DEER:Indoor_CFL_Ltg | 162.1333 | 0.051267 | 0 | SWWH019-06 | 0 | 2024 | 0 | 2024 | 0 | 0 | SWWH019-06 | Com Faucet Aerators (Elec) - Marine ¦ SDG&E ¦ Marine | Com Faucet Aerators (Elec) - Marine | 0.14219 | 1 | 0.41 | SME Input | -2.8813 | 2012 | 0.6 | SWWH019-06
COM-WATERHEAT-35.82 | Com ¦ Normal Flow Faucet (Elec WH) - Marine ¦ SDG&E ¦ Marine | Com ¦ Normal Flow Faucet (Elec WH) - Marine | SDG&E ¦ Marine | SDG&E | All | Electric | Commercial faucet aerator (electric WH) | Average Existing and Code |  |  | 0 | Conventional | WaterHeat | Com - Retail | Com | RET Only | 0 | 1000 sqft2 of floor space | Each | 6.67 | DEER:Indoor_CFL_Ltg | 162.1333 | 0.051267 | 0 | SWWH019-06 | 0 | 2024 | 0 | 2024 | 0 | 0 | SWWH019-06 | Com Faucet Aerators (Elec) - Marine ¦ SDG&E ¦ Marine | Com Faucet Aerators (Elec) - Marine | 0.029573 | 1 | 0.41 | SME Input | -56.9602 | 2012 | 0.6 | SWWH019-06
COM-WATERHEAT-35.83 | Com ¦ Normal Flow Faucet (Elec WH) - Marine ¦ SDG&E ¦ Marine | Com ¦ Normal Flow Faucet (Elec WH) - Marine | SDG&E ¦ Marine | SDG&E | All | Electric | Commercial faucet aerator (electric WH) | Average Existing and Code |  |  | 0 | Conventional | WaterHeat | Com - School | Com | RET Only | 0 | 1000 sqft2 of floor space | Each | 6.67 | DEER:Indoor_CFL_Ltg | 162.1333 | 0.051267 | 0 | SWWH019-06 | 0 | 2024 | 0 | 2024 | 0 | 0 | SWWH019-06 | Com Faucet Aerators (Elec) - Marine ¦ SDG&E ¦ Marine | Com Faucet Aerators (Elec) - Marine | 0.046744 | 1 | 0.41 | SME Input | -26.6946 | 2012 | 0.6 | SWWH019-06
COM-WATERHEAT-35.84 | Com ¦ Normal Flow Faucet (Elec WH) - Marine ¦ SDG&E ¦ Marine | Com ¦ Normal Flow Faucet (Elec WH) - Marine | SDG&E ¦ Marine | SDG&E | All | Electric | Commercial faucet aerator (electric WH) | Average Existing and Code |  |  | 0 | Conventional | WaterHeat | Com - Warehouse | Com | RET Only | 0 | 1000 sqft2 of floor space | Each | 6.67 | DEER:Indoor_CFL_Ltg | 162.1333 | 0.051267 | 0 | SWWH019-06 | 0 | 2024 | 0 | 2024 | 0 | 0 | SWWH019-06 | Com Faucet Aerators (Elec) - Marine ¦ SDG&E ¦ Marine | Com Faucet Aerators (Elec) - Marine | 0.040374 | 1 | 0.41 | SME Input | -48.5952 | 2012 | 0.6 | SWWH019-06
COM-WATERHEAT-35.85 | Com ¦ Normal Flow Faucet (Elec WH) - Hot-Dry ¦ SDG&E ¦ Hot-Dry | Com ¦ Normal Flow Faucet (Elec WH) - Hot-Dry | SDG&E ¦ Hot-Dry | SDG&E | All | Electric | Commercial faucet aerator (electric WH) | Average Existing and Code |  |  | 0 | Conventional | WaterHeat | Com - College | Com | RET Only | 0 | 1000 sqft2 of floor space | Each | 6.67 | DEER:Indoor_CFL_Ltg | 161.0667 | 0.050967 | 0 | SWWH019-06 | 0 | 2024 | 0 | 2024 | 0 | 0 | SWWH019-06 | Com Faucet Aerators (Elec) - Hot-Dry ¦ SDG&E ¦ Hot-Dry | Com Faucet Aerators (Elec) - Hot-Dry | 0.12329 | 1 | 0.41 | SME Input | -12.1602 | 2012 | 0.6 | SWWH019-06
COM-WATERHEAT-35.86 | Com ¦ Normal Flow Faucet (Elec WH) - Hot-Dry ¦ SDG&E ¦ Hot-Dry | Com ¦ Normal Flow Faucet (Elec WH) - Hot-Dry | SDG&E ¦ Hot-Dry | SDG&E | All | Electric | Commercial faucet aerator (electric WH) | Average Existing and Code |  |  | 0 | Conventional | WaterHeat | Com - Grocery | Com | RET Only | 0 | 1000 sqft2 of floor space | Each | 6.67 | DEER:Indoor_CFL_Ltg | 161.0667 | 0.050967 | 0 | SWWH019-06 | 0 | 2024 | 0 | 2024 | 0 | 0 | SWWH019-06 | Com Faucet Aerators (Elec) - Hot-Dry ¦ SDG&E ¦ Hot-Dry | Com Faucet Aerators (Elec) - Hot-Dry | 0.087193 | 1 | 0.41 | SME Input | -9.0598 | 2012 | 0.6 | SWWH019-06
COM-WATERHEAT-35.87 | Com ¦ Normal Flow Faucet (Elec WH) - Hot-Dry ¦ SDG&E ¦ Hot-Dry | Com ¦ Normal Flow Faucet (Elec WH) - Hot-Dry | SDG&E ¦ Hot-Dry | SDG&E | All | Electric | Commercial faucet aerator (electric WH) | Average Existing and Code |  |  | 0 | Conventional | WaterHeat | Com - Health | Com | RET Only | 0 | 1000 sqft2 of floor space | Each | 6.67 | DEER:Indoor_CFL_Ltg | 161.0667 | 0.050967 | 0 | SWWH019-06 | 0 | 2024 | 0 | 2024 | 0 | 0 | SWWH019-06 | Com Faucet Aerators (Elec) - Hot-Dry ¦ SDG&E ¦ Hot-Dry | Com Faucet Aerators (Elec) - Hot-Dry | 0.12329 | 1 | 0.41 | SME Input | -10.5397 | 2012 | 0.6 | SWWH019-06
COM-WATERHEAT-35.88 | Com ¦ Normal Flow Faucet (Elec WH) - Hot-Dry ¦ SDG&E ¦ Hot-Dry | Com ¦ Normal Flow Faucet (Elec WH) - Hot-Dry | SDG&E ¦ Hot-Dry | SDG&E | All | Electric | Commercial faucet aerator (electric WH) | Average Existing and Code |  |  | 0 | Conventional | WaterHeat | Com - Lodging | Com | RET Only | 0 | 1000 sqft2 of floor space | Each | 6.67 | DEER:Indoor_CFL_Ltg | 161.0667 | 0.050967 | 0 | SWWH019-06 | 0 | 2024 | 0 | 2024 | 0 | 0 | SWWH019-06 | Com Faucet Aerators (Elec) - Hot-Dry ¦ SDG&E ¦ Hot-Dry | Com Faucet Aerators (Elec) - Hot-Dry | 0.23177 | 1 | 0.41 | SME Input | -25.3974 | 2012 | 0.6 | SWWH019-06
COM-WATERHEAT-35.89 | Com ¦ Normal Flow Faucet (Elec WH) - Hot-Dry ¦ SDG&E ¦ Hot-Dry | Com ¦ Normal Flow Faucet (Elec WH) - Hot-Dry | SDG&E ¦ Hot-Dry | SDG&E | All | Electric | Commercial faucet aerator (electric WH) | Average Existing and Code |  |  | 0 | Conventional | WaterHeat | Com - Office (Large) | Com | RET Only | 0 | 1000 sqft2 of floor space | Each | 6.67 | DEER:Indoor_CFL_Ltg | 161.0667 | 0.050967 | 0 | SWWH019-06 | 0 | 2024 | 0 | 2024 | 0 | 0 | SWWH019-06 | Com Faucet Aerators (Elec) - Hot-Dry ¦ SDG&E ¦ Hot-Dry | Com Faucet Aerators (Elec) - Hot-Dry | 0.026941 | 1 | 0.41 | SME Input | -16.0183 | 2012 | 0.6 | SWWH019-06
COM-WATERHEAT-35.90 | Com ¦ Normal Flow Faucet (Elec WH) - Hot-Dry ¦ SDG&E ¦ Hot-Dry | Com ¦ Normal Flow Faucet (Elec WH) - Hot-Dry | SDG&E ¦ Hot-Dry | SDG&E | All | Electric | Commercial faucet aerator (electric WH) | Average Existing and Code |  |  | 0 | Conventional | WaterHeat | Com - Office (Small) | Com | RET Only | 0 | 1000 sqft2 of floor space | Each | 6.67 | DEER:Indoor_CFL_Ltg | 161.0667 | 0.050967 | 0 | SWWH019-06 | 0 | 2024 | 0 | 2024 | 0 | 0 | SWWH019-06 | Com Faucet Aerators (Elec) - Hot-Dry ¦ SDG&E ¦ Hot-Dry | Com Faucet Aerators (Elec) - Hot-Dry | 0.026941 | 1 | 0.41 | SME Input | -7.3846 | 2012 | 0.6 | SWWH019-06
COM-WATERHEAT-35.91 | Com ¦ Normal Flow Faucet (Elec WH) - Hot-Dry ¦ SDG&E ¦ Hot-Dry | Com ¦ Normal Flow Faucet (Elec WH) - Hot-Dry | SDG&E ¦ Hot-Dry | SDG&E | All | Electric | Commercial faucet aerator (electric WH) | Average Existing and Code |  |  | 0 | Conventional | WaterHeat | Com - Other | Com | RET Only | 0 | 1000 sqft2 of floor space | Each | 6.67 | DEER:Indoor_CFL_Ltg | 161.0667 | 0.050967 | 0 | SWWH019-06 | 0 | 2024 | 0 | 2024 | 0 | 0 | SWWH019-06 | Com Faucet Aerators (Elec) - Hot-Dry ¦ SDG&E ¦ Hot-Dry | Com Faucet Aerators (Elec) - Hot-Dry | 0.041095 | 1 | 0.41 | SME Input | -17.7857 | 2012 | 0.6 | SWWH019-06
COM-WATERHEAT-35.92 | Com ¦ Normal Flow Faucet (Elec WH) - Hot-Dry ¦ SDG&E ¦ Hot-Dry | Com ¦ Normal Flow Faucet (Elec WH) - Hot-Dry | SDG&E ¦ Hot-Dry | SDG&E | All | Electric | Commercial faucet aerator (electric WH) | Average Existing and Code |  |  | 0 | Conventional | WaterHeat | Com - Refrig. Warehouse | Com | RET Only | 0 | 1000 sqft2 of floor space | Each | 6.67 | DEER:Indoor_CFL_Ltg | 161.0667 | 0.050967 | 0 | SWWH019-06 | 0 | 2024 | 0 | 2024 | 0 | 0 | SWWH019-06 | Com Faucet Aerators (Elec) - Hot-Dry ¦ SDG&E ¦ Hot-Dry | Com Faucet Aerators (Elec) - Hot-Dry | 0.040374 | 1 | 0.41 | SME Input | -2.878 | 2012 | 0.6 | SWWH019-06
COM-WATERHEAT-35.93 | Com ¦ Normal Flow Faucet (Elec WH) - Hot-Dry ¦ SDG&E ¦ Hot-Dry | Com ¦ Normal Flow Faucet (Elec WH) - Hot-Dry | SDG&E ¦ Hot-Dry | SDG&E | All | Electric | Commercial faucet aerator (electric WH) | Average Existing and Code |  |  | 0 | Conventional | WaterHeat | Com - Restaurant | Com | RET Only | 0 | 1000 sqft2 of floor space | Each | 6.67 | DEER:Indoor_CFL_Ltg | 161.0667 | 0.050967 | 0 | SWWH019-06 | 0 | 2024 | 0 | 2024 | 0 | 0 | SWWH019-06 | Com Faucet Aerators (Elec) - Hot-Dry ¦ SDG&E ¦ Hot-Dry | Com Faucet Aerators (Elec) - Hot-Dry | 0.14219 | 1 | 0.41 | SME Input | -2.8623 | 2012 | 0.6 | SWWH019-06
COM-WATERHEAT-35.94 | Com ¦ Normal Flow Faucet (Elec WH) - Hot-Dry ¦ SDG&E ¦ Hot-Dry | Com ¦ Normal Flow Faucet (Elec WH) - Hot-Dry | SDG&E ¦ Hot-Dry | SDG&E | All | Electric | Commercial faucet aerator (electric WH) | Average Existing and Code |  |  | 0 | Conventional | WaterHeat | Com - Retail | Com | RET Only | 0 | 1000 sqft2 of floor space | Each | 6.67 | DEER:Indoor_CFL_Ltg | 161.0667 | 0.050967 | 0 | SWWH019-06 | 0 | 2024 | 0 | 2024 | 0 | 0 | SWWH019-06 | Com Faucet Aerators (Elec) - Hot-Dry ¦ SDG&E ¦ Hot-Dry | Com Faucet Aerators (Elec) - Hot-Dry | 0.029573 | 1 | 0.41 | SME Input | -56.5855 | 2012 | 0.6 | SWWH019-06
COM-WATERHEAT-35.95 | Com ¦ Normal Flow Faucet (Elec WH) - Hot-Dry ¦ SDG&E ¦ Hot-Dry | Com ¦ Normal Flow Faucet (Elec WH) - Hot-Dry | SDG&E ¦ Hot-Dry | SDG&E | All | Electric | Commercial faucet aerator (electric WH) | Average Existing and Code |  |  | 0 | Conventional | WaterHeat | Com - School | Com | RET Only | 0 | 1000 sqft2 of floor space | Each | 6.67 | DEER:Indoor_CFL_Ltg | 161.0667 | 0.050967 | 0 | SWWH019-06 | 0 | 2024 | 0 | 2024 | 0 | 0 | SWWH019-06 | Com Faucet Aerators (Elec) - Hot-Dry ¦ SDG&E ¦ Hot-Dry | Com Faucet Aerators (Elec) - Hot-Dry | 0.046744 | 1 | 0.41 | SME Input | -26.519 | 2012 | 0.6 | SWWH019-06
COM-WATERHEAT-35.96 | Com ¦ Normal Flow Faucet (Elec WH) - Hot-Dry ¦ SDG&E ¦ Hot-Dry | Com ¦ Normal Flow Faucet (Elec WH) - Hot-Dry | SDG&E ¦ Hot-Dry | SDG&E | All | Electric | Commercial faucet aerator (electric WH) | Average Existing and Code |  |  | 0 | Conventional | WaterHeat | Com - Warehouse | Com | RET Only | 0 | 1000 sqft2 of floor space | Each | 6.67 | DEER:Indoor_CFL_Ltg | 161.0667 | 0.050967 | 0 | SWWH019-06 | 0 | 2024 | 0 | 2024 | 0 | 0 | SWWH019-06 | Com Faucet Aerators (Elec) - Hot-Dry ¦ SDG&E ¦ Hot-Dry | Com Faucet Aerators (Elec) - Hot-Dry | 0.040374 | 1 | 0.41 | SME Input | -48.2755 | 2012 | 0.6 | SWWH019-06
COM-WATERHEAT-36.1 | Com ¦ Faucet Aerators (Elec WH) - Marine ¦ PG&E ¦ Marine | Com ¦ Faucet Aerators (Elec WH) - Marine | PG&E ¦ Marine | PG&E | All | Electric | Commercial faucet aerator (electric WH) | Efficient |  |  | 0 | Conventional | WaterHeat | Com - College | Com | RET Only | 0 | 1000 sqft2 of floor space | Each | 6.67 | DEER:Indoor_CFL_Ltg | 68.2667 | 0.021633 | 0 | SWWH019-06 | 14.835 | 2024 | 18.01 | 2024 | 0 | 0 | SWWH019-06 | Com Faucet Aerators (Elec) - Marine ¦ PG&E ¦ Marine | Com Faucet Aerators (Elec) - Marine | 0.12329 | 1 | 0.59 | SME Input | -5.154 | 2032 | 0.6 | SWWH019-06
COM-WATERHEAT-36.2 | Com ¦ Faucet Aerators (Elec WH) - Marine ¦ PG&E ¦ Marine | Com ¦ Faucet Aerators (Elec WH) - Marine | PG&E ¦ Marine | PG&E | All | Electric | Commercial faucet aerator (electric WH) | Efficient |  |  | 0 | Conventional | WaterHeat | Com - Grocery | Com | RET Only | 0 | 1000 sqft2 of floor space | Each | 6.67 | DEER:Indoor_CFL_Ltg | 68.2667 | 0.021633 | 0 | SWWH019-06 | 14.835 | 2024 | 18.01 | 2024 | 0 | 0 | SWWH019-06 | Com Faucet Aerators (Elec) - Marine ¦ PG&E ¦ Marine | Com Faucet Aerators (Elec) - Marine | 0.087193 | 1 | 0.59 | SME Input | -3.8399 | 2032 | 0.6 | SWWH019-06
COM-WATERHEAT-36.3 | Com ¦ Faucet Aerators (Elec WH) - Marine ¦ PG&E ¦ Marine | Com ¦ Faucet Aerators (Elec WH) - Marine | PG&E ¦ Marine | PG&E | All | Electric | Commercial faucet aerator (electric WH) | Efficient |  |  | 0 | Conventional | WaterHeat | Com - Health | Com | RET Only | 0 | 1000 sqft2 of floor space | Each | 6.67 | DEER:Indoor_CFL_Ltg | 68.2667 | 0.021633 | 0 | SWWH019-06 | 14.835 | 2024 | 18.01 | 2024 | 0 | 0 | SWWH019-06 | Com Faucet Aerators (Elec) - Marine ¦ PG&E ¦ Marine | Com Faucet Aerators (Elec) - Marine | 0.12329 | 1 | 0.59 | SME Input | -4.4671 | 2032 | 0.6 | SWWH019-06
COM-WATERHEAT-36.4 | Com ¦ Faucet Aerators (Elec WH) - Marine ¦ PG&E ¦ Marine | Com ¦ Faucet Aerators (Elec WH) - Marine | PG&E ¦ Marine | PG&E | All | Electric | Commercial faucet aerator (electric WH) | Efficient |  |  | 0 | Conventional | WaterHeat | Com - Lodging | Com | RET Only | 0 | 1000 sqft2 of floor space | Each | 6.67 | DEER:Indoor_CFL_Ltg | 68.2667 | 0.021633 | 0 | SWWH019-06 | 14.835 | 2024 | 18.01 | 2024 | 0 | 0 | SWWH019-06 | Com Faucet Aerators (Elec) - Marine ¦ PG&E ¦ Marine | Com Faucet Aerators (Elec) - Marine | 0.23177 | 1 | 0.59 | SME Input | -10.7645 | 2032 | 0.6 | SWWH019-06
COM-WATERHEAT-36.5 | Com ¦ Faucet Aerators (Elec WH) - Marine ¦ PG&E ¦ Marine | Com ¦ Faucet Aerators (Elec WH) - Marine | PG&E ¦ Marine | PG&E | All | Electric | Commercial faucet aerator (electric WH) | Efficient |  |  | 0 | Conventional | WaterHeat | Com - Office (Large) | Com | RET Only | 0 | 1000 sqft2 of floor space | Each | 6.67 | DEER:Indoor_CFL_Ltg | 68.2667 | 0.021633 | 0 | SWWH019-06 | 14.835 | 2024 | 18.01 | 2024 | 0 | 0 | SWWH019-06 | Com Faucet Aerators (Elec) - Marine ¦ PG&E ¦ Marine | Com Faucet Aerators (Elec) - Marine | 0.026941 | 1 | 0.59 | SME Input | -6.7892 | 2032 | 0.6 | SWWH019-06
COM-WATERHEAT-36.6 | Com ¦ Faucet Aerators (Elec WH) - Marine ¦ PG&E ¦ Marine | Com ¦ Faucet Aerators (Elec WH) - Marine | PG&E ¦ Marine | PG&E | All | Electric | Commercial faucet aerator (electric WH) | Efficient |  |  | 0 | Conventional | WaterHeat | Com - Office (Small) | Com | RET Only | 0 | 1000 sqft2 of floor space | Each | 6.67 | DEER:Indoor_CFL_Ltg | 68.2667 | 0.021633 | 0 | SWWH019-06 | 14.835 | 2024 | 18.01 | 2024 | 0 | 0 | SWWH019-06 | Com Faucet Aerators (Elec) - Marine ¦ PG&E ¦ Marine | Com Faucet Aerators (Elec) - Marine | 0.026941 | 1 | 0.59 | SME Input | -3.1299 | 2032 | 0.6 | SWWH019-06
COM-WATERHEAT-36.7 | Com ¦ Faucet Aerators (Elec WH) - Marine ¦ PG&E ¦ Marine | Com ¦ Faucet Aerators (Elec WH) - Marine | PG&E ¦ Marine | PG&E | All | Electric | Commercial faucet aerator (electric WH) | Efficient |  |  | 0 | Conventional | WaterHeat | Com - Other | Com | RET Only | 0 | 1000 sqft2 of floor space | Each | 6.67 | DEER:Indoor_CFL_Ltg | 68.2667 | 0.021633 | 0 | SWWH019-06 | 14.835 | 2024 | 18.01 | 2024 | 0 | 0 | SWWH019-06 | Com Faucet Aerators (Elec) - Marine ¦ PG&E ¦ Marine | Com Faucet Aerators (Elec) - Marine | 0.041095 | 1 | 0.59 | SME Input | -7.5383 | 2032 | 0.6 | SWWH019-06
COM-WATERHEAT-36.8 | Com ¦ Faucet Aerators (Elec WH) - Marine ¦ PG&E ¦ Marine | Com ¦ Faucet Aerators (Elec WH) - Marine | PG&E ¦ Marine | PG&E | All | Electric | Commercial faucet aerator (electric WH) | Efficient |  |  | 0 | Conventional | WaterHeat | Com - Refrig. Warehouse | Com | RET Only | 0 | 1000 sqft2 of floor space | Each | 6.67 | DEER:Indoor_CFL_Ltg | 68.2667 | 0.021633 | 0 | SWWH019-06 | 14.835 | 2024 | 18.01 | 2024 | 0 | 0 | SWWH019-06 | Com Faucet Aerators (Elec) - Marine ¦ PG&E ¦ Marine | Com Faucet Aerators (Elec) - Marine | 0.040374 | 1 | 0.59 | SME Input | -1.2198 | 2032 | 0.6 | SWWH019-06
COM-WATERHEAT-36.9 | Com ¦ Faucet Aerators (Elec WH) - Marine ¦ PG&E ¦ Marine | Com ¦ Faucet Aerators (Elec WH) - Marine | PG&E ¦ Marine | PG&E | All | Electric | Commercial faucet aerator (electric WH) | Efficient |  |  | 0 | Conventional | WaterHeat | Com - Restaurant | Com | RET Only | 0 | 1000 sqft2 of floor space | Each | 6.67 | DEER:Indoor_CFL_Ltg | 68.2667 | 0.021633 | 0 | SWWH019-06 | 14.835 | 2024 | 18.01 | 2024 | 0 | 0 | SWWH019-06 | Com Faucet Aerators (Elec) - Marine ¦ PG&E ¦ Marine | Com Faucet Aerators (Elec) - Marine | 0.14219 | 1 | 0.59 | SME Input | -1.2132 | 2032 | 0.6 | SWWH019-06
COM-WATERHEAT-36.10 | Com ¦ Faucet Aerators (Elec WH) - Marine ¦ PG&E ¦ Marine | Com ¦ Faucet Aerators (Elec WH) - Marine | PG&E ¦ Marine | PG&E | All | Electric | Commercial faucet aerator (electric WH) | Efficient |  |  | 0 | Conventional | WaterHeat | Com - Retail | Com | RET Only | 0 | 1000 sqft2 of floor space | Each | 6.67 | DEER:Indoor_CFL_Ltg | 68.2667 | 0.021633 | 0 | SWWH019-06 | 14.835 | 2024 | 18.01 | 2024 | 0 | 0 | SWWH019-06 | Com Faucet Aerators (Elec) - Marine ¦ PG&E ¦ Marine | Com Faucet Aerators (Elec) - Marine | 0.029573 | 1 | 0.59 | SME Input | -23.9833 | 2032 | 0.6 | SWWH019-06
COM-WATERHEAT-36.11 | Com ¦ Faucet Aerators (Elec WH) - Marine ¦ PG&E ¦ Marine | Com ¦ Faucet Aerators (Elec WH) - Marine | PG&E ¦ Marine | PG&E | All | Electric | Commercial faucet aerator (electric WH) | Efficient |  |  | 0 | Conventional | WaterHeat | Com - School | Com | RET Only | 0 | 1000 sqft2 of floor space | Each | 6.67 | DEER:Indoor_CFL_Ltg | 68.2667 | 0.021633 | 0 | SWWH019-06 | 14.835 | 2024 | 18.01 | 2024 | 0 | 0 | SWWH019-06 | Com Faucet Aerators (Elec) - Marine ¦ PG&E ¦ Marine | Com Faucet Aerators (Elec) - Marine | 0.046744 | 1 | 0.59 | SME Input | -11.2398 | 2032 | 0.6 | SWWH019-06
COM-WATERHEAT-36.12 | Com ¦ Faucet Aerators (Elec WH) - Marine ¦ PG&E ¦ Marine | Com ¦ Faucet Aerators (Elec WH) - Marine | PG&E ¦ Marine | PG&E | All | Electric | Commercial faucet aerator (electric WH) | Efficient |  |  | 0 | Conventional | WaterHeat | Com - Warehouse | Com | RET Only | 0 | 1000 sqft2 of floor space | Each | 6.67 | DEER:Indoor_CFL_Ltg | 68.2667 | 0.021633 | 0 | SWWH019-06 | 14.835 | 2024 | 18.01 | 2024 | 0 | 0 | SWWH019-06 | Com Faucet Aerators (Elec) - Marine ¦ PG&E ¦ Marine | Com Faucet Aerators (Elec) - Marine | 0.040374 | 1 | 0.59 | SME Input | -20.4612 | 2032 | 0.6 | SWWH019-06
COM-WATERHEAT-36.13 | Com ¦ Faucet Aerators (Elec WH) - Hot-Dry ¦ PG&E ¦ Hot-Dry | Com ¦ Faucet Aerators (Elec WH) - Hot-Dry | PG&E ¦ Hot-Dry | PG&E | All | Electric | Commercial faucet aerator (electric WH) | Efficient |  |  | 0 | Conventional | WaterHeat | Com - College | Com | RET Only | 0 | 1000 sqft2 of floor space | Each | 6.67 | DEER:Indoor_CFL_Ltg | 61.9333 | 0.01961 | 0 | SWWH019-06 | 14.835 | 2024 | 18.01 | 2024 | 0 | 0 | SWWH019-06 | Com Faucet Aerators (Elec) - Hot-Dry ¦ PG&E ¦ Hot-Dry | Com Faucet Aerators (Elec) - Hot-Dry | 0.12329 | 1 | 0.59 | SME Input | -4.6758 | 2032 | 0.6 | SWWH019-06
COM-WATERHEAT-36.14 | Com ¦ Faucet Aerators (Elec WH) - Hot-Dry ¦ PG&E ¦ Hot-Dry | Com ¦ Faucet Aerators (Elec WH) - Hot-Dry | PG&E ¦ Hot-Dry | PG&E | All | Electric | Commercial faucet aerator (electric WH) | Efficient |  |  | 0 | Conventional | WaterHeat | Com - Grocery | Com | RET Only | 0 | 1000 sqft2 of floor space | Each | 6.67 | DEER:Indoor_CFL_Ltg | 61.9333 | 0.01961 | 0 | SWWH019-06 | 14.835 | 2024 | 18.01 | 2024 | 0 | 0 | SWWH019-06 | Com Faucet Aerators (Elec) - Hot-Dry ¦ PG&E ¦ Hot-Dry | Com Faucet Aerators (Elec) - Hot-Dry | 0.087193 | 1 | 0.59 | SME Input | -3.4837 | 2032 | 0.6 | SWWH019-06
COM-WATERHEAT-36.15 | Com ¦ Faucet Aerators (Elec WH) - Hot-Dry ¦ PG&E ¦ Hot-Dry | Com ¦ Faucet Aerators (Elec WH) - Hot-Dry | PG&E ¦ Hot-Dry | PG&E | All | Electric | Commercial faucet aerator (electric WH) | Efficient |  |  | 0 | Conventional | WaterHeat | Com - Health | Com | RET Only | 0 | 1000 sqft2 of floor space | Each | 6.67 | DEER:Indoor_CFL_Ltg | 61.9333 | 0.01961 | 0 | SWWH019-06 | 14.835 | 2024 | 18.01 | 2024 | 0 | 0 | SWWH019-06 | Com Faucet Aerators (Elec) - Hot-Dry ¦ PG&E ¦ Hot-Dry | Com Faucet Aerators (Elec) - Hot-Dry | 0.12329 | 1 | 0.59 | SME Input | -4.0527 | 2032 | 0.6 | SWWH019-06
COM-WATERHEAT-36.16 | Com ¦ Faucet Aerators (Elec WH) - Hot-Dry ¦ PG&E ¦ Hot-Dry | Com ¦ Faucet Aerators (Elec WH) - Hot-Dry | PG&E ¦ Hot-Dry | PG&E | All | Electric | Commercial faucet aerator (electric WH) | Efficient |  |  | 0 | Conventional | WaterHeat | Com - Lodging | Com | RET Only | 0 | 1000 sqft2 of floor space | Each | 6.67 | DEER:Indoor_CFL_Ltg | 61.9333 | 0.01961 | 0 | SWWH019-06 | 14.835 | 2024 | 18.01 | 2024 | 0 | 0 | SWWH019-06 | Com Faucet Aerators (Elec) - Hot-Dry ¦ PG&E ¦ Hot-Dry | Com Faucet Aerators (Elec) - Hot-Dry | 0.23177 | 1 | 0.59 | SME Input | -9.7658 | 2032 | 0.6 | SWWH019-06
COM-WATERHEAT-36.17 | Com ¦ Faucet Aerators (Elec WH) - Hot-Dry ¦ PG&E ¦ Hot-Dry | Com ¦ Faucet Aerators (Elec WH) - Hot-Dry | PG&E ¦ Hot-Dry | PG&E | All | Electric | Commercial faucet aerator (electric WH) | Efficient |  |  | 0 | Conventional | WaterHeat | Com - Office (Large) | Com | RET Only | 0 | 1000 sqft2 of floor space | Each | 6.67 | DEER:Indoor_CFL_Ltg | 61.9333 | 0.01961 | 0 | SWWH019-06 | 14.835 | 2024 | 18.01 | 2024 | 0 | 0 | SWWH019-06 | Com Faucet Aerators (Elec) - Hot-Dry ¦ PG&E ¦ Hot-Dry | Com Faucet Aerators (Elec) - Hot-Dry | 0.026941 | 1 | 0.59 | SME Input | -6.1594 | 2032 | 0.6 | SWWH019-06
COM-WATERHEAT-36.18 | Com ¦ Faucet Aerators (Elec WH) - Hot-Dry ¦ PG&E ¦ Hot-Dry | Com ¦ Faucet Aerators (Elec WH) - Hot-Dry | PG&E ¦ Hot-Dry | PG&E | All | Electric | Commercial faucet aerator (electric WH) | Efficient |  |  | 0 | Conventional | WaterHeat | Com - Office (Small) | Com | RET Only | 0 | 1000 sqft2 of floor space | Each | 6.67 | DEER:Indoor_CFL_Ltg | 61.9333 | 0.01961 | 0 | SWWH019-06 | 14.835 | 2024 | 18.01 | 2024 | 0 | 0 | SWWH019-06 | Com Faucet Aerators (Elec) - Hot-Dry ¦ PG&E ¦ Hot-Dry | Com Faucet Aerators (Elec) - Hot-Dry | 0.026941 | 1 | 0.59 | SME Input | -2.8395 | 2032 | 0.6 | SWWH019-06
COM-WATERHEAT-36.19 | Com ¦ Faucet Aerators (Elec WH) - Hot-Dry ¦ PG&E ¦ Hot-Dry | Com ¦ Faucet Aerators (Elec WH) - Hot-Dry | PG&E ¦ Hot-Dry | PG&E | All | Electric | Commercial faucet aerator (electric WH) | Efficient |  |  | 0 | Conventional | WaterHeat | Com - Other | Com | RET Only | 0 | 1000 sqft2 of floor space | Each | 6.67 | DEER:Indoor_CFL_Ltg | 61.9333 | 0.01961 | 0 | SWWH019-06 | 14.835 | 2024 | 18.01 | 2024 | 0 | 0 | SWWH019-06 | Com Faucet Aerators (Elec) - Hot-Dry ¦ PG&E ¦ Hot-Dry | Com Faucet Aerators (Elec) - Hot-Dry | 0.041095 | 1 | 0.59 | SME Input | -6.839 | 2032 | 0.6 | SWWH019-06
COM-WATERHEAT-36.20 | Com ¦ Faucet Aerators (Elec WH) - Hot-Dry ¦ PG&E ¦ Hot-Dry | Com ¦ Faucet Aerators (Elec WH) - Hot-Dry | PG&E ¦ Hot-Dry | PG&E | All | Electric | Commercial faucet aerator (electric WH) | Efficient |  |  | 0 | Conventional | WaterHeat | Com - Refrig. Warehouse | Com | RET Only | 0 | 1000 sqft2 of floor space | Each | 6.67 | DEER:Indoor_CFL_Ltg | 61.9333 | 0.01961 | 0 | SWWH019-06 | 14.835 | 2024 | 18.01 | 2024 | 0 | 0 | SWWH019-06 | Com Faucet Aerators (Elec) - Hot-Dry ¦ PG&E ¦ Hot-Dry | Com Faucet Aerators (Elec) - Hot-Dry | 0.040374 | 1 | 0.59 | SME Input | -1.1066 | 2032 | 0.6 | SWWH019-06
COM-WATERHEAT-36.21 | Com ¦ Faucet Aerators (Elec WH) - Hot-Dry ¦ PG&E ¦ Hot-Dry | Com ¦ Faucet Aerators (Elec WH) - Hot-Dry | PG&E ¦ Hot-Dry | PG&E | All | Electric | Commercial faucet aerator (electric WH) | Efficient |  |  | 0 | Conventional | WaterHeat | Com - Restaurant | Com | RET Only | 0 | 1000 sqft2 of floor space | Each | 6.67 | DEER:Indoor_CFL_Ltg | 61.9333 | 0.01961 | 0 | SWWH019-06 | 14.835 | 2024 | 18.01 | 2024 | 0 | 0 | SWWH019-06 | Com Faucet Aerators (Elec) - Hot-Dry ¦ PG&E ¦ Hot-Dry | Com Faucet Aerators (Elec) - Hot-Dry | 0.14219 | 1 | 0.59 | SME Input | -1.1006 | 2032 | 0.6 | SWWH019-06
COM-WATERHEAT-36.22 | Com ¦ Faucet Aerators (Elec WH) - Hot-Dry ¦ PG&E ¦ Hot-Dry | Com ¦ Faucet Aerators (Elec WH) - Hot-Dry | PG&E ¦ Hot-Dry | PG&E | All | Electric | Commercial faucet aerator (electric WH) | Efficient |  |  | 0 | Conventional | WaterHeat | Com - Retail | Com | RET Only | 0 | 1000 sqft2 of floor space | Each | 6.67 | DEER:Indoor_CFL_Ltg | 61.9333 | 0.01961 | 0 | SWWH019-06 | 14.835 | 2024 | 18.01 | 2024 | 0 | 0 | SWWH019-06 | Com Faucet Aerators (Elec) - Hot-Dry ¦ PG&E ¦ Hot-Dry | Com Faucet Aerators (Elec) - Hot-Dry | 0.029573 | 1 | 0.59 | SME Input | -21.7583 | 2032 | 0.6 | SWWH019-06
COM-WATERHEAT-36.23 | Com ¦ Faucet Aerators (Elec WH) - Hot-Dry ¦ PG&E ¦ Hot-Dry | Com ¦ Faucet Aerators (Elec WH) - Hot-Dry | PG&E ¦ Hot-Dry | PG&E | All | Electric | Commercial faucet aerator (electric WH) | Efficient |  |  | 0 | Conventional | WaterHeat | Com - School | Com | RET Only | 0 | 1000 sqft2 of floor space | Each | 6.67 | DEER:Indoor_CFL_Ltg | 61.9333 | 0.01961 | 0 | SWWH019-06 | 14.835 | 2024 | 18.01 | 2024 | 0 | 0 | SWWH019-06 | Com Faucet Aerators (Elec) - Hot-Dry ¦ PG&E ¦ Hot-Dry | Com Faucet Aerators (Elec) - Hot-Dry | 0.046744 | 1 | 0.59 | SME Input | -10.1971 | 2032 | 0.6 | SWWH019-06
COM-WATERHEAT-36.24 | Com ¦ Faucet Aerators (Elec WH) - Hot-Dry ¦ PG&E ¦ Hot-Dry | Com ¦ Faucet Aerators (Elec WH) - Hot-Dry | PG&E ¦ Hot-Dry | PG&E | All | Electric | Commercial faucet aerator (electric WH) | Efficient |  |  | 0 | Conventional | WaterHeat | Com - Warehouse | Com | RET Only | 0 | 1000 sqft2 of floor space | Each | 6.67 | DEER:Indoor_CFL_Ltg | 61.9333 | 0.01961 | 0 | SWWH019-06 | 14.835 | 2024 | 18.01 | 2024 | 0 | 0 | SWWH019-06 | Com Faucet Aerators (Elec) - Hot-Dry ¦ PG&E ¦ Hot-Dry | Com Faucet Aerators (Elec) - Hot-Dry | 0.040374 | 1 | 0.59 | SME Input | -18.5629 | 2032 | 0.6 | SWWH019-06
COM-WATERHEAT-36.25 | Com ¦ Faucet Aerators (Elec WH) - Cold ¦ PG&E ¦ Cold | Com ¦ Faucet Aerators (Elec WH) - Cold | PG&E ¦ Cold | PG&E | All | Electric | Commercial faucet aerator (electric WH) | Efficient |  |  | 0 | Conventional | WaterHeat | Com - College | Com | RET Only | 0 | 1000 sqft2 of floor space | Each | 6.67 | DEER:Indoor_CFL_Ltg | 77.3333 | 0.024467 | 0 | SWWH019-06 | 14.835 | 2024 | 18.01 | 2024 | 0 | 0 | SWWH019-06 | Com Faucet Aerators (Elec) - Cold ¦ PG&E ¦ Cold | Com Faucet Aerators (Elec) - Cold | 0.12329 | 1 | 0.59 | SME Input | -5.8385 | 2032 | 0.6 | SWWH019-06
COM-WATERHEAT-36.26 | Com ¦ Faucet Aerators (Elec WH) - Cold ¦ PG&E ¦ Cold | Com ¦ Faucet Aerators (Elec WH) - Cold | PG&E ¦ Cold | PG&E | All | Electric | Commercial faucet aerator (electric WH) | Efficient |  |  | 0 | Conventional | WaterHeat | Com - Grocery | Com | RET Only | 0 | 1000 sqft2 of floor space | Each | 6.67 | DEER:Indoor_CFL_Ltg | 77.3333 | 0.024467 | 0 | SWWH019-06 | 14.835 | 2024 | 18.01 | 2024 | 0 | 0 | SWWH019-06 | Com Faucet Aerators (Elec) - Cold ¦ PG&E ¦ Cold | Com Faucet Aerators (Elec) - Cold | 0.087193 | 1 | 0.59 | SME Input | -4.3499 | 2032 | 0.6 | SWWH019-06
COM-WATERHEAT-36.27 | Com ¦ Faucet Aerators (Elec WH) - Cold ¦ PG&E ¦ Cold | Com ¦ Faucet Aerators (Elec WH) - Cold | PG&E ¦ Cold | PG&E | All | Electric | Commercial faucet aerator (electric WH) | Efficient |  |  | 0 | Conventional | WaterHeat | Com - Health | Com | RET Only | 0 | 1000 sqft2 of floor space | Each | 6.67 | DEER:Indoor_CFL_Ltg | 77.3333 | 0.024467 | 0 | SWWH019-06 | 14.835 | 2024 | 18.01 | 2024 | 0 | 0 | SWWH019-06 | Com Faucet Aerators (Elec) - Cold ¦ PG&E ¦ Cold | Com Faucet Aerators (Elec) - Cold | 0.12329 | 1 | 0.59 | SME Input | -5.0604 | 2032 | 0.6 | SWWH019-06
COM-WATERHEAT-36.28 | Com ¦ Faucet Aerators (Elec WH) - Cold ¦ PG&E ¦ Cold | Com ¦ Faucet Aerators (Elec WH) - Cold | PG&E ¦ Cold | PG&E | All | Electric | Commercial faucet aerator (electric WH) | Efficient |  |  | 0 | Conventional | WaterHeat | Com - Lodging | Com | RET Only | 0 | 1000 sqft2 of floor space | Each | 6.67 | DEER:Indoor_CFL_Ltg | 77.3333 | 0.024467 | 0 | SWWH019-06 | 14.835 | 2024 | 18.01 | 2024 | 0 | 0 | SWWH019-06 | Com Faucet Aerators (Elec) - Cold ¦ PG&E ¦ Cold | Com Faucet Aerators (Elec) - Cold | 0.23177 | 1 | 0.59 | SME Input | -12.1941 | 2032 | 0.6 | SWWH019-06
COM-WATERHEAT-36.29 | Com ¦ Faucet Aerators (Elec WH) - Cold ¦ PG&E ¦ Cold | Com ¦ Faucet Aerators (Elec WH) - Cold | PG&E ¦ Cold | PG&E | All | Electric | Commercial faucet aerator (electric WH) | Efficient |  |  | 0 | Conventional | WaterHeat | Com - Office (Large) | Com | RET Only | 0 | 1000 sqft2 of floor space | Each | 6.67 | DEER:Indoor_CFL_Ltg | 77.3333 | 0.024467 | 0 | SWWH019-06 | 14.835 | 2024 | 18.01 | 2024 | 0 | 0 | SWWH019-06 | Com Faucet Aerators (Elec) - Cold ¦ PG&E ¦ Cold | Com Faucet Aerators (Elec) - Cold | 0.026941 | 1 | 0.59 | SME Input | -7.6909 | 2032 | 0.6 | SWWH019-06
COM-WATERHEAT-36.30 | Com ¦ Faucet Aerators (Elec WH) - Cold ¦ PG&E ¦ Cold | Com ¦ Faucet Aerators (Elec WH) - Cold | PG&E ¦ Cold | PG&E | All | Electric | Commercial faucet aerator (electric WH) | Efficient |  |  | 0 | Conventional | WaterHeat | Com - Office (Small) | Com | RET Only | 0 | 1000 sqft2 of floor space | Each | 6.67 | DEER:Indoor_CFL_Ltg | 77.3333 | 0.024467 | 0 | SWWH019-06 | 14.835 | 2024 | 18.01 | 2024 | 0 | 0 | SWWH019-06 | Com Faucet Aerators (Elec) - Cold ¦ PG&E ¦ Cold | Com Faucet Aerators (Elec) - Cold | 0.026941 | 1 | 0.59 | SME Input | -3.5456 | 2032 | 0.6 | SWWH019-06
COM-WATERHEAT-36.31 | Com ¦ Faucet Aerators (Elec WH) - Cold ¦ PG&E ¦ Cold | Com ¦ Faucet Aerators (Elec WH) - Cold | PG&E ¦ Cold | PG&E | All | Electric | Commercial faucet aerator (electric WH) | Efficient |  |  | 0 | Conventional | WaterHeat | Com - Other | Com | RET Only | 0 | 1000 sqft2 of floor space | Each | 6.67 | DEER:Indoor_CFL_Ltg | 77.3333 | 0.024467 | 0 | SWWH019-06 | 14.835 | 2024 | 18.01 | 2024 | 0 | 0 | SWWH019-06 | Com Faucet Aerators (Elec) - Cold ¦ PG&E ¦ Cold | Com Faucet Aerators (Elec) - Cold | 0.041095 | 1 | 0.59 | SME Input | -8.5395 | 2032 | 0.6 | SWWH019-06
COM-WATERHEAT-36.32 | Com ¦ Faucet Aerators (Elec WH) - Cold ¦ PG&E ¦ Cold | Com ¦ Faucet Aerators (Elec WH) - Cold | PG&E ¦ Cold | PG&E | All | Electric | Commercial faucet aerator (electric WH) | Efficient |  |  | 0 | Conventional | WaterHeat | Com - Refrig. Warehouse | Com | RET Only | 0 | 1000 sqft2 of floor space | Each | 6.67 | DEER:Indoor_CFL_Ltg | 77.3333 | 0.024467 | 0 | SWWH019-06 | 14.835 | 2024 | 18.01 | 2024 | 0 | 0 | SWWH019-06 | Com Faucet Aerators (Elec) - Cold ¦ PG&E ¦ Cold | Com Faucet Aerators (Elec) - Cold | 0.040374 | 1 | 0.59 | SME Input | -1.3818 | 2032 | 0.6 | SWWH019-06
COM-WATERHEAT-36.33 | Com ¦ Faucet Aerators (Elec WH) - Cold ¦ PG&E ¦ Cold | Com ¦ Faucet Aerators (Elec WH) - Cold | PG&E ¦ Cold | PG&E | All | Electric | Commercial faucet aerator (electric WH) | Efficient |  |  | 0 | Conventional | WaterHeat | Com - Restaurant | Com | RET Only | 0 | 1000 sqft2 of floor space | Each | 6.67 | DEER:Indoor_CFL_Ltg | 77.3333 | 0.024467 | 0 | SWWH019-06 | 14.835 | 2024 | 18.01 | 2024 | 0 | 0 | SWWH019-06 | Com Faucet Aerators (Elec) - Cold ¦ PG&E ¦ Cold | Com Faucet Aerators (Elec) - Cold | 0.14219 | 1 | 0.59 | SME Input | -1.3743 | 2032 | 0.6 | SWWH019-06
COM-WATERHEAT-36.34 | Com ¦ Faucet Aerators (Elec WH) - Cold ¦ PG&E ¦ Cold | Com ¦ Faucet Aerators (Elec WH) - Cold | PG&E ¦ Cold | PG&E | All | Electric | Commercial faucet aerator (electric WH) | Efficient |  |  | 0 | Conventional | WaterHeat | Com - Retail | Com | RET Only | 0 | 1000 sqft2 of floor space | Each | 6.67 | DEER:Indoor_CFL_Ltg | 77.3333 | 0.024467 | 0 | SWWH019-06 | 14.835 | 2024 | 18.01 | 2024 | 0 | 0 | SWWH019-06 | Com Faucet Aerators (Elec) - Cold ¦ PG&E ¦ Cold | Com Faucet Aerators (Elec) - Cold | 0.029573 | 1 | 0.59 | SME Input | -27.1685 | 2032 | 0.6 | SWWH019-06
COM-WATERHEAT-36.35 | Com ¦ Faucet Aerators (Elec WH) - Cold ¦ PG&E ¦ Cold | Com ¦ Faucet Aerators (Elec WH) - Cold | PG&E ¦ Cold | PG&E | All | Electric | Commercial faucet aerator (electric WH) | Efficient |  |  | 0 | Conventional | WaterHeat | Com - School | Com | RET Only | 0 | 1000 sqft2 of floor space | Each | 6.67 | DEER:Indoor_CFL_Ltg | 77.3333 | 0.024467 | 0 | SWWH019-06 | 14.835 | 2024 | 18.01 | 2024 | 0 | 0 | SWWH019-06 | Com Faucet Aerators (Elec) - Cold ¦ PG&E ¦ Cold | Com Faucet Aerators (Elec) - Cold | 0.046744 | 1 | 0.59 | SME Input | -12.7326 | 2032 | 0.6 | SWWH019-06
COM-WATERHEAT-36.36 | Com ¦ Faucet Aerators (Elec WH) - Cold ¦ PG&E ¦ Cold | Com ¦ Faucet Aerators (Elec WH) - Cold | PG&E ¦ Cold | PG&E | All | Electric | Commercial faucet aerator (electric WH) | Efficient |  |  | 0 | Conventional | WaterHeat | Com - Warehouse | Com | RET Only | 0 | 1000 sqft2 of floor space | Each | 6.67 | DEER:Indoor_CFL_Ltg | 77.3333 | 0.024467 | 0 | SWWH019-06 | 14.835 | 2024 | 18.01 | 2024 | 0 | 0 | SWWH019-06 | Com Faucet Aerators (Elec) - Cold ¦ PG&E ¦ Cold | Com Faucet Aerators (Elec) - Cold | 0.040374 | 1 | 0.59 | SME Input | -23.1786 | 2032 | 0.6 | SWWH019-06
COM-WATERHEAT-36.37 | Com ¦ Faucet Aerators (Elec WH) - Marine ¦ SCE ¦ Marine | Com ¦ Faucet Aerators (Elec WH) - Marine | SCE ¦ Marine | SCE | All | Electric | Commercial faucet aerator (electric WH) | Efficient |  |  | 0 | Conventional | WaterHeat | Com - College | Com | RET Only | 0 | 1000 sqft2 of floor space | Each | 6.67 | DEER:Indoor_CFL_Ltg | 58.0333 | 0.01834 | 0 | SWWH019-06 | 14.835 | 2024 | 18.01 | 2024 | 0 | 0 | SWWH019-06 | Com Faucet Aerators (Elec) - Marine ¦ SCE ¦ Marine | Com Faucet Aerators (Elec) - Marine | 0.12329 | 1 | 0.59 | SME Input | -4.3814 | 2032 | 0.6 | SWWH019-06
COM-WATERHEAT-36.38 | Com ¦ Faucet Aerators (Elec WH) - Marine ¦ SCE ¦ Marine | Com ¦ Faucet Aerators (Elec WH) - Marine | SCE ¦ Marine | SCE | All | Electric | Commercial faucet aerator (electric WH) | Efficient |  |  | 0 | Conventional | WaterHeat | Com - Grocery | Com | RET Only | 0 | 1000 sqft2 of floor space | Each | 6.67 | DEER:Indoor_CFL_Ltg | 58.0333 | 0.01834 | 0 | SWWH019-06 | 14.835 | 2024 | 18.01 | 2024 | 0 | 0 | SWWH019-06 | Com Faucet Aerators (Elec) - Marine ¦ SCE ¦ Marine | Com Faucet Aerators (Elec) - Marine | 0.087193 | 1 | 0.59 | SME Input | -3.2643 | 2032 | 0.6 | SWWH019-06
COM-WATERHEAT-36.39 | Com ¦ Faucet Aerators (Elec WH) - Marine ¦ SCE ¦ Marine | Com ¦ Faucet Aerators (Elec WH) - Marine | SCE ¦ Marine | SCE | All | Electric | Commercial faucet aerator (electric WH) | Efficient |  |  | 0 | Conventional | WaterHeat | Com - Health | Com | RET Only | 0 | 1000 sqft2 of floor space | Each | 6.67 | DEER:Indoor_CFL_Ltg | 58.0333 | 0.01834 | 0 | SWWH019-06 | 14.835 | 2024 | 18.01 | 2024 | 0 | 0 | SWWH019-06 | Com Faucet Aerators (Elec) - Marine ¦ SCE ¦ Marine | Com Faucet Aerators (Elec) - Marine | 0.12329 | 1 | 0.59 | SME Input | -3.7975 | 2032 | 0.6 | SWWH019-06
COM-WATERHEAT-36.40 | Com ¦ Faucet Aerators (Elec WH) - Marine ¦ SCE ¦ Marine | Com ¦ Faucet Aerators (Elec WH) - Marine | SCE ¦ Marine | SCE | All | Electric | Commercial faucet aerator (electric WH) | Efficient |  |  | 0 | Conventional | WaterHeat | Com - Lodging | Com | RET Only | 0 | 1000 sqft2 of floor space | Each | 6.67 | DEER:Indoor_CFL_Ltg | 58.0333 | 0.01834 | 0 | SWWH019-06 | 14.835 | 2024 | 18.01 | 2024 | 0 | 0 | SWWH019-06 | Com Faucet Aerators (Elec) - Marine ¦ SCE ¦ Marine | Com Faucet Aerators (Elec) - Marine | 0.23177 | 1 | 0.59 | SME Input | -9.1508 | 2032 | 0.6 | SWWH019-06
COM-WATERHEAT-36.41 | Com ¦ Faucet Aerators (Elec WH) - Marine ¦ SCE ¦ Marine | Com ¦ Faucet Aerators (Elec WH) - Marine | SCE ¦ Marine | SCE | All | Electric | Commercial faucet aerator (electric WH) | Efficient |  |  | 0 | Conventional | WaterHeat | Com - Office (Large) | Com | RET Only | 0 | 1000 sqft2 of floor space | Each | 6.67 | DEER:Indoor_CFL_Ltg | 58.0333 | 0.01834 | 0 | SWWH019-06 | 14.835 | 2024 | 18.01 | 2024 | 0 | 0 | SWWH019-06 | Com Faucet Aerators (Elec) - Marine ¦ SCE ¦ Marine | Com Faucet Aerators (Elec) - Marine | 0.026941 | 1 | 0.59 | SME Input | -5.7715 | 2032 | 0.6 | SWWH019-06
COM-WATERHEAT-36.42 | Com ¦ Faucet Aerators (Elec WH) - Marine ¦ SCE ¦ Marine | Com ¦ Faucet Aerators (Elec WH) - Marine | SCE ¦ Marine | SCE | All | Electric | Commercial faucet aerator (electric WH) | Efficient |  |  | 0 | Conventional | WaterHeat | Com - Office (Small) | Com | RET Only | 0 | 1000 sqft2 of floor space | Each | 6.67 | DEER:Indoor_CFL_Ltg | 58.0333 | 0.01834 | 0 | SWWH019-06 | 14.835 | 2024 | 18.01 | 2024 | 0 | 0 | SWWH019-06 | Com Faucet Aerators (Elec) - Marine ¦ SCE ¦ Marine | Com Faucet Aerators (Elec) - Marine | 0.026941 | 1 | 0.59 | SME Input | -2.6607 | 2032 | 0.6 | SWWH019-06
COM-WATERHEAT-36.43 | Com ¦ Faucet Aerators (Elec WH) - Marine ¦ SCE ¦ Marine | Com ¦ Faucet Aerators (Elec WH) - Marine | SCE ¦ Marine | SCE | All | Electric | Commercial faucet aerator (electric WH) | Efficient |  |  | 0 | Conventional | WaterHeat | Com - Other | Com | RET Only | 0 | 1000 sqft2 of floor space | Each | 6.67 | DEER:Indoor_CFL_Ltg | 58.0333 | 0.01834 | 0 | SWWH019-06 | 14.835 | 2024 | 18.01 | 2024 | 0 | 0 | SWWH019-06 | Com Faucet Aerators (Elec) - Marine ¦ SCE ¦ Marine | Com Faucet Aerators (Elec) - Marine | 0.041095 | 1 | 0.59 | SME Input | -6.4083 | 2032 | 0.6 | SWWH019-06
COM-WATERHEAT-36.44 | Com ¦ Faucet Aerators (Elec WH) - Marine ¦ SCE ¦ Marine | Com ¦ Faucet Aerators (Elec WH) - Marine | SCE ¦ Marine | SCE | All | Electric | Commercial faucet aerator (electric WH) | Efficient |  |  | 0 | Conventional | WaterHeat | Com - Refrig. Warehouse | Com | RET Only | 0 | 1000 sqft2 of floor space | Each | 6.67 | DEER:Indoor_CFL_Ltg | 58.0333 | 0.01834 | 0 | SWWH019-06 | 14.835 | 2024 | 18.01 | 2024 | 0 | 0 | SWWH019-06 | Com Faucet Aerators (Elec) - Marine ¦ SCE ¦ Marine | Com Faucet Aerators (Elec) - Marine | 0.040374 | 1 | 0.59 | SME Input | -1.037 | 2032 | 0.6 | SWWH019-06
COM-WATERHEAT-36.45 | Com ¦ Faucet Aerators (Elec WH) - Marine ¦ SCE ¦ Marine | Com ¦ Faucet Aerators (Elec WH) - Marine | SCE ¦ Marine | SCE | All | Electric | Commercial faucet aerator (electric WH) | Efficient |  |  | 0 | Conventional | WaterHeat | Com - Restaurant | Com | RET Only | 0 | 1000 sqft2 of floor space | Each | 6.67 | DEER:Indoor_CFL_Ltg | 58.0333 | 0.01834 | 0 | SWWH019-06 | 14.835 | 2024 | 18.01 | 2024 | 0 | 0 | SWWH019-06 | Com Faucet Aerators (Elec) - Marine ¦ SCE ¦ Marine | Com Faucet Aerators (Elec) - Marine | 0.14219 | 1 | 0.59 | SME Input | -1.0313 | 2032 | 0.6 | SWWH019-06
COM-WATERHEAT-36.46 | Com ¦ Faucet Aerators (Elec WH) - Marine ¦ SCE ¦ Marine | Com ¦ Faucet Aerators (Elec WH) - Marine | SCE ¦ Marine | SCE | All | Electric | Commercial faucet aerator (electric WH) | Efficient |  |  | 0 | Conventional | WaterHeat | Com - Retail | Com | RET Only | 0 | 1000 sqft2 of floor space | Each | 6.67 | DEER:Indoor_CFL_Ltg | 58.0333 | 0.01834 | 0 | SWWH019-06 | 14.835 | 2024 | 18.01 | 2024 | 0 | 0 | SWWH019-06 | Com Faucet Aerators (Elec) - Marine ¦ SCE ¦ Marine | Com Faucet Aerators (Elec) - Marine | 0.029573 | 1 | 0.59 | SME Input | -20.3881 | 2032 | 0.6 | SWWH019-06
COM-WATERHEAT-36.47 | Com ¦ Faucet Aerators (Elec WH) - Marine ¦ SCE ¦ Marine | Com ¦ Faucet Aerators (Elec WH) - Marine | SCE ¦ Marine | SCE | All | Electric | Commercial faucet aerator (electric WH) | Efficient |  |  | 0 | Conventional | WaterHeat | Com - School | Com | RET Only | 0 | 1000 sqft2 of floor space | Each | 6.67 | DEER:Indoor_CFL_Ltg | 58.0333 | 0.01834 | 0 | SWWH019-06 | 14.835 | 2024 | 18.01 | 2024 | 0 | 0 | SWWH019-06 | Com Faucet Aerators (Elec) - Marine ¦ SCE ¦ Marine | Com Faucet Aerators (Elec) - Marine | 0.046744 | 1 | 0.59 | SME Input | -9.555 | 2032 | 0.6 | SWWH019-06
COM-WATERHEAT-36.48 | Com ¦ Faucet Aerators (Elec WH) - Marine ¦ SCE ¦ Marine | Com ¦ Faucet Aerators (Elec WH) - Marine | SCE ¦ Marine | SCE | All | Electric | Commercial faucet aerator (electric WH) | Efficient |  |  | 0 | Conventional | WaterHeat | Com - Warehouse | Com | RET Only | 0 | 1000 sqft2 of floor space | Each | 6.67 | DEER:Indoor_CFL_Ltg | 58.0333 | 0.01834 | 0 | SWWH019-06 | 14.835 | 2024 | 18.01 | 2024 | 0 | 0 | SWWH019-06 | Com Faucet Aerators (Elec) - Marine ¦ SCE ¦ Marine | Com Faucet Aerators (Elec) - Marine | 0.040374 | 1 | 0.59 | SME Input | -17.394 | 2032 | 0.6 | SWWH019-06
COM-WATERHEAT-36.49 | Com ¦ Faucet Aerators (Elec WH) - Hot-Dry ¦ SCE ¦ Hot-Dry | Com ¦ Faucet Aerators (Elec WH) - Hot-Dry | SCE ¦ Hot-Dry | SCE | All | Electric | Commercial faucet aerator (electric WH) | Efficient |  |  | 0 | Conventional | WaterHeat | Com - College | Com | RET Only | 0 | 1000 sqft2 of floor space | Each | 6.67 | DEER:Indoor_CFL_Ltg | 55.6 | 0.017617 | 0 | SWWH019-06 | 14.835 | 2024 | 18.01 | 2024 | 0 | 0 | SWWH019-06 | Com Faucet Aerators (Elec) - Hot-Dry ¦ SCE ¦ Hot-Dry | Com Faucet Aerators (Elec) - Hot-Dry | 0.12329 | 1 | 0.59 | SME Input | -4.1977 | 2032 | 0.6 | SWWH019-06
COM-WATERHEAT-36.50 | Com ¦ Faucet Aerators (Elec WH) - Hot-Dry ¦ SCE ¦ Hot-Dry | Com ¦ Faucet Aerators (Elec WH) - Hot-Dry | SCE ¦ Hot-Dry | SCE | All | Electric | Commercial faucet aerator (electric WH) | Efficient |  |  | 0 | Conventional | WaterHeat | Com - Grocery | Com | RET Only | 0 | 1000 sqft2 of floor space | Each | 6.67 | DEER:Indoor_CFL_Ltg | 55.6 | 0.017617 | 0 | SWWH019-06 | 14.835 | 2024 | 18.01 | 2024 | 0 | 0 | SWWH019-06 | Com Faucet Aerators (Elec) - Hot-Dry ¦ SCE ¦ Hot-Dry | Com Faucet Aerators (Elec) - Hot-Dry | 0.087193 | 1 | 0.59 | SME Input | -3.1274 | 2032 | 0.6 | SWWH019-06
COM-WATERHEAT-36.51 | Com ¦ Faucet Aerators (Elec WH) - Hot-Dry ¦ SCE ¦ Hot-Dry | Com ¦ Faucet Aerators (Elec WH) - Hot-Dry | SCE ¦ Hot-Dry | SCE | All | Electric | Commercial faucet aerator (electric WH) | Efficient |  |  | 0 | Conventional | WaterHeat | Com - Health | Com | RET Only | 0 | 1000 sqft2 of floor space | Each | 6.67 | DEER:Indoor_CFL_Ltg | 55.6 | 0.017617 | 0 | SWWH019-06 | 14.835 | 2024 | 18.01 | 2024 | 0 | 0 | SWWH019-06 | Com Faucet Aerators (Elec) - Hot-Dry ¦ SCE ¦ Hot-Dry | Com Faucet Aerators (Elec) - Hot-Dry | 0.12329 | 1 | 0.59 | SME Input | -3.6383 | 2032 | 0.6 | SWWH019-06
COM-WATERHEAT-36.52 | Com ¦ Faucet Aerators (Elec WH) - Hot-Dry ¦ SCE ¦ Hot-Dry | Com ¦ Faucet Aerators (Elec WH) - Hot-Dry | SCE ¦ Hot-Dry | SCE | All | Electric | Commercial faucet aerator (electric WH) | Efficient |  |  | 0 | Conventional | WaterHeat | Com - Lodging | Com | RET Only | 0 | 1000 sqft2 of floor space | Each | 6.67 | DEER:Indoor_CFL_Ltg | 55.6 | 0.017617 | 0 | SWWH019-06 | 14.835 | 2024 | 18.01 | 2024 | 0 | 0 | SWWH019-06 | Com Faucet Aerators (Elec) - Hot-Dry ¦ SCE ¦ Hot-Dry | Com Faucet Aerators (Elec) - Hot-Dry | 0.23177 | 1 | 0.59 | SME Input | -8.7672 | 2032 | 0.6 | SWWH019-06
COM-WATERHEAT-36.53 | Com ¦ Faucet Aerators (Elec WH) - Hot-Dry ¦ SCE ¦ Hot-Dry | Com ¦ Faucet Aerators (Elec WH) - Hot-Dry | SCE ¦ Hot-Dry | SCE | All | Electric | Commercial faucet aerator (electric WH) | Efficient |  |  | 0 | Conventional | WaterHeat | Com - Office (Large) | Com | RET Only | 0 | 1000 sqft2 of floor space | Each | 6.67 | DEER:Indoor_CFL_Ltg | 55.6 | 0.017617 | 0 | SWWH019-06 | 14.835 | 2024 | 18.01 | 2024 | 0 | 0 | SWWH019-06 | Com Faucet Aerators (Elec) - Hot-Dry ¦ SCE ¦ Hot-Dry | Com Faucet Aerators (Elec) - Hot-Dry | 0.026941 | 1 | 0.59 | SME Input | -5.5295 | 2032 | 0.6 | SWWH019-06
COM-WATERHEAT-36.54 | Com ¦ Faucet Aerators (Elec WH) - Hot-Dry ¦ SCE ¦ Hot-Dry | Com ¦ Faucet Aerators (Elec WH) - Hot-Dry | SCE ¦ Hot-Dry | SCE | All | Electric | Commercial faucet aerator (electric WH) | Efficient |  |  | 0 | Conventional | WaterHeat | Com - Office (Small) | Com | RET Only | 0 | 1000 sqft2 of floor space | Each | 6.67 | DEER:Indoor_CFL_Ltg | 55.6 | 0.017617 | 0 | SWWH019-06 | 14.835 | 2024 | 18.01 | 2024 | 0 | 0 | SWWH019-06 | Com Faucet Aerators (Elec) - Hot-Dry ¦ SCE ¦ Hot-Dry | Com Faucet Aerators (Elec) - Hot-Dry | 0.026941 | 1 | 0.59 | SME Input | -2.5492 | 2032 | 0.6 | SWWH019-06
COM-WATERHEAT-36.55 | Com ¦ Faucet Aerators (Elec WH) - Hot-Dry ¦ SCE ¦ Hot-Dry | Com ¦ Faucet Aerators (Elec WH) - Hot-Dry | SCE ¦ Hot-Dry | SCE | All | Electric | Commercial faucet aerator (electric WH) | Efficient |  |  | 0 | Conventional | WaterHeat | Com - Other | Com | RET Only | 0 | 1000 sqft2 of floor space | Each | 6.67 | DEER:Indoor_CFL_Ltg | 55.6 | 0.017617 | 0 | SWWH019-06 | 14.835 | 2024 | 18.01 | 2024 | 0 | 0 | SWWH019-06 | Com Faucet Aerators (Elec) - Hot-Dry ¦ SCE ¦ Hot-Dry | Com Faucet Aerators (Elec) - Hot-Dry | 0.041095 | 1 | 0.59 | SME Input | -6.1396 | 2032 | 0.6 | SWWH019-06
COM-WATERHEAT-36.56 | Com ¦ Faucet Aerators (Elec WH) - Hot-Dry ¦ SCE ¦ Hot-Dry | Com ¦ Faucet Aerators (Elec WH) - Hot-Dry | SCE ¦ Hot-Dry | SCE | All | Electric | Commercial faucet aerator (electric WH) | Efficient |  |  | 0 | Conventional | WaterHeat | Com - Refrig. Warehouse | Com | RET Only | 0 | 1000 sqft2 of floor space | Each | 6.67 | DEER:Indoor_CFL_Ltg | 55.6 | 0.017617 | 0 | SWWH019-06 | 14.835 | 2024 | 18.01 | 2024 | 0 | 0 | SWWH019-06 | Com Faucet Aerators (Elec) - Hot-Dry ¦ SCE ¦ Hot-Dry | Com Faucet Aerators (Elec) - Hot-Dry | 0.040374 | 1 | 0.59 | SME Input | -0.99348 | 2032 | 0.6 | SWWH019-06
COM-WATERHEAT-36.57 | Com ¦ Faucet Aerators (Elec WH) - Hot-Dry ¦ SCE ¦ Hot-Dry | Com ¦ Faucet Aerators (Elec WH) - Hot-Dry | SCE ¦ Hot-Dry | SCE | All | Electric | Commercial faucet aerator (electric WH) | Efficient |  |  | 0 | Conventional | WaterHeat | Com - Restaurant | Com | RET Only | 0 | 1000 sqft2 of floor space | Each | 6.67 | DEER:Indoor_CFL_Ltg | 55.6 | 0.017617 | 0 | SWWH019-06 | 14.835 | 2024 | 18.01 | 2024 | 0 | 0 | SWWH019-06 | Com Faucet Aerators (Elec) - Hot-Dry ¦ SCE ¦ Hot-Dry | Com Faucet Aerators (Elec) - Hot-Dry | 0.14219 | 1 | 0.59 | SME Input | -0.98807 | 2032 | 0.6 | SWWH019-06
COM-WATERHEAT-36.58 | Com ¦ Faucet Aerators (Elec WH) - Hot-Dry ¦ SCE ¦ Hot-Dry | Com ¦ Faucet Aerators (Elec WH) - Hot-Dry | SCE ¦ Hot-Dry | SCE | All | Electric | Commercial faucet aerator (electric WH) | Efficient |  |  | 0 | Conventional | WaterHeat | Com - Retail | Com | RET Only | 0 | 1000 sqft2 of floor space | Each | 6.67 | DEER:Indoor_CFL_Ltg | 55.6 | 0.017617 | 0 | SWWH019-06 | 14.835 | 2024 | 18.01 | 2024 | 0 | 0 | SWWH019-06 | Com Faucet Aerators (Elec) - Hot-Dry ¦ SCE ¦ Hot-Dry | Com Faucet Aerators (Elec) - Hot-Dry | 0.029573 | 1 | 0.59 | SME Input | -19.5332 | 2032 | 0.6 | SWWH019-06
COM-WATERHEAT-36.59 | Com ¦ Faucet Aerators (Elec WH) - Hot-Dry ¦ SCE ¦ Hot-Dry | Com ¦ Faucet Aerators (Elec WH) - Hot-Dry | SCE ¦ Hot-Dry | SCE | All | Electric | Commercial faucet aerator (electric WH) | Efficient |  |  | 0 | Conventional | WaterHeat | Com - School | Com | RET Only | 0 | 1000 sqft2 of floor space | Each | 6.67 | DEER:Indoor_CFL_Ltg | 55.6 | 0.017617 | 0 | SWWH019-06 | 14.835 | 2024 | 18.01 | 2024 | 0 | 0 | SWWH019-06 | Com Faucet Aerators (Elec) - Hot-Dry ¦ SCE ¦ Hot-Dry | Com Faucet Aerators (Elec) - Hot-Dry | 0.046744 | 1 | 0.59 | SME Input | -9.1543 | 2032 | 0.6 | SWWH019-06
COM-WATERHEAT-36.60 | Com ¦ Faucet Aerators (Elec WH) - Hot-Dry ¦ SCE ¦ Hot-Dry | Com ¦ Faucet Aerators (Elec WH) - Hot-Dry | SCE ¦ Hot-Dry | SCE | All | Electric | Commercial faucet aerator (electric WH) | Efficient |  |  | 0 | Conventional | WaterHeat | Com - Warehouse | Com | RET Only | 0 | 1000 sqft2 of floor space | Each | 6.67 | DEER:Indoor_CFL_Ltg | 55.6 | 0.017617 | 0 | SWWH019-06 | 14.835 | 2024 | 18.01 | 2024 | 0 | 0 | SWWH019-06 | Com Faucet Aerators (Elec) - Hot-Dry ¦ SCE ¦ Hot-Dry | Com Faucet Aerators (Elec) - Hot-Dry | 0.040374 | 1 | 0.59 | SME Input | -16.6646 | 2032 | 0.6 | SWWH019-06
COM-WATERHEAT-36.61 | Com ¦ Faucet Aerators (Elec WH) - Cold ¦ SCE ¦ Cold | Com ¦ Faucet Aerators (Elec WH) - Cold | SCE ¦ Cold | SCE | All | Electric | Commercial faucet aerator (electric WH) | Efficient |  |  | 0 | Conventional | WaterHeat | Com - College | Com | RET Only | 0 | 1000 sqft2 of floor space | Each | 6.67 | DEER:Indoor_CFL_Ltg | 77.3333 | 0.024467 | 0 | SWWH019-06 | 14.835 | 2024 | 18.01 | 2024 | 0 | 0 | SWWH019-06 | Com Faucet Aerators (Elec) - Cold ¦ SCE ¦ Cold | Com Faucet Aerators (Elec) - Cold | 0.12329 | 1 | 0.59 | SME Input | -5.8385 | 2032 | 0.6 | SWWH019-06
COM-WATERHEAT-36.62 | Com ¦ Faucet Aerators (Elec WH) - Cold ¦ SCE ¦ Cold | Com ¦ Faucet Aerators (Elec WH) - Cold | SCE ¦ Cold | SCE | All | Electric | Commercial faucet aerator (electric WH) | Efficient |  |  | 0 | Conventional | WaterHeat | Com - Grocery | Com | RET Only | 0 | 1000 sqft2 of floor space | Each | 6.67 | DEER:Indoor_CFL_Ltg | 77.3333 | 0.024467 | 0 | SWWH019-06 | 14.835 | 2024 | 18.01 | 2024 | 0 | 0 | SWWH019-06 | Com Faucet Aerators (Elec) - Cold ¦ SCE ¦ Cold | Com Faucet Aerators (Elec) - Cold | 0.087193 | 1 | 0.59 | SME Input | -4.3499 | 2032 | 0.6 | SWWH019-06
COM-WATERHEAT-36.63 | Com ¦ Faucet Aerators (Elec WH) - Cold ¦ SCE ¦ Cold | Com ¦ Faucet Aerators (Elec WH) - Cold | SCE ¦ Cold | SCE | All | Electric | Commercial faucet aerator (electric WH) | Efficient |  |  | 0 | Conventional | WaterHeat | Com - Health | Com | RET Only | 0 | 1000 sqft2 of floor space | Each | 6.67 | DEER:Indoor_CFL_Ltg | 77.3333 | 0.024467 | 0 | SWWH019-06 | 14.835 | 2024 | 18.01 | 2024 | 0 | 0 | SWWH019-06 | Com Faucet Aerators (Elec) - Cold ¦ SCE ¦ Cold | Com Faucet Aerators (Elec) - Cold | 0.12329 | 1 | 0.59 | SME Input | -5.0604 | 2032 | 0.6 | SWWH019-06
COM-WATERHEAT-36.64 | Com ¦ Faucet Aerators (Elec WH) - Cold ¦ SCE ¦ Cold | Com ¦ Faucet Aerators (Elec WH) - Cold | SCE ¦ Cold | SCE | All | Electric | Commercial faucet aerator (electric WH) | Efficient |  |  | 0 | Conventional | WaterHeat | Com - Lodging | Com | RET Only | 0 | 1000 sqft2 of floor space | Each | 6.67 | DEER:Indoor_CFL_Ltg | 77.3333 | 0.024467 | 0 | SWWH019-06 | 14.835 | 2024 | 18.01 | 2024 | 0 | 0 | SWWH019-06 | Com Faucet Aerators (Elec) - Cold ¦ SCE ¦ Cold | Com Faucet Aerators (Elec) - Cold | 0.23177 | 1 | 0.59 | SME Input | -12.1941 | 2032 | 0.6 | SWWH019-06
COM-WATERHEAT-36.65 | Com ¦ Faucet Aerators (Elec WH) - Cold ¦ SCE ¦ Cold | Com ¦ Faucet Aerators (Elec WH) - Cold | SCE ¦ Cold | SCE | All | Electric | Commercial faucet aerator (electric WH) | Efficient |  |  | 0 | Conventional | WaterHeat | Com - Office (Large) | Com | RET Only | 0 | 1000 sqft2 of floor space | Each | 6.67 | DEER:Indoor_CFL_Ltg | 77.3333 | 0.024467 | 0 | SWWH019-06 | 14.835 | 2024 | 18.01 | 2024 | 0 | 0 | SWWH019-06 | Com Faucet Aerators (Elec) - Cold ¦ SCE ¦ Cold | Com Faucet Aerators (Elec) - Cold | 0.026941 | 1 | 0.59 | SME Input | -7.6909 | 2032 | 0.6 | SWWH019-06
COM-WATERHEAT-36.66 | Com ¦ Faucet Aerators (Elec WH) - Cold ¦ SCE ¦ Cold | Com ¦ Faucet Aerators (Elec WH) - Cold | SCE ¦ Cold | SCE | All | Electric | Commercial faucet aerator (electric WH) | Efficient |  |  | 0 | Conventional | WaterHeat | Com - Office (Small) | Com | RET Only | 0 | 1000 sqft2 of floor space | Each | 6.67 | DEER:Indoor_CFL_Ltg | 77.3333 | 0.024467 | 0 | SWWH019-06 | 14.835 | 2024 | 18.01 | 2024 | 0 | 0 | SWWH019-06 | Com Faucet Aerators (Elec) - Cold ¦ SCE ¦ Cold | Com Faucet Aerators (Elec) - Cold | 0.026941 | 1 | 0.59 | SME Input | -3.5456 | 2032 | 0.6 | SWWH019-06
COM-WATERHEAT-36.67 | Com ¦ Faucet Aerators (Elec WH) - Cold ¦ SCE ¦ Cold | Com ¦ Faucet Aerators (Elec WH) - Cold | SCE ¦ Cold | SCE | All | Electric | Commercial faucet aerator (electric WH) | Efficient |  |  | 0 | Conventional | WaterHeat | Com - Other | Com | RET Only | 0 | 1000 sqft2 of floor space | Each | 6.67 | DEER:Indoor_CFL_Ltg | 77.3333 | 0.024467 | 0 | SWWH019-06 | 14.835 | 2024 | 18.01 | 2024 | 0 | 0 | SWWH019-06 | Com Faucet Aerators (Elec) - Cold ¦ SCE ¦ Cold | Com Faucet Aerators (Elec) - Cold | 0.041095 | 1 | 0.59 | SME Input | -8.5395 | 2032 | 0.6 | SWWH019-06
COM-WATERHEAT-36.68 | Com ¦ Faucet Aerators (Elec WH) - Cold ¦ SCE ¦ Cold | Com ¦ Faucet Aerators (Elec WH) - Cold | SCE ¦ Cold | SCE | All | Electric | Commercial faucet aerator (electric WH) | Efficient |  |  | 0 | Conventional | WaterHeat | Com - Refrig. Warehouse | Com | RET Only | 0 | 1000 sqft2 of floor space | Each | 6.67 | DEER:Indoor_CFL_Ltg | 77.3333 | 0.024467 | 0 | SWWH019-06 | 14.835 | 2024 | 18.01 | 2024 | 0 | 0 | SWWH019-06 | Com Faucet Aerators (Elec) - Cold ¦ SCE ¦ Cold | Com Faucet Aerators (Elec) - Cold | 0.040374 | 1 | 0.59 | SME Input | -1.3818 | 2032 | 0.6 | SWWH019-06
COM-WATERHEAT-36.69 | Com ¦ Faucet Aerators (Elec WH) - Cold ¦ SCE ¦ Cold | Com ¦ Faucet Aerators (Elec WH) - Cold | SCE ¦ Cold | SCE | All | Electric | Commercial faucet aerator (electric WH) | Efficient |  |  | 0 | Conventional | WaterHeat | Com - Restaurant | Com | RET Only | 0 | 1000 sqft2 of floor space | Each | 6.67 | DEER:Indoor_CFL_Ltg | 77.3333 | 0.024467 | 0 | SWWH019-06 | 14.835 | 2024 | 18.01 | 2024 | 0 | 0 | SWWH019-06 | Com Faucet Aerators (Elec) - Cold ¦ SCE ¦ Cold | Com Faucet Aerators (Elec) - Cold | 0.14219 | 1 | 0.59 | SME Input | -1.3743 | 2032 | 0.6 | SWWH019-06
COM-WATERHEAT-36.70 | Com ¦ Faucet Aerators (Elec WH) - Cold ¦ SCE ¦ Cold | Com ¦ Faucet Aerators (Elec WH) - Cold | SCE ¦ Cold | SCE | All | Electric | Commercial faucet aerator (electric WH) | Efficient |  |  | 0 | Conventional | WaterHeat | Com - Retail | Com | RET Only | 0 | 1000 sqft2 of floor space | Each | 6.67 | DEER:Indoor_CFL_Ltg | 77.3333 | 0.024467 | 0 | SWWH019-06 | 14.835 | 2024 | 18.01 | 2024 | 0 | 0 | SWWH019-06 | Com Faucet Aerators (Elec) - Cold ¦ SCE ¦ Cold | Com Faucet Aerators (Elec) - Cold | 0.029573 | 1 | 0.59 | SME Input | -27.1685 | 2032 | 0.6 | SWWH019-06
COM-WATERHEAT-36.71 | Com ¦ Faucet Aerators (Elec WH) - Cold ¦ SCE ¦ Cold | Com ¦ Faucet Aerators (Elec WH) - Cold | SCE ¦ Cold | SCE | All | Electric | Commercial faucet aerator (electric WH) | Efficient |  |  | 0 | Conventional | WaterHeat | Com - School | Com | RET Only | 0 | 1000 sqft2 of floor space | Each | 6.67 | DEER:Indoor_CFL_Ltg | 77.3333 | 0.024467 | 0 | SWWH019-06 | 14.835 | 2024 | 18.01 | 2024 | 0 | 0 | SWWH019-06 | Com Faucet Aerators (Elec) - Cold ¦ SCE ¦ Cold | Com Faucet Aerators (Elec) - Cold | 0.046744 | 1 | 0.59 | SME Input | -12.7326 | 2032 | 0.6 | SWWH019-06
COM-WATERHEAT-36.72 | Com ¦ Faucet Aerators (Elec WH) - Cold ¦ SCE ¦ Cold | Com ¦ Faucet Aerators (Elec WH) - Cold | SCE ¦ Cold | SCE | All | Electric | Commercial faucet aerator (electric WH) | Efficient |  |  | 0 | Conventional | WaterHeat | Com - Warehouse | Com | RET Only | 0 | 1000 sqft2 of floor space | Each | 6.67 | DEER:Indoor_CFL_Ltg | 77.3333 | 0.024467 | 0 | SWWH019-06 | 14.835 | 2024 | 18.01 | 2024 | 0 | 0 | SWWH019-06 | Com Faucet Aerators (Elec) - Cold ¦ SCE ¦ Cold | Com Faucet Aerators (Elec) - Cold | 0.040374 | 1 | 0.59 | SME Input | -23.1786 | 2032 | 0.6 | SWWH019-06
COM-WATERHEAT-36.73 | Com ¦ Faucet Aerators (Elec WH) - Marine ¦ SDG&E ¦ Marine | Com ¦ Faucet Aerators (Elec WH) - Marine | SDG&E ¦ Marine | SDG&E | All | Electric | Commercial faucet aerator (electric WH) | Efficient |  |  | 0 | Conventional | WaterHeat | Com - College | Com | RET Only | 0 | 1000 sqft2 of floor space | Each | 6.67 | DEER:Indoor_CFL_Ltg | 58.0333 | 0.01834 | 0 | SWWH019-06 | 14.835 | 2024 | 18.01 | 2024 | 0 | 0 | SWWH019-06 | Com Faucet Aerators (Elec) - Marine ¦ SDG&E ¦ Marine | Com Faucet Aerators (Elec) - Marine | 0.12329 | 1 | 0.59 | SME Input | -4.3814 | 2032 | 0.6 | SWWH019-06
COM-WATERHEAT-36.74 | Com ¦ Faucet Aerators (Elec WH) - Marine ¦ SDG&E ¦ Marine | Com ¦ Faucet Aerators (Elec WH) - Marine | SDG&E ¦ Marine | SDG&E | All | Electric | Commercial faucet aerator (electric WH) | Efficient |  |  | 0 | Conventional | WaterHeat | Com - Grocery | Com | RET Only | 0 | 1000 sqft2 of floor space | Each | 6.67 | DEER:Indoor_CFL_Ltg | 58.0333 | 0.01834 | 0 | SWWH019-06 | 14.835 | 2024 | 18.01 | 2024 | 0 | 0 | SWWH019-06 | Com Faucet Aerators (Elec) - Marine ¦ SDG&E ¦ Marine | Com Faucet Aerators (Elec) - Marine | 0.087193 | 1 | 0.59 | SME Input | -3.2643 | 2032 | 0.6 | SWWH019-06
COM-WATERHEAT-36.75 | Com ¦ Faucet Aerators (Elec WH) - Marine ¦ SDG&E ¦ Marine | Com ¦ Faucet Aerators (Elec WH) - Marine | SDG&E ¦ Marine | SDG&E | All | Electric | Commercial faucet aerator (electric WH) | Efficient |  |  | 0 | Conventional | WaterHeat | Com - Health | Com | RET Only | 0 | 1000 sqft2 of floor space | Each | 6.67 | DEER:Indoor_CFL_Ltg | 58.0333 | 0.01834 | 0 | SWWH019-06 | 14.835 | 2024 | 18.01 | 2024 | 0 | 0 | SWWH019-06 | Com Faucet Aerators (Elec) - Marine ¦ SDG&E ¦ Marine | Com Faucet Aerators (Elec) - Marine | 0.12329 | 1 | 0.59 | SME Input | -3.7975 | 2032 | 0.6 | SWWH019-06
COM-WATERHEAT-36.76 | Com ¦ Faucet Aerators (Elec WH) - Marine ¦ SDG&E ¦ Marine | Com ¦ Faucet Aerators (Elec WH) - Marine | SDG&E ¦ Marine | SDG&E | All | Electric | Commercial faucet aerator (electric WH) | Efficient |  |  | 0 | Conventional | WaterHeat | Com - Lodging | Com | RET Only | 0 | 1000 sqft2 of floor space | Each | 6.67 | DEER:Indoor_CFL_Ltg | 58.0333 | 0.01834 | 0 | SWWH019-06 | 14.835 | 2024 | 18.01 | 2024 | 0 | 0 | SWWH019-06 | Com Faucet Aerators (Elec) - Marine ¦ SDG&E ¦ Marine | Com Faucet Aerators (Elec) - Marine | 0.23177 | 1 | 0.59 | SME Input | -9.1508 | 2032 | 0.6 | SWWH019-06
COM-WATERHEAT-36.77 | Com ¦ Faucet Aerators (Elec WH) - Marine ¦ SDG&E ¦ Marine | Com ¦ Faucet Aerators (Elec WH) - Marine | SDG&E ¦ Marine | SDG&E | All | Electric | Commercial faucet aerator (electric WH) | Efficient |  |  | 0 | Conventional | WaterHeat | Com - Office (Large) | Com | RET Only | 0 | 1000 sqft2 of floor space | Each | 6.67 | DEER:Indoor_CFL_Ltg | 58.0333 | 0.01834 | 0 | SWWH019-06 | 14.835 | 2024 | 18.01 | 2024 | 0 | 0 | SWWH019-06 | Com Faucet Aerators (Elec) - Marine ¦ SDG&E ¦ Marine | Com Faucet Aerators (Elec) - Marine | 0.026941 | 1 | 0.59 | SME Input | -5.7715 | 2032 | 0.6 | SWWH019-06
COM-WATERHEAT-36.78 | Com ¦ Faucet Aerators (Elec WH) - Marine ¦ SDG&E ¦ Marine | Com ¦ Faucet Aerators (Elec WH) - Marine | SDG&E ¦ Marine | SDG&E | All | Electric | Commercial faucet aerator (electric WH) | Efficient |  |  | 0 | Conventional | WaterHeat | Com - Office (Small) | Com | RET Only | 0 | 1000 sqft2 of floor space | Each | 6.67 | DEER:Indoor_CFL_Ltg | 58.0333 | 0.01834 | 0 | SWWH019-06 | 14.835 | 2024 | 18.01 | 2024 | 0 | 0 | SWWH019-06 | Com Faucet Aerators (Elec) - Marine ¦ SDG&E ¦ Marine | Com Faucet Aerators (Elec) - Marine | 0.026941 | 1 | 0.59 | SME Input | -2.6607 | 2032 | 0.6 | SWWH019-06
COM-WATERHEAT-36.79 | Com ¦ Faucet Aerators (Elec WH) - Marine ¦ SDG&E ¦ Marine | Com ¦ Faucet Aerators (Elec WH) - Marine | SDG&E ¦ Marine | SDG&E | All | Electric | Commercial faucet aerator (electric WH) | Efficient |  |  | 0 | Conventional | WaterHeat | Com - Other | Com | RET Only | 0 | 1000 sqft2 of floor space | Each | 6.67 | DEER:Indoor_CFL_Ltg | 58.0333 | 0.01834 | 0 | SWWH019-06 | 14.835 | 2024 | 18.01 | 2024 | 0 | 0 | SWWH019-06 | Com Faucet Aerators (Elec) - Marine ¦ SDG&E ¦ Marine | Com Faucet Aerators (Elec) - Marine | 0.041095 | 1 | 0.59 | SME Input | -6.4083 | 2032 | 0.6 | SWWH019-06
COM-WATERHEAT-36.80 | Com ¦ Faucet Aerators (Elec WH) - Marine ¦ SDG&E ¦ Marine | Com ¦ Faucet Aerators (Elec WH) - Marine | SDG&E ¦ Marine | SDG&E | All | Electric | Commercial faucet aerator (electric WH) | Efficient |  |  | 0 | Conventional | WaterHeat | Com - Refrig. Warehouse | Com | RET Only | 0 | 1000 sqft2 of floor space | Each | 6.67 | DEER:Indoor_CFL_Ltg | 58.0333 | 0.01834 | 0 | SWWH019-06 | 14.835 | 2024 | 18.01 | 2024 | 0 | 0 | SWWH019-06 | Com Faucet Aerators (Elec) - Marine ¦ SDG&E ¦ Marine | Com Faucet Aerators (Elec) - Marine | 0.040374 | 1 | 0.59 | SME Input | -1.037 | 2032 | 0.6 | SWWH019-06
COM-WATERHEAT-36.81 | Com ¦ Faucet Aerators (Elec WH) - Marine ¦ SDG&E ¦ Marine | Com ¦ Faucet Aerators (Elec WH) - Marine | SDG&E ¦ Marine | SDG&E | All | Electric | Commercial faucet aerator (electric WH) | Efficient |  |  | 0 | Conventional | WaterHeat | Com - Restaurant | Com | RET Only | 0 | 1000 sqft2 of floor space | Each | 6.67 | DEER:Indoor_CFL_Ltg | 58.0333 | 0.01834 | 0 | SWWH019-06 | 14.835 | 2024 | 18.01 | 2024 | 0 | 0 | SWWH019-06 | Com Faucet Aerators (Elec) - Marine ¦ SDG&E ¦ Marine | Com Faucet Aerators (Elec) - Marine | 0.14219 | 1 | 0.59 | SME Input | -1.0313 | 2032 | 0.6 | SWWH019-06
COM-WATERHEAT-36.82 | Com ¦ Faucet Aerators (Elec WH) - Marine ¦ SDG&E ¦ Marine | Com ¦ Faucet Aerators (Elec WH) - Marine | SDG&E ¦ Marine | SDG&E | All | Electric | Commercial faucet aerator (electric WH) | Efficient |  |  | 0 | Conventional | WaterHeat | Com - Retail | Com | RET Only | 0 | 1000 sqft2 of floor space | Each | 6.67 | DEER:Indoor_CFL_Ltg | 58.0333 | 0.01834 | 0 | SWWH019-06 | 14.835 | 2024 | 18.01 | 2024 | 0 | 0 | SWWH019-06 | Com Faucet Aerators (Elec) - Marine ¦ SDG&E ¦ Marine | Com Faucet Aerators (Elec) - Marine | 0.029573 | 1 | 0.59 | SME Input | -20.3881 | 2032 | 0.6 | SWWH019-06
COM-WATERHEAT-36.83 | Com ¦ Faucet Aerators (Elec WH) - Marine ¦ SDG&E ¦ Marine | Com ¦ Faucet Aerators (Elec WH) - Marine | SDG&E ¦ Marine | SDG&E | All | Electric | Commercial faucet aerator (electric WH) | Efficient |  |  | 0 | Conventional | WaterHeat | Com - School | Com | RET Only | 0 | 1000 sqft2 of floor space | Each | 6.67 | DEER:Indoor_CFL_Ltg | 58.0333 | 0.01834 | 0 | SWWH019-06 | 14.835 | 2024 | 18.01 | 2024 | 0 | 0 | SWWH019-06 | Com Faucet Aerators (Elec) - Marine ¦ SDG&E ¦ Marine | Com Faucet Aerators (Elec) - Marine | 0.046744 | 1 | 0.59 | SME Input | -9.555 | 2032 | 0.6 | SWWH019-06
COM-WATERHEAT-36.84 | Com ¦ Faucet Aerators (Elec WH) - Marine ¦ SDG&E ¦ Marine | Com ¦ Faucet Aerators (Elec WH) - Marine | SDG&E ¦ Marine | SDG&E | All | Electric | Commercial faucet aerator (electric WH) | Efficient |  |  | 0 | Conventional | WaterHeat | Com - Warehouse | Com | RET Only | 0 | 1000 sqft2 of floor space | Each | 6.67 | DEER:Indoor_CFL_Ltg | 58.0333 | 0.01834 | 0 | SWWH019-06 | 14.835 | 2024 | 18.01 | 2024 | 0 | 0 | SWWH019-06 | Com Faucet Aerators (Elec) - Marine ¦ SDG&E ¦ Marine | Com Faucet Aerators (Elec) - Marine | 0.040374 | 1 | 0.59 | SME Input | -17.394 | 2032 | 0.6 | SWWH019-06
COM-WATERHEAT-36.85 | Com ¦ Faucet Aerators (Elec WH) - Hot-Dry ¦ SDG&E ¦ Hot-Dry | Com ¦ Faucet Aerators (Elec WH) - Hot-Dry | SDG&E ¦ Hot-Dry | SDG&E | All | Electric | Commercial faucet aerator (electric WH) | Efficient |  |  | 0 | Conventional | WaterHeat | Com - College | Com | RET Only | 0 | 1000 sqft2 of floor space | Each | 6.67 | DEER:Indoor_CFL_Ltg | 57.6667 | 0.018257 | 0 | SWWH019-06 | 14.835 | 2024 | 18.01 | 2024 | 0 | 0 | SWWH019-06 | Com Faucet Aerators (Elec) - Hot-Dry ¦ SDG&E ¦ Hot-Dry | Com Faucet Aerators (Elec) - Hot-Dry | 0.12329 | 1 | 0.59 | SME Input | -4.3537 | 2032 | 0.6 | SWWH019-06
COM-WATERHEAT-36.86 | Com ¦ Faucet Aerators (Elec WH) - Hot-Dry ¦ SDG&E ¦ Hot-Dry | Com ¦ Faucet Aerators (Elec WH) - Hot-Dry | SDG&E ¦ Hot-Dry | SDG&E | All | Electric | Commercial faucet aerator (electric WH) | Efficient |  |  | 0 | Conventional | WaterHeat | Com - Grocery | Com | RET Only | 0 | 1000 sqft2 of floor space | Each | 6.67 | DEER:Indoor_CFL_Ltg | 57.6667 | 0.018257 | 0 | SWWH019-06 | 14.835 | 2024 | 18.01 | 2024 | 0 | 0 | SWWH019-06 | Com Faucet Aerators (Elec) - Hot-Dry ¦ SDG&E ¦ Hot-Dry | Com Faucet Aerators (Elec) - Hot-Dry | 0.087193 | 1 | 0.59 | SME Input | -3.2437 | 2032 | 0.6 | SWWH019-06
COM-WATERHEAT-36.87 | Com ¦ Faucet Aerators (Elec WH) - Hot-Dry ¦ SDG&E ¦ Hot-Dry | Com ¦ Faucet Aerators (Elec WH) - Hot-Dry | SDG&E ¦ Hot-Dry | SDG&E | All | Electric | Commercial faucet aerator (electric WH) | Efficient |  |  | 0 | Conventional | WaterHeat | Com - Health | Com | RET Only | 0 | 1000 sqft2 of floor space | Each | 6.67 | DEER:Indoor_CFL_Ltg | 57.6667 | 0.018257 | 0 | SWWH019-06 | 14.835 | 2024 | 18.01 | 2024 | 0 | 0 | SWWH019-06 | Com Faucet Aerators (Elec) - Hot-Dry ¦ SDG&E ¦ Hot-Dry | Com Faucet Aerators (Elec) - Hot-Dry | 0.12329 | 1 | 0.59 | SME Input | -3.7735 | 2032 | 0.6 | SWWH019-06
COM-WATERHEAT-36.88 | Com ¦ Faucet Aerators (Elec WH) - Hot-Dry ¦ SDG&E ¦ Hot-Dry | Com ¦ Faucet Aerators (Elec WH) - Hot-Dry | SDG&E ¦ Hot-Dry | SDG&E | All | Electric | Commercial faucet aerator (electric WH) | Efficient |  |  | 0 | Conventional | WaterHeat | Com - Lodging | Com | RET Only | 0 | 1000 sqft2 of floor space | Each | 6.67 | DEER:Indoor_CFL_Ltg | 57.6667 | 0.018257 | 0 | SWWH019-06 | 14.835 | 2024 | 18.01 | 2024 | 0 | 0 | SWWH019-06 | Com Faucet Aerators (Elec) - Hot-Dry ¦ SDG&E ¦ Hot-Dry | Com Faucet Aerators (Elec) - Hot-Dry | 0.23177 | 1 | 0.59 | SME Input | -9.093 | 2032 | 0.6 | SWWH019-06
COM-WATERHEAT-36.89 | Com ¦ Faucet Aerators (Elec WH) - Hot-Dry ¦ SDG&E ¦ Hot-Dry | Com ¦ Faucet Aerators (Elec WH) - Hot-Dry | SDG&E ¦ Hot-Dry | SDG&E | All | Electric | Commercial faucet aerator (electric WH) | Efficient |  |  | 0 | Conventional | WaterHeat | Com - Office (Large) | Com | RET Only | 0 | 1000 sqft2 of floor space | Each | 6.67 | DEER:Indoor_CFL_Ltg | 57.6667 | 0.018257 | 0 | SWWH019-06 | 14.835 | 2024 | 18.01 | 2024 | 0 | 0 | SWWH019-06 | Com Faucet Aerators (Elec) - Hot-Dry ¦ SDG&E ¦ Hot-Dry | Com Faucet Aerators (Elec) - Hot-Dry | 0.026941 | 1 | 0.59 | SME Input | -5.735 | 2032 | 0.6 | SWWH019-06
COM-WATERHEAT-36.90 | Com ¦ Faucet Aerators (Elec WH) - Hot-Dry ¦ SDG&E ¦ Hot-Dry | Com ¦ Faucet Aerators (Elec WH) - Hot-Dry | SDG&E ¦ Hot-Dry | SDG&E | All | Electric | Commercial faucet aerator (electric WH) | Efficient |  |  | 0 | Conventional | WaterHeat | Com - Office (Small) | Com | RET Only | 0 | 1000 sqft2 of floor space | Each | 6.67 | DEER:Indoor_CFL_Ltg | 57.6667 | 0.018257 | 0 | SWWH019-06 | 14.835 | 2024 | 18.01 | 2024 | 0 | 0 | SWWH019-06 | Com Faucet Aerators (Elec) - Hot-Dry ¦ SDG&E ¦ Hot-Dry | Com Faucet Aerators (Elec) - Hot-Dry | 0.026941 | 1 | 0.59 | SME Input | -2.6439 | 2032 | 0.6 | SWWH019-06
COM-WATERHEAT-36.91 | Com ¦ Faucet Aerators (Elec WH) - Hot-Dry ¦ SDG&E ¦ Hot-Dry | Com ¦ Faucet Aerators (Elec WH) - Hot-Dry | SDG&E ¦ Hot-Dry | SDG&E | All | Electric | Commercial faucet aerator (electric WH) | Efficient |  |  | 0 | Conventional | WaterHeat | Com - Other | Com | RET Only | 0 | 1000 sqft2 of floor space | Each | 6.67 | DEER:Indoor_CFL_Ltg | 57.6667 | 0.018257 | 0 | SWWH019-06 | 14.835 | 2024 | 18.01 | 2024 | 0 | 0 | SWWH019-06 | Com Faucet Aerators (Elec) - Hot-Dry ¦ SDG&E ¦ Hot-Dry | Com Faucet Aerators (Elec) - Hot-Dry | 0.041095 | 1 | 0.59 | SME Input | -6.3678 | 2032 | 0.6 | SWWH019-06
COM-WATERHEAT-36.92 | Com ¦ Faucet Aerators (Elec WH) - Hot-Dry ¦ SDG&E ¦ Hot-Dry | Com ¦ Faucet Aerators (Elec WH) - Hot-Dry | SDG&E ¦ Hot-Dry | SDG&E | All | Electric | Commercial faucet aerator (electric WH) | Efficient |  |  | 0 | Conventional | WaterHeat | Com - Refrig. Warehouse | Com | RET Only | 0 | 1000 sqft2 of floor space | Each | 6.67 | DEER:Indoor_CFL_Ltg | 57.6667 | 0.018257 | 0 | SWWH019-06 | 14.835 | 2024 | 18.01 | 2024 | 0 | 0 | SWWH019-06 | Com Faucet Aerators (Elec) - Hot-Dry ¦ SDG&E ¦ Hot-Dry | Com Faucet Aerators (Elec) - Hot-Dry | 0.040374 | 1 | 0.59 | SME Input | -1.0304 | 2032 | 0.6 | SWWH019-06
COM-WATERHEAT-36.93 | Com ¦ Faucet Aerators (Elec WH) - Hot-Dry ¦ SDG&E ¦ Hot-Dry | Com ¦ Faucet Aerators (Elec WH) - Hot-Dry | SDG&E ¦ Hot-Dry | SDG&E | All | Electric | Commercial faucet aerator (electric WH) | Efficient |  |  | 0 | Conventional | WaterHeat | Com - Restaurant | Com | RET Only | 0 | 1000 sqft2 of floor space | Each | 6.67 | DEER:Indoor_CFL_Ltg | 57.6667 | 0.018257 | 0 | SWWH019-06 | 14.835 | 2024 | 18.01 | 2024 | 0 | 0 | SWWH019-06 | Com Faucet Aerators (Elec) - Hot-Dry ¦ SDG&E ¦ Hot-Dry | Com Faucet Aerators (Elec) - Hot-Dry | 0.14219 | 1 | 0.59 | SME Input | -1.0248 | 2032 | 0.6 | SWWH019-06
COM-WATERHEAT-36.94 | Com ¦ Faucet Aerators (Elec WH) - Hot-Dry ¦ SDG&E ¦ Hot-Dry | Com ¦ Faucet Aerators (Elec WH) - Hot-Dry | SDG&E ¦ Hot-Dry | SDG&E | All | Electric | Commercial faucet aerator (electric WH) | Efficient |  |  | 0 | Conventional | WaterHeat | Com - Retail | Com | RET Only | 0 | 1000 sqft2 of floor space | Each | 6.67 | DEER:Indoor_CFL_Ltg | 57.6667 | 0.018257 | 0 | SWWH019-06 | 14.835 | 2024 | 18.01 | 2024 | 0 | 0 | SWWH019-06 | Com Faucet Aerators (Elec) - Hot-Dry ¦ SDG&E ¦ Hot-Dry | Com Faucet Aerators (Elec) - Hot-Dry | 0.029573 | 1 | 0.59 | SME Input | -20.2593 | 2032 | 0.6 | SWWH019-06
COM-WATERHEAT-36.95 | Com ¦ Faucet Aerators (Elec WH) - Hot-Dry ¦ SDG&E ¦ Hot-Dry | Com ¦ Faucet Aerators (Elec WH) - Hot-Dry | SDG&E ¦ Hot-Dry | SDG&E | All | Electric | Commercial faucet aerator (electric WH) | Efficient |  |  | 0 | Conventional | WaterHeat | Com - School | Com | RET Only | 0 | 1000 sqft2 of floor space | Each | 6.67 | DEER:Indoor_CFL_Ltg | 57.6667 | 0.018257 | 0 | SWWH019-06 | 14.835 | 2024 | 18.01 | 2024 | 0 | 0 | SWWH019-06 | Com Faucet Aerators (Elec) - Hot-Dry ¦ SDG&E ¦ Hot-Dry | Com Faucet Aerators (Elec) - Hot-Dry | 0.046744 | 1 | 0.59 | SME Input | -9.4946 | 2032 | 0.6 | SWWH019-06
COM-WATERHEAT-36.96 | Com ¦ Faucet Aerators (Elec WH) - Hot-Dry ¦ SDG&E ¦ Hot-Dry | Com ¦ Faucet Aerators (Elec WH) - Hot-Dry | SDG&E ¦ Hot-Dry | SDG&E | All | Electric | Commercial faucet aerator (electric WH) | Efficient |  |  | 0 | Conventional | WaterHeat | Com - Warehouse | Com | RET Only | 0 | 1000 sqft2 of floor space | Each | 6.67 | DEER:Indoor_CFL_Ltg | 57.6667 | 0.018257 | 0 | SWWH019-06 | 14.835 | 2024 | 18.01 | 2024 | 0 | 0 | SWWH019-06 | Com Faucet Aerators (Elec) - Hot-Dry ¦ SDG&E ¦ Hot-Dry | Com Faucet Aerators (Elec) - Hot-Dry | 0.040374 | 1 | 0.59 | SME Input | -17.2841 | 2032 | 0.6 | SWWH019-06
COM-WATERHEAT-40.1 | Com ¦ No Com Water Heating Controls (Gas WH) - Marine ¦ PG&E ¦ Marine | Com ¦ No Com Water Heating Controls (Gas WH) - Marine | PG&E ¦ Marine | PG&E | All | Gas | No Com Water Heating Controls (Gas WH) | Average Existing and Code |  |  | 0 | Conventional | WaterHeat | Com - College | Com | RET Only | 0 | 1000 sqft2 of floor space | DHW System | 15 | DEER:Indoor_CFL_Ltg | 0 | 0 | 428.7863 | SWWH016-01 & DEER 2021 Water Heater Updates | 0 | 2020 | 0 | 2020 | 0 | 0 | SWWH016-01 & DEER 2021 Water Heater Updates | Com Water Heating Controls (Gas) - Marine ¦ PG&E ¦ Marine | Com Water Heating Controls (Gas) - Marine | 0.84119 | 1 | 0.95 | DEER 2021 | -1414.4167 | 2012 | 0.6 | N/A
COM-WATERHEAT-40.2 | Com ¦ No Com Water Heating Controls (Gas WH) - Marine ¦ PG&E ¦ Marine | Com ¦ No Com Water Heating Controls (Gas WH) - Marine | PG&E ¦ Marine | PG&E | All | Gas | No Com Water Heating Controls (Gas WH) | Average Existing and Code |  |  | 0 | Conventional | WaterHeat | Com - Grocery | Com | RET Only | 0 | 1000 sqft2 of floor space | DHW System | 15 | DEER:Indoor_CFL_Ltg | 0 | 0 | 1192.2511 | SWWH016-01 & DEER 2021 Water Heater Updates | 0 | 2020 | 0 | 2020 | 0 | 0 | SWWH016-01 & DEER 2021 Water Heater Updates | Com Water Heating Controls (Gas) - Marine ¦ PG&E ¦ Marine | Com Water Heating Controls (Gas) - Marine | 0.12762 | 1 | 0.95 | DEER 2021 | -2799.6334 | 2012 | 0.6 | N/A
COM-WATERHEAT-40.3 | Com ¦ No Com Water Heating Controls (Gas WH) - Marine ¦ PG&E ¦ Marine | Com ¦ No Com Water Heating Controls (Gas WH) - Marine | PG&E ¦ Marine | PG&E | All | Gas | No Com Water Heating Controls (Gas WH) | Average Existing and Code |  |  | 0 | Conventional | WaterHeat | Com - Health | Com | RET Only | 0 | 1000 sqft2 of floor space | DHW System | 15 | DEER:Indoor_CFL_Ltg | 0 | 0 | 1189.5957 | SWWH016-01 & DEER 2021 Water Heater Updates | 0 | 2020 | 0 | 2020 | 0 | 0 | SWWH016-01 & DEER 2021 Water Heater Updates | Com Water Heating Controls (Gas) - Marine ¦ PG&E ¦ Marine | Com Water Heating Controls (Gas) - Marine | 1.1967 | 1 | 0.95 | DEER 2021 | -3360.1094 | 2012 | 0.6 | N/A
COM-WATERHEAT-40.4 | Com ¦ No Com Water Heating Controls (Gas WH) - Marine ¦ PG&E ¦ Marine | Com ¦ No Com Water Heating Controls (Gas WH) - Marine | PG&E ¦ Marine | PG&E | All | Gas | No Com Water Heating Controls (Gas WH) | Average Existing and Code |  |  | 0 | Conventional | WaterHeat | Com - Lodging | Com | RET Only | 0 | 1000 sqft2 of floor space | DHW System | 15 | DEER:Indoor_CFL_Ltg | 0 | 0 | 1315.4576 | SWWH016-01 & DEER 2021 Water Heater Updates | 0 | 2020 | 0 | 2020 | 0 | 0 | SWWH016-01 & DEER 2021 Water Heater Updates | Com Water Heating Controls (Gas) - Marine ¦ PG&E ¦ Marine | Com Water Heating Controls (Gas) - Marine | 0.28964 | 1 | 0.95 | DEER 2021 | -12994.5524 | 2012 | 0.6 | N/A
COM-WATERHEAT-40.5 | Com ¦ No Com Water Heating Controls (Gas WH) - Marine ¦ PG&E ¦ Marine | Com ¦ No Com Water Heating Controls (Gas WH) - Marine | PG&E ¦ Marine | PG&E | All | Gas | No Com Water Heating Controls (Gas WH) | Average Existing and Code |  |  | 0 | Conventional | WaterHeat | Com - Office (Large) | Com | RET Only | 0 | 1000 sqft2 of floor space | DHW System | 15 | DEER:Indoor_CFL_Ltg | 0 | 0 | 295.9026 | SWWH016-01 & DEER 2021 Water Heater Updates | 0 | 2020 | 0 | 2020 | 0 | 0 | SWWH016-01 & DEER 2021 Water Heater Updates | Com Water Heating Controls (Gas) - Marine ¦ PG&E ¦ Marine | Com Water Heating Controls (Gas) - Marine | 0.046058 | 1 | 0.95 | DEER 2021 | -1328.8079 | 2012 | 0.6 | N/A
COM-WATERHEAT-40.6 | Com ¦ No Com Water Heating Controls (Gas WH) - Marine ¦ PG&E ¦ Marine | Com ¦ No Com Water Heating Controls (Gas WH) - Marine | PG&E ¦ Marine | PG&E | All | Gas | No Com Water Heating Controls (Gas WH) | Average Existing and Code |  |  | 0 | Conventional | WaterHeat | Com - Office (Small) | Com | RET Only | 0 | 1000 sqft2 of floor space | DHW System | 15 | DEER:Indoor_CFL_Ltg | 0 | 0 | 654.4305 | SWWH016-01 & DEER 2021 Water Heater Updates | 0 | 2020 | 0 | 2020 | 0 | 0 | SWWH016-01 & DEER 2021 Water Heater Updates | Com Water Heating Controls (Gas) - Marine ¦ PG&E ¦ Marine | Com Water Heating Controls (Gas) - Marine | 0.078362 | 1 | 0.95 | DEER 2021 | -1295.56 | 2012 | 0.6 | N/A
COM-WATERHEAT-40.7 | Com ¦ No Com Water Heating Controls (Gas WH) - Marine ¦ PG&E ¦ Marine | Com ¦ No Com Water Heating Controls (Gas WH) - Marine | PG&E ¦ Marine | PG&E | All | Gas | No Com Water Heating Controls (Gas WH) | Average Existing and Code |  |  | 0 | Conventional | WaterHeat | Com - Other | Com | RET Only | 0 | 1000 sqft2 of floor space | DHW System | 15 | DEER:Indoor_CFL_Ltg | 0 | 0 | 983.5383 | SWWH016-01 & DEER 2021 Water Heater Updates | 0 | 2020 | 0 | 2020 | 0 | 0 | SWWH016-01 & DEER 2021 Water Heater Updates | Com Water Heating Controls (Gas) - Marine ¦ PG&E ¦ Marine | Com Water Heating Controls (Gas) - Marine | 0.5926 | 1 | 0.95 | DEER 2021 | -4455.4349 | 2012 | 0.6 | N/A
COM-WATERHEAT-40.8 | Com ¦ No Com Water Heating Controls (Gas WH) - Marine ¦ PG&E ¦ Marine | Com ¦ No Com Water Heating Controls (Gas WH) - Marine | PG&E ¦ Marine | PG&E | All | Gas | No Com Water Heating Controls (Gas WH) | Average Existing and Code |  |  | 0 | Conventional | WaterHeat | Com - Refrig. Warehouse | Com | RET Only | 0 | 1000 sqft2 of floor space | DHW System | 15 | DEER:Indoor_CFL_Ltg | 0 | 0 | 1498.3386 | SWWH016-01 & DEER 2021 Water Heater Updates | 0 | 2020 | 0 | 2020 | 0 | 0 | SWWH016-01 & DEER 2021 Water Heater Updates | Com Water Heating Controls (Gas) - Marine ¦ PG&E ¦ Marine | Com Water Heating Controls (Gas) - Marine | 0.0089557 | 1 | 0.95 | DEER 2021 | -1124.9387 | 2012 | 0.6 | N/A
COM-WATERHEAT-40.9 | Com ¦ No Com Water Heating Controls (Gas WH) - Marine ¦ PG&E ¦ Marine | Com ¦ No Com Water Heating Controls (Gas WH) - Marine | PG&E ¦ Marine | PG&E | All | Gas | No Com Water Heating Controls (Gas WH) | Average Existing and Code |  |  | 0 | Conventional | WaterHeat | Com - Restaurant | Com | RET Only | 0 | 1000 sqft2 of floor space | DHW System | 15 | DEER:Indoor_CFL_Ltg | 0 | 0 | 623.1889 | SWWH016-01 & DEER 2021 Water Heater Updates | 0 | 2020 | 0 | 2020 | 0 | 0 | SWWH016-01 & DEER 2021 Water Heater Updates | Com Water Heating Controls (Gas) - Marine ¦ PG&E ¦ Marine | Com Water Heating Controls (Gas) - Marine | 2.3509 | 1 | 0.95 | DEER 2021 | -468.1626 | 2012 | 0.6 | N/A
COM-WATERHEAT-40.10 | Com ¦ No Com Water Heating Controls (Gas WH) - Marine ¦ PG&E ¦ Marine | Com ¦ No Com Water Heating Controls (Gas WH) - Marine | PG&E ¦ Marine | PG&E | All | Gas | No Com Water Heating Controls (Gas WH) | Average Existing and Code |  |  | 0 | Conventional | WaterHeat | Com - Retail | Com | RET Only | 0 | 1000 sqft2 of floor space | DHW System | 15 | DEER:Indoor_CFL_Ltg | 0 | 0 | 456.5725 | SWWH016-01 & DEER 2021 Water Heater Updates | 0 | 2020 | 0 | 2020 | 0 | 0 | SWWH016-01 & DEER 2021 Water Heater Updates | Com Water Heating Controls (Gas) - Marine ¦ PG&E ¦ Marine | Com Water Heating Controls (Gas) - Marine | 0.11049 | 1 | 0.95 | DEER 2021 | -2255.9785 | 2012 | 0.6 | N/A
COM-WATERHEAT-40.11 | Com ¦ No Com Water Heating Controls (Gas WH) - Marine ¦ PG&E ¦ Marine | Com ¦ No Com Water Heating Controls (Gas WH) - Marine | PG&E ¦ Marine | PG&E | All | Gas | No Com Water Heating Controls (Gas WH) | Average Existing and Code |  |  | 0 | Conventional | WaterHeat | Com - School | Com | RET Only | 0 | 1000 sqft2 of floor space | DHW System | 15 | DEER:Indoor_CFL_Ltg | 0 | 0 | 711.5398 | SWWH016-01 & DEER 2021 Water Heater Updates | 0 | 2020 | 0 | 2020 | 0 | 0 | SWWH016-01 & DEER 2021 Water Heater Updates | Com Water Heating Controls (Gas) - Marine ¦ PG&E ¦ Marine | Com Water Heating Controls (Gas) - Marine | 1.8055 | 1 | 0.95 | DEER 2021 | -1625.6846 | 2012 | 0.6 | N/A
COM-WATERHEAT-40.12 | Com ¦ No Com Water Heating Controls (Gas WH) - Marine ¦ PG&E ¦ Marine | Com ¦ No Com Water Heating Controls (Gas WH) - Marine | PG&E ¦ Marine | PG&E | All | Gas | No Com Water Heating Controls (Gas WH) | Average Existing and Code |  |  | 0 | Conventional | WaterHeat | Com - Warehouse | Com | RET Only | 0 | 1000 sqft2 of floor space | DHW System | 15 | DEER:Indoor_CFL_Ltg | 0 | 0 | 789.3482 | SWWH016-01 & DEER 2021 Water Heater Updates | 0 | 2020 | 0 | 2020 | 0 | 0 | SWWH016-01 & DEER 2021 Water Heater Updates | Com Water Heating Controls (Gas) - Marine ¦ PG&E ¦ Marine | Com Water Heating Controls (Gas) - Marine | 0.0035823 | 1 | 0.95 | DEER 2021 | -3327.4769 | 2012 | 0.6 | N/A
COM-WATERHEAT-40.13 | Com ¦ No Com Water Heating Controls (Gas WH) - Hot-Dry ¦ PG&E ¦ Hot-Dry | Com ¦ No Com Water Heating Controls (Gas WH) - Hot-Dry | PG&E ¦ Hot-Dry | PG&E | All | Gas | No Com Water Heating Controls (Gas WH) | Average Existing and Code |  |  | 0 | Conventional | WaterHeat | Com - College | Com | RET Only | 0 | 1000 sqft2 of floor space | DHW System | 15 | DEER:Indoor_CFL_Ltg | 0 | 0 | 410.8703 | SWWH016-01 & DEER 2021 Water Heater Updates | 0 | 2020 | 0 | 2020 | 0 | 0 | SWWH016-01 & DEER 2021 Water Heater Updates | Com Water Heating Controls (Gas) - Hot-Dry ¦ PG&E ¦ Hot-Dry | Com Water Heating Controls (Gas) - Hot-Dry | 0.84119 | 1 | 0.95 | DEER 2021 | -1355.3182 | 2012 | 0.6 | N/A
COM-WATERHEAT-40.14 | Com ¦ No Com Water Heating Controls (Gas WH) - Hot-Dry ¦ PG&E ¦ Hot-Dry | Com ¦ No Com Water Heating Controls (Gas WH) - Hot-Dry | PG&E ¦ Hot-Dry | PG&E | All | Gas | No Com Water Heating Controls (Gas WH) | Average Existing and Code |  |  | 0 | Conventional | WaterHeat | Com - Grocery | Com | RET Only | 0 | 1000 sqft2 of floor space | DHW System | 15 | DEER:Indoor_CFL_Ltg | 0 | 0 | 1133.7578 | SWWH016-01 & DEER 2021 Water Heater Updates | 0 | 2020 | 0 | 2020 | 0 | 0 | SWWH016-01 & DEER 2021 Water Heater Updates | Com Water Heating Controls (Gas) - Hot-Dry ¦ PG&E ¦ Hot-Dry | Com Water Heating Controls (Gas) - Hot-Dry | 0.12762 | 1 | 0.95 | DEER 2021 | -2662.2797 | 2012 | 0.6 | N/A
COM-WATERHEAT-40.15 | Com ¦ No Com Water Heating Controls (Gas WH) - Hot-Dry ¦ PG&E ¦ Hot-Dry | Com ¦ No Com Water Heating Controls (Gas WH) - Hot-Dry | PG&E ¦ Hot-Dry | PG&E | All | Gas | No Com Water Heating Controls (Gas WH) | Average Existing and Code |  |  | 0 | Conventional | WaterHeat | Com - Health | Com | RET Only | 0 | 1000 sqft2 of floor space | DHW System | 15 | DEER:Indoor_CFL_Ltg | 0 | 0 | 1132.56 | SWWH016-01 & DEER 2021 Water Heater Updates | 0 | 2020 | 0 | 2020 | 0 | 0 | SWWH016-01 & DEER 2021 Water Heater Updates | Com Water Heating Controls (Gas) - Hot-Dry ¦ PG&E ¦ Hot-Dry | Com Water Heating Controls (Gas) - Hot-Dry | 1.1967 | 1 | 0.95 | DEER 2021 | -3199.0077 | 2012 | 0.6 | N/A
COM-WATERHEAT-40.16 | Com ¦ No Com Water Heating Controls (Gas WH) - Hot-Dry ¦ PG&E ¦ Hot-Dry | Com ¦ No Com Water Heating Controls (Gas WH) - Hot-Dry | PG&E ¦ Hot-Dry | PG&E | All | Gas | No Com Water Heating Controls (Gas WH) | Average Existing and Code |  |  | 0 | Conventional | WaterHeat | Com - Lodging | Com | RET Only | 0 | 1000 sqft2 of floor space | DHW System | 15 | DEER:Indoor_CFL_Ltg | 0 | 0 | 1251.5856 | SWWH016-01 & DEER 2021 Water Heater Updates | 0 | 2020 | 0 | 2020 | 0 | 0 | SWWH016-01 & DEER 2021 Water Heater Updates | Com Water Heating Controls (Gas) - Hot-Dry ¦ PG&E ¦ Hot-Dry | Com Water Heating Controls (Gas) - Hot-Dry | 0.28964 | 1 | 0.95 | DEER 2021 | -12363.602 | 2012 | 0.6 | N/A
COM-WATERHEAT-40.17 | Com ¦ No Com Water Heating Controls (Gas WH) - Hot-Dry ¦ PG&E ¦ Hot-Dry | Com ¦ No Com Water Heating Controls (Gas WH) - Hot-Dry | PG&E ¦ Hot-Dry | PG&E | All | Gas | No Com Water Heating Controls (Gas WH) | Average Existing and Code |  |  | 0 | Conventional | WaterHeat | Com - Office (Large) | Com | RET Only | 0 | 1000 sqft2 of floor space | DHW System | 15 | DEER:Indoor_CFL_Ltg | 0 | 0 | 282.7947 | SWWH016-01 & DEER 2021 Water Heater Updates | 0 | 2020 | 0 | 2020 | 0 | 0 | SWWH016-01 & DEER 2021 Water Heater Updates | Com Water Heating Controls (Gas) - Hot-Dry ¦ PG&E ¦ Hot-Dry | Com Water Heating Controls (Gas) - Hot-Dry | 0.046058 | 1 | 0.95 | DEER 2021 | -1269.9445 | 2012 | 0.6 | N/A
COM-WATERHEAT-40.18 | Com ¦ No Com Water Heating Controls (Gas WH) - Hot-Dry ¦ PG&E ¦ Hot-Dry | Com ¦ No Com Water Heating Controls (Gas WH) - Hot-Dry | PG&E ¦ Hot-Dry | PG&E | All | Gas | No Com Water Heating Controls (Gas WH) | Average Existing and Code |  |  | 0 | Conventional | WaterHeat | Com - Office (Small) | Com | RET Only | 0 | 1000 sqft2 of floor space | DHW System | 15 | DEER:Indoor_CFL_Ltg | 0 | 0 | 622.368 | SWWH016-01 & DEER 2021 Water Heater Updates | 0 | 2020 | 0 | 2020 | 0 | 0 | SWWH016-01 & DEER 2021 Water Heater Updates | Com Water Heating Controls (Gas) - Hot-Dry ¦ PG&E ¦ Hot-Dry | Com Water Heating Controls (Gas) - Hot-Dry | 0.078362 | 1 | 0.95 | DEER 2021 | -1232.0865 | 2012 | 0.6 | N/A
COM-WATERHEAT-40.19 | Com ¦ No Com Water Heating Controls (Gas WH) - Hot-Dry ¦ PG&E ¦ Hot-Dry | Com ¦ No Com Water Heating Controls (Gas WH) - Hot-Dry | PG&E ¦ Hot-Dry | PG&E | All | Gas | No Com Water Heating Controls (Gas WH) | Average Existing and Code |  |  | 0 | Conventional | WaterHeat | Com - Other | Com | RET Only | 0 | 1000 sqft2 of floor space | DHW System | 15 | DEER:Indoor_CFL_Ltg | 0 | 0 | 936.6275 | SWWH016-01 & DEER 2021 Water Heater Updates | 0 | 2020 | 0 | 2020 | 0 | 0 | SWWH016-01 & DEER 2021 Water Heater Updates | Com Water Heating Controls (Gas) - Hot-Dry ¦ PG&E ¦ Hot-Dry | Com Water Heating Controls (Gas) - Hot-Dry | 0.5926 | 1 | 0.95 | DEER 2021 | -4242.9287 | 2012 | 0.6 | N/A
COM-WATERHEAT-40.20 | Com ¦ No Com Water Heating Controls (Gas WH) - Hot-Dry ¦ PG&E ¦ Hot-Dry | Com ¦ No Com Water Heating Controls (Gas WH) - Hot-Dry | PG&E ¦ Hot-Dry | PG&E | All | Gas | No Com Water Heating Controls (Gas WH) | Average Existing and Code |  |  | 0 | Conventional | WaterHeat | Com - Refrig. Warehouse | Com | RET Only | 0 | 1000 sqft2 of floor space | DHW System | 15 | DEER:Indoor_CFL_Ltg | 0 | 0 | 1426.1148 | SWWH016-01 & DEER 2021 Water Heater Updates | 0 | 2020 | 0 | 2020 | 0 | 0 | SWWH016-01 & DEER 2021 Water Heater Updates | Com Water Heating Controls (Gas) - Hot-Dry ¦ PG&E ¦ Hot-Dry | Com Water Heating Controls (Gas) - Hot-Dry | 0.0089557 | 1 | 0.95 | DEER 2021 | -1070.7138 | 2012 | 0.6 | N/A
COM-WATERHEAT-40.21 | Com ¦ No Com Water Heating Controls (Gas WH) - Hot-Dry ¦ PG&E ¦ Hot-Dry | Com ¦ No Com Water Heating Controls (Gas WH) - Hot-Dry | PG&E ¦ Hot-Dry | PG&E | All | Gas | No Com Water Heating Controls (Gas WH) | Average Existing and Code |  |  | 0 | Conventional | WaterHeat | Com - Restaurant | Com | RET Only | 0 | 1000 sqft2 of floor space | DHW System | 15 | DEER:Indoor_CFL_Ltg | 0 | 0 | 592.6672 | SWWH016-01 & DEER 2021 Water Heater Updates | 0 | 2020 | 0 | 2020 | 0 | 0 | SWWH016-01 & DEER 2021 Water Heater Updates | Com Water Heating Controls (Gas) - Hot-Dry ¦ PG&E ¦ Hot-Dry | Com Water Heating Controls (Gas) - Hot-Dry | 2.3509 | 1 | 0.95 | DEER 2021 | -445.2336 | 2012 | 0.6 | N/A
COM-WATERHEAT-40.22 | Com ¦ No Com Water Heating Controls (Gas WH) - Hot-Dry ¦ PG&E ¦ Hot-Dry | Com ¦ No Com Water Heating Controls (Gas WH) - Hot-Dry | PG&E ¦ Hot-Dry | PG&E | All | Gas | No Com Water Heating Controls (Gas WH) | Average Existing and Code |  |  | 0 | Conventional | WaterHeat | Com - Retail | Com | RET Only | 0 | 1000 sqft2 of floor space | DHW System | 15 | DEER:Indoor_CFL_Ltg | 0 | 0 | 434.067 | SWWH016-01 & DEER 2021 Water Heater Updates | 0 | 2020 | 0 | 2020 | 0 | 0 | SWWH016-01 & DEER 2021 Water Heater Updates | Com Water Heating Controls (Gas) - Hot-Dry ¦ PG&E ¦ Hot-Dry | Com Water Heating Controls (Gas) - Hot-Dry | 0.11049 | 1 | 0.95 | DEER 2021 | -2144.7761 | 2012 | 0.6 | N/A
COM-WATERHEAT-40.23 | Com ¦ No Com Water Heating Controls (Gas WH) - Hot-Dry ¦ PG&E ¦ Hot-Dry | Com ¦ No Com Water Heating Controls (Gas WH) - Hot-Dry | PG&E ¦ Hot-Dry | PG&E | All | Gas | No Com Water Heating Controls (Gas WH) | Average Existing and Code |  |  | 0 | Conventional | WaterHeat | Com - School | Com | RET Only | 0 | 1000 sqft2 of floor space | DHW System | 15 | DEER:Indoor_CFL_Ltg | 0 | 0 | 678.682 | SWWH016-01 & DEER 2021 Water Heater Updates | 0 | 2020 | 0 | 2020 | 0 | 0 | SWWH016-01 & DEER 2021 Water Heater Updates | Com Water Heating Controls (Gas) - Hot-Dry ¦ PG&E ¦ Hot-Dry | Com Water Heating Controls (Gas) - Hot-Dry | 1.8055 | 1 | 0.95 | DEER 2021 | -1550.6129 | 2012 | 0.6 | N/A
COM-WATERHEAT-40.24 | Com ¦ No Com Water Heating Controls (Gas WH) - Hot-Dry ¦ PG&E ¦ Hot-Dry | Com ¦ No Com Water Heating Controls (Gas WH) - Hot-Dry | PG&E ¦ Hot-Dry | PG&E | All | Gas | No Com Water Heating Controls (Gas WH) | Average Existing and Code |  |  | 0 | Conventional | WaterHeat | Com - Warehouse | Com | RET Only | 0 | 1000 sqft2 of floor space | DHW System | 15 | DEER:Indoor_CFL_Ltg | 0 | 0 | 750.1793 | SWWH016-01 & DEER 2021 Water Heater Updates | 0 | 2020 | 0 | 2020 | 0 | 0 | SWWH016-01 & DEER 2021 Water Heater Updates | Com Water Heating Controls (Gas) - Hot-Dry ¦ PG&E ¦ Hot-Dry | Com Water Heating Controls (Gas) - Hot-Dry | 0.0035823 | 1 | 0.95 | DEER 2021 | -3162.3613 | 2012 | 0.6 | N/A
COM-WATERHEAT-40.25 | Com ¦ No Com Water Heating Controls (Gas WH) - Cold ¦ PG&E ¦ Cold | Com ¦ No Com Water Heating Controls (Gas WH) - Cold | PG&E ¦ Cold | PG&E | All | Gas | No Com Water Heating Controls (Gas WH) | Average Existing and Code |  |  | 0 | Conventional | WaterHeat | Com - College | Com | RET Only | 0 | 1000 sqft2 of floor space | DHW System | 15 | DEER:Indoor_CFL_Ltg | 0 | 0 | 458.3961 | SWWH016-01 & DEER 2021 Water Heater Updates | 0 | 2020 | 0 | 2020 | 0 | 0 | SWWH016-01 & DEER 2021 Water Heater Updates | Com Water Heating Controls (Gas) - Cold ¦ PG&E ¦ Cold | Com Water Heating Controls (Gas) - Cold | 0.84119 | 1 | 0.95 | DEER 2021 | -1512.0891 | 2012 | 0.6 | N/A
COM-WATERHEAT-40.26 | Com ¦ No Com Water Heating Controls (Gas WH) - Cold ¦ PG&E ¦ Cold | Com ¦ No Com Water Heating Controls (Gas WH) - Cold | PG&E ¦ Cold | PG&E | All | Gas | No Com Water Heating Controls (Gas WH) | Average Existing and Code |  |  | 0 | Conventional | WaterHeat | Com - Grocery | Com | RET Only | 0 | 1000 sqft2 of floor space | DHW System | 15 | DEER:Indoor_CFL_Ltg | 0 | 0 | 1270.1044 | SWWH016-01 & DEER 2021 Water Heater Updates | 0 | 2020 | 0 | 2020 | 0 | 0 | SWWH016-01 & DEER 2021 Water Heater Updates | Com Water Heating Controls (Gas) - Cold ¦ PG&E ¦ Cold | Com Water Heating Controls (Gas) - Cold | 0.12762 | 1 | 0.95 | DEER 2021 | -2982.4477 | 2012 | 0.6 | N/A
COM-WATERHEAT-40.27 | Com ¦ No Com Water Heating Controls (Gas WH) - Cold ¦ PG&E ¦ Cold | Com ¦ No Com Water Heating Controls (Gas WH) - Cold | PG&E ¦ Cold | PG&E | All | Gas | No Com Water Heating Controls (Gas WH) | Average Existing and Code |  |  | 0 | Conventional | WaterHeat | Com - Health | Com | RET Only | 0 | 1000 sqft2 of floor space | DHW System | 15 | DEER:Indoor_CFL_Ltg | 0 | 0 | 1271.5184 | SWWH016-01 & DEER 2021 Water Heater Updates | 0 | 2020 | 0 | 2020 | 0 | 0 | SWWH016-01 & DEER 2021 Water Heater Updates | Com Water Heating Controls (Gas) - Cold ¦ PG&E ¦ Cold | Com Water Heating Controls (Gas) - Cold | 1.1967 | 1 | 0.95 | DEER 2021 | -3591.5067 | 2012 | 0.6 | N/A
COM-WATERHEAT-40.28 | Com ¦ No Com Water Heating Controls (Gas WH) - Cold ¦ PG&E ¦ Cold | Com ¦ No Com Water Heating Controls (Gas WH) - Cold | PG&E ¦ Cold | PG&E | All | Gas | No Com Water Heating Controls (Gas WH) | Average Existing and Code |  |  | 0 | Conventional | WaterHeat | Com - Lodging | Com | RET Only | 0 | 1000 sqft2 of floor space | DHW System | 15 | DEER:Indoor_CFL_Ltg | 0 | 0 | 1402.5508 | SWWH016-01 & DEER 2021 Water Heater Updates | 0 | 2020 | 0 | 2020 | 0 | 0 | SWWH016-01 & DEER 2021 Water Heater Updates | Com Water Heating Controls (Gas) - Cold ¦ PG&E ¦ Cold | Com Water Heating Controls (Gas) - Cold | 0.28964 | 1 | 0.95 | DEER 2021 | -13854.8897 | 2012 | 0.6 | N/A
COM-WATERHEAT-40.29 | Com ¦ No Com Water Heating Controls (Gas WH) - Cold ¦ PG&E ¦ Cold | Com ¦ No Com Water Heating Controls (Gas WH) - Cold | PG&E ¦ Cold | PG&E | All | Gas | No Com Water Heating Controls (Gas WH) | Average Existing and Code |  |  | 0 | Conventional | WaterHeat | Com - Office (Large) | Com | RET Only | 0 | 1000 sqft2 of floor space | DHW System | 15 | DEER:Indoor_CFL_Ltg | 0 | 0 | 313.9734 | SWWH016-01 & DEER 2021 Water Heater Updates | 0 | 2020 | 0 | 2020 | 0 | 0 | SWWH016-01 & DEER 2021 Water Heater Updates | Com Water Heating Controls (Gas) - Cold ¦ PG&E ¦ Cold | Com Water Heating Controls (Gas) - Cold | 0.046058 | 1 | 0.95 | DEER 2021 | -1409.9587 | 2012 | 0.6 | N/A
COM-WATERHEAT-40.30 | Com ¦ No Com Water Heating Controls (Gas WH) - Cold ¦ PG&E ¦ Cold | Com ¦ No Com Water Heating Controls (Gas WH) - Cold | PG&E ¦ Cold | PG&E | All | Gas | No Com Water Heating Controls (Gas WH) | Average Existing and Code |  |  | 0 | Conventional | WaterHeat | Com - Office (Small) | Com | RET Only | 0 | 1000 sqft2 of floor space | DHW System | 15 | DEER:Indoor_CFL_Ltg | 0 | 0 | 695.7072 | SWWH016-01 & DEER 2021 Water Heater Updates | 0 | 2020 | 0 | 2020 | 0 | 0 | SWWH016-01 & DEER 2021 Water Heater Updates | Com Water Heating Controls (Gas) - Cold ¦ PG&E ¦ Cold | Com Water Heating Controls (Gas) - Cold | 0.078362 | 1 | 0.95 | DEER 2021 | -1377.2744 | 2012 | 0.6 | N/A
COM-WATERHEAT-40.31 | Com ¦ No Com Water Heating Controls (Gas WH) - Cold ¦ PG&E ¦ Cold | Com ¦ No Com Water Heating Controls (Gas WH) - Cold | PG&E ¦ Cold | PG&E | All | Gas | No Com Water Heating Controls (Gas WH) | Average Existing and Code |  |  | 0 | Conventional | WaterHeat | Com - Other | Com | RET Only | 0 | 1000 sqft2 of floor space | DHW System | 15 | DEER:Indoor_CFL_Ltg | 0 | 0 | 1048.3616 | SWWH016-01 & DEER 2021 Water Heater Updates | 0 | 2020 | 0 | 2020 | 0 | 0 | SWWH016-01 & DEER 2021 Water Heater Updates | Com Water Heating Controls (Gas) - Cold ¦ PG&E ¦ Cold | Com Water Heating Controls (Gas) - Cold | 0.5926 | 1 | 0.95 | DEER 2021 | -4749.0848 | 2012 | 0.6 | N/A
COM-WATERHEAT-40.32 | Com ¦ No Com Water Heating Controls (Gas WH) - Cold ¦ PG&E ¦ Cold | Com ¦ No Com Water Heating Controls (Gas WH) - Cold | PG&E ¦ Cold | PG&E | All | Gas | No Com Water Heating Controls (Gas WH) | Average Existing and Code |  |  | 0 | Conventional | WaterHeat | Com - Refrig. Warehouse | Com | RET Only | 0 | 1000 sqft2 of floor space | DHW System | 15 | DEER:Indoor_CFL_Ltg | 0 | 0 | 1598.1546 | SWWH016-01 & DEER 2021 Water Heater Updates | 0 | 2020 | 0 | 2020 | 0 | 0 | SWWH016-01 & DEER 2021 Water Heater Updates | Com Water Heating Controls (Gas) - Cold ¦ PG&E ¦ Cold | Com Water Heating Controls (Gas) - Cold | 0.0089557 | 1 | 0.95 | DEER 2021 | -1199.8797 | 2012 | 0.6 | N/A
COM-WATERHEAT-40.33 | Com ¦ No Com Water Heating Controls (Gas WH) - Cold ¦ PG&E ¦ Cold | Com ¦ No Com Water Heating Controls (Gas WH) - Cold | PG&E ¦ Cold | PG&E | All | Gas | No Com Water Heating Controls (Gas WH) | Average Existing and Code |  |  | 0 | Conventional | WaterHeat | Com - Restaurant | Com | RET Only | 0 | 1000 sqft2 of floor space | DHW System | 15 | DEER:Indoor_CFL_Ltg | 0 | 0 | 662.3484 | SWWH016-01 & DEER 2021 Water Heater Updates | 0 | 2020 | 0 | 2020 | 0 | 0 | SWWH016-01 & DEER 2021 Water Heater Updates | Com Water Heating Controls (Gas) - Cold ¦ PG&E ¦ Cold | Com Water Heating Controls (Gas) - Cold | 2.3509 | 1 | 0.95 | DEER 2021 | -497.5807 | 2012 | 0.6 | N/A
COM-WATERHEAT-40.34 | Com ¦ No Com Water Heating Controls (Gas WH) - Cold ¦ PG&E ¦ Cold | Com ¦ No Com Water Heating Controls (Gas WH) - Cold | PG&E ¦ Cold | PG&E | All | Gas | No Com Water Heating Controls (Gas WH) | Average Existing and Code |  |  | 0 | Conventional | WaterHeat | Com - Retail | Com | RET Only | 0 | 1000 sqft2 of floor space | DHW System | 15 | DEER:Indoor_CFL_Ltg | 0 | 0 | 486.0285 | SWWH016-01 & DEER 2021 Water Heater Updates | 0 | 2020 | 0 | 2020 | 0 | 0 | SWWH016-01 & DEER 2021 Water Heater Updates | Com Water Heating Controls (Gas) - Cold ¦ PG&E ¦ Cold | Com Water Heating Controls (Gas) - Cold | 0.11049 | 1 | 0.95 | DEER 2021 | -2401.5239 | 2012 | 0.6 | N/A
COM-WATERHEAT-40.35 | Com ¦ No Com Water Heating Controls (Gas WH) - Cold ¦ PG&E ¦ Cold | Com ¦ No Com Water Heating Controls (Gas WH) - Cold | PG&E ¦ Cold | PG&E | All | Gas | No Com Water Heating Controls (Gas WH) | Average Existing and Code |  |  | 0 | Conventional | WaterHeat | Com - School | Com | RET Only | 0 | 1000 sqft2 of floor space | DHW System | 15 | DEER:Indoor_CFL_Ltg | 0 | 0 | 765.9995 | SWWH016-01 & DEER 2021 Water Heater Updates | 0 | 2020 | 0 | 2020 | 0 | 0 | SWWH016-01 & DEER 2021 Water Heater Updates | Com Water Heating Controls (Gas) - Cold ¦ PG&E ¦ Cold | Com Water Heating Controls (Gas) - Cold | 1.8055 | 1 | 0.95 | DEER 2021 | -1750.111 | 2012 | 0.6 | N/A
COM-WATERHEAT-40.36 | Com ¦ No Com Water Heating Controls (Gas WH) - Cold ¦ PG&E ¦ Cold | Com ¦ No Com Water Heating Controls (Gas WH) - Cold | PG&E ¦ Cold | PG&E | All | Gas | No Com Water Heating Controls (Gas WH) | Average Existing and Code |  |  | 0 | Conventional | WaterHeat | Com - Warehouse | Com | RET Only | 0 | 1000 sqft2 of floor space | DHW System | 15 | DEER:Indoor_CFL_Ltg | 0 | 0 | 841.3971 | SWWH016-01 & DEER 2021 Water Heater Updates | 0 | 2020 | 0 | 2020 | 0 | 0 | SWWH016-01 & DEER 2021 Water Heater Updates | Com Water Heating Controls (Gas) - Cold ¦ PG&E ¦ Cold | Com Water Heating Controls (Gas) - Cold | 0.0035823 | 1 | 0.95 | DEER 2021 | -3546.8874 | 2012 | 0.6 | N/A
COM-WATERHEAT-41.1 | Com ¦ Com Water Heating Controls (Gas WH) - Marine ¦ PG&E ¦ Marine | Com ¦ Com Water Heating Controls (Gas WH) - Marine | PG&E ¦ Marine | PG&E | All | Gas | Com Water Heating Controls (Gas WH) | Efficient |  |  | 0 | Conventional | WaterHeat | Com - College | Com | RET Only | 0 | 1000 sqft2 of floor space | DHW System | 15 | DEER:Indoor_CFL_Ltg | 0 | 0 | 392.104 | SWWH016-01 & DEER 2021 Water Heater Updates | 1400 | 2020 | 0 | 2020 | 0 | 0 | SWWH016-01 & DEER 2021 Water Heater Updates | Com Water Heating Controls (Gas) - Marine ¦ PG&E ¦ Marine | Com Water Heating Controls (Gas) - Marine | 0.84119 | 1 | 0.05 | DEER 2021 | -1293.4148 | 2032 | 0.6 | N/A
COM-WATERHEAT-41.2 | Com ¦ Com Water Heating Controls (Gas WH) - Marine ¦ PG&E ¦ Marine | Com ¦ Com Water Heating Controls (Gas WH) - Marine | PG&E ¦ Marine | PG&E | All | Gas | Com Water Heating Controls (Gas WH) | Efficient |  |  | 0 | Conventional | WaterHeat | Com - Grocery | Com | RET Only | 0 | 1000 sqft2 of floor space | DHW System | 15 | DEER:Indoor_CFL_Ltg | 0 | 0 | 1090.2553 | SWWH016-01 & DEER 2021 Water Heater Updates | 1400 | 2020 | 0 | 2020 | 0 | 0 | SWWH016-01 & DEER 2021 Water Heater Updates | Com Water Heating Controls (Gas) - Marine ¦ PG&E ¦ Marine | Com Water Heating Controls (Gas) - Marine | 0.12762 | 1 | 0.05 | DEER 2021 | -2560.1276 | 2032 | 0.6 | N/A
COM-WATERHEAT-41.3 | Com ¦ Com Water Heating Controls (Gas WH) - Marine ¦ PG&E ¦ Marine | Com ¦ Com Water Heating Controls (Gas WH) - Marine | PG&E ¦ Marine | PG&E | All | Gas | Com Water Heating Controls (Gas WH) | Efficient |  |  | 0 | Conventional | WaterHeat | Com - Health | Com | RET Only | 0 | 1000 sqft2 of floor space | DHW System | 15 | DEER:Indoor_CFL_Ltg | 0 | 0 | 1087.827 | SWWH016-01 & DEER 2021 Water Heater Updates | 1400 | 2020 | 0 | 2020 | 0 | 0 | SWWH016-01 & DEER 2021 Water Heater Updates | Com Water Heating Controls (Gas) - Marine ¦ PG&E ¦ Marine | Com Water Heating Controls (Gas) - Marine | 1.1967 | 1 | 0.05 | DEER 2021 | -3072.6555 | 2032 | 0.6 | N/A
COM-WATERHEAT-41.4 | Com ¦ Com Water Heating Controls (Gas WH) - Marine ¦ PG&E ¦ Marine | Com ¦ Com Water Heating Controls (Gas WH) - Marine | PG&E ¦ Marine | PG&E | All | Gas | Com Water Heating Controls (Gas WH) | Efficient |  |  | 0 | Conventional | WaterHeat | Com - Lodging | Com | RET Only | 0 | 1000 sqft2 of floor space | DHW System | 15 | DEER:Indoor_CFL_Ltg | 0 | 0 | 1202.9216 | SWWH016-01 & DEER 2021 Water Heater Updates | 1400 | 2020 | 0 | 2020 | 0 | 0 | SWWH016-01 & DEER 2021 Water Heater Updates | Com Water Heating Controls (Gas) - Marine ¦ PG&E ¦ Marine | Com Water Heating Controls (Gas) - Marine | 0.28964 | 1 | 0.05 | DEER 2021 | -11882.8819 | 2032 | 0.6 | N/A
COM-WATERHEAT-41.5 | Com ¦ Com Water Heating Controls (Gas WH) - Marine ¦ PG&E ¦ Marine | Com ¦ Com Water Heating Controls (Gas WH) - Marine | PG&E ¦ Marine | PG&E | All | Gas | Com Water Heating Controls (Gas WH) | Efficient |  |  | 0 | Conventional | WaterHeat | Com - Office (Large) | Com | RET Only | 0 | 1000 sqft2 of floor space | DHW System | 15 | DEER:Indoor_CFL_Ltg | 0 | 0 | 270.5884 | SWWH016-01 & DEER 2021 Water Heater Updates | 1400 | 2020 | 0 | 2020 | 0 | 0 | SWWH016-01 & DEER 2021 Water Heater Updates | Com Water Heating Controls (Gas) - Marine ¦ PG&E ¦ Marine | Com Water Heating Controls (Gas) - Marine | 0.046058 | 1 | 0.05 | DEER 2021 | -1215.1298 | 2032 | 0.6 | N/A
COM-WATERHEAT-41.6 | Com ¦ Com Water Heating Controls (Gas WH) - Marine ¦ PG&E ¦ Marine | Com ¦ Com Water Heating Controls (Gas WH) - Marine | PG&E ¦ Marine | PG&E | All | Gas | Com Water Heating Controls (Gas WH) | Efficient |  |  | 0 | Conventional | WaterHeat | Com - Office (Small) | Com | RET Only | 0 | 1000 sqft2 of floor space | DHW System | 15 | DEER:Indoor_CFL_Ltg | 0 | 0 | 598.4447 | SWWH016-01 & DEER 2021 Water Heater Updates | 1400 | 2020 | 0 | 2020 | 0 | 0 | SWWH016-01 & DEER 2021 Water Heater Updates | Com Water Heating Controls (Gas) - Marine ¦ PG&E ¦ Marine | Com Water Heating Controls (Gas) - Marine | 0.078362 | 1 | 0.05 | DEER 2021 | -1184.7262 | 2032 | 0.6 | N/A
COM-WATERHEAT-41.7 | Com ¦ Com Water Heating Controls (Gas WH) - Marine ¦ PG&E ¦ Marine | Com ¦ Com Water Heating Controls (Gas WH) - Marine | PG&E ¦ Marine | PG&E | All | Gas | Com Water Heating Controls (Gas WH) | Efficient |  |  | 0 | Conventional | WaterHeat | Com - Other | Com | RET Only | 0 | 1000 sqft2 of floor space | DHW System | 15 | DEER:Indoor_CFL_Ltg | 0 | 0 | 899.3976 | SWWH016-01 & DEER 2021 Water Heater Updates | 1400 | 2020 | 0 | 2020 | 0 | 0 | SWWH016-01 & DEER 2021 Water Heater Updates | Com Water Heating Controls (Gas) - Marine ¦ PG&E ¦ Marine | Com Water Heating Controls (Gas) - Marine | 0.5926 | 1 | 0.05 | DEER 2021 | -4074.2771 | 2032 | 0.6 | N/A
COM-WATERHEAT-41.8 | Com ¦ Com Water Heating Controls (Gas WH) - Marine ¦ PG&E ¦ Marine | Com ¦ Com Water Heating Controls (Gas WH) - Marine | PG&E ¦ Marine | PG&E | All | Gas | Com Water Heating Controls (Gas WH) | Efficient |  |  | 0 | Conventional | WaterHeat | Com - Refrig. Warehouse | Com | RET Only | 0 | 1000 sqft2 of floor space | DHW System | 15 | DEER:Indoor_CFL_Ltg | 0 | 0 | 1370.1573 | SWWH016-01 & DEER 2021 Water Heater Updates | 1400 | 2020 | 0 | 2020 | 0 | 0 | SWWH016-01 & DEER 2021 Water Heater Updates | Com Water Heating Controls (Gas) - Marine ¦ PG&E ¦ Marine | Com Water Heating Controls (Gas) - Marine | 0.0089557 | 1 | 0.05 | DEER 2021 | -1028.7014 | 2032 | 0.6 | N/A
COM-WATERHEAT-41.9 | Com ¦ Com Water Heating Controls (Gas WH) - Marine ¦ PG&E ¦ Marine | Com ¦ Com Water Heating Controls (Gas WH) - Marine | PG&E ¦ Marine | PG&E | All | Gas | Com Water Heating Controls (Gas WH) | Efficient |  |  | 0 | Conventional | WaterHeat | Com - Restaurant | Com | RET Only | 0 | 1000 sqft2 of floor space | DHW System | 15 | DEER:Indoor_CFL_Ltg | 0 | 0 | 569.8757 | SWWH016-01 & DEER 2021 Water Heater Updates | 1400 | 2020 | 0 | 2020 | 0 | 0 | SWWH016-01 & DEER 2021 Water Heater Updates | Com Water Heating Controls (Gas) - Marine ¦ PG&E ¦ Marine | Com Water Heating Controls (Gas) - Marine | 2.3509 | 1 | 0.05 | DEER 2021 | -428.1118 | 2032 | 0.6 | N/A
COM-WATERHEAT-41.10 | Com ¦ Com Water Heating Controls (Gas WH) - Marine ¦ PG&E ¦ Marine | Com ¦ Com Water Heating Controls (Gas WH) - Marine | PG&E ¦ Marine | PG&E | All | Gas | Com Water Heating Controls (Gas WH) | Efficient |  |  | 0 | Conventional | WaterHeat | Com - Retail | Com | RET Only | 0 | 1000 sqft2 of floor space | DHW System | 15 | DEER:Indoor_CFL_Ltg | 0 | 0 | 417.5132 | SWWH016-01 & DEER 2021 Water Heater Updates | 1400 | 2020 | 0 | 2020 | 0 | 0 | SWWH016-01 & DEER 2021 Water Heater Updates | Com Water Heating Controls (Gas) - Marine ¦ PG&E ¦ Marine | Com Water Heating Controls (Gas) - Marine | 0.11049 | 1 | 0.05 | DEER 2021 | -2062.9819 | 2032 | 0.6 | N/A
COM-WATERHEAT-41.11 | Com ¦ Com Water Heating Controls (Gas WH) - Marine ¦ PG&E ¦ Marine | Com ¦ Com Water Heating Controls (Gas WH) - Marine | PG&E ¦ Marine | PG&E | All | Gas | Com Water Heating Controls (Gas WH) | Efficient |  |  | 0 | Conventional | WaterHeat | Com - School | Com | RET Only | 0 | 1000 sqft2 of floor space | DHW System | 15 | DEER:Indoor_CFL_Ltg | 0 | 0 | 650.6683 | SWWH016-01 & DEER 2021 Water Heater Updates | 1400 | 2020 | 0 | 2020 | 0 | 0 | SWWH016-01 & DEER 2021 Water Heater Updates | Com Water Heating Controls (Gas) - Marine ¦ PG&E ¦ Marine | Com Water Heating Controls (Gas) - Marine | 1.8055 | 1 | 0.05 | DEER 2021 | -1486.609 | 2032 | 0.6 | N/A
COM-WATERHEAT-41.12 | Com ¦ Com Water Heating Controls (Gas WH) - Marine ¦ PG&E ¦ Marine | Com ¦ Com Water Heating Controls (Gas WH) - Marine | PG&E ¦ Marine | PG&E | All | Gas | Com Water Heating Controls (Gas WH) | Efficient |  |  | 0 | Conventional | WaterHeat | Com - Warehouse | Com | RET Only | 0 | 1000 sqft2 of floor space | DHW System | 15 | DEER:Indoor_CFL_Ltg | 0 | 0 | 721.8203 | SWWH016-01 & DEER 2021 Water Heater Updates | 1400 | 2020 | 0 | 2020 | 0 | 0 | SWWH016-01 & DEER 2021 Water Heater Updates | Com Water Heating Controls (Gas) - Marine ¦ PG&E ¦ Marine | Com Water Heating Controls (Gas) - Marine | 0.0035823 | 1 | 0.05 | DEER 2021 | -3042.8147 | 2032 | 0.6 | N/A
COM-WATERHEAT-41.13 | Com ¦ Com Water Heating Controls (Gas WH) - Hot-Dry ¦ PG&E ¦ Hot-Dry | Com ¦ Com Water Heating Controls (Gas WH) - Hot-Dry | PG&E ¦ Hot-Dry | PG&E | All | Gas | Com Water Heating Controls (Gas WH) | Efficient |  |  | 0 | Conventional | WaterHeat | Com - College | Com | RET Only | 0 | 1000 sqft2 of floor space | DHW System | 15 | DEER:Indoor_CFL_Ltg | 0 | 0 | 375.7208 | SWWH016-01 & DEER 2021 Water Heater Updates | 1400 | 2020 | 0 | 2020 | 0 | 0 | SWWH016-01 & DEER 2021 Water Heater Updates | Com Water Heating Controls (Gas) - Hot-Dry ¦ PG&E ¦ Hot-Dry | Com Water Heating Controls (Gas) - Hot-Dry | 0.84119 | 1 | 0.05 | DEER 2021 | -1239.3722 | 2032 | 0.6 | N/A
COM-WATERHEAT-41.14 | Com ¦ Com Water Heating Controls (Gas WH) - Hot-Dry ¦ PG&E ¦ Hot-Dry | Com ¦ Com Water Heating Controls (Gas WH) - Hot-Dry | PG&E ¦ Hot-Dry | PG&E | All | Gas | Com Water Heating Controls (Gas WH) | Efficient |  |  | 0 | Conventional | WaterHeat | Com - Grocery | Com | RET Only | 0 | 1000 sqft2 of floor space | DHW System | 15 | DEER:Indoor_CFL_Ltg | 0 | 0 | 1036.766 | SWWH016-01 & DEER 2021 Water Heater Updates | 1400 | 2020 | 0 | 2020 | 0 | 0 | SWWH016-01 & DEER 2021 Water Heater Updates | Com Water Heating Controls (Gas) - Hot-Dry ¦ PG&E ¦ Hot-Dry | Com Water Heating Controls (Gas) - Hot-Dry | 0.12762 | 1 | 0.05 | DEER 2021 | -2434.5245 | 2032 | 0.6 | N/A
COM-WATERHEAT-41.15 | Com ¦ Com Water Heating Controls (Gas WH) - Hot-Dry ¦ PG&E ¦ Hot-Dry | Com ¦ Com Water Heating Controls (Gas WH) - Hot-Dry | PG&E ¦ Hot-Dry | PG&E | All | Gas | Com Water Heating Controls (Gas WH) | Efficient |  |  | 0 | Conventional | WaterHeat | Com - Health | Com | RET Only | 0 | 1000 sqft2 of floor space | DHW System | 15 | DEER:Indoor_CFL_Ltg | 0 | 0 | 1035.6707 | SWWH016-01 & DEER 2021 Water Heater Updates | 1400 | 2020 | 0 | 2020 | 0 | 0 | SWWH016-01 & DEER 2021 Water Heater Updates | Com Water Heating Controls (Gas) - Hot-Dry ¦ PG&E ¦ Hot-Dry | Com Water Heating Controls (Gas) - Hot-Dry | 1.1967 | 1 | 0.05 | DEER 2021 | -2925.3359 | 2032 | 0.6 | N/A
COM-WATERHEAT-41.16 | Com ¦ Com Water Heating Controls (Gas WH) - Hot-Dry ¦ PG&E ¦ Hot-Dry | Com ¦ Com Water Heating Controls (Gas WH) - Hot-Dry | PG&E ¦ Hot-Dry | PG&E | All | Gas | Com Water Heating Controls (Gas WH) | Efficient |  |  | 0 | Conventional | WaterHeat | Com - Lodging | Com | RET Only | 0 | 1000 sqft2 of floor space | DHW System | 15 | DEER:Indoor_CFL_Ltg | 0 | 0 | 1144.5137 | SWWH016-01 & DEER 2021 Water Heater Updates | 1400 | 2020 | 0 | 2020 | 0 | 0 | SWWH016-01 & DEER 2021 Water Heater Updates | Com Water Heating Controls (Gas) - Hot-Dry ¦ PG&E ¦ Hot-Dry | Com Water Heating Controls (Gas) - Hot-Dry | 0.28964 | 1 | 0.05 | DEER 2021 | -11305.9087 | 2032 | 0.6 | N/A
COM-WATERHEAT-41.17 | Com ¦ Com Water Heating Controls (Gas WH) - Hot-Dry ¦ PG&E ¦ Hot-Dry | Com ¦ Com Water Heating Controls (Gas WH) - Hot-Dry | PG&E ¦ Hot-Dry | PG&E | All | Gas | Com Water Heating Controls (Gas WH) | Efficient |  |  | 0 | Conventional | WaterHeat | Com - Office (Large) | Com | RET Only | 0 | 1000 sqft2 of floor space | DHW System | 15 | DEER:Indoor_CFL_Ltg | 0 | 0 | 258.6019 | SWWH016-01 & DEER 2021 Water Heater Updates | 1400 | 2020 | 0 | 2020 | 0 | 0 | SWWH016-01 & DEER 2021 Water Heater Updates | Com Water Heating Controls (Gas) - Hot-Dry ¦ PG&E ¦ Hot-Dry | Com Water Heating Controls (Gas) - Hot-Dry | 0.046058 | 1 | 0.05 | DEER 2021 | -1161.3021 | 2032 | 0.6 | N/A
COM-WATERHEAT-41.18 | Com ¦ Com Water Heating Controls (Gas WH) - Hot-Dry ¦ PG&E ¦ Hot-Dry | Com ¦ Com Water Heating Controls (Gas WH) - Hot-Dry | PG&E ¦ Hot-Dry | PG&E | All | Gas | Com Water Heating Controls (Gas WH) | Efficient |  |  | 0 | Conventional | WaterHeat | Com - Office (Small) | Com | RET Only | 0 | 1000 sqft2 of floor space | DHW System | 15 | DEER:Indoor_CFL_Ltg | 0 | 0 | 569.125 | SWWH016-01 & DEER 2021 Water Heater Updates | 1400 | 2020 | 0 | 2020 | 0 | 0 | SWWH016-01 & DEER 2021 Water Heater Updates | Com Water Heating Controls (Gas) - Hot-Dry ¦ PG&E ¦ Hot-Dry | Com Water Heating Controls (Gas) - Hot-Dry | 0.078362 | 1 | 0.05 | DEER 2021 | -1126.6828 | 2032 | 0.6 | N/A
COM-WATERHEAT-41.19 | Com ¦ Com Water Heating Controls (Gas WH) - Hot-Dry ¦ PG&E ¦ Hot-Dry | Com ¦ Com Water Heating Controls (Gas WH) - Hot-Dry | PG&E ¦ Hot-Dry | PG&E | All | Gas | Com Water Heating Controls (Gas WH) | Efficient |  |  | 0 | Conventional | WaterHeat | Com - Other | Com | RET Only | 0 | 1000 sqft2 of floor space | DHW System | 15 | DEER:Indoor_CFL_Ltg | 0 | 0 | 856.5 | SWWH016-01 & DEER 2021 Water Heater Updates | 1400 | 2020 | 0 | 2020 | 0 | 0 | SWWH016-01 & DEER 2021 Water Heater Updates | Com Water Heating Controls (Gas) - Hot-Dry ¦ PG&E ¦ Hot-Dry | Com Water Heating Controls (Gas) - Hot-Dry | 0.5926 | 1 | 0.05 | DEER 2021 | -3879.9505 | 2032 | 0.6 | N/A
COM-WATERHEAT-41.20 | Com ¦ Com Water Heating Controls (Gas WH) - Hot-Dry ¦ PG&E ¦ Hot-Dry | Com ¦ Com Water Heating Controls (Gas WH) - Hot-Dry | PG&E ¦ Hot-Dry | PG&E | All | Gas | Com Water Heating Controls (Gas WH) | Efficient |  |  | 0 | Conventional | WaterHeat | Com - Refrig. Warehouse | Com | RET Only | 0 | 1000 sqft2 of floor space | DHW System | 15 | DEER:Indoor_CFL_Ltg | 0 | 0 | 1304.1122 | SWWH016-01 & DEER 2021 Water Heater Updates | 1400 | 2020 | 0 | 2020 | 0 | 0 | SWWH016-01 & DEER 2021 Water Heater Updates | Com Water Heating Controls (Gas) - Hot-Dry ¦ PG&E ¦ Hot-Dry | Com Water Heating Controls (Gas) - Hot-Dry | 0.0089557 | 1 | 0.05 | DEER 2021 | -979.1154 | 2032 | 0.6 | N/A
COM-WATERHEAT-41.21 | Com ¦ Com Water Heating Controls (Gas WH) - Hot-Dry ¦ PG&E ¦ Hot-Dry | Com ¦ Com Water Heating Controls (Gas WH) - Hot-Dry | PG&E ¦ Hot-Dry | PG&E | All | Gas | Com Water Heating Controls (Gas WH) | Efficient |  |  | 0 | Conventional | WaterHeat | Com - Restaurant | Com | RET Only | 0 | 1000 sqft2 of floor space | DHW System | 15 | DEER:Indoor_CFL_Ltg | 0 | 0 | 541.9652 | SWWH016-01 & DEER 2021 Water Heater Updates | 1400 | 2020 | 0 | 2020 | 0 | 0 | SWWH016-01 & DEER 2021 Water Heater Updates | Com Water Heating Controls (Gas) - Hot-Dry ¦ PG&E ¦ Hot-Dry | Com Water Heating Controls (Gas) - Hot-Dry | 2.3509 | 1 | 0.05 | DEER 2021 | -407.1444 | 2032 | 0.6 | N/A
COM-WATERHEAT-41.22 | Com ¦ Com Water Heating Controls (Gas WH) - Hot-Dry ¦ PG&E ¦ Hot-Dry | Com ¦ Com Water Heating Controls (Gas WH) - Hot-Dry | PG&E ¦ Hot-Dry | PG&E | All | Gas | Com Water Heating Controls (Gas WH) | Efficient |  |  | 0 | Conventional | WaterHeat | Com - Retail | Com | RET Only | 0 | 1000 sqft2 of floor space | DHW System | 15 | DEER:Indoor_CFL_Ltg | 0 | 0 | 396.933 | SWWH016-01 & DEER 2021 Water Heater Updates | 1400 | 2020 | 0 | 2020 | 0 | 0 | SWWH016-01 & DEER 2021 Water Heater Updates | Com Water Heating Controls (Gas) - Hot-Dry ¦ PG&E ¦ Hot-Dry | Com Water Heating Controls (Gas) - Hot-Dry | 0.11049 | 1 | 0.05 | DEER 2021 | -1961.2927 | 2032 | 0.6 | N/A
COM-WATERHEAT-41.23 | Com ¦ Com Water Heating Controls (Gas WH) - Hot-Dry ¦ PG&E ¦ Hot-Dry | Com ¦ Com Water Heating Controls (Gas WH) - Hot-Dry | PG&E ¦ Hot-Dry | PG&E | All | Gas | Com Water Heating Controls (Gas WH) | Efficient |  |  | 0 | Conventional | WaterHeat | Com - School | Com | RET Only | 0 | 1000 sqft2 of floor space | DHW System | 15 | DEER:Indoor_CFL_Ltg | 0 | 0 | 620.6214 | SWWH016-01 & DEER 2021 Water Heater Updates | 1400 | 2020 | 0 | 2020 | 0 | 0 | SWWH016-01 & DEER 2021 Water Heater Updates | Com Water Heating Controls (Gas) - Hot-Dry ¦ PG&E ¦ Hot-Dry | Com Water Heating Controls (Gas) - Hot-Dry | 1.8055 | 1 | 0.05 | DEER 2021 | -1417.9596 | 2032 | 0.6 | N/A
COM-WATERHEAT-41.24 | Com ¦ Com Water Heating Controls (Gas WH) - Hot-Dry ¦ PG&E ¦ Hot-Dry | Com ¦ Com Water Heating Controls (Gas WH) - Hot-Dry | PG&E ¦ Hot-Dry | PG&E | All | Gas | Com Water Heating Controls (Gas WH) | Efficient |  |  | 0 | Conventional | WaterHeat | Com - Warehouse | Com | RET Only | 0 | 1000 sqft2 of floor space | DHW System | 15 | DEER:Indoor_CFL_Ltg | 0 | 0 | 686.0022 | SWWH016-01 & DEER 2021 Water Heater Updates | 1400 | 2020 | 0 | 2020 | 0 | 0 | SWWH016-01 & DEER 2021 Water Heater Updates | Com Water Heating Controls (Gas) - Hot-Dry ¦ PG&E ¦ Hot-Dry | Com Water Heating Controls (Gas) - Hot-Dry | 0.0035823 | 1 | 0.05 | DEER 2021 | -2891.8246 | 2032 | 0.6 | N/A
COM-WATERHEAT-41.25 | Com ¦ Com Water Heating Controls (Gas WH) - Cold ¦ PG&E ¦ Cold | Com ¦ Com Water Heating Controls (Gas WH) - Cold | PG&E ¦ Cold | PG&E | All | Gas | Com Water Heating Controls (Gas WH) | Efficient |  |  | 0 | Conventional | WaterHeat | Com - College | Com | RET Only | 0 | 1000 sqft2 of floor space | DHW System | 15 | DEER:Indoor_CFL_Ltg | 0 | 0 | 419.1807 | SWWH016-01 & DEER 2021 Water Heater Updates | 1400 | 2020 | 0 | 2020 | 0 | 0 | SWWH016-01 & DEER 2021 Water Heater Updates | Com Water Heating Controls (Gas) - Cold ¦ PG&E ¦ Cold | Com Water Heating Controls (Gas) - Cold | 0.84119 | 1 | 0.05 | DEER 2021 | -1382.7314 | 2032 | 0.6 | N/A
COM-WATERHEAT-41.26 | Com ¦ Com Water Heating Controls (Gas WH) - Cold ¦ PG&E ¦ Cold | Com ¦ Com Water Heating Controls (Gas WH) - Cold | PG&E ¦ Cold | PG&E | All | Gas | Com Water Heating Controls (Gas WH) | Efficient |  |  | 0 | Conventional | WaterHeat | Com - Grocery | Com | RET Only | 0 | 1000 sqft2 of floor space | DHW System | 15 | DEER:Indoor_CFL_Ltg | 0 | 0 | 1161.4483 | SWWH016-01 & DEER 2021 Water Heater Updates | 1400 | 2020 | 0 | 2020 | 0 | 0 | SWWH016-01 & DEER 2021 Water Heater Updates | Com Water Heating Controls (Gas) - Cold ¦ PG&E ¦ Cold | Com Water Heating Controls (Gas) - Cold | 0.12762 | 1 | 0.05 | DEER 2021 | -2727.3024 | 2032 | 0.6 | N/A
COM-WATERHEAT-41.27 | Com ¦ Com Water Heating Controls (Gas WH) - Cold ¦ PG&E ¦ Cold | Com ¦ Com Water Heating Controls (Gas WH) - Cold | PG&E ¦ Cold | PG&E | All | Gas | Com Water Heating Controls (Gas WH) | Efficient |  |  | 0 | Conventional | WaterHeat | Com - Health | Com | RET Only | 0 | 1000 sqft2 of floor space | DHW System | 15 | DEER:Indoor_CFL_Ltg | 0 | 0 | 1162.7413 | SWWH016-01 & DEER 2021 Water Heater Updates | 1400 | 2020 | 0 | 2020 | 0 | 0 | SWWH016-01 & DEER 2021 Water Heater Updates | Com Water Heating Controls (Gas) - Cold ¦ PG&E ¦ Cold | Com Water Heating Controls (Gas) - Cold | 1.1967 | 1 | 0.05 | DEER 2021 | -3284.257 | 2032 | 0.6 | N/A
COM-WATERHEAT-41.28 | Com ¦ Com Water Heating Controls (Gas WH) - Cold ¦ PG&E ¦ Cold | Com ¦ Com Water Heating Controls (Gas WH) - Cold | PG&E ¦ Cold | PG&E | All | Gas | Com Water Heating Controls (Gas WH) | Efficient |  |  | 0 | Conventional | WaterHeat | Com - Lodging | Com | RET Only | 0 | 1000 sqft2 of floor space | DHW System | 15 | DEER:Indoor_CFL_Ltg | 0 | 0 | 1282.5641 | SWWH016-01 & DEER 2021 Water Heater Updates | 1400 | 2020 | 0 | 2020 | 0 | 0 | SWWH016-01 & DEER 2021 Water Heater Updates | Com Water Heating Controls (Gas) - Cold ¦ PG&E ¦ Cold | Com Water Heating Controls (Gas) - Cold | 0.28964 | 1 | 0.05 | DEER 2021 | -12669.6183 | 2032 | 0.6 | N/A
COM-WATERHEAT-41.29 | Com ¦ Com Water Heating Controls (Gas WH) - Cold ¦ PG&E ¦ Cold | Com ¦ Com Water Heating Controls (Gas WH) - Cold | PG&E ¦ Cold | PG&E | All | Gas | Com Water Heating Controls (Gas WH) | Efficient |  |  | 0 | Conventional | WaterHeat | Com - Office (Large) | Com | RET Only | 0 | 1000 sqft2 of floor space | DHW System | 15 | DEER:Indoor_CFL_Ltg | 0 | 0 | 287.1133 | SWWH016-01 & DEER 2021 Water Heater Updates | 1400 | 2020 | 0 | 2020 | 0 | 0 | SWWH016-01 & DEER 2021 Water Heater Updates | Com Water Heating Controls (Gas) - Cold ¦ PG&E ¦ Cold | Com Water Heating Controls (Gas) - Cold | 0.046058 | 1 | 0.05 | DEER 2021 | -1289.3382 | 2032 | 0.6 | N/A
COM-WATERHEAT-41.30 | Com ¦ Com Water Heating Controls (Gas WH) - Cold ¦ PG&E ¦ Cold | Com ¦ Com Water Heating Controls (Gas WH) - Cold | PG&E ¦ Cold | PG&E | All | Gas | Com Water Heating Controls (Gas WH) | Efficient |  |  | 0 | Conventional | WaterHeat | Com - Office (Small) | Com | RET Only | 0 | 1000 sqft2 of floor space | DHW System | 15 | DEER:Indoor_CFL_Ltg | 0 | 0 | 636.1902 | SWWH016-01 & DEER 2021 Water Heater Updates | 1400 | 2020 | 0 | 2020 | 0 | 0 | SWWH016-01 & DEER 2021 Water Heater Updates | Com Water Heating Controls (Gas) - Cold ¦ PG&E ¦ Cold | Com Water Heating Controls (Gas) - Cold | 0.078362 | 1 | 0.05 | DEER 2021 | -1259.45 | 2032 | 0.6 | N/A
COM-WATERHEAT-41.31 | Com ¦ Com Water Heating Controls (Gas WH) - Cold ¦ PG&E ¦ Cold | Com ¦ Com Water Heating Controls (Gas WH) - Cold | PG&E ¦ Cold | PG&E | All | Gas | Com Water Heating Controls (Gas WH) | Efficient |  |  | 0 | Conventional | WaterHeat | Com - Other | Com | RET Only | 0 | 1000 sqft2 of floor space | DHW System | 15 | DEER:Indoor_CFL_Ltg | 0 | 0 | 958.6753 | SWWH016-01 & DEER 2021 Water Heater Updates | 1400 | 2020 | 0 | 2020 | 0 | 0 | SWWH016-01 & DEER 2021 Water Heater Updates | Com Water Heating Controls (Gas) - Cold ¦ PG&E ¦ Cold | Com Water Heating Controls (Gas) - Cold | 0.5926 | 1 | 0.05 | DEER 2021 | -4342.8056 | 2032 | 0.6 | N/A
COM-WATERHEAT-41.32 | Com ¦ Com Water Heating Controls (Gas WH) - Cold ¦ PG&E ¦ Cold | Com ¦ Com Water Heating Controls (Gas WH) - Cold | PG&E ¦ Cold | PG&E | All | Gas | Com Water Heating Controls (Gas WH) | Efficient |  |  | 0 | Conventional | WaterHeat | Com - Refrig. Warehouse | Com | RET Only | 0 | 1000 sqft2 of floor space | DHW System | 15 | DEER:Indoor_CFL_Ltg | 0 | 0 | 1461.4341 | SWWH016-01 & DEER 2021 Water Heater Updates | 1400 | 2020 | 0 | 2020 | 0 | 0 | SWWH016-01 & DEER 2021 Water Heater Updates | Com Water Heating Controls (Gas) - Cold ¦ PG&E ¦ Cold | Com Water Heating Controls (Gas) - Cold | 0.0089557 | 1 | 0.05 | DEER 2021 | -1097.2312 | 2032 | 0.6 | N/A
COM-WATERHEAT-41.33 | Com ¦ Com Water Heating Controls (Gas WH) - Cold ¦ PG&E ¦ Cold | Com ¦ Com Water Heating Controls (Gas WH) - Cold | PG&E ¦ Cold | PG&E | All | Gas | Com Water Heating Controls (Gas WH) | Efficient |  |  | 0 | Conventional | WaterHeat | Com - Restaurant | Com | RET Only | 0 | 1000 sqft2 of floor space | DHW System | 15 | DEER:Indoor_CFL_Ltg | 0 | 0 | 605.6852 | SWWH016-01 & DEER 2021 Water Heater Updates | 1400 | 2020 | 0 | 2020 | 0 | 0 | SWWH016-01 & DEER 2021 Water Heater Updates | Com Water Heating Controls (Gas) - Cold ¦ PG&E ¦ Cold | Com Water Heating Controls (Gas) - Cold | 2.3509 | 1 | 0.05 | DEER 2021 | -455.0132 | 2032 | 0.6 | N/A
COM-WATERHEAT-41.34 | Com ¦ Com Water Heating Controls (Gas WH) - Cold ¦ PG&E ¦ Cold | Com ¦ Com Water Heating Controls (Gas WH) - Cold | PG&E ¦ Cold | PG&E | All | Gas | Com Water Heating Controls (Gas WH) | Efficient |  |  | 0 | Conventional | WaterHeat | Com - Retail | Com | RET Only | 0 | 1000 sqft2 of floor space | DHW System | 15 | DEER:Indoor_CFL_Ltg | 0 | 0 | 444.4493 | SWWH016-01 & DEER 2021 Water Heater Updates | 1400 | 2020 | 0 | 2020 | 0 | 0 | SWWH016-01 & DEER 2021 Water Heater Updates | Com Water Heating Controls (Gas) - Cold ¦ PG&E ¦ Cold | Com Water Heating Controls (Gas) - Cold | 0.11049 | 1 | 0.05 | DEER 2021 | -2196.076 | 2032 | 0.6 | N/A
COM-WATERHEAT-41.35 | Com ¦ Com Water Heating Controls (Gas WH) - Cold ¦ PG&E ¦ Cold | Com ¦ Com Water Heating Controls (Gas WH) - Cold | PG&E ¦ Cold | PG&E | All | Gas | Com Water Heating Controls (Gas WH) | Efficient |  |  | 0 | Conventional | WaterHeat | Com - School | Com | RET Only | 0 | 1000 sqft2 of floor space | DHW System | 15 | DEER:Indoor_CFL_Ltg | 0 | 0 | 700.4691 | SWWH016-01 & DEER 2021 Water Heater Updates | 1400 | 2020 | 0 | 2020 | 0 | 0 | SWWH016-01 & DEER 2021 Water Heater Updates | Com Water Heating Controls (Gas) - Cold ¦ PG&E ¦ Cold | Com Water Heating Controls (Gas) - Cold | 1.8055 | 1 | 0.05 | DEER 2021 | -1600.3908 | 2032 | 0.6 | N/A
COM-WATERHEAT-41.36 | Com ¦ Com Water Heating Controls (Gas WH) - Cold ¦ PG&E ¦ Cold | Com ¦ Com Water Heating Controls (Gas WH) - Cold | PG&E ¦ Cold | PG&E | All | Gas | Com Water Heating Controls (Gas WH) | Efficient |  |  | 0 | Conventional | WaterHeat | Com - Warehouse | Com | RET Only | 0 | 1000 sqft2 of floor space | DHW System | 15 | DEER:Indoor_CFL_Ltg | 0 | 0 | 769.4164 | SWWH016-01 & DEER 2021 Water Heater Updates | 1400 | 2020 | 0 | 2020 | 0 | 0 | SWWH016-01 & DEER 2021 Water Heater Updates | Com Water Heating Controls (Gas) - Cold ¦ PG&E ¦ Cold | Com Water Heating Controls (Gas) - Cold | 0.0035823 | 1 | 0.05 | DEER 2021 | -3243.4549 | 2032 | 0.6 | N/A
COM-WATERHEAT-40.1 | Com ¦ No Com Water Heating Controls (Gas WH) - Marine ¦ SCG ¦ Marine | Com ¦ No Com Water Heating Controls (Gas WH) - Marine | SCG ¦ Marine | SCG | All | Gas | No Com Water Heating Controls (Gas WH) | Average Existing and Code |  |  | 0 | Conventional | WaterHeat | Com - College | Com | RET Only | 0 | 1000 sqft2 of floor space | DHW System | 15 | DEER:Indoor_CFL_Ltg | 0 | 0 | 753.6363 | SWWH016-01 & DEER 2021 Water Heater Updates | 0 | 2020 | 0 | 2020 | 0 | 0 | SWWH016-01 & DEER 2021 Water Heater Updates | Com Water Heating Controls (Gas) - Marine ¦ SCG ¦ Marine | Com Water Heating Controls (Gas) - Marine | 0.84119 | 1 | 0.95 | DEER 2021 | -2485.984 | 2012 | 0.6 | N/A
COM-WATERHEAT-40.2 | Com ¦ No Com Water Heating Controls (Gas WH) - Marine ¦ SCG ¦ Marine | Com ¦ No Com Water Heating Controls (Gas WH) - Marine | SCG ¦ Marine | SCG | All | Gas | No Com Water Heating Controls (Gas WH) | Average Existing and Code |  |  | 0 | Conventional | WaterHeat | Com - Grocery | Com | RET Only | 0 | 1000 sqft2 of floor space | DHW System | 15 | DEER:Indoor_CFL_Ltg | 0 | 0 | 1121.1366 | SWWH016-01 & DEER 2021 Water Heater Updates | 0 | 2020 | 0 | 2020 | 0 | 0 | SWWH016-01 & DEER 2021 Water Heater Updates | Com Water Heating Controls (Gas) - Marine ¦ SCG ¦ Marine | Com Water Heating Controls (Gas) - Marine | 0.12762 | 1 | 0.95 | DEER 2021 | -2632.6429 | 2012 | 0.6 | N/A
COM-WATERHEAT-40.3 | Com ¦ No Com Water Heating Controls (Gas WH) - Marine ¦ SCG ¦ Marine | Com ¦ No Com Water Heating Controls (Gas WH) - Marine | SCG ¦ Marine | SCG | All | Gas | No Com Water Heating Controls (Gas WH) | Average Existing and Code |  |  | 0 | Conventional | WaterHeat | Com - Health | Com | RET Only | 0 | 1000 sqft2 of floor space | DHW System | 15 | DEER:Indoor_CFL_Ltg | 0 | 0 | 1466.3338 | SWWH016-01 & DEER 2021 Water Heater Updates | 0 | 2020 | 0 | 2020 | 0 | 0 | SWWH016-01 & DEER 2021 Water Heater Updates | Com Water Heating Controls (Gas) - Marine ¦ SCG ¦ Marine | Com Water Heating Controls (Gas) - Marine | 1.1967 | 1 | 0.95 | DEER 2021 | -4141.7786 | 2012 | 0.6 | N/A
COM-WATERHEAT-40.4 | Com ¦ No Com Water Heating Controls (Gas WH) - Marine ¦ SCG ¦ Marine | Com ¦ No Com Water Heating Controls (Gas WH) - Marine | SCG ¦ Marine | SCG | All | Gas | No Com Water Heating Controls (Gas WH) | Average Existing and Code |  |  | 0 | Conventional | WaterHeat | Com - Lodging | Com | RET Only | 0 | 1000 sqft2 of floor space | DHW System | 15 | DEER:Indoor_CFL_Ltg | 0 | 0 | 1332.776 | SWWH016-01 & DEER 2021 Water Heater Updates | 0 | 2020 | 0 | 2020 | 0 | 0 | SWWH016-01 & DEER 2021 Water Heater Updates | Com Water Heating Controls (Gas) - Marine ¦ SCG ¦ Marine | Com Water Heating Controls (Gas) - Marine | 0.28964 | 1 | 0.95 | DEER 2021 | -13165.6299 | 2012 | 0.6 | N/A
COM-WATERHEAT-40.5 | Com ¦ No Com Water Heating Controls (Gas WH) - Marine ¦ SCG ¦ Marine | Com ¦ No Com Water Heating Controls (Gas WH) - Marine | SCG ¦ Marine | SCG | All | Gas | No Com Water Heating Controls (Gas WH) | Average Existing and Code |  |  | 0 | Conventional | WaterHeat | Com - Other | Com | RET Only | 0 | 1000 sqft2 of floor space | DHW System | 15 | DEER:Indoor_CFL_Ltg | 0 | 0 | 925.8204 | SWWH016-01 & DEER 2021 Water Heater Updates | 0 | 2020 | 0 | 2020 | 0 | 0 | SWWH016-01 & DEER 2021 Water Heater Updates | Com Water Heating Controls (Gas) - Marine ¦ SCG ¦ Marine | Com Water Heating Controls (Gas) - Marine | 0.5926 | 1 | 0.95 | DEER 2021 | -4193.9727 | 2012 | 0.6 | N/A
COM-WATERHEAT-40.6 | Com ¦ No Com Water Heating Controls (Gas WH) - Marine ¦ SCG ¦ Marine | Com ¦ No Com Water Heating Controls (Gas WH) - Marine | SCG ¦ Marine | SCG | All | Gas | No Com Water Heating Controls (Gas WH) | Average Existing and Code |  |  | 0 | Conventional | WaterHeat | Com - Restaurant | Com | RET Only | 0 | 1000 sqft2 of floor space | DHW System | 15 | DEER:Indoor_CFL_Ltg | 0 | 0 | 589.2117 | SWWH016-01 & DEER 2021 Water Heater Updates | 0 | 2020 | 0 | 2020 | 0 | 0 | SWWH016-01 & DEER 2021 Water Heater Updates | Com Water Heating Controls (Gas) - Marine ¦ SCG ¦ Marine | Com Water Heating Controls (Gas) - Marine | 2.3509 | 1 | 0.95 | DEER 2021 | -442.6377 | 2012 | 0.6 | N/A
COM-WATERHEAT-40.7 | Com ¦ No Com Water Heating Controls (Gas WH) - Marine ¦ SCG ¦ Marine | Com ¦ No Com Water Heating Controls (Gas WH) - Marine | SCG ¦ Marine | SCG | All | Gas | No Com Water Heating Controls (Gas WH) | Average Existing and Code |  |  | 0 | Conventional | WaterHeat | Com - Retail | Com | RET Only | 0 | 1000 sqft2 of floor space | DHW System | 15 | DEER:Indoor_CFL_Ltg | 0 | 0 | 549.7081 | SWWH016-01 & DEER 2021 Water Heater Updates | 0 | 2020 | 0 | 2020 | 0 | 0 | SWWH016-01 & DEER 2021 Water Heater Updates | Com Water Heating Controls (Gas) - Marine ¦ SCG ¦ Marine | Com Water Heating Controls (Gas) - Marine | 0.11049 | 1 | 0.95 | DEER 2021 | -2716.1721 | 2012 | 0.6 | N/A
COM-WATERHEAT-40.8 | Com ¦ No Com Water Heating Controls (Gas WH) - Marine ¦ SCG ¦ Marine | Com ¦ No Com Water Heating Controls (Gas WH) - Marine | SCG ¦ Marine | SCG | All | Gas | No Com Water Heating Controls (Gas WH) | Average Existing and Code |  |  | 0 | Conventional | WaterHeat | Com - Office (Large) | Com | RET Only | 0 | 1000 sqft2 of floor space | DHW System | 15 | DEER:Indoor_CFL_Ltg | 0 | 0 | 699.0017 | SWWH016-01 & DEER 2021 Water Heater Updates | 0 | 2020 | 0 | 2020 | 0 | 0 | SWWH016-01 & DEER 2021 Water Heater Updates | Com Water Heating Controls (Gas) - Marine ¦ SCG ¦ Marine | Com Water Heating Controls (Gas) - Marine | 0.046058 | 1 | 0.95 | DEER 2021 | -3139.0031 | 2012 | 0.6 | N/A
COM-WATERHEAT-40.9 | Com ¦ No Com Water Heating Controls (Gas WH) - Marine ¦ SCG ¦ Marine | Com ¦ No Com Water Heating Controls (Gas WH) - Marine | SCG ¦ Marine | SCG | All | Gas | No Com Water Heating Controls (Gas WH) | Average Existing and Code |  |  | 0 | Conventional | WaterHeat | Com - Office (Small) | Com | RET Only | 0 | 1000 sqft2 of floor space | DHW System | 15 | DEER:Indoor_CFL_Ltg | 0 | 0 | 279.6638 | SWWH016-01 & DEER 2021 Water Heater Updates | 0 | 2020 | 0 | 2020 | 0 | 0 | SWWH016-01 & DEER 2021 Water Heater Updates | Com Water Heating Controls (Gas) - Marine ¦ SCG ¦ Marine | Com Water Heating Controls (Gas) - Marine | 0.078362 | 1 | 0.95 | DEER 2021 | -553.6436 | 2012 | 0.6 | N/A
COM-WATERHEAT-40.10 | Com ¦ No Com Water Heating Controls (Gas WH) - Marine ¦ SCG ¦ Marine | Com ¦ No Com Water Heating Controls (Gas WH) - Marine | SCG ¦ Marine | SCG | All | Gas | No Com Water Heating Controls (Gas WH) | Average Existing and Code |  |  | 0 | Conventional | WaterHeat | Com - Refrig. Warehouse | Com | RET Only | 0 | 1000 sqft2 of floor space | DHW System | 15 | DEER:Indoor_CFL_Ltg | 0 | 0 | 1409.5667 | SWWH016-01 & DEER 2021 Water Heater Updates | 0 | 2020 | 0 | 2020 | 0 | 0 | SWWH016-01 & DEER 2021 Water Heater Updates | Com Water Heating Controls (Gas) - Marine ¦ SCG ¦ Marine | Com Water Heating Controls (Gas) - Marine | 0.0089557 | 1 | 0.95 | DEER 2021 | -1058.2897 | 2012 | 0.6 | N/A
COM-WATERHEAT-40.11 | Com ¦ No Com Water Heating Controls (Gas WH) - Marine ¦ SCG ¦ Marine | Com ¦ No Com Water Heating Controls (Gas WH) - Marine | SCG ¦ Marine | SCG | All | Gas | No Com Water Heating Controls (Gas WH) | Average Existing and Code |  |  | 0 | Conventional | WaterHeat | Com - School | Com | RET Only | 0 | 1000 sqft2 of floor space | DHW System | 15 | DEER:Indoor_CFL_Ltg | 0 | 0 | 436.8827 | SWWH016-01 & DEER 2021 Water Heater Updates | 0 | 2020 | 0 | 2020 | 0 | 0 | SWWH016-01 & DEER 2021 Water Heater Updates | Com Water Heating Controls (Gas) - Marine ¦ SCG ¦ Marine | Com Water Heating Controls (Gas) - Marine | 1.8055 | 1 | 0.95 | DEER 2021 | -998.164 | 2012 | 0.6 | N/A
COM-WATERHEAT-40.12 | Com ¦ No Com Water Heating Controls (Gas WH) - Marine ¦ SCG ¦ Marine | Com ¦ No Com Water Heating Controls (Gas WH) - Marine | SCG ¦ Marine | SCG | All | Gas | No Com Water Heating Controls (Gas WH) | Average Existing and Code |  |  | 0 | Conventional | WaterHeat | Com - Warehouse | Com | RET Only | 0 | 1000 sqft2 of floor space | DHW System | 15 | DEER:Indoor_CFL_Ltg | 0 | 0 | 741.9847 | SWWH016-01 & DEER 2021 Water Heater Updates | 0 | 2020 | 0 | 2020 | 0 | 0 | SWWH016-01 & DEER 2021 Water Heater Updates | Com Water Heating Controls (Gas) - Marine ¦ SCG ¦ Marine | Com Water Heating Controls (Gas) - Marine | 0.0035823 | 1 | 0.95 | DEER 2021 | -3127.8173 | 2012 | 0.6 | N/A
COM-WATERHEAT-40.13 | Com ¦ No Com Water Heating Controls (Gas WH) - Hot-Dry ¦ SCG ¦ Hot-Dry | Com ¦ No Com Water Heating Controls (Gas WH) - Hot-Dry | SCG ¦ Hot-Dry | SCG | All | Gas | No Com Water Heating Controls (Gas WH) | Average Existing and Code |  |  | 0 | Conventional | WaterHeat | Com - College | Com | RET Only | 0 | 1000 sqft2 of floor space | DHW System | 15 | DEER:Indoor_CFL_Ltg | 0 | 0 | 733.2054 | SWWH016-01 & DEER 2021 Water Heater Updates | 0 | 2020 | 0 | 2020 | 0 | 0 | SWWH016-01 & DEER 2021 Water Heater Updates | Com Water Heating Controls (Gas) - Hot-Dry ¦ SCG ¦ Hot-Dry | Com Water Heating Controls (Gas) - Hot-Dry | 0.84119 | 1 | 0.95 | DEER 2021 | -2418.5894 | 2012 | 0.6 | N/A
COM-WATERHEAT-40.14 | Com ¦ No Com Water Heating Controls (Gas WH) - Hot-Dry ¦ SCG ¦ Hot-Dry | Com ¦ No Com Water Heating Controls (Gas WH) - Hot-Dry | SCG ¦ Hot-Dry | SCG | All | Gas | No Com Water Heating Controls (Gas WH) | Average Existing and Code |  |  | 0 | Conventional | WaterHeat | Com - Grocery | Com | RET Only | 0 | 1000 sqft2 of floor space | DHW System | 15 | DEER:Indoor_CFL_Ltg | 0 | 0 | 1089.8206 | SWWH016-01 & DEER 2021 Water Heater Updates | 0 | 2020 | 0 | 2020 | 0 | 0 | SWWH016-01 & DEER 2021 Water Heater Updates | Com Water Heating Controls (Gas) - Hot-Dry ¦ SCG ¦ Hot-Dry | Com Water Heating Controls (Gas) - Hot-Dry | 0.12762 | 1 | 0.95 | DEER 2021 | -2559.1069 | 2012 | 0.6 | N/A
COM-WATERHEAT-40.15 | Com ¦ No Com Water Heating Controls (Gas WH) - Hot-Dry ¦ SCG ¦ Hot-Dry | Com ¦ No Com Water Heating Controls (Gas WH) - Hot-Dry | SCG ¦ Hot-Dry | SCG | All | Gas | No Com Water Heating Controls (Gas WH) | Average Existing and Code |  |  | 0 | Conventional | WaterHeat | Com - Health | Com | RET Only | 0 | 1000 sqft2 of floor space | DHW System | 15 | DEER:Indoor_CFL_Ltg | 0 | 0 | 1425.8351 | SWWH016-01 & DEER 2021 Water Heater Updates | 0 | 2020 | 0 | 2020 | 0 | 0 | SWWH016-01 & DEER 2021 Water Heater Updates | Com Water Heating Controls (Gas) - Hot-Dry ¦ SCG ¦ Hot-Dry | Com Water Heating Controls (Gas) - Hot-Dry | 1.1967 | 1 | 0.95 | DEER 2021 | -4027.3867 | 2012 | 0.6 | N/A
COM-WATERHEAT-40.16 | Com ¦ No Com Water Heating Controls (Gas WH) - Hot-Dry ¦ SCG ¦ Hot-Dry | Com ¦ No Com Water Heating Controls (Gas WH) - Hot-Dry | SCG ¦ Hot-Dry | SCG | All | Gas | No Com Water Heating Controls (Gas WH) | Average Existing and Code |  |  | 0 | Conventional | WaterHeat | Com - Lodging | Com | RET Only | 0 | 1000 sqft2 of floor space | DHW System | 15 | DEER:Indoor_CFL_Ltg | 0 | 0 | 1295.9413 | SWWH016-01 & DEER 2021 Water Heater Updates | 0 | 2020 | 0 | 2020 | 0 | 0 | SWWH016-01 & DEER 2021 Water Heater Updates | Com Water Heating Controls (Gas) - Hot-Dry ¦ SCG ¦ Hot-Dry | Com Water Heating Controls (Gas) - Hot-Dry | 0.28964 | 1 | 0.95 | DEER 2021 | -12801.7632 | 2012 | 0.6 | N/A
COM-WATERHEAT-40.17 | Com ¦ No Com Water Heating Controls (Gas WH) - Hot-Dry ¦ SCG ¦ Hot-Dry | Com ¦ No Com Water Heating Controls (Gas WH) - Hot-Dry | SCG ¦ Hot-Dry | SCG | All | Gas | No Com Water Heating Controls (Gas WH) | Average Existing and Code |  |  | 0 | Conventional | WaterHeat | Com - Other | Com | RET Only | 0 | 1000 sqft2 of floor space | DHW System | 15 | DEER:Indoor_CFL_Ltg | 0 | 0 | 900.5664 | SWWH016-01 & DEER 2021 Water Heater Updates | 0 | 2020 | 0 | 2020 | 0 | 0 | SWWH016-01 & DEER 2021 Water Heater Updates | Com Water Heating Controls (Gas) - Hot-Dry ¦ SCG ¦ Hot-Dry | Com Water Heating Controls (Gas) - Hot-Dry | 0.5926 | 1 | 0.95 | DEER 2021 | -4079.5717 | 2012 | 0.6 | N/A
COM-WATERHEAT-40.18 | Com ¦ No Com Water Heating Controls (Gas WH) - Hot-Dry ¦ SCG ¦ Hot-Dry | Com ¦ No Com Water Heating Controls (Gas WH) - Hot-Dry | SCG ¦ Hot-Dry | SCG | All | Gas | No Com Water Heating Controls (Gas WH) | Average Existing and Code |  |  | 0 | Conventional | WaterHeat | Com - Restaurant | Com | RET Only | 0 | 1000 sqft2 of floor space | DHW System | 15 | DEER:Indoor_CFL_Ltg | 0 | 0 | 572.8947 | SWWH016-01 & DEER 2021 Water Heater Updates | 0 | 2020 | 0 | 2020 | 0 | 0 | SWWH016-01 & DEER 2021 Water Heater Updates | Com Water Heating Controls (Gas) - Hot-Dry ¦ SCG ¦ Hot-Dry | Com Water Heating Controls (Gas) - Hot-Dry | 2.3509 | 1 | 0.95 | DEER 2021 | -430.3798 | 2012 | 0.6 | N/A
COM-WATERHEAT-40.19 | Com ¦ No Com Water Heating Controls (Gas WH) - Hot-Dry ¦ SCG ¦ Hot-Dry | Com ¦ No Com Water Heating Controls (Gas WH) - Hot-Dry | SCG ¦ Hot-Dry | SCG | All | Gas | No Com Water Heating Controls (Gas WH) | Average Existing and Code |  |  | 0 | Conventional | WaterHeat | Com - Retail | Com | RET Only | 0 | 1000 sqft2 of floor space | DHW System | 15 | DEER:Indoor_CFL_Ltg | 0 | 0 | 534.5055 | SWWH016-01 & DEER 2021 Water Heater Updates | 0 | 2020 | 0 | 2020 | 0 | 0 | SWWH016-01 & DEER 2021 Water Heater Updates | Com Water Heating Controls (Gas) - Hot-Dry ¦ SCG ¦ Hot-Dry | Com Water Heating Controls (Gas) - Hot-Dry | 0.11049 | 1 | 0.95 | DEER 2021 | -2641.0543 | 2012 | 0.6 | N/A
COM-WATERHEAT-40.20 | Com ¦ No Com Water Heating Controls (Gas WH) - Hot-Dry ¦ SCG ¦ Hot-Dry | Com ¦ No Com Water Heating Controls (Gas WH) - Hot-Dry | SCG ¦ Hot-Dry | SCG | All | Gas | No Com Water Heating Controls (Gas WH) | Average Existing and Code |  |  | 0 | Conventional | WaterHeat | Com - Office (Large) | Com | RET Only | 0 | 1000 sqft2 of floor space | DHW System | 15 | DEER:Indoor_CFL_Ltg | 0 | 0 | 680.1489 | SWWH016-01 & DEER 2021 Water Heater Updates | 0 | 2020 | 0 | 2020 | 0 | 0 | SWWH016-01 & DEER 2021 Water Heater Updates | Com Water Heating Controls (Gas) - Hot-Dry ¦ SCG ¦ Hot-Dry | Com Water Heating Controls (Gas) - Hot-Dry | 0.046058 | 1 | 0.95 | DEER 2021 | -3054.341 | 2012 | 0.6 | N/A
COM-WATERHEAT-40.21 | Com ¦ No Com Water Heating Controls (Gas WH) - Hot-Dry ¦ SCG ¦ Hot-Dry | Com ¦ No Com Water Heating Controls (Gas WH) - Hot-Dry | SCG ¦ Hot-Dry | SCG | All | Gas | No Com Water Heating Controls (Gas WH) | Average Existing and Code |  |  | 0 | Conventional | WaterHeat | Com - Office (Small) | Com | RET Only | 0 | 1000 sqft2 of floor space | DHW System | 15 | DEER:Indoor_CFL_Ltg | 0 | 0 | 272.6317 | SWWH016-01 & DEER 2021 Water Heater Updates | 0 | 2020 | 0 | 2020 | 0 | 0 | SWWH016-01 & DEER 2021 Water Heater Updates | Com Water Heating Controls (Gas) - Hot-Dry ¦ SCG ¦ Hot-Dry | Com Water Heating Controls (Gas) - Hot-Dry | 0.078362 | 1 | 0.95 | DEER 2021 | -539.7223 | 2012 | 0.6 | N/A
COM-WATERHEAT-40.22 | Com ¦ No Com Water Heating Controls (Gas WH) - Hot-Dry ¦ SCG ¦ Hot-Dry | Com ¦ No Com Water Heating Controls (Gas WH) - Hot-Dry | SCG ¦ Hot-Dry | SCG | All | Gas | No Com Water Heating Controls (Gas WH) | Average Existing and Code |  |  | 0 | Conventional | WaterHeat | Com - Refrig. Warehouse | Com | RET Only | 0 | 1000 sqft2 of floor space | DHW System | 15 | DEER:Indoor_CFL_Ltg | 0 | 0 | 1370.6688 | SWWH016-01 & DEER 2021 Water Heater Updates | 0 | 2020 | 0 | 2020 | 0 | 0 | SWWH016-01 & DEER 2021 Water Heater Updates | Com Water Heating Controls (Gas) - Hot-Dry ¦ SCG ¦ Hot-Dry | Com Water Heating Controls (Gas) - Hot-Dry | 0.0089557 | 1 | 0.95 | DEER 2021 | -1029.0854 | 2012 | 0.6 | N/A
COM-WATERHEAT-40.23 | Com ¦ No Com Water Heating Controls (Gas WH) - Hot-Dry ¦ SCG ¦ Hot-Dry | Com ¦ No Com Water Heating Controls (Gas WH) - Hot-Dry | SCG ¦ Hot-Dry | SCG | All | Gas | No Com Water Heating Controls (Gas WH) | Average Existing and Code |  |  | 0 | Conventional | WaterHeat | Com - School | Com | RET Only | 0 | 1000 sqft2 of floor space | DHW System | 15 | DEER:Indoor_CFL_Ltg | 0 | 0 | 425.7189 | SWWH016-01 & DEER 2021 Water Heater Updates | 0 | 2020 | 0 | 2020 | 0 | 0 | SWWH016-01 & DEER 2021 Water Heater Updates | Com Water Heating Controls (Gas) - Hot-Dry ¦ SCG ¦ Hot-Dry | Com Water Heating Controls (Gas) - Hot-Dry | 1.8055 | 1 | 0.95 | DEER 2021 | -972.6576 | 2012 | 0.6 | N/A
COM-WATERHEAT-40.24 | Com ¦ No Com Water Heating Controls (Gas WH) - Hot-Dry ¦ SCG ¦ Hot-Dry | Com ¦ No Com Water Heating Controls (Gas WH) - Hot-Dry | SCG ¦ Hot-Dry | SCG | All | Gas | No Com Water Heating Controls (Gas WH) | Average Existing and Code |  |  | 0 | Conventional | WaterHeat | Com - Warehouse | Com | RET Only | 0 | 1000 sqft2 of floor space | DHW System | 15 | DEER:Indoor_CFL_Ltg | 0 | 0 | 720.6682 | SWWH016-01 & DEER 2021 Water Heater Updates | 0 | 2020 | 0 | 2020 | 0 | 0 | SWWH016-01 & DEER 2021 Water Heater Updates | Com Water Heating Controls (Gas) - Hot-Dry ¦ SCG ¦ Hot-Dry | Com Water Heating Controls (Gas) - Hot-Dry | 0.0035823 | 1 | 0.95 | DEER 2021 | -3037.9582 | 2012 | 0.6 | N/A
COM-WATERHEAT-40.25 | Com ¦ No Com Water Heating Controls (Gas WH) - Cold ¦ SCG ¦ Cold | Com ¦ No Com Water Heating Controls (Gas WH) - Cold | SCG ¦ Cold | SCG | All | Gas | No Com Water Heating Controls (Gas WH) | Average Existing and Code |  |  | 0 | Conventional | WaterHeat | Com - College | Com | RET Only | 0 | 1000 sqft2 of floor space | DHW System | 15 | DEER:Indoor_CFL_Ltg | 0 | 0 | 860.5749 | SWWH016-01 & DEER 2021 Water Heater Updates | 0 | 2020 | 0 | 2020 | 0 | 0 | SWWH016-01 & DEER 2021 Water Heater Updates | Com Water Heating Controls (Gas) - Cold ¦ SCG ¦ Cold | Com Water Heating Controls (Gas) - Cold | 0.84119 | 1 | 0.95 | DEER 2021 | -2838.7371 | 2012 | 0.6 | N/A
COM-WATERHEAT-40.26 | Com ¦ No Com Water Heating Controls (Gas WH) - Cold ¦ SCG ¦ Cold | Com ¦ No Com Water Heating Controls (Gas WH) - Cold | SCG ¦ Cold | SCG | All | Gas | No Com Water Heating Controls (Gas WH) | Average Existing and Code |  |  | 0 | Conventional | WaterHeat | Com - Grocery | Com | RET Only | 0 | 1000 sqft2 of floor space | DHW System | 15 | DEER:Indoor_CFL_Ltg | 0 | 0 | 1270.1044 | SWWH016-01 & DEER 2021 Water Heater Updates | 0 | 2020 | 0 | 2020 | 0 | 0 | SWWH016-01 & DEER 2021 Water Heater Updates | Com Water Heating Controls (Gas) - Cold ¦ SCG ¦ Cold | Com Water Heating Controls (Gas) - Cold | 0.12762 | 1 | 0.95 | DEER 2021 | -2982.4477 | 2012 | 0.6 | N/A
COM-WATERHEAT-40.27 | Com ¦ No Com Water Heating Controls (Gas WH) - Cold ¦ SCG ¦ Cold | Com ¦ No Com Water Heating Controls (Gas WH) - Cold | SCG ¦ Cold | SCG | All | Gas | No Com Water Heating Controls (Gas WH) | Average Existing and Code |  |  | 0 | Conventional | WaterHeat | Com - Health | Com | RET Only | 0 | 1000 sqft2 of floor space | DHW System | 15 | DEER:Indoor_CFL_Ltg | 0 | 0 | 1663.7386 | SWWH016-01 & DEER 2021 Water Heater Updates | 0 | 2020 | 0 | 2020 | 0 | 0 | SWWH016-01 & DEER 2021 Water Heater Updates | Com Water Heating Controls (Gas) - Cold ¦ SCG ¦ Cold | Com Water Heating Controls (Gas) - Cold | 1.1967 | 1 | 0.95 | DEER 2021 | -4699.3646 | 2012 | 0.6 | N/A
COM-WATERHEAT-40.28 | Com ¦ No Com Water Heating Controls (Gas WH) - Cold ¦ SCG ¦ Cold | Com ¦ No Com Water Heating Controls (Gas WH) - Cold | SCG ¦ Cold | SCG | All | Gas | No Com Water Heating Controls (Gas WH) | Average Existing and Code |  |  | 0 | Conventional | WaterHeat | Com - Lodging | Com | RET Only | 0 | 1000 sqft2 of floor space | DHW System | 15 | DEER:Indoor_CFL_Ltg | 0 | 0 | 1511.394 | SWWH016-01 & DEER 2021 Water Heater Updates | 0 | 2020 | 0 | 2020 | 0 | 0 | SWWH016-01 & DEER 2021 Water Heater Updates | Com Water Heating Controls (Gas) - Cold ¦ SCG ¦ Cold | Com Water Heating Controls (Gas) - Cold | 0.28964 | 1 | 0.95 | DEER 2021 | -14930.0813 | 2012 | 0.6 | N/A
COM-WATERHEAT-40.29 | Com ¦ No Com Water Heating Controls (Gas WH) - Cold ¦ SCG ¦ Cold | Com ¦ No Com Water Heating Controls (Gas WH) - Cold | SCG ¦ Cold | SCG | All | Gas | No Com Water Heating Controls (Gas WH) | Average Existing and Code |  |  | 0 | Conventional | WaterHeat | Com - Other | Com | RET Only | 0 | 1000 sqft2 of floor space | DHW System | 15 | DEER:Indoor_CFL_Ltg | 0 | 0 | 1048.3616 | SWWH016-01 & DEER 2021 Water Heater Updates | 0 | 2020 | 0 | 2020 | 0 | 0 | SWWH016-01 & DEER 2021 Water Heater Updates | Com Water Heating Controls (Gas) - Cold ¦ SCG ¦ Cold | Com Water Heating Controls (Gas) - Cold | 0.5926 | 1 | 0.95 | DEER 2021 | -4749.0848 | 2012 | 0.6 | N/A
COM-WATERHEAT-40.30 | Com ¦ No Com Water Heating Controls (Gas WH) - Cold ¦ SCG ¦ Cold | Com ¦ No Com Water Heating Controls (Gas WH) - Cold | SCG ¦ Cold | SCG | All | Gas | No Com Water Heating Controls (Gas WH) | Average Existing and Code |  |  | 0 | Conventional | WaterHeat | Com - Restaurant | Com | RET Only | 0 | 1000 sqft2 of floor space | DHW System | 15 | DEER:Indoor_CFL_Ltg | 0 | 0 | 665.5399 | SWWH016-01 & DEER 2021 Water Heater Updates | 0 | 2020 | 0 | 2020 | 0 | 0 | SWWH016-01 & DEER 2021 Water Heater Updates | Com Water Heating Controls (Gas) - Cold ¦ SCG ¦ Cold | Com Water Heating Controls (Gas) - Cold | 2.3509 | 1 | 0.95 | DEER 2021 | -499.9782 | 2012 | 0.6 | N/A
COM-WATERHEAT-40.31 | Com ¦ No Com Water Heating Controls (Gas WH) - Cold ¦ SCG ¦ Cold | Com ¦ No Com Water Heating Controls (Gas WH) - Cold | SCG ¦ Cold | SCG | All | Gas | No Com Water Heating Controls (Gas WH) | Average Existing and Code |  |  | 0 | Conventional | WaterHeat | Com - Retail | Com | RET Only | 0 | 1000 sqft2 of floor space | DHW System | 15 | DEER:Indoor_CFL_Ltg | 0 | 0 | 620.6437 | SWWH016-01 & DEER 2021 Water Heater Updates | 0 | 2020 | 0 | 2020 | 0 | 0 | SWWH016-01 & DEER 2021 Water Heater Updates | Com Water Heating Controls (Gas) - Cold ¦ SCG ¦ Cold | Com Water Heating Controls (Gas) - Cold | 0.11049 | 1 | 0.95 | DEER 2021 | -3066.6735 | 2012 | 0.6 | N/A
COM-WATERHEAT-40.32 | Com ¦ No Com Water Heating Controls (Gas WH) - Cold ¦ SCG ¦ Cold | Com ¦ No Com Water Heating Controls (Gas WH) - Cold | SCG ¦ Cold | SCG | All | Gas | No Com Water Heating Controls (Gas WH) | Average Existing and Code |  |  | 0 | Conventional | WaterHeat | Com - Office (Large) | Com | RET Only | 0 | 1000 sqft2 of floor space | DHW System | 15 | DEER:Indoor_CFL_Ltg | 0 | 0 | 795.7831 | SWWH016-01 & DEER 2021 Water Heater Updates | 0 | 2020 | 0 | 2020 | 0 | 0 | SWWH016-01 & DEER 2021 Water Heater Updates | Com Water Heating Controls (Gas) - Cold ¦ SCG ¦ Cold | Com Water Heating Controls (Gas) - Cold | 0.046058 | 1 | 0.95 | DEER 2021 | -3573.6185 | 2012 | 0.6 | N/A
COM-WATERHEAT-40.33 | Com ¦ No Com Water Heating Controls (Gas WH) - Cold ¦ SCG ¦ Cold | Com ¦ No Com Water Heating Controls (Gas WH) - Cold | SCG ¦ Cold | SCG | All | Gas | No Com Water Heating Controls (Gas WH) | Average Existing and Code |  |  | 0 | Conventional | WaterHeat | Com - Office (Small) | Com | RET Only | 0 | 1000 sqft2 of floor space | DHW System | 15 | DEER:Indoor_CFL_Ltg | 0 | 0 | 313.9734 | SWWH016-01 & DEER 2021 Water Heater Updates | 0 | 2020 | 0 | 2020 | 0 | 0 | SWWH016-01 & DEER 2021 Water Heater Updates | Com Water Heating Controls (Gas) - Cold ¦ SCG ¦ Cold | Com Water Heating Controls (Gas) - Cold | 0.078362 | 1 | 0.95 | DEER 2021 | -621.5655 | 2012 | 0.6 | N/A
COM-WATERHEAT-40.34 | Com ¦ No Com Water Heating Controls (Gas WH) - Cold ¦ SCG ¦ Cold | Com ¦ No Com Water Heating Controls (Gas WH) - Cold | SCG ¦ Cold | SCG | All | Gas | No Com Water Heating Controls (Gas WH) | Average Existing and Code |  |  | 0 | Conventional | WaterHeat | Com - Refrig. Warehouse | Com | RET Only | 0 | 1000 sqft2 of floor space | DHW System | 15 | DEER:Indoor_CFL_Ltg | 0 | 0 | 1598.1546 | SWWH016-01 & DEER 2021 Water Heater Updates | 0 | 2020 | 0 | 2020 | 0 | 0 | SWWH016-01 & DEER 2021 Water Heater Updates | Com Water Heating Controls (Gas) - Cold ¦ SCG ¦ Cold | Com Water Heating Controls (Gas) - Cold | 0.0089557 | 1 | 0.95 | DEER 2021 | -1199.8797 | 2012 | 0.6 | N/A
COM-WATERHEAT-40.35 | Com ¦ No Com Water Heating Controls (Gas WH) - Cold ¦ SCG ¦ Cold | Com ¦ No Com Water Heating Controls (Gas WH) - Cold | SCG ¦ Cold | SCG | All | Gas | No Com Water Heating Controls (Gas WH) | Average Existing and Code |  |  | 0 | Conventional | WaterHeat | Com - School | Com | RET Only | 0 | 1000 sqft2 of floor space | DHW System | 15 | DEER:Indoor_CFL_Ltg | 0 | 0 | 497.8803 | SWWH016-01 & DEER 2021 Water Heater Updates | 0 | 2020 | 0 | 2020 | 0 | 0 | SWWH016-01 & DEER 2021 Water Heater Updates | Com Water Heating Controls (Gas) - Cold ¦ SCG ¦ Cold | Com Water Heating Controls (Gas) - Cold | 1.8055 | 1 | 0.95 | DEER 2021 | -1137.5279 | 2012 | 0.6 | N/A
COM-WATERHEAT-40.36 | Com ¦ No Com Water Heating Controls (Gas WH) - Cold ¦ SCG ¦ Cold | Com ¦ No Com Water Heating Controls (Gas WH) - Cold | SCG ¦ Cold | SCG | All | Gas | No Com Water Heating Controls (Gas WH) | Average Existing and Code |  |  | 0 | Conventional | WaterHeat | Com - Warehouse | Com | RET Only | 0 | 1000 sqft2 of floor space | DHW System | 15 | DEER:Indoor_CFL_Ltg | 0 | 0 | 841.3971 | SWWH016-01 & DEER 2021 Water Heater Updates | 0 | 2020 | 0 | 2020 | 0 | 0 | SWWH016-01 & DEER 2021 Water Heater Updates | Com Water Heating Controls (Gas) - Cold ¦ SCG ¦ Cold | Com Water Heating Controls (Gas) - Cold | 0.0035823 | 1 | 0.95 | DEER 2021 | -3546.8874 | 2012 | 0.6 | N/A
COM-WATERHEAT-41.1 | Com ¦ Com Water Heating Controls (Gas WH) - Marine ¦ SCG ¦ Marine | Com ¦ Com Water Heating Controls (Gas WH) - Marine | SCG ¦ Marine | SCG | All | Gas | Com Water Heating Controls (Gas WH) | Efficient |  |  | 0 | Conventional | WaterHeat | Com - College | Com | RET Only | 0 | 1000 sqft2 of floor space | DHW System | 15 | DEER:Indoor_CFL_Ltg | 0 | 0 | 689.1635 | SWWH016-01 & DEER 2021 Water Heater Updates | 1400 | 2020 | 0 | 2020 | 0 | 0 | SWWH016-01 & DEER 2021 Water Heater Updates | Com Water Heating Controls (Gas) - Marine ¦ SCG ¦ Marine | Com Water Heating Controls (Gas) - Marine | 0.84119 | 1 | 0.05 | DEER 2021 | -2273.3106 | 2032 | 0.6 | N/A
COM-WATERHEAT-41.2 | Com ¦ Com Water Heating Controls (Gas WH) - Marine ¦ SCG ¦ Marine | Com ¦ Com Water Heating Controls (Gas WH) - Marine | SCG ¦ Marine | SCG | All | Gas | Com Water Heating Controls (Gas WH) | Efficient |  |  | 0 | Conventional | WaterHeat | Com - Grocery | Com | RET Only | 0 | 1000 sqft2 of floor space | DHW System | 15 | DEER:Indoor_CFL_Ltg | 0 | 0 | 1025.2246 | SWWH016-01 & DEER 2021 Water Heater Updates | 1400 | 2020 | 0 | 2020 | 0 | 0 | SWWH016-01 & DEER 2021 Water Heater Updates | Com Water Heating Controls (Gas) - Marine ¦ SCG ¦ Marine | Com Water Heating Controls (Gas) - Marine | 0.12762 | 1 | 0.05 | DEER 2021 | -2407.4231 | 2032 | 0.6 | N/A
COM-WATERHEAT-41.3 | Com ¦ Com Water Heating Controls (Gas WH) - Marine ¦ SCG ¦ Marine | Com ¦ Com Water Heating Controls (Gas WH) - Marine | SCG ¦ Marine | SCG | All | Gas | Com Water Heating Controls (Gas WH) | Efficient |  |  | 0 | Conventional | WaterHeat | Com - Health | Com | RET Only | 0 | 1000 sqft2 of floor space | DHW System | 15 | DEER:Indoor_CFL_Ltg | 0 | 0 | 1340.8905 | SWWH016-01 & DEER 2021 Water Heater Updates | 1400 | 2020 | 0 | 2020 | 0 | 0 | SWWH016-01 & DEER 2021 Water Heater Updates | Com Water Heating Controls (Gas) - Marine ¦ SCG ¦ Marine | Com Water Heating Controls (Gas) - Marine | 1.1967 | 1 | 0.05 | DEER 2021 | -3787.4538 | 2032 | 0.6 | N/A
COM-WATERHEAT-41.4 | Com ¦ Com Water Heating Controls (Gas WH) - Marine ¦ SCG ¦ Marine | Com ¦ Com Water Heating Controls (Gas WH) - Marine | SCG ¦ Marine | SCG | All | Gas | Com Water Heating Controls (Gas WH) | Efficient |  |  | 0 | Conventional | WaterHeat | Com - Lodging | Com | RET Only | 0 | 1000 sqft2 of floor space | DHW System | 15 | DEER:Indoor_CFL_Ltg | 0 | 0 | 1218.7584 | SWWH016-01 & DEER 2021 Water Heater Updates | 1400 | 2020 | 0 | 2020 | 0 | 0 | SWWH016-01 & DEER 2021 Water Heater Updates | Com Water Heating Controls (Gas) - Marine ¦ SCG ¦ Marine | Com Water Heating Controls (Gas) - Marine | 0.28964 | 1 | 0.05 | DEER 2021 | -12039.3239 | 2032 | 0.6 | N/A
COM-WATERHEAT-41.5 | Com ¦ Com Water Heating Controls (Gas WH) - Marine ¦ SCG ¦ Marine | Com ¦ Com Water Heating Controls (Gas WH) - Marine | SCG ¦ Marine | SCG | All | Gas | Com Water Heating Controls (Gas WH) | Efficient |  |  | 0 | Conventional | WaterHeat | Com - Other | Com | RET Only | 0 | 1000 sqft2 of floor space | DHW System | 15 | DEER:Indoor_CFL_Ltg | 0 | 0 | 846.6175 | SWWH016-01 & DEER 2021 Water Heater Updates | 1400 | 2020 | 0 | 2020 | 0 | 0 | SWWH016-01 & DEER 2021 Water Heater Updates | Com Water Heating Controls (Gas) - Marine ¦ SCG ¦ Marine | Com Water Heating Controls (Gas) - Marine | 0.5926 | 1 | 0.05 | DEER 2021 | -3835.1827 | 2032 | 0.6 | N/A
COM-WATERHEAT-41.6 | Com ¦ Com Water Heating Controls (Gas WH) - Marine ¦ SCG ¦ Marine | Com ¦ Com Water Heating Controls (Gas WH) - Marine | SCG ¦ Marine | SCG | All | Gas | Com Water Heating Controls (Gas WH) | Efficient |  |  | 0 | Conventional | WaterHeat | Com - Restaurant | Com | RET Only | 0 | 1000 sqft2 of floor space | DHW System | 15 | DEER:Indoor_CFL_Ltg | 0 | 0 | 538.8052 | SWWH016-01 & DEER 2021 Water Heater Updates | 1400 | 2020 | 0 | 2020 | 0 | 0 | SWWH016-01 & DEER 2021 Water Heater Updates | Com Water Heating Controls (Gas) - Marine ¦ SCG ¦ Marine | Com Water Heating Controls (Gas) - Marine | 2.3509 | 1 | 0.05 | DEER 2021 | -404.7705 | 2032 | 0.6 | N/A
COM-WATERHEAT-41.7 | Com ¦ Com Water Heating Controls (Gas WH) - Marine ¦ SCG ¦ Marine | Com ¦ Com Water Heating Controls (Gas WH) - Marine | SCG ¦ Marine | SCG | All | Gas | Com Water Heating Controls (Gas WH) | Efficient |  |  | 0 | Conventional | WaterHeat | Com - Retail | Com | RET Only | 0 | 1000 sqft2 of floor space | DHW System | 15 | DEER:Indoor_CFL_Ltg | 0 | 0 | 502.6811 | SWWH016-01 & DEER 2021 Water Heater Updates | 1400 | 2020 | 0 | 2020 | 0 | 0 | SWWH016-01 & DEER 2021 Water Heater Updates | Com Water Heating Controls (Gas) - Marine ¦ SCG ¦ Marine | Com Water Heating Controls (Gas) - Marine | 0.11049 | 1 | 0.05 | DEER 2021 | -2483.8064 | 2032 | 0.6 | N/A
COM-WATERHEAT-41.8 | Com ¦ Com Water Heating Controls (Gas WH) - Marine ¦ SCG ¦ Marine | Com ¦ Com Water Heating Controls (Gas WH) - Marine | SCG ¦ Marine | SCG | All | Gas | Com Water Heating Controls (Gas WH) | Efficient |  |  | 0 | Conventional | WaterHeat | Com - Office (Large) | Com | RET Only | 0 | 1000 sqft2 of floor space | DHW System | 15 | DEER:Indoor_CFL_Ltg | 0 | 0 | 639.2029 | SWWH016-01 & DEER 2021 Water Heater Updates | 1400 | 2020 | 0 | 2020 | 0 | 0 | SWWH016-01 & DEER 2021 Water Heater Updates | Com Water Heating Controls (Gas) - Marine ¦ SCG ¦ Marine | Com Water Heating Controls (Gas) - Marine | 0.046058 | 1 | 0.05 | DEER 2021 | -2870.4646 | 2032 | 0.6 | N/A
COM-WATERHEAT-41.9 | Com ¦ Com Water Heating Controls (Gas WH) - Marine ¦ SCG ¦ Marine | Com ¦ Com Water Heating Controls (Gas WH) - Marine | SCG ¦ Marine | SCG | All | Gas | Com Water Heating Controls (Gas WH) | Efficient |  |  | 0 | Conventional | WaterHeat | Com - Office (Small) | Com | RET Only | 0 | 1000 sqft2 of floor space | DHW System | 15 | DEER:Indoor_CFL_Ltg | 0 | 0 | 255.7389 | SWWH016-01 & DEER 2021 Water Heater Updates | 1400 | 2020 | 0 | 2020 | 0 | 0 | SWWH016-01 & DEER 2021 Water Heater Updates | Com Water Heating Controls (Gas) - Marine ¦ SCG ¦ Marine | Com Water Heating Controls (Gas) - Marine | 0.078362 | 1 | 0.05 | DEER 2021 | -506.28 | 2032 | 0.6 | N/A
COM-WATERHEAT-41.10 | Com ¦ Com Water Heating Controls (Gas WH) - Marine ¦ SCG ¦ Marine | Com ¦ Com Water Heating Controls (Gas WH) - Marine | SCG ¦ Marine | SCG | All | Gas | Com Water Heating Controls (Gas WH) | Efficient |  |  | 0 | Conventional | WaterHeat | Com - Refrig. Warehouse | Com | RET Only | 0 | 1000 sqft2 of floor space | DHW System | 15 | DEER:Indoor_CFL_Ltg | 0 | 0 | 1288.9797 | SWWH016-01 & DEER 2021 Water Heater Updates | 1400 | 2020 | 0 | 2020 | 0 | 0 | SWWH016-01 & DEER 2021 Water Heater Updates | Com Water Heating Controls (Gas) - Marine ¦ SCG ¦ Marine | Com Water Heating Controls (Gas) - Marine | 0.0089557 | 1 | 0.05 | DEER 2021 | -967.7541 | 2032 | 0.6 | N/A
COM-WATERHEAT-41.11 | Com ¦ Com Water Heating Controls (Gas WH) - Marine ¦ SCG ¦ Marine | Com ¦ Com Water Heating Controls (Gas WH) - Marine | SCG ¦ Marine | SCG | All | Gas | Com Water Heating Controls (Gas WH) | Efficient |  |  | 0 | Conventional | WaterHeat | Com - School | Com | RET Only | 0 | 1000 sqft2 of floor space | DHW System | 15 | DEER:Indoor_CFL_Ltg | 0 | 0 | 399.5078 | SWWH016-01 & DEER 2021 Water Heater Updates | 1400 | 2020 | 0 | 2020 | 0 | 0 | SWWH016-01 & DEER 2021 Water Heater Updates | Com Water Heating Controls (Gas) - Marine ¦ SCG ¦ Marine | Com Water Heating Controls (Gas) - Marine | 1.8055 | 1 | 0.05 | DEER 2021 | -912.7721 | 2032 | 0.6 | N/A
COM-WATERHEAT-41.12 | Com ¦ Com Water Heating Controls (Gas WH) - Marine ¦ SCG ¦ Marine | Com ¦ Com Water Heating Controls (Gas WH) - Marine | SCG ¦ Marine | SCG | All | Gas | Com Water Heating Controls (Gas WH) | Efficient |  |  | 0 | Conventional | WaterHeat | Com - Warehouse | Com | RET Only | 0 | 1000 sqft2 of floor space | DHW System | 15 | DEER:Indoor_CFL_Ltg | 0 | 0 | 678.5087 | SWWH016-01 & DEER 2021 Water Heater Updates | 1400 | 2020 | 0 | 2020 | 0 | 0 | SWWH016-01 & DEER 2021 Water Heater Updates | Com Water Heating Controls (Gas) - Marine ¦ SCG ¦ Marine | Com Water Heating Controls (Gas) - Marine | 0.0035823 | 1 | 0.05 | DEER 2021 | -2860.2358 | 2032 | 0.6 | N/A
COM-WATERHEAT-41.13 | Com ¦ Com Water Heating Controls (Gas WH) - Hot-Dry ¦ SCG ¦ Hot-Dry | Com ¦ Com Water Heating Controls (Gas WH) - Hot-Dry | SCG ¦ Hot-Dry | SCG | All | Gas | Com Water Heating Controls (Gas WH) | Efficient |  |  | 0 | Conventional | WaterHeat | Com - College | Com | RET Only | 0 | 1000 sqft2 of floor space | DHW System | 15 | DEER:Indoor_CFL_Ltg | 0 | 0 | 670.4804 | SWWH016-01 & DEER 2021 Water Heater Updates | 1400 | 2020 | 0 | 2020 | 0 | 0 | SWWH016-01 & DEER 2021 Water Heater Updates | Com Water Heating Controls (Gas) - Hot-Dry ¦ SCG ¦ Hot-Dry | Com Water Heating Controls (Gas) - Hot-Dry | 0.84119 | 1 | 0.05 | DEER 2021 | -2211.6816 | 2032 | 0.6 | N/A
COM-WATERHEAT-41.14 | Com ¦ Com Water Heating Controls (Gas WH) - Hot-Dry ¦ SCG ¦ Hot-Dry | Com ¦ Com Water Heating Controls (Gas WH) - Hot-Dry | SCG ¦ Hot-Dry | SCG | All | Gas | Com Water Heating Controls (Gas WH) | Efficient |  |  | 0 | Conventional | WaterHeat | Com - Grocery | Com | RET Only | 0 | 1000 sqft2 of floor space | DHW System | 15 | DEER:Indoor_CFL_Ltg | 0 | 0 | 996.5876 | SWWH016-01 & DEER 2021 Water Heater Updates | 1400 | 2020 | 0 | 2020 | 0 | 0 | SWWH016-01 & DEER 2021 Water Heater Updates | Com Water Heating Controls (Gas) - Hot-Dry ¦ SCG ¦ Hot-Dry | Com Water Heating Controls (Gas) - Hot-Dry | 0.12762 | 1 | 0.05 | DEER 2021 | -2340.1779 | 2032 | 0.6 | N/A
COM-WATERHEAT-41.15 | Com ¦ Com Water Heating Controls (Gas WH) - Hot-Dry ¦ SCG ¦ Hot-Dry | Com ¦ Com Water Heating Controls (Gas WH) - Hot-Dry | SCG ¦ Hot-Dry | SCG | All | Gas | Com Water Heating Controls (Gas WH) | Efficient |  |  | 0 | Conventional | WaterHeat | Com - Health | Com | RET Only | 0 | 1000 sqft2 of floor space | DHW System | 15 | DEER:Indoor_CFL_Ltg | 0 | 0 | 1303.8564 | SWWH016-01 & DEER 2021 Water Heater Updates | 1400 | 2020 | 0 | 2020 | 0 | 0 | SWWH016-01 & DEER 2021 Water Heater Updates | Com Water Heating Controls (Gas) - Hot-Dry ¦ SCG ¦ Hot-Dry | Com Water Heating Controls (Gas) - Hot-Dry | 1.1967 | 1 | 0.05 | DEER 2021 | -3682.848 | 2032 | 0.6 | N/A
COM-WATERHEAT-41.16 | Com ¦ Com Water Heating Controls (Gas WH) - Hot-Dry ¦ SCG ¦ Hot-Dry | Com ¦ Com Water Heating Controls (Gas WH) - Hot-Dry | SCG ¦ Hot-Dry | SCG | All | Gas | Com Water Heating Controls (Gas WH) | Efficient |  |  | 0 | Conventional | WaterHeat | Com - Lodging | Com | RET Only | 0 | 1000 sqft2 of floor space | DHW System | 15 | DEER:Indoor_CFL_Ltg | 0 | 0 | 1185.0748 | SWWH016-01 & DEER 2021 Water Heater Updates | 1400 | 2020 | 0 | 2020 | 0 | 0 | SWWH016-01 & DEER 2021 Water Heater Updates | Com Water Heating Controls (Gas) - Hot-Dry ¦ SCG ¦ Hot-Dry | Com Water Heating Controls (Gas) - Hot-Dry | 0.28964 | 1 | 0.05 | DEER 2021 | -11706.5856 | 2032 | 0.6 | N/A
COM-WATERHEAT-41.17 | Com ¦ Com Water Heating Controls (Gas WH) - Hot-Dry ¦ SCG ¦ Hot-Dry | Com ¦ Com Water Heating Controls (Gas WH) - Hot-Dry | SCG ¦ Hot-Dry | SCG | All | Gas | Com Water Heating Controls (Gas WH) | Efficient |  |  | 0 | Conventional | WaterHeat | Com - Other | Com | RET Only | 0 | 1000 sqft2 of floor space | DHW System | 15 | DEER:Indoor_CFL_Ltg | 0 | 0 | 823.5239 | SWWH016-01 & DEER 2021 Water Heater Updates | 1400 | 2020 | 0 | 2020 | 0 | 0 | SWWH016-01 & DEER 2021 Water Heater Updates | Com Water Heating Controls (Gas) - Hot-Dry ¦ SCG ¦ Hot-Dry | Com Water Heating Controls (Gas) - Hot-Dry | 0.5926 | 1 | 0.05 | DEER 2021 | -3730.5686 | 2032 | 0.6 | N/A
COM-WATERHEAT-41.18 | Com ¦ Com Water Heating Controls (Gas WH) - Hot-Dry ¦ SCG ¦ Hot-Dry | Com ¦ Com Water Heating Controls (Gas WH) - Hot-Dry | SCG ¦ Hot-Dry | SCG | All | Gas | Com Water Heating Controls (Gas WH) | Efficient |  |  | 0 | Conventional | WaterHeat | Com - Restaurant | Com | RET Only | 0 | 1000 sqft2 of floor space | DHW System | 15 | DEER:Indoor_CFL_Ltg | 0 | 0 | 523.8841 | SWWH016-01 & DEER 2021 Water Heater Updates | 1400 | 2020 | 0 | 2020 | 0 | 0 | SWWH016-01 & DEER 2021 Water Heater Updates | Com Water Heating Controls (Gas) - Hot-Dry ¦ SCG ¦ Hot-Dry | Com Water Heating Controls (Gas) - Hot-Dry | 2.3509 | 1 | 0.05 | DEER 2021 | -393.5612 | 2032 | 0.6 | N/A
COM-WATERHEAT-41.19 | Com ¦ Com Water Heating Controls (Gas WH) - Hot-Dry ¦ SCG ¦ Hot-Dry | Com ¦ Com Water Heating Controls (Gas WH) - Hot-Dry | SCG ¦ Hot-Dry | SCG | All | Gas | Com Water Heating Controls (Gas WH) | Efficient |  |  | 0 | Conventional | WaterHeat | Com - Retail | Com | RET Only | 0 | 1000 sqft2 of floor space | DHW System | 15 | DEER:Indoor_CFL_Ltg | 0 | 0 | 488.7791 | SWWH016-01 & DEER 2021 Water Heater Updates | 1400 | 2020 | 0 | 2020 | 0 | 0 | SWWH016-01 & DEER 2021 Water Heater Updates | Com Water Heating Controls (Gas) - Hot-Dry ¦ SCG ¦ Hot-Dry | Com Water Heating Controls (Gas) - Hot-Dry | 0.11049 | 1 | 0.05 | DEER 2021 | -2415.1148 | 2032 | 0.6 | N/A
COM-WATERHEAT-41.20 | Com ¦ Com Water Heating Controls (Gas WH) - Hot-Dry ¦ SCG ¦ Hot-Dry | Com ¦ Com Water Heating Controls (Gas WH) - Hot-Dry | SCG ¦ Hot-Dry | SCG | All | Gas | Com Water Heating Controls (Gas WH) | Efficient |  |  | 0 | Conventional | WaterHeat | Com - Office (Large) | Com | RET Only | 0 | 1000 sqft2 of floor space | DHW System | 15 | DEER:Indoor_CFL_Ltg | 0 | 0 | 621.9629 | SWWH016-01 & DEER 2021 Water Heater Updates | 1400 | 2020 | 0 | 2020 | 0 | 0 | SWWH016-01 & DEER 2021 Water Heater Updates | Com Water Heating Controls (Gas) - Hot-Dry ¦ SCG ¦ Hot-Dry | Com Water Heating Controls (Gas) - Hot-Dry | 0.046058 | 1 | 0.05 | DEER 2021 | -2793.0453 | 2032 | 0.6 | N/A
COM-WATERHEAT-41.21 | Com ¦ Com Water Heating Controls (Gas WH) - Hot-Dry ¦ SCG ¦ Hot-Dry | Com ¦ Com Water Heating Controls (Gas WH) - Hot-Dry | SCG ¦ Hot-Dry | SCG | All | Gas | Com Water Heating Controls (Gas WH) | Efficient |  |  | 0 | Conventional | WaterHeat | Com - Office (Small) | Com | RET Only | 0 | 1000 sqft2 of floor space | DHW System | 15 | DEER:Indoor_CFL_Ltg | 0 | 0 | 249.3084 | SWWH016-01 & DEER 2021 Water Heater Updates | 1400 | 2020 | 0 | 2020 | 0 | 0 | SWWH016-01 & DEER 2021 Water Heater Updates | Com Water Heating Controls (Gas) - Hot-Dry ¦ SCG ¦ Hot-Dry | Com Water Heating Controls (Gas) - Hot-Dry | 0.078362 | 1 | 0.05 | DEER 2021 | -493.5496 | 2032 | 0.6 | N/A
COM-WATERHEAT-41.22 | Com ¦ Com Water Heating Controls (Gas WH) - Hot-Dry ¦ SCG ¦ Hot-Dry | Com ¦ Com Water Heating Controls (Gas WH) - Hot-Dry | SCG ¦ Hot-Dry | SCG | All | Gas | Com Water Heating Controls (Gas WH) | Efficient |  |  | 0 | Conventional | WaterHeat | Com - Refrig. Warehouse | Com | RET Only | 0 | 1000 sqft2 of floor space | DHW System | 15 | DEER:Indoor_CFL_Ltg | 0 | 0 | 1253.4095 | SWWH016-01 & DEER 2021 Water Heater Updates | 1400 | 2020 | 0 | 2020 | 0 | 0 | SWWH016-01 & DEER 2021 Water Heater Updates | Com Water Heating Controls (Gas) - Hot-Dry ¦ SCG ¦ Hot-Dry | Com Water Heating Controls (Gas) - Hot-Dry | 0.0089557 | 1 | 0.05 | DEER 2021 | -941.0483 | 2032 | 0.6 | N/A
COM-WATERHEAT-41.23 | Com ¦ Com Water Heating Controls (Gas WH) - Hot-Dry ¦ SCG ¦ Hot-Dry | Com ¦ Com Water Heating Controls (Gas WH) - Hot-Dry | SCG ¦ Hot-Dry | SCG | All | Gas | Com Water Heating Controls (Gas WH) | Efficient |  |  | 0 | Conventional | WaterHeat | Com - School | Com | RET Only | 0 | 1000 sqft2 of floor space | DHW System | 15 | DEER:Indoor_CFL_Ltg | 0 | 0 | 389.2991 | SWWH016-01 & DEER 2021 Water Heater Updates | 1400 | 2020 | 0 | 2020 | 0 | 0 | SWWH016-01 & DEER 2021 Water Heater Updates | Com Water Heating Controls (Gas) - Hot-Dry ¦ SCG ¦ Hot-Dry | Com Water Heating Controls (Gas) - Hot-Dry | 1.8055 | 1 | 0.05 | DEER 2021 | -889.4478 | 2032 | 0.6 | N/A
COM-WATERHEAT-41.24 | Com ¦ Com Water Heating Controls (Gas WH) - Hot-Dry ¦ SCG ¦ Hot-Dry | Com ¦ Com Water Heating Controls (Gas WH) - Hot-Dry | SCG ¦ Hot-Dry | SCG | All | Gas | Com Water Heating Controls (Gas WH) | Efficient |  |  | 0 | Conventional | WaterHeat | Com - Warehouse | Com | RET Only | 0 | 1000 sqft2 of floor space | DHW System | 15 | DEER:Indoor_CFL_Ltg | 0 | 0 | 659.0158 | SWWH016-01 & DEER 2021 Water Heater Updates | 1400 | 2020 | 0 | 2020 | 0 | 0 | SWWH016-01 & DEER 2021 Water Heater Updates | Com Water Heating Controls (Gas) - Hot-Dry ¦ SCG ¦ Hot-Dry | Com Water Heating Controls (Gas) - Hot-Dry | 0.0035823 | 1 | 0.05 | DEER 2021 | -2778.064 | 2032 | 0.6 | N/A
COM-WATERHEAT-41.25 | Com ¦ Com Water Heating Controls (Gas WH) - Cold ¦ SCG ¦ Cold | Com ¦ Com Water Heating Controls (Gas WH) - Cold | SCG ¦ Cold | SCG | All | Gas | Com Water Heating Controls (Gas WH) | Efficient |  |  | 0 | Conventional | WaterHeat | Com - College | Com | RET Only | 0 | 1000 sqft2 of floor space | DHW System | 15 | DEER:Indoor_CFL_Ltg | 0 | 0 | 786.9536 | SWWH016-01 & DEER 2021 Water Heater Updates | 1400 | 2020 | 0 | 2020 | 0 | 0 | SWWH016-01 & DEER 2021 Water Heater Updates | Com Water Heating Controls (Gas) - Cold ¦ SCG ¦ Cold | Com Water Heating Controls (Gas) - Cold | 0.84119 | 1 | 0.05 | DEER 2021 | -2595.8861 | 2032 | 0.6 | N/A
COM-WATERHEAT-41.26 | Com ¦ Com Water Heating Controls (Gas WH) - Cold ¦ SCG ¦ Cold | Com ¦ Com Water Heating Controls (Gas WH) - Cold | SCG ¦ Cold | SCG | All | Gas | Com Water Heating Controls (Gas WH) | Efficient |  |  | 0 | Conventional | WaterHeat | Com - Grocery | Com | RET Only | 0 | 1000 sqft2 of floor space | DHW System | 15 | DEER:Indoor_CFL_Ltg | 0 | 0 | 1161.4483 | SWWH016-01 & DEER 2021 Water Heater Updates | 1400 | 2020 | 0 | 2020 | 0 | 0 | SWWH016-01 & DEER 2021 Water Heater Updates | Com Water Heating Controls (Gas) - Cold ¦ SCG ¦ Cold | Com Water Heating Controls (Gas) - Cold | 0.12762 | 1 | 0.05 | DEER 2021 | -2727.3024 | 2032 | 0.6 | N/A
COM-WATERHEAT-41.27 | Com ¦ Com Water Heating Controls (Gas WH) - Cold ¦ SCG ¦ Cold | Com ¦ Com Water Heating Controls (Gas WH) - Cold | SCG ¦ Cold | SCG | All | Gas | Com Water Heating Controls (Gas WH) | Efficient |  |  | 0 | Conventional | WaterHeat | Com - Health | Com | RET Only | 0 | 1000 sqft2 of floor space | DHW System | 15 | DEER:Indoor_CFL_Ltg | 0 | 0 | 1521.4075 | SWWH016-01 & DEER 2021 Water Heater Updates | 1400 | 2020 | 0 | 2020 | 0 | 0 | SWWH016-01 & DEER 2021 Water Heater Updates | Com Water Heating Controls (Gas) - Cold ¦ SCG ¦ Cold | Com Water Heating Controls (Gas) - Cold | 1.1967 | 1 | 0.05 | DEER 2021 | -4297.3389 | 2032 | 0.6 | N/A
COM-WATERHEAT-41.28 | Com ¦ Com Water Heating Controls (Gas WH) - Cold ¦ SCG ¦ Cold | Com ¦ Com Water Heating Controls (Gas WH) - Cold | SCG ¦ Cold | SCG | All | Gas | Com Water Heating Controls (Gas WH) | Efficient |  |  | 0 | Conventional | WaterHeat | Com - Lodging | Com | RET Only | 0 | 1000 sqft2 of floor space | DHW System | 15 | DEER:Indoor_CFL_Ltg | 0 | 0 | 1382.0958 | SWWH016-01 & DEER 2021 Water Heater Updates | 1400 | 2020 | 0 | 2020 | 0 | 0 | SWWH016-01 & DEER 2021 Water Heater Updates | Com Water Heating Controls (Gas) - Cold ¦ SCG ¦ Cold | Com Water Heating Controls (Gas) - Cold | 0.28964 | 1 | 0.05 | DEER 2021 | -13652.8283 | 2032 | 0.6 | N/A
COM-WATERHEAT-41.29 | Com ¦ Com Water Heating Controls (Gas WH) - Cold ¦ SCG ¦ Cold | Com ¦ Com Water Heating Controls (Gas WH) - Cold | SCG ¦ Cold | SCG | All | Gas | Com Water Heating Controls (Gas WH) | Efficient |  |  | 0 | Conventional | WaterHeat | Com - Other | Com | RET Only | 0 | 1000 sqft2 of floor space | DHW System | 15 | DEER:Indoor_CFL_Ltg | 0 | 0 | 958.6753 | SWWH016-01 & DEER 2021 Water Heater Updates | 1400 | 2020 | 0 | 2020 | 0 | 0 | SWWH016-01 & DEER 2021 Water Heater Updates | Com Water Heating Controls (Gas) - Cold ¦ SCG ¦ Cold | Com Water Heating Controls (Gas) - Cold | 0.5926 | 1 | 0.05 | DEER 2021 | -4342.8056 | 2032 | 0.6 | N/A
COM-WATERHEAT-41.30 | Com ¦ Com Water Heating Controls (Gas WH) - Cold ¦ SCG ¦ Cold | Com ¦ Com Water Heating Controls (Gas WH) - Cold | SCG ¦ Cold | SCG | All | Gas | Com Water Heating Controls (Gas WH) | Efficient |  |  | 0 | Conventional | WaterHeat | Com - Restaurant | Com | RET Only | 0 | 1000 sqft2 of floor space | DHW System | 15 | DEER:Indoor_CFL_Ltg | 0 | 0 | 608.6036 | SWWH016-01 & DEER 2021 Water Heater Updates | 1400 | 2020 | 0 | 2020 | 0 | 0 | SWWH016-01 & DEER 2021 Water Heater Updates | Com Water Heating Controls (Gas) - Cold ¦ SCG ¦ Cold | Com Water Heating Controls (Gas) - Cold | 2.3509 | 1 | 0.05 | DEER 2021 | -457.2056 | 2032 | 0.6 | N/A
COM-WATERHEAT-41.31 | Com ¦ Com Water Heating Controls (Gas WH) - Cold ¦ SCG ¦ Cold | Com ¦ Com Water Heating Controls (Gas WH) - Cold | SCG ¦ Cold | SCG | All | Gas | Com Water Heating Controls (Gas WH) | Efficient |  |  | 0 | Conventional | WaterHeat | Com - Retail | Com | RET Only | 0 | 1000 sqft2 of floor space | DHW System | 15 | DEER:Indoor_CFL_Ltg | 0 | 0 | 567.5483 | SWWH016-01 & DEER 2021 Water Heater Updates | 1400 | 2020 | 0 | 2020 | 0 | 0 | SWWH016-01 & DEER 2021 Water Heater Updates | Com Water Heating Controls (Gas) - Cold ¦ SCG ¦ Cold | Com Water Heating Controls (Gas) - Cold | 0.11049 | 1 | 0.05 | DEER 2021 | -2804.3227 | 2032 | 0.6 | N/A
COM-WATERHEAT-41.32 | Com ¦ Com Water Heating Controls (Gas WH) - Cold ¦ SCG ¦ Cold | Com ¦ Com Water Heating Controls (Gas WH) - Cold | SCG ¦ Cold | SCG | All | Gas | Com Water Heating Controls (Gas WH) | Efficient |  |  | 0 | Conventional | WaterHeat | Com - Office (Large) | Com | RET Only | 0 | 1000 sqft2 of floor space | DHW System | 15 | DEER:Indoor_CFL_Ltg | 0 | 0 | 727.7047 | SWWH016-01 & DEER 2021 Water Heater Updates | 1400 | 2020 | 0 | 2020 | 0 | 0 | SWWH016-01 & DEER 2021 Water Heater Updates | Com Water Heating Controls (Gas) - Cold ¦ SCG ¦ Cold | Com Water Heating Controls (Gas) - Cold | 0.046058 | 1 | 0.05 | DEER 2021 | -3267.8991 | 2032 | 0.6 | N/A
COM-WATERHEAT-41.33 | Com ¦ Com Water Heating Controls (Gas WH) - Cold ¦ SCG ¦ Cold | Com ¦ Com Water Heating Controls (Gas WH) - Cold | SCG ¦ Cold | SCG | All | Gas | Com Water Heating Controls (Gas WH) | Efficient |  |  | 0 | Conventional | WaterHeat | Com - Office (Small) | Com | RET Only | 0 | 1000 sqft2 of floor space | DHW System | 15 | DEER:Indoor_CFL_Ltg | 0 | 0 | 287.1133 | SWWH016-01 & DEER 2021 Water Heater Updates | 1400 | 2020 | 0 | 2020 | 0 | 0 | SWWH016-01 & DEER 2021 Water Heater Updates | Com Water Heating Controls (Gas) - Cold ¦ SCG ¦ Cold | Com Water Heating Controls (Gas) - Cold | 0.078362 | 1 | 0.05 | DEER 2021 | -568.3912 | 2032 | 0.6 | N/A
COM-WATERHEAT-41.34 | Com ¦ Com Water Heating Controls (Gas WH) - Cold ¦ SCG ¦ Cold | Com ¦ Com Water Heating Controls (Gas WH) - Cold | SCG ¦ Cold | SCG | All | Gas | Com Water Heating Controls (Gas WH) | Efficient |  |  | 0 | Conventional | WaterHeat | Com - Refrig. Warehouse | Com | RET Only | 0 | 1000 sqft2 of floor space | DHW System | 15 | DEER:Indoor_CFL_Ltg | 0 | 0 | 1461.4341 | SWWH016-01 & DEER 2021 Water Heater Updates | 1400 | 2020 | 0 | 2020 | 0 | 0 | SWWH016-01 & DEER 2021 Water Heater Updates | Com Water Heating Controls (Gas) - Cold ¦ SCG ¦ Cold | Com Water Heating Controls (Gas) - Cold | 0.0089557 | 1 | 0.05 | DEER 2021 | -1097.2312 | 2032 | 0.6 | N/A
COM-WATERHEAT-41.35 | Com ¦ Com Water Heating Controls (Gas WH) - Cold ¦ SCG ¦ Cold | Com ¦ Com Water Heating Controls (Gas WH) - Cold | SCG ¦ Cold | SCG | All | Gas | Com Water Heating Controls (Gas WH) | Efficient |  |  | 0 | Conventional | WaterHeat | Com - School | Com | RET Only | 0 | 1000 sqft2 of floor space | DHW System | 15 | DEER:Indoor_CFL_Ltg | 0 | 0 | 455.2872 | SWWH016-01 & DEER 2021 Water Heater Updates | 1400 | 2020 | 0 | 2020 | 0 | 0 | SWWH016-01 & DEER 2021 Water Heater Updates | Com Water Heating Controls (Gas) - Cold ¦ SCG ¦ Cold | Com Water Heating Controls (Gas) - Cold | 1.8055 | 1 | 0.05 | DEER 2021 | -1040.2136 | 2032 | 0.6 | N/A
COM-WATERHEAT-41.36 | Com ¦ Com Water Heating Controls (Gas WH) - Cold ¦ SCG ¦ Cold | Com ¦ Com Water Heating Controls (Gas WH) - Cold | SCG ¦ Cold | SCG | All | Gas | Com Water Heating Controls (Gas WH) | Efficient |  |  | 0 | Conventional | WaterHeat | Com - Warehouse | Com | RET Only | 0 | 1000 sqft2 of floor space | DHW System | 15 | DEER:Indoor_CFL_Ltg | 0 | 0 | 769.4164 | SWWH016-01 & DEER 2021 Water Heater Updates | 1400 | 2020 | 0 | 2020 | 0 | 0 | SWWH016-01 & DEER 2021 Water Heater Updates | Com Water Heating Controls (Gas) - Cold ¦ SCG ¦ Cold | Com Water Heating Controls (Gas) - Cold | 0.0035823 | 1 | 0.05 | DEER 2021 | -3243.4549 | 2032 | 0.6 | N/A
COM-WATERHEAT-40.1 | Com ¦ No Com Water Heating Controls (Gas WH) - Marine ¦ SDG&E ¦ Marine | Com ¦ No Com Water Heating Controls (Gas WH) - Marine | SDG&E ¦ Marine | SDG&E | All | Gas | No Com Water Heating Controls (Gas WH) | Average Existing and Code |  |  | 0 | Conventional | WaterHeat | Com - College | Com | RET Only | 0 | 1000 sqft2 of floor space | DHW System | 15 | DEER:Indoor_CFL_Ltg | 0 | 0 | 753.6363 | SWWH016-01 & DEER 2021 Water Heater Updates | 0 | 2020 | 0 | 2020 | 0 | 0 | SWWH016-01 & DEER 2021 Water Heater Updates | Com Water Heating Controls (Gas) - Marine ¦ SDG&E ¦ Marine | Com Water Heating Controls (Gas) - Marine | 0.84119 | 1 | 0.95 | DEER 2021 | -2485.984 | 2012 | 0.6 | N/A
COM-WATERHEAT-40.2 | Com ¦ No Com Water Heating Controls (Gas WH) - Marine ¦ SDG&E ¦ Marine | Com ¦ No Com Water Heating Controls (Gas WH) - Marine | SDG&E ¦ Marine | SDG&E | All | Gas | No Com Water Heating Controls (Gas WH) | Average Existing and Code |  |  | 0 | Conventional | WaterHeat | Com - Grocery | Com | RET Only | 0 | 1000 sqft2 of floor space | DHW System | 15 | DEER:Indoor_CFL_Ltg | 0 | 0 | 1121.1366 | SWWH016-01 & DEER 2021 Water Heater Updates | 0 | 2020 | 0 | 2020 | 0 | 0 | SWWH016-01 & DEER 2021 Water Heater Updates | Com Water Heating Controls (Gas) - Marine ¦ SDG&E ¦ Marine | Com Water Heating Controls (Gas) - Marine | 0.12762 | 1 | 0.95 | DEER 2021 | -2632.6429 | 2012 | 0.6 | N/A
COM-WATERHEAT-40.3 | Com ¦ No Com Water Heating Controls (Gas WH) - Marine ¦ SDG&E ¦ Marine | Com ¦ No Com Water Heating Controls (Gas WH) - Marine | SDG&E ¦ Marine | SDG&E | All | Gas | No Com Water Heating Controls (Gas WH) | Average Existing and Code |  |  | 0 | Conventional | WaterHeat | Com - Health | Com | RET Only | 0 | 1000 sqft2 of floor space | DHW System | 15 | DEER:Indoor_CFL_Ltg | 0 | 0 | 1466.3338 | SWWH016-01 & DEER 2021 Water Heater Updates | 0 | 2020 | 0 | 2020 | 0 | 0 | SWWH016-01 & DEER 2021 Water Heater Updates | Com Water Heating Controls (Gas) - Marine ¦ SDG&E ¦ Marine | Com Water Heating Controls (Gas) - Marine | 1.1967 | 1 | 0.95 | DEER 2021 | -4141.7786 | 2012 | 0.6 | N/A
COM-WATERHEAT-40.4 | Com ¦ No Com Water Heating Controls (Gas WH) - Marine ¦ SDG&E ¦ Marine | Com ¦ No Com Water Heating Controls (Gas WH) - Marine | SDG&E ¦ Marine | SDG&E | All | Gas | No Com Water Heating Controls (Gas WH) | Average Existing and Code |  |  | 0 | Conventional | WaterHeat | Com - Lodging | Com | RET Only | 0 | 1000 sqft2 of floor space | DHW System | 15 | DEER:Indoor_CFL_Ltg | 0 | 0 | 1332.776 | SWWH016-01 & DEER 2021 Water Heater Updates | 0 | 2020 | 0 | 2020 | 0 | 0 | SWWH016-01 & DEER 2021 Water Heater Updates | Com Water Heating Controls (Gas) - Marine ¦ SDG&E ¦ Marine | Com Water Heating Controls (Gas) - Marine | 0.28964 | 1 | 0.95 | DEER 2021 | -13165.6299 | 2012 | 0.6 | N/A
COM-WATERHEAT-40.5 | Com ¦ No Com Water Heating Controls (Gas WH) - Marine ¦ SDG&E ¦ Marine | Com ¦ No Com Water Heating Controls (Gas WH) - Marine | SDG&E ¦ Marine | SDG&E | All | Gas | No Com Water Heating Controls (Gas WH) | Average Existing and Code |  |  | 0 | Conventional | WaterHeat | Com - Other | Com | RET Only | 0 | 1000 sqft2 of floor space | DHW System | 15 | DEER:Indoor_CFL_Ltg | 0 | 0 | 925.8204 | SWWH016-01 & DEER 2021 Water Heater Updates | 0 | 2020 | 0 | 2020 | 0 | 0 | SWWH016-01 & DEER 2021 Water Heater Updates | Com Water Heating Controls (Gas) - Marine ¦ SDG&E ¦ Marine | Com Water Heating Controls (Gas) - Marine | 0.5926 | 1 | 0.95 | DEER 2021 | -4193.9727 | 2012 | 0.6 | N/A
COM-WATERHEAT-40.6 | Com ¦ No Com Water Heating Controls (Gas WH) - Marine ¦ SDG&E ¦ Marine | Com ¦ No Com Water Heating Controls (Gas WH) - Marine | SDG&E ¦ Marine | SDG&E | All | Gas | No Com Water Heating Controls (Gas WH) | Average Existing and Code |  |  | 0 | Conventional | WaterHeat | Com - Restaurant | Com | RET Only | 0 | 1000 sqft2 of floor space | DHW System | 15 | DEER:Indoor_CFL_Ltg | 0 | 0 | 589.2117 | SWWH016-01 & DEER 2021 Water Heater Updates | 0 | 2020 | 0 | 2020 | 0 | 0 | SWWH016-01 & DEER 2021 Water Heater Updates | Com Water Heating Controls (Gas) - Marine ¦ SDG&E ¦ Marine | Com Water Heating Controls (Gas) - Marine | 2.3509 | 1 | 0.95 | DEER 2021 | -442.6377 | 2012 | 0.6 | N/A
COM-WATERHEAT-40.7 | Com ¦ No Com Water Heating Controls (Gas WH) - Marine ¦ SDG&E ¦ Marine | Com ¦ No Com Water Heating Controls (Gas WH) - Marine | SDG&E ¦ Marine | SDG&E | All | Gas | No Com Water Heating Controls (Gas WH) | Average Existing and Code |  |  | 0 | Conventional | WaterHeat | Com - Retail | Com | RET Only | 0 | 1000 sqft2 of floor space | DHW System | 15 | DEER:Indoor_CFL_Ltg | 0 | 0 | 549.7081 | SWWH016-01 & DEER 2021 Water Heater Updates | 0 | 2020 | 0 | 2020 | 0 | 0 | SWWH016-01 & DEER 2021 Water Heater Updates | Com Water Heating Controls (Gas) - Marine ¦ SDG&E ¦ Marine | Com Water Heating Controls (Gas) - Marine | 0.11049 | 1 | 0.95 | DEER 2021 | -2716.1721 | 2012 | 0.6 | N/A
COM-WATERHEAT-40.8 | Com ¦ No Com Water Heating Controls (Gas WH) - Marine ¦ SDG&E ¦ Marine | Com ¦ No Com Water Heating Controls (Gas WH) - Marine | SDG&E ¦ Marine | SDG&E | All | Gas | No Com Water Heating Controls (Gas WH) | Average Existing and Code |  |  | 0 | Conventional | WaterHeat | Com - Office (Large) | Com | RET Only | 0 | 1000 sqft2 of floor space | DHW System | 15 | DEER:Indoor_CFL_Ltg | 0 | 0 | 699.0017 | SWWH016-01 & DEER 2021 Water Heater Updates | 0 | 2020 | 0 | 2020 | 0 | 0 | SWWH016-01 & DEER 2021 Water Heater Updates | Com Water Heating Controls (Gas) - Marine ¦ SDG&E ¦ Marine | Com Water Heating Controls (Gas) - Marine | 0.046058 | 1 | 0.95 | DEER 2021 | -3139.0031 | 2012 | 0.6 | N/A
COM-WATERHEAT-40.9 | Com ¦ No Com Water Heating Controls (Gas WH) - Marine ¦ SDG&E ¦ Marine | Com ¦ No Com Water Heating Controls (Gas WH) - Marine | SDG&E ¦ Marine | SDG&E | All | Gas | No Com Water Heating Controls (Gas WH) | Average Existing and Code |  |  | 0 | Conventional | WaterHeat | Com - Office (Small) | Com | RET Only | 0 | 1000 sqft2 of floor space | DHW System | 15 | DEER:Indoor_CFL_Ltg | 0 | 0 | 279.6638 | SWWH016-01 & DEER 2021 Water Heater Updates | 0 | 2020 | 0 | 2020 | 0 | 0 | SWWH016-01 & DEER 2021 Water Heater Updates | Com Water Heating Controls (Gas) - Marine ¦ SDG&E ¦ Marine | Com Water Heating Controls (Gas) - Marine | 0.078362 | 1 | 0.95 | DEER 2021 | -553.6436 | 2012 | 0.6 | N/A
COM-WATERHEAT-40.10 | Com ¦ No Com Water Heating Controls (Gas WH) - Marine ¦ SDG&E ¦ Marine | Com ¦ No Com Water Heating Controls (Gas WH) - Marine | SDG&E ¦ Marine | SDG&E | All | Gas | No Com Water Heating Controls (Gas WH) | Average Existing and Code |  |  | 0 | Conventional | WaterHeat | Com - Refrig. Warehouse | Com | RET Only | 0 | 1000 sqft2 of floor space | DHW System | 15 | DEER:Indoor_CFL_Ltg | 0 | 0 | 1409.5667 | SWWH016-01 & DEER 2021 Water Heater Updates | 0 | 2020 | 0 | 2020 | 0 | 0 | SWWH016-01 & DEER 2021 Water Heater Updates | Com Water Heating Controls (Gas) - Marine ¦ SDG&E ¦ Marine | Com Water Heating Controls (Gas) - Marine | 0.0089557 | 1 | 0.95 | DEER 2021 | -1058.2897 | 2012 | 0.6 | N/A
COM-WATERHEAT-40.11 | Com ¦ No Com Water Heating Controls (Gas WH) - Marine ¦ SDG&E ¦ Marine | Com ¦ No Com Water Heating Controls (Gas WH) - Marine | SDG&E ¦ Marine | SDG&E | All | Gas | No Com Water Heating Controls (Gas WH) | Average Existing and Code |  |  | 0 | Conventional | WaterHeat | Com - School | Com | RET Only | 0 | 1000 sqft2 of floor space | DHW System | 15 | DEER:Indoor_CFL_Ltg | 0 | 0 | 436.8827 | SWWH016-01 & DEER 2021 Water Heater Updates | 0 | 2020 | 0 | 2020 | 0 | 0 | SWWH016-01 & DEER 2021 Water Heater Updates | Com Water Heating Controls (Gas) - Marine ¦ SDG&E ¦ Marine | Com Water Heating Controls (Gas) - Marine | 1.8055 | 1 | 0.95 | DEER 2021 | -998.164 | 2012 | 0.6 | N/A
COM-WATERHEAT-40.12 | Com ¦ No Com Water Heating Controls (Gas WH) - Marine ¦ SDG&E ¦ Marine | Com ¦ No Com Water Heating Controls (Gas WH) - Marine | SDG&E ¦ Marine | SDG&E | All | Gas | No Com Water Heating Controls (Gas WH) | Average Existing and Code |  |  | 0 | Conventional | WaterHeat | Com - Warehouse | Com | RET Only | 0 | 1000 sqft2 of floor space | DHW System | 15 | DEER:Indoor_CFL_Ltg | 0 | 0 | 741.9847 | SWWH016-01 & DEER 2021 Water Heater Updates | 0 | 2020 | 0 | 2020 | 0 | 0 | SWWH016-01 & DEER 2021 Water Heater Updates | Com Water Heating Controls (Gas) - Marine ¦ SDG&E ¦ Marine | Com Water Heating Controls (Gas) - Marine | 0.0035823 | 1 | 0.95 | DEER 2021 | -3127.8173 | 2012 | 0.6 | N/A
COM-WATERHEAT-40.13 | Com ¦ No Com Water Heating Controls (Gas WH) - Hot-Dry ¦ SDG&E ¦ Hot-Dry | Com ¦ No Com Water Heating Controls (Gas WH) - Hot-Dry | SDG&E ¦ Hot-Dry | SDG&E | All | Gas | No Com Water Heating Controls (Gas WH) | Average Existing and Code |  |  | 0 | Conventional | WaterHeat | Com - College | Com | RET Only | 0 | 1000 sqft2 of floor space | DHW System | 15 | DEER:Indoor_CFL_Ltg | 0 | 0 | 745.6354 | SWWH016-01 & DEER 2021 Water Heater Updates | 0 | 2020 | 0 | 2020 | 0 | 0 | SWWH016-01 & DEER 2021 Water Heater Updates | Com Water Heating Controls (Gas) - Hot-Dry ¦ SDG&E ¦ Hot-Dry | Com Water Heating Controls (Gas) - Hot-Dry | 0.84119 | 1 | 0.95 | DEER 2021 | -2459.5917 | 2012 | 0.6 | N/A
COM-WATERHEAT-40.14 | Com ¦ No Com Water Heating Controls (Gas WH) - Hot-Dry ¦ SDG&E ¦ Hot-Dry | Com ¦ No Com Water Heating Controls (Gas WH) - Hot-Dry | SDG&E ¦ Hot-Dry | SDG&E | All | Gas | No Com Water Heating Controls (Gas WH) | Average Existing and Code |  |  | 0 | Conventional | WaterHeat | Com - Grocery | Com | RET Only | 0 | 1000 sqft2 of floor space | DHW System | 15 | DEER:Indoor_CFL_Ltg | 0 | 0 | 1109.4267 | SWWH016-01 & DEER 2021 Water Heater Updates | 0 | 2020 | 0 | 2020 | 0 | 0 | SWWH016-01 & DEER 2021 Water Heater Updates | Com Water Heating Controls (Gas) - Hot-Dry ¦ SDG&E ¦ Hot-Dry | Com Water Heating Controls (Gas) - Hot-Dry | 0.12762 | 1 | 0.95 | DEER 2021 | -2605.1457 | 2012 | 0.6 | N/A
COM-WATERHEAT-40.15 | Com ¦ No Com Water Heating Controls (Gas WH) - Hot-Dry ¦ SDG&E ¦ Hot-Dry | Com ¦ No Com Water Heating Controls (Gas WH) - Hot-Dry | SDG&E ¦ Hot-Dry | SDG&E | All | Gas | No Com Water Heating Controls (Gas WH) | Average Existing and Code |  |  | 0 | Conventional | WaterHeat | Com - Health | Com | RET Only | 0 | 1000 sqft2 of floor space | DHW System | 15 | DEER:Indoor_CFL_Ltg | 0 | 0 | 1450.5855 | SWWH016-01 & DEER 2021 Water Heater Updates | 0 | 2020 | 0 | 2020 | 0 | 0 | SWWH016-01 & DEER 2021 Water Heater Updates | Com Water Heating Controls (Gas) - Hot-Dry ¦ SDG&E ¦ Hot-Dry | Com Water Heating Controls (Gas) - Hot-Dry | 1.1967 | 1 | 0.95 | DEER 2021 | -4097.2963 | 2012 | 0.6 | N/A
COM-WATERHEAT-40.16 | Com ¦ No Com Water Heating Controls (Gas WH) - Hot-Dry ¦ SDG&E ¦ Hot-Dry | Com ¦ No Com Water Heating Controls (Gas WH) - Hot-Dry | SDG&E ¦ Hot-Dry | SDG&E | All | Gas | No Com Water Heating Controls (Gas WH) | Average Existing and Code |  |  | 0 | Conventional | WaterHeat | Com - Lodging | Com | RET Only | 0 | 1000 sqft2 of floor space | DHW System | 15 | DEER:Indoor_CFL_Ltg | 0 | 0 | 1318.4209 | SWWH016-01 & DEER 2021 Water Heater Updates | 0 | 2020 | 0 | 2020 | 0 | 0 | SWWH016-01 & DEER 2021 Water Heater Updates | Com Water Heating Controls (Gas) - Hot-Dry ¦ SDG&E ¦ Hot-Dry | Com Water Heating Controls (Gas) - Hot-Dry | 0.28964 | 1 | 0.95 | DEER 2021 | -13023.8247 | 2012 | 0.6 | N/A
COM-WATERHEAT-40.17 | Com ¦ No Com Water Heating Controls (Gas WH) - Hot-Dry ¦ SDG&E ¦ Hot-Dry | Com ¦ No Com Water Heating Controls (Gas WH) - Hot-Dry | SDG&E ¦ Hot-Dry | SDG&E | All | Gas | No Com Water Heating Controls (Gas WH) | Average Existing and Code |  |  | 0 | Conventional | WaterHeat | Com - Other | Com | RET Only | 0 | 1000 sqft2 of floor space | DHW System | 15 | DEER:Indoor_CFL_Ltg | 0 | 0 | 915.9414 | SWWH016-01 & DEER 2021 Water Heater Updates | 0 | 2020 | 0 | 2020 | 0 | 0 | SWWH016-01 & DEER 2021 Water Heater Updates | Com Water Heating Controls (Gas) - Hot-Dry ¦ SDG&E ¦ Hot-Dry | Com Water Heating Controls (Gas) - Hot-Dry | 0.5926 | 1 | 0.95 | DEER 2021 | -4149.2207 | 2012 | 0.6 | N/A
COM-WATERHEAT-40.18 | Com ¦ No Com Water Heating Controls (Gas WH) - Hot-Dry ¦ SDG&E ¦ Hot-Dry | Com ¦ No Com Water Heating Controls (Gas WH) - Hot-Dry | SDG&E ¦ Hot-Dry | SDG&E | All | Gas | No Com Water Heating Controls (Gas WH) | Average Existing and Code |  |  | 0 | Conventional | WaterHeat | Com - Restaurant | Com | RET Only | 0 | 1000 sqft2 of floor space | DHW System | 15 | DEER:Indoor_CFL_Ltg | 0 | 0 | 583.2803 | SWWH016-01 & DEER 2021 Water Heater Updates | 0 | 2020 | 0 | 2020 | 0 | 0 | SWWH016-01 & DEER 2021 Water Heater Updates | Com Water Heating Controls (Gas) - Hot-Dry ¦ SDG&E ¦ Hot-Dry | Com Water Heating Controls (Gas) - Hot-Dry | 2.3509 | 1 | 0.95 | DEER 2021 | -438.1818 | 2012 | 0.6 | N/A
COM-WATERHEAT-40.19 | Com ¦ No Com Water Heating Controls (Gas WH) - Hot-Dry ¦ SDG&E ¦ Hot-Dry | Com ¦ No Com Water Heating Controls (Gas WH) - Hot-Dry | SDG&E ¦ Hot-Dry | SDG&E | All | Gas | No Com Water Heating Controls (Gas WH) | Average Existing and Code |  |  | 0 | Conventional | WaterHeat | Com - Retail | Com | RET Only | 0 | 1000 sqft2 of floor space | DHW System | 15 | DEER:Indoor_CFL_Ltg | 0 | 0 | 544.2052 | SWWH016-01 & DEER 2021 Water Heater Updates | 0 | 2020 | 0 | 2020 | 0 | 0 | SWWH016-01 & DEER 2021 Water Heater Updates | Com Water Heating Controls (Gas) - Hot-Dry ¦ SDG&E ¦ Hot-Dry | Com Water Heating Controls (Gas) - Hot-Dry | 0.11049 | 1 | 0.95 | DEER 2021 | -2688.9818 | 2012 | 0.6 | N/A
COM-WATERHEAT-40.20 | Com ¦ No Com Water Heating Controls (Gas WH) - Hot-Dry ¦ SDG&E ¦ Hot-Dry | Com ¦ No Com Water Heating Controls (Gas WH) - Hot-Dry | SDG&E ¦ Hot-Dry | SDG&E | All | Gas | No Com Water Heating Controls (Gas WH) | Average Existing and Code |  |  | 0 | Conventional | WaterHeat | Com - Office (Large) | Com | RET Only | 0 | 1000 sqft2 of floor space | DHW System | 15 | DEER:Indoor_CFL_Ltg | 0 | 0 | 691.5811 | SWWH016-01 & DEER 2021 Water Heater Updates | 0 | 2020 | 0 | 2020 | 0 | 0 | SWWH016-01 & DEER 2021 Water Heater Updates | Com Water Heating Controls (Gas) - Hot-Dry ¦ SDG&E ¦ Hot-Dry | Com Water Heating Controls (Gas) - Hot-Dry | 0.046058 | 1 | 0.95 | DEER 2021 | -3105.6792 | 2012 | 0.6 | N/A
COM-WATERHEAT-40.21 | Com ¦ No Com Water Heating Controls (Gas WH) - Hot-Dry ¦ SDG&E ¦ Hot-Dry | Com ¦ No Com Water Heating Controls (Gas WH) - Hot-Dry | SDG&E ¦ Hot-Dry | SDG&E | All | Gas | No Com Water Heating Controls (Gas WH) | Average Existing and Code |  |  | 0 | Conventional | WaterHeat | Com - Office (Small) | Com | RET Only | 0 | 1000 sqft2 of floor space | DHW System | 15 | DEER:Indoor_CFL_Ltg | 0 | 0 | 276.8026 | SWWH016-01 & DEER 2021 Water Heater Updates | 0 | 2020 | 0 | 2020 | 0 | 0 | SWWH016-01 & DEER 2021 Water Heater Updates | Com Water Heating Controls (Gas) - Hot-Dry ¦ SDG&E ¦ Hot-Dry | Com Water Heating Controls (Gas) - Hot-Dry | 0.078362 | 1 | 0.95 | DEER 2021 | -547.9792 | 2012 | 0.6 | N/A
COM-WATERHEAT-40.22 | Com ¦ No Com Water Heating Controls (Gas WH) - Hot-Dry ¦ SDG&E ¦ Hot-Dry | Com ¦ No Com Water Heating Controls (Gas WH) - Hot-Dry | SDG&E ¦ Hot-Dry | SDG&E | All | Gas | No Com Water Heating Controls (Gas WH) | Average Existing and Code |  |  | 0 | Conventional | WaterHeat | Com - Refrig. Warehouse | Com | RET Only | 0 | 1000 sqft2 of floor space | DHW System | 15 | DEER:Indoor_CFL_Ltg | 0 | 0 | 1394.435 | SWWH016-01 & DEER 2021 Water Heater Updates | 0 | 2020 | 0 | 2020 | 0 | 0 | SWWH016-01 & DEER 2021 Water Heater Updates | Com Water Heating Controls (Gas) - Hot-Dry ¦ SDG&E ¦ Hot-Dry | Com Water Heating Controls (Gas) - Hot-Dry | 0.0089557 | 1 | 0.95 | DEER 2021 | -1046.9289 | 2012 | 0.6 | N/A
COM-WATERHEAT-40.23 | Com ¦ No Com Water Heating Controls (Gas WH) - Hot-Dry ¦ SDG&E ¦ Hot-Dry | Com ¦ No Com Water Heating Controls (Gas WH) - Hot-Dry | SDG&E ¦ Hot-Dry | SDG&E | All | Gas | No Com Water Heating Controls (Gas WH) | Average Existing and Code |  |  | 0 | Conventional | WaterHeat | Com - School | Com | RET Only | 0 | 1000 sqft2 of floor space | DHW System | 15 | DEER:Indoor_CFL_Ltg | 0 | 0 | 432.0668 | SWWH016-01 & DEER 2021 Water Heater Updates | 0 | 2020 | 0 | 2020 | 0 | 0 | SWWH016-01 & DEER 2021 Water Heater Updates | Com Water Heating Controls (Gas) - Hot-Dry ¦ SDG&E ¦ Hot-Dry | Com Water Heating Controls (Gas) - Hot-Dry | 1.8055 | 1 | 0.95 | DEER 2021 | -987.1611 | 2012 | 0.6 | N/A
COM-WATERHEAT-40.24 | Com ¦ No Com Water Heating Controls (Gas WH) - Hot-Dry ¦ SDG&E ¦ Hot-Dry | Com ¦ No Com Water Heating Controls (Gas WH) - Hot-Dry | SDG&E ¦ Hot-Dry | SDG&E | All | Gas | No Com Water Heating Controls (Gas WH) | Average Existing and Code |  |  | 0 | Conventional | WaterHeat | Com - Warehouse | Com | RET Only | 0 | 1000 sqft2 of floor space | DHW System | 15 | DEER:Indoor_CFL_Ltg | 0 | 0 | 734.0826 | SWWH016-01 & DEER 2021 Water Heater Updates | 0 | 2020 | 0 | 2020 | 0 | 0 | SWWH016-01 & DEER 2021 Water Heater Updates | Com Water Heating Controls (Gas) - Hot-Dry ¦ SDG&E ¦ Hot-Dry | Com Water Heating Controls (Gas) - Hot-Dry | 0.0035823 | 1 | 0.95 | DEER 2021 | -3094.5062 | 2012 | 0.6 | N/A
COM-WATERHEAT-41.1 | Com ¦ Com Water Heating Controls (Gas WH) - Marine ¦ SDG&E ¦ Marine | Com ¦ Com Water Heating Controls (Gas WH) - Marine | SDG&E ¦ Marine | SDG&E | All | Gas | Com Water Heating Controls (Gas WH) | Efficient |  |  | 0 | Conventional | WaterHeat | Com - College | Com | RET Only | 0 | 1000 sqft2 of floor space | DHW System | 15 | DEER:Indoor_CFL_Ltg | 0 | 0 | 689.1635 | SWWH016-01 & DEER 2021 Water Heater Updates | 1400 | 2020 | 0 | 2020 | 0 | 0 | SWWH016-01 & DEER 2021 Water Heater Updates | Com Water Heating Controls (Gas) - Marine ¦ SDG&E ¦ Marine | Com Water Heating Controls (Gas) - Marine | 0.84119 | 1 | 0.05 | DEER 2021 | -2273.3106 | 2032 | 0.6 | N/A
COM-WATERHEAT-41.2 | Com ¦ Com Water Heating Controls (Gas WH) - Marine ¦ SDG&E ¦ Marine | Com ¦ Com Water Heating Controls (Gas WH) - Marine | SDG&E ¦ Marine | SDG&E | All | Gas | Com Water Heating Controls (Gas WH) | Efficient |  |  | 0 | Conventional | WaterHeat | Com - Grocery | Com | RET Only | 0 | 1000 sqft2 of floor space | DHW System | 15 | DEER:Indoor_CFL_Ltg | 0 | 0 | 1025.2246 | SWWH016-01 & DEER 2021 Water Heater Updates | 1400 | 2020 | 0 | 2020 | 0 | 0 | SWWH016-01 & DEER 2021 Water Heater Updates | Com Water Heating Controls (Gas) - Marine ¦ SDG&E ¦ Marine | Com Water Heating Controls (Gas) - Marine | 0.12762 | 1 | 0.05 | DEER 2021 | -2407.4231 | 2032 | 0.6 | N/A
COM-WATERHEAT-41.3 | Com ¦ Com Water Heating Controls (Gas WH) - Marine ¦ SDG&E ¦ Marine | Com ¦ Com Water Heating Controls (Gas WH) - Marine | SDG&E ¦ Marine | SDG&E | All | Gas | Com Water Heating Controls (Gas WH) | Efficient |  |  | 0 | Conventional | WaterHeat | Com - Health | Com | RET Only | 0 | 1000 sqft2 of floor space | DHW System | 15 | DEER:Indoor_CFL_Ltg | 0 | 0 | 1340.8905 | SWWH016-01 & DEER 2021 Water Heater Updates | 1400 | 2020 | 0 | 2020 | 0 | 0 | SWWH016-01 & DEER 2021 Water Heater Updates | Com Water Heating Controls (Gas) - Marine ¦ SDG&E ¦ Marine | Com Water Heating Controls (Gas) - Marine | 1.1967 | 1 | 0.05 | DEER 2021 | -3787.4538 | 2032 | 0.6 | N/A
COM-WATERHEAT-41.4 | Com ¦ Com Water Heating Controls (Gas WH) - Marine ¦ SDG&E ¦ Marine | Com ¦ Com Water Heating Controls (Gas WH) - Marine | SDG&E ¦ Marine | SDG&E | All | Gas | Com Water Heating Controls (Gas WH) | Efficient |  |  | 0 | Conventional | WaterHeat | Com - Lodging | Com | RET Only | 0 | 1000 sqft2 of floor space | DHW System | 15 | DEER:Indoor_CFL_Ltg | 0 | 0 | 1218.7584 | SWWH016-01 & DEER 2021 Water Heater Updates | 1400 | 2020 | 0 | 2020 | 0 | 0 | SWWH016-01 & DEER 2021 Water Heater Updates | Com Water Heating Controls (Gas) - Marine ¦ SDG&E ¦ Marine | Com Water Heating Controls (Gas) - Marine | 0.28964 | 1 | 0.05 | DEER 2021 | -12039.3239 | 2032 | 0.6 | N/A
COM-WATERHEAT-41.5 | Com ¦ Com Water Heating Controls (Gas WH) - Marine ¦ SDG&E ¦ Marine | Com ¦ Com Water Heating Controls (Gas WH) - Marine | SDG&E ¦ Marine | SDG&E | All | Gas | Com Water Heating Controls (Gas WH) | Efficient |  |  | 0 | Conventional | WaterHeat | Com - Other | Com | RET Only | 0 | 1000 sqft2 of floor space | DHW System | 15 | DEER:Indoor_CFL_Ltg | 0 | 0 | 846.6175 | SWWH016-01 & DEER 2021 Water Heater Updates | 1400 | 2020 | 0 | 2020 | 0 | 0 | SWWH016-01 & DEER 2021 Water Heater Updates | Com Water Heating Controls (Gas) - Marine ¦ SDG&E ¦ Marine | Com Water Heating Controls (Gas) - Marine | 0.5926 | 1 | 0.05 | DEER 2021 | -3835.1827 | 2032 | 0.6 | N/A
COM-WATERHEAT-41.6 | Com ¦ Com Water Heating Controls (Gas WH) - Marine ¦ SDG&E ¦ Marine | Com ¦ Com Water Heating Controls (Gas WH) - Marine | SDG&E ¦ Marine | SDG&E | All | Gas | Com Water Heating Controls (Gas WH) | Efficient |  |  | 0 | Conventional | WaterHeat | Com - Restaurant | Com | RET Only | 0 | 1000 sqft2 of floor space | DHW System | 15 | DEER:Indoor_CFL_Ltg | 0 | 0 | 538.8052 | SWWH016-01 & DEER 2021 Water Heater Updates | 1400 | 2020 | 0 | 2020 | 0 | 0 | SWWH016-01 & DEER 2021 Water Heater Updates | Com Water Heating Controls (Gas) - Marine ¦ SDG&E ¦ Marine | Com Water Heating Controls (Gas) - Marine | 2.3509 | 1 | 0.05 | DEER 2021 | -404.7705 | 2032 | 0.6 | N/A
COM-WATERHEAT-41.7 | Com ¦ Com Water Heating Controls (Gas WH) - Marine ¦ SDG&E ¦ Marine | Com ¦ Com Water Heating Controls (Gas WH) - Marine | SDG&E ¦ Marine | SDG&E | All | Gas | Com Water Heating Controls (Gas WH) | Efficient |  |  | 0 | Conventional | WaterHeat | Com - Retail | Com | RET Only | 0 | 1000 sqft2 of floor space | DHW System | 15 | DEER:Indoor_CFL_Ltg | 0 | 0 | 502.6811 | SWWH016-01 & DEER 2021 Water Heater Updates | 1400 | 2020 | 0 | 2020 | 0 | 0 | SWWH016-01 & DEER 2021 Water Heater Updates | Com Water Heating Controls (Gas) - Marine ¦ SDG&E ¦ Marine | Com Water Heating Controls (Gas) - Marine | 0.11049 | 1 | 0.05 | DEER 2021 | -2483.8064 | 2032 | 0.6 | N/A
COM-WATERHEAT-41.8 | Com ¦ Com Water Heating Controls (Gas WH) - Marine ¦ SDG&E ¦ Marine | Com ¦ Com Water Heating Controls (Gas WH) - Marine | SDG&E ¦ Marine | SDG&E | All | Gas | Com Water Heating Controls (Gas WH) | Efficient |  |  | 0 | Conventional | WaterHeat | Com - Office (Large) | Com | RET Only | 0 | 1000 sqft2 of floor space | DHW System | 15 | DEER:Indoor_CFL_Ltg | 0 | 0 | 639.2029 | SWWH016-01 & DEER 2021 Water Heater Updates | 1400 | 2020 | 0 | 2020 | 0 | 0 | SWWH016-01 & DEER 2021 Water Heater Updates | Com Water Heating Controls (Gas) - Marine ¦ SDG&E ¦ Marine | Com Water Heating Controls (Gas) - Marine | 0.046058 | 1 | 0.05 | DEER 2021 | -2870.4646 | 2032 | 0.6 | N/A
COM-WATERHEAT-41.9 | Com ¦ Com Water Heating Controls (Gas WH) - Marine ¦ SDG&E ¦ Marine | Com ¦ Com Water Heating Controls (Gas WH) - Marine | SDG&E ¦ Marine | SDG&E | All | Gas | Com Water Heating Controls (Gas WH) | Efficient |  |  | 0 | Conventional | WaterHeat | Com - Office (Small) | Com | RET Only | 0 | 1000 sqft2 of floor space | DHW System | 15 | DEER:Indoor_CFL_Ltg | 0 | 0 | 255.7389 | SWWH016-01 & DEER 2021 Water Heater Updates | 1400 | 2020 | 0 | 2020 | 0 | 0 | SWWH016-01 & DEER 2021 Water Heater Updates | Com Water Heating Controls (Gas) - Marine ¦ SDG&E ¦ Marine | Com Water Heating Controls (Gas) - Marine | 0.078362 | 1 | 0.05 | DEER 2021 | -506.28 | 2032 | 0.6 | N/A
COM-WATERHEAT-41.10 | Com ¦ Com Water Heating Controls (Gas WH) - Marine ¦ SDG&E ¦ Marine | Com ¦ Com Water Heating Controls (Gas WH) - Marine | SDG&E ¦ Marine | SDG&E | All | Gas | Com Water Heating Controls (Gas WH) | Efficient |  |  | 0 | Conventional | WaterHeat | Com - Refrig. Warehouse | Com | RET Only | 0 | 1000 sqft2 of floor space | DHW System | 15 | DEER:Indoor_CFL_Ltg | 0 | 0 | 1288.9797 | SWWH016-01 & DEER 2021 Water Heater Updates | 1400 | 2020 | 0 | 2020 | 0 | 0 | SWWH016-01 & DEER 2021 Water Heater Updates | Com Water Heating Controls (Gas) - Marine ¦ SDG&E ¦ Marine | Com Water Heating Controls (Gas) - Marine | 0.0089557 | 1 | 0.05 | DEER 2021 | -967.7541 | 2032 | 0.6 | N/A
COM-WATERHEAT-41.11 | Com ¦ Com Water Heating Controls (Gas WH) - Marine ¦ SDG&E ¦ Marine | Com ¦ Com Water Heating Controls (Gas WH) - Marine | SDG&E ¦ Marine | SDG&E | All | Gas | Com Water Heating Controls (Gas WH) | Efficient |  |  | 0 | Conventional | WaterHeat | Com - School | Com | RET Only | 0 | 1000 sqft2 of floor space | DHW System | 15 | DEER:Indoor_CFL_Ltg | 0 | 0 | 399.5078 | SWWH016-01 & DEER 2021 Water Heater Updates | 1400 | 2020 | 0 | 2020 | 0 | 0 | SWWH016-01 & DEER 2021 Water Heater Updates | Com Water Heating Controls (Gas) - Marine ¦ SDG&E ¦ Marine | Com Water Heating Controls (Gas) - Marine | 1.8055 | 1 | 0.05 | DEER 2021 | -912.7721 | 2032 | 0.6 | N/A
COM-WATERHEAT-41.12 | Com ¦ Com Water Heating Controls (Gas WH) - Marine ¦ SDG&E ¦ Marine | Com ¦ Com Water Heating Controls (Gas WH) - Marine | SDG&E ¦ Marine | SDG&E | All | Gas | Com Water Heating Controls (Gas WH) | Efficient |  |  | 0 | Conventional | WaterHeat | Com - Warehouse | Com | RET Only | 0 | 1000 sqft2 of floor space | DHW System | 15 | DEER:Indoor_CFL_Ltg | 0 | 0 | 678.5087 | SWWH016-01 & DEER 2021 Water Heater Updates | 1400 | 2020 | 0 | 2020 | 0 | 0 | SWWH016-01 & DEER 2021 Water Heater Updates | Com Water Heating Controls (Gas) - Marine ¦ SDG&E ¦ Marine | Com Water Heating Controls (Gas) - Marine | 0.0035823 | 1 | 0.05 | DEER 2021 | -2860.2358 | 2032 | 0.6 | N/A
COM-WATERHEAT-41.13 | Com ¦ Com Water Heating Controls (Gas WH) - Hot-Dry ¦ SDG&E ¦ Hot-Dry | Com ¦ Com Water Heating Controls (Gas WH) - Hot-Dry | SDG&E ¦ Hot-Dry | SDG&E | All | Gas | Com Water Heating Controls (Gas WH) | Efficient |  |  | 0 | Conventional | WaterHeat | Com - College | Com | RET Only | 0 | 1000 sqft2 of floor space | DHW System | 15 | DEER:Indoor_CFL_Ltg | 0 | 0 | 681.8471 | SWWH016-01 & DEER 2021 Water Heater Updates | 1400 | 2020 | 0 | 2020 | 0 | 0 | SWWH016-01 & DEER 2021 Water Heater Updates | Com Water Heating Controls (Gas) - Hot-Dry ¦ SDG&E ¦ Hot-Dry | Com Water Heating Controls (Gas) - Hot-Dry | 0.84119 | 1 | 0.05 | DEER 2021 | -2249.1762 | 2032 | 0.6 | N/A
COM-WATERHEAT-41.14 | Com ¦ Com Water Heating Controls (Gas WH) - Hot-Dry ¦ SDG&E ¦ Hot-Dry | Com ¦ Com Water Heating Controls (Gas WH) - Hot-Dry | SDG&E ¦ Hot-Dry | SDG&E | All | Gas | Com Water Heating Controls (Gas WH) | Efficient |  |  | 0 | Conventional | WaterHeat | Com - Grocery | Com | RET Only | 0 | 1000 sqft2 of floor space | DHW System | 15 | DEER:Indoor_CFL_Ltg | 0 | 0 | 1014.5164 | SWWH016-01 & DEER 2021 Water Heater Updates | 1400 | 2020 | 0 | 2020 | 0 | 0 | SWWH016-01 & DEER 2021 Water Heater Updates | Com Water Heating Controls (Gas) - Hot-Dry ¦ SDG&E ¦ Hot-Dry | Com Water Heating Controls (Gas) - Hot-Dry | 0.12762 | 1 | 0.05 | DEER 2021 | -2382.2782 | 2032 | 0.6 | N/A
COM-WATERHEAT-41.15 | Com ¦ Com Water Heating Controls (Gas WH) - Hot-Dry ¦ SDG&E ¦ Hot-Dry | Com ¦ Com Water Heating Controls (Gas WH) - Hot-Dry | SDG&E ¦ Hot-Dry | SDG&E | All | Gas | Com Water Heating Controls (Gas WH) | Efficient |  |  | 0 | Conventional | WaterHeat | Com - Health | Com | RET Only | 0 | 1000 sqft2 of floor space | DHW System | 15 | DEER:Indoor_CFL_Ltg | 0 | 0 | 1326.4894 | SWWH016-01 & DEER 2021 Water Heater Updates | 1400 | 2020 | 0 | 2020 | 0 | 0 | SWWH016-01 & DEER 2021 Water Heater Updates | Com Water Heating Controls (Gas) - Hot-Dry ¦ SDG&E ¦ Hot-Dry | Com Water Heating Controls (Gas) - Hot-Dry | 1.1967 | 1 | 0.05 | DEER 2021 | -3746.7768 | 2032 | 0.6 | N/A
COM-WATERHEAT-41.16 | Com ¦ Com Water Heating Controls (Gas WH) - Hot-Dry ¦ SDG&E ¦ Hot-Dry | Com ¦ Com Water Heating Controls (Gas WH) - Hot-Dry | SDG&E ¦ Hot-Dry | SDG&E | All | Gas | Com Water Heating Controls (Gas WH) | Efficient |  |  | 0 | Conventional | WaterHeat | Com - Lodging | Com | RET Only | 0 | 1000 sqft2 of floor space | DHW System | 15 | DEER:Indoor_CFL_Ltg | 0 | 0 | 1205.6314 | SWWH016-01 & DEER 2021 Water Heater Updates | 1400 | 2020 | 0 | 2020 | 0 | 0 | SWWH016-01 & DEER 2021 Water Heater Updates | Com Water Heating Controls (Gas) - Hot-Dry ¦ SDG&E ¦ Hot-Dry | Com Water Heating Controls (Gas) - Hot-Dry | 0.28964 | 1 | 0.05 | DEER 2021 | -11909.65 | 2032 | 0.6 | N/A
COM-WATERHEAT-41.17 | Com ¦ Com Water Heating Controls (Gas WH) - Hot-Dry ¦ SDG&E ¦ Hot-Dry | Com ¦ Com Water Heating Controls (Gas WH) - Hot-Dry | SDG&E ¦ Hot-Dry | SDG&E | All | Gas | Com Water Heating Controls (Gas WH) | Efficient |  |  | 0 | Conventional | WaterHeat | Com - Other | Com | RET Only | 0 | 1000 sqft2 of floor space | DHW System | 15 | DEER:Indoor_CFL_Ltg | 0 | 0 | 837.5836 | SWWH016-01 & DEER 2021 Water Heater Updates | 1400 | 2020 | 0 | 2020 | 0 | 0 | SWWH016-01 & DEER 2021 Water Heater Updates | Com Water Heating Controls (Gas) - Hot-Dry ¦ SDG&E ¦ Hot-Dry | Com Water Heating Controls (Gas) - Hot-Dry | 0.5926 | 1 | 0.05 | DEER 2021 | -3794.2592 | 2032 | 0.6 | N/A
COM-WATERHEAT-41.18 | Com ¦ Com Water Heating Controls (Gas WH) - Hot-Dry ¦ SDG&E ¦ Hot-Dry | Com ¦ Com Water Heating Controls (Gas WH) - Hot-Dry | SDG&E ¦ Hot-Dry | SDG&E | All | Gas | Com Water Heating Controls (Gas WH) | Efficient |  |  | 0 | Conventional | WaterHeat | Com - Restaurant | Com | RET Only | 0 | 1000 sqft2 of floor space | DHW System | 15 | DEER:Indoor_CFL_Ltg | 0 | 0 | 533.3813 | SWWH016-01 & DEER 2021 Water Heater Updates | 1400 | 2020 | 0 | 2020 | 0 | 0 | SWWH016-01 & DEER 2021 Water Heater Updates | Com Water Heating Controls (Gas) - Hot-Dry ¦ SDG&E ¦ Hot-Dry | Com Water Heating Controls (Gas) - Hot-Dry | 2.3509 | 1 | 0.05 | DEER 2021 | -400.6958 | 2032 | 0.6 | N/A
COM-WATERHEAT-41.19 | Com ¦ Com Water Heating Controls (Gas WH) - Hot-Dry ¦ SDG&E ¦ Hot-Dry | Com ¦ Com Water Heating Controls (Gas WH) - Hot-Dry | SDG&E ¦ Hot-Dry | SDG&E | All | Gas | Com Water Heating Controls (Gas WH) | Efficient |  |  | 0 | Conventional | WaterHeat | Com - Retail | Com | RET Only | 0 | 1000 sqft2 of floor space | DHW System | 15 | DEER:Indoor_CFL_Ltg | 0 | 0 | 497.649 | SWWH016-01 & DEER 2021 Water Heater Updates | 1400 | 2020 | 0 | 2020 | 0 | 0 | SWWH016-01 & DEER 2021 Water Heater Updates | Com Water Heating Controls (Gas) - Hot-Dry ¦ SDG&E ¦ Hot-Dry | Com Water Heating Controls (Gas) - Hot-Dry | 0.11049 | 1 | 0.05 | DEER 2021 | -2458.9422 | 2032 | 0.6 | N/A
COM-WATERHEAT-41.20 | Com ¦ Com Water Heating Controls (Gas WH) - Hot-Dry ¦ SDG&E ¦ Hot-Dry | Com ¦ Com Water Heating Controls (Gas WH) - Hot-Dry | SDG&E ¦ Hot-Dry | SDG&E | All | Gas | Com Water Heating Controls (Gas WH) | Efficient |  |  | 0 | Conventional | WaterHeat | Com - Office (Large) | Com | RET Only | 0 | 1000 sqft2 of floor space | DHW System | 15 | DEER:Indoor_CFL_Ltg | 0 | 0 | 632.417 | SWWH016-01 & DEER 2021 Water Heater Updates | 1400 | 2020 | 0 | 2020 | 0 | 0 | SWWH016-01 & DEER 2021 Water Heater Updates | Com Water Heating Controls (Gas) - Hot-Dry ¦ SDG&E ¦ Hot-Dry | Com Water Heating Controls (Gas) - Hot-Dry | 0.046058 | 1 | 0.05 | DEER 2021 | -2839.9915 | 2032 | 0.6 | N/A
COM-WATERHEAT-41.21 | Com ¦ Com Water Heating Controls (Gas WH) - Hot-Dry ¦ SDG&E ¦ Hot-Dry | Com ¦ Com Water Heating Controls (Gas WH) - Hot-Dry | SDG&E ¦ Hot-Dry | SDG&E | All | Gas | Com Water Heating Controls (Gas WH) | Efficient |  |  | 0 | Conventional | WaterHeat | Com - Office (Small) | Com | RET Only | 0 | 1000 sqft2 of floor space | DHW System | 15 | DEER:Indoor_CFL_Ltg | 0 | 0 | 253.1224 | SWWH016-01 & DEER 2021 Water Heater Updates | 1400 | 2020 | 0 | 2020 | 0 | 0 | SWWH016-01 & DEER 2021 Water Heater Updates | Com Water Heating Controls (Gas) - Hot-Dry ¦ SDG&E ¦ Hot-Dry | Com Water Heating Controls (Gas) - Hot-Dry | 0.078362 | 1 | 0.05 | DEER 2021 | -501.1002 | 2032 | 0.6 | N/A
COM-WATERHEAT-41.22 | Com ¦ Com Water Heating Controls (Gas WH) - Hot-Dry ¦ SDG&E ¦ Hot-Dry | Com ¦ Com Water Heating Controls (Gas WH) - Hot-Dry | SDG&E ¦ Hot-Dry | SDG&E | All | Gas | Com Water Heating Controls (Gas WH) | Efficient |  |  | 0 | Conventional | WaterHeat | Com - Refrig. Warehouse | Com | RET Only | 0 | 1000 sqft2 of floor space | DHW System | 15 | DEER:Indoor_CFL_Ltg | 0 | 0 | 1275.1425 | SWWH016-01 & DEER 2021 Water Heater Updates | 1400 | 2020 | 0 | 2020 | 0 | 0 | SWWH016-01 & DEER 2021 Water Heater Updates | Com Water Heating Controls (Gas) - Hot-Dry ¦ SDG&E ¦ Hot-Dry | Com Water Heating Controls (Gas) - Hot-Dry | 0.0089557 | 1 | 0.05 | DEER 2021 | -957.3652 | 2032 | 0.6 | N/A
COM-WATERHEAT-41.23 | Com ¦ Com Water Heating Controls (Gas WH) - Hot-Dry ¦ SDG&E ¦ Hot-Dry | Com ¦ Com Water Heating Controls (Gas WH) - Hot-Dry | SDG&E ¦ Hot-Dry | SDG&E | All | Gas | Com Water Heating Controls (Gas WH) | Efficient |  |  | 0 | Conventional | WaterHeat | Com - School | Com | RET Only | 0 | 1000 sqft2 of floor space | DHW System | 15 | DEER:Indoor_CFL_Ltg | 0 | 0 | 395.104 | SWWH016-01 & DEER 2021 Water Heater Updates | 1400 | 2020 | 0 | 2020 | 0 | 0 | SWWH016-01 & DEER 2021 Water Heater Updates | Com Water Heating Controls (Gas) - Hot-Dry ¦ SDG&E ¦ Hot-Dry | Com Water Heating Controls (Gas) - Hot-Dry | 1.8055 | 1 | 0.05 | DEER 2021 | -902.7105 | 2032 | 0.6 | N/A
COM-WATERHEAT-41.24 | Com ¦ Com Water Heating Controls (Gas WH) - Hot-Dry ¦ SDG&E ¦ Hot-Dry | Com ¦ Com Water Heating Controls (Gas WH) - Hot-Dry | SDG&E ¦ Hot-Dry | SDG&E | All | Gas | Com Water Heating Controls (Gas WH) | Efficient |  |  | 0 | Conventional | WaterHeat | Com - Warehouse | Com | RET Only | 0 | 1000 sqft2 of floor space | DHW System | 15 | DEER:Indoor_CFL_Ltg | 0 | 0 | 671.2826 | SWWH016-01 & DEER 2021 Water Heater Updates | 1400 | 2020 | 0 | 2020 | 0 | 0 | SWWH016-01 & DEER 2021 Water Heater Updates | Com Water Heating Controls (Gas) - Hot-Dry ¦ SDG&E ¦ Hot-Dry | Com Water Heating Controls (Gas) - Hot-Dry | 0.0035823 | 1 | 0.05 | DEER 2021 | -2829.7744 | 2032 | 0.6 | N/A
COM-WATERHEAT-50.1 | Com ¦ Normal Flow Showerheads (Gas WH) - Marine ¦ PG&E ¦ Marine | Com ¦ Normal Flow Showerheads (Gas WH) - Marine | PG&E ¦ Marine | PG&E | All | Gas | Baseline showerhead, 2.25 gpm, gas | Average Existing and Code |  |  | 0 | Conventional | WaterHeat | Com - College | Com | RET Only | 0 | 1000 sqft2 of floor space | Each | 3.3 | DEER:Indoor_CFL_Ltg | 0 | 0 | 21.1 | SWWH020-06 | 0 | 2024 | 0 | 2024 | 0 | 0 | SWWH020-06 | Com Showerheads (Gas) - Marine ¦ PG&E ¦ Marine | Com Showerheads (Gas) - Marine | 0.11592 | 1 | 0.43368 | CBSA2014/NCI Assumptions | -69.6016 | 2012 | 0.6 | SWWH020-06
COM-WATERHEAT-50.2 | Com ¦ Normal Flow Showerheads (Gas WH) - Marine ¦ PG&E ¦ Marine | Com ¦ Normal Flow Showerheads (Gas WH) - Marine | PG&E ¦ Marine | PG&E | All | Gas | Baseline showerhead, 2.25 gpm, gas | Average Existing and Code |  |  | 0 | Conventional | WaterHeat | Com - Grocery | Com | RET Only | 0 | 1000 sqft2 of floor space | Each | 3.3 | DEER:Indoor_CFL_Ltg | 0 | 0 | 0 | SWWH020-06 | 0 | 2024 | 0 | 2024 | 0 | 0 | SWWH020-06 | Com Showerheads (Gas) - Marine ¦ PG&E ¦ Marine | Com Showerheads (Gas) - Marine | 0 | 1 | 0 | CBSA2014/NCI Assumptions | 0 | 2012 | 0.6 | SWWH020-06
COM-WATERHEAT-50.3 | Com ¦ Normal Flow Showerheads (Gas WH) - Marine ¦ PG&E ¦ Marine | Com ¦ Normal Flow Showerheads (Gas WH) - Marine | PG&E ¦ Marine | PG&E | All | Gas | Baseline showerhead, 2.25 gpm, gas | Average Existing and Code |  |  | 0 | Conventional | WaterHeat | Com - Health | Com | RET Only | 0 | 1000 sqft2 of floor space | Each | 3.3 | DEER:Indoor_CFL_Ltg | 0 | 0 | 0 | SWWH020-06 | 0 | 2024 | 0 | 2024 | 0 | 0 | SWWH020-06 | Com Showerheads (Gas) - Marine ¦ PG&E ¦ Marine | Com Showerheads (Gas) - Marine | 0.11592 | 1 | 0.43368 | CBSA2014/NCI Assumptions | 0 | 2012 | 0.6 | SWWH020-06
COM-WATERHEAT-50.4 | Com ¦ Normal Flow Showerheads (Gas WH) - Marine ¦ PG&E ¦ Marine | Com ¦ Normal Flow Showerheads (Gas WH) - Marine | PG&E ¦ Marine | PG&E | All | Gas | Baseline showerhead, 2.25 gpm, gas | Average Existing and Code |  |  | 0 | Conventional | WaterHeat | Com - Lodging | Com | RET Only | 0 | 1000 sqft2 of floor space | Each | 3.3 | DEER:Indoor_CFL_Ltg | 0 | 0 | 43.2 | SWWH020-06 | 0 | 2024 | 0 | 2024 | 0 | 0 | SWWH020-06 | Com Showerheads (Gas) - Marine ¦ PG&E ¦ Marine | Com Showerheads (Gas) - Marine | 1.1855 | 1 | 0.43368 | CBSA2014/NCI Assumptions | -426.7448 | 2012 | 0.6 | SWWH020-06
COM-WATERHEAT-50.5 | Com ¦ Normal Flow Showerheads (Gas WH) - Marine ¦ PG&E ¦ Marine | Com ¦ Normal Flow Showerheads (Gas WH) - Marine | PG&E ¦ Marine | PG&E | All | Gas | Baseline showerhead, 2.25 gpm, gas | Average Existing and Code |  |  | 0 | Conventional | WaterHeat | Com - Office (Large) | Com | RET Only | 0 | 1000 sqft2 of floor space | Each | 3.3 | DEER:Indoor_CFL_Ltg | 0 | 0 | 0 | SWWH020-06 | 0 | 2024 | 0 | 2024 | 0 | 0 | SWWH020-06 | Com Showerheads (Gas) - Marine ¦ PG&E ¦ Marine | Com Showerheads (Gas) - Marine | 0.0021037 | 1 | 0.43368 | CBSA2014/NCI Assumptions | 0 | 2012 | 0.6 | SWWH020-06
COM-WATERHEAT-50.6 | Com ¦ Normal Flow Showerheads (Gas WH) - Marine ¦ PG&E ¦ Marine | Com ¦ Normal Flow Showerheads (Gas WH) - Marine | PG&E ¦ Marine | PG&E | All | Gas | Baseline showerhead, 2.25 gpm, gas | Average Existing and Code |  |  | 0 | Conventional | WaterHeat | Com - Office (Small) | Com | RET Only | 0 | 1000 sqft2 of floor space | Each | 3.3 | DEER:Indoor_CFL_Ltg | 0 | 0 | 0 | SWWH020-06 | 0 | 2024 | 0 | 2024 | 0 | 0 | SWWH020-06 | Com Showerheads (Gas) - Marine ¦ PG&E ¦ Marine | Com Showerheads (Gas) - Marine | 0 | 1 | 0 | CBSA2014/NCI Assumptions | 0 | 2012 | 0.6 | SWWH020-06
COM-WATERHEAT-50.7 | Com ¦ Normal Flow Showerheads (Gas WH) - Marine ¦ PG&E ¦ Marine | Com ¦ Normal Flow Showerheads (Gas WH) - Marine | PG&E ¦ Marine | PG&E | All | Gas | Baseline showerhead, 2.25 gpm, gas | Average Existing and Code |  |  | 0 | Conventional | WaterHeat | Com - Other | Com | RET Only | 0 | 1000 sqft2 of floor space | Each | 3.3 | DEER:Indoor_CFL_Ltg | 0 | 0 | 0 | SWWH020-06 | 0 | 2024 | 0 | 2024 | 0 | 0 | SWWH020-06 | Com Showerheads (Gas) - Marine ¦ PG&E ¦ Marine | Com Showerheads (Gas) - Marine | 0.038638 | 1 | 0.43368 | CBSA2014/NCI Assumptions | 0 | 2012 | 0.6 | SWWH020-06
COM-WATERHEAT-50.8 | Com ¦ Normal Flow Showerheads (Gas WH) - Marine ¦ PG&E ¦ Marine | Com ¦ Normal Flow Showerheads (Gas WH) - Marine | PG&E ¦ Marine | PG&E | All | Gas | Baseline showerhead, 2.25 gpm, gas | Average Existing and Code |  |  | 0 | Conventional | WaterHeat | Com - Refrig. Warehouse | Com | RET Only | 0 | 1000 sqft2 of floor space | Each | 3.3 | DEER:Indoor_CFL_Ltg | 0 | 0 | 0 | SWWH020-06 | 0 | 2024 | 0 | 2024 | 0 | 0 | SWWH020-06 | Com Showerheads (Gas) - Marine ¦ PG&E ¦ Marine | Com Showerheads (Gas) - Marine | 0 | 1 | 0 | CBSA2014/NCI Assumptions | 0 | 2012 | 0.6 | SWWH020-06
COM-WATERHEAT-50.9 | Com ¦ Normal Flow Showerheads (Gas WH) - Marine ¦ PG&E ¦ Marine | Com ¦ Normal Flow Showerheads (Gas WH) - Marine | PG&E ¦ Marine | PG&E | All | Gas | Baseline showerhead, 2.25 gpm, gas | Average Existing and Code |  |  | 0 | Conventional | WaterHeat | Com - Restaurant | Com | RET Only | 0 | 1000 sqft2 of floor space | Each | 3.3 | DEER:Indoor_CFL_Ltg | 0 | 0 | 0 | SWWH020-06 | 0 | 2024 | 0 | 2024 | 0 | 0 | SWWH020-06 | Com Showerheads (Gas) - Marine ¦ PG&E ¦ Marine | Com Showerheads (Gas) - Marine | 0 | 1 | 0 | CBSA2014/NCI Assumptions | 0 | 2012 | 0.6 | SWWH020-06
COM-WATERHEAT-50.10 | Com ¦ Normal Flow Showerheads (Gas WH) - Marine ¦ PG&E ¦ Marine | Com ¦ Normal Flow Showerheads (Gas WH) - Marine | PG&E ¦ Marine | PG&E | All | Gas | Baseline showerhead, 2.25 gpm, gas | Average Existing and Code |  |  | 0 | Conventional | WaterHeat | Com - Retail | Com | RET Only | 0 | 1000 sqft2 of floor space | Each | 3.3 | DEER:Indoor_CFL_Ltg | 0 | 0 | 0 | SWWH020-06 | 0 | 2024 | 0 | 2024 | 0 | 0 | SWWH020-06 | Com Showerheads (Gas) - Marine ¦ PG&E ¦ Marine | Com Showerheads (Gas) - Marine | 0 | 1 | 0 | CBSA2014/NCI Assumptions | 0 | 2012 | 0.6 | SWWH020-06
COM-WATERHEAT-50.11 | Com ¦ Normal Flow Showerheads (Gas WH) - Marine ¦ PG&E ¦ Marine | Com ¦ Normal Flow Showerheads (Gas WH) - Marine | PG&E ¦ Marine | PG&E | All | Gas | Baseline showerhead, 2.25 gpm, gas | Average Existing and Code |  |  | 0 | Conventional | WaterHeat | Com - School | Com | RET Only | 0 | 1000 sqft2 of floor space | Each | 3.3 | DEER:Indoor_CFL_Ltg | 0 | 0 | 19.3161 | SWWH020-06 | 0 | 2024 | 0 | 2024 | 0 | 0 | SWWH020-06 | Com Showerheads (Gas) - Marine ¦ PG&E ¦ Marine | Com Showerheads (Gas) - Marine | 0.075969 | 1 | 0.43368 | CBSA2014/NCI Assumptions | -44.1324 | 2012 | 0.6 | SWWH020-06
COM-WATERHEAT-50.12 | Com ¦ Normal Flow Showerheads (Gas WH) - Marine ¦ PG&E ¦ Marine | Com ¦ Normal Flow Showerheads (Gas WH) - Marine | PG&E ¦ Marine | PG&E | All | Gas | Baseline showerhead, 2.25 gpm, gas | Average Existing and Code |  |  | 0 | Conventional | WaterHeat | Com - Warehouse | Com | RET Only | 0 | 1000 sqft2 of floor space | Each | 3.3 | DEER:Indoor_CFL_Ltg | 0 | 0 | 0 | SWWH020-06 | 0 | 2024 | 0 | 2024 | 0 | 0 | SWWH020-06 | Com Showerheads (Gas) - Marine ¦ PG&E ¦ Marine | Com Showerheads (Gas) - Marine | 0 | 1 | 0 | CBSA2014/NCI Assumptions | 0 | 2012 | 0.6 | SWWH020-06
COM-WATERHEAT-50.13 | Com ¦ Normal Flow Showerheads (Gas WH) - Hot-Dry ¦ PG&E ¦ Hot-Dry | Com ¦ Normal Flow Showerheads (Gas WH) - Hot-Dry | PG&E ¦ Hot-Dry | PG&E | All | Gas | Baseline showerhead, 2.25 gpm, gas | Average Existing and Code |  |  | 0 | Conventional | WaterHeat | Com - College | Com | RET Only | 0 | 1000 sqft2 of floor space | Each | 3.3 | DEER:Indoor_CFL_Ltg | 0 | 0 | 19.5 | SWWH020-06 | 0 | 2024 | 0 | 2024 | 0 | 0 | SWWH020-06 | Com Showerheads (Gas) - Hot-Dry ¦ PG&E ¦ Hot-Dry | Com Showerheads (Gas) - Hot-Dry | 0.11592 | 1 | 0.43368 | CBSA2014/NCI Assumptions | -64.3237 | 2012 | 0.6 | SWWH020-06
COM-WATERHEAT-50.14 | Com ¦ Normal Flow Showerheads (Gas WH) - Hot-Dry ¦ PG&E ¦ Hot-Dry | Com ¦ Normal Flow Showerheads (Gas WH) - Hot-Dry | PG&E ¦ Hot-Dry | PG&E | All | Gas | Baseline showerhead, 2.25 gpm, gas | Average Existing and Code |  |  | 0 | Conventional | WaterHeat | Com - Grocery | Com | RET Only | 0 | 1000 sqft2 of floor space | Each | 3.3 | DEER:Indoor_CFL_Ltg | 0 | 0 | 0 | SWWH020-06 | 0 | 2024 | 0 | 2024 | 0 | 0 | SWWH020-06 | Com Showerheads (Gas) - Hot-Dry ¦ PG&E ¦ Hot-Dry | Com Showerheads (Gas) - Hot-Dry | 0 | 1 | 0 | CBSA2014/NCI Assumptions | 0 | 2012 | 0.6 | SWWH020-06
COM-WATERHEAT-50.15 | Com ¦ Normal Flow Showerheads (Gas WH) - Hot-Dry ¦ PG&E ¦ Hot-Dry | Com ¦ Normal Flow Showerheads (Gas WH) - Hot-Dry | PG&E ¦ Hot-Dry | PG&E | All | Gas | Baseline showerhead, 2.25 gpm, gas | Average Existing and Code |  |  | 0 | Conventional | WaterHeat | Com - Health | Com | RET Only | 0 | 1000 sqft2 of floor space | Each | 3.3 | DEER:Indoor_CFL_Ltg | 0 | 0 | 0 | SWWH020-06 | 0 | 2024 | 0 | 2024 | 0 | 0 | SWWH020-06 | Com Showerheads (Gas) - Hot-Dry ¦ PG&E ¦ Hot-Dry | Com Showerheads (Gas) - Hot-Dry | 0.11592 | 1 | 0.43368 | CBSA2014/NCI Assumptions | 0 | 2012 | 0.6 | SWWH020-06
COM-WATERHEAT-50.16 | Com ¦ Normal Flow Showerheads (Gas WH) - Hot-Dry ¦ PG&E ¦ Hot-Dry | Com ¦ Normal Flow Showerheads (Gas WH) - Hot-Dry | PG&E ¦ Hot-Dry | PG&E | All | Gas | Baseline showerhead, 2.25 gpm, gas | Average Existing and Code |  |  | 0 | Conventional | WaterHeat | Com - Lodging | Com | RET Only | 0 | 1000 sqft2 of floor space | Each | 3.3 | DEER:Indoor_CFL_Ltg | 0 | 0 | 39.9 | SWWH020-06 | 0 | 2024 | 0 | 2024 | 0 | 0 | SWWH020-06 | Com Showerheads (Gas) - Hot-Dry ¦ PG&E ¦ Hot-Dry | Com Showerheads (Gas) - Hot-Dry | 1.1855 | 1 | 0.43368 | CBSA2014/NCI Assumptions | -394.1462 | 2012 | 0.6 | SWWH020-06
COM-WATERHEAT-50.17 | Com ¦ Normal Flow Showerheads (Gas WH) - Hot-Dry ¦ PG&E ¦ Hot-Dry | Com ¦ Normal Flow Showerheads (Gas WH) - Hot-Dry | PG&E ¦ Hot-Dry | PG&E | All | Gas | Baseline showerhead, 2.25 gpm, gas | Average Existing and Code |  |  | 0 | Conventional | WaterHeat | Com - Office (Large) | Com | RET Only | 0 | 1000 sqft2 of floor space | Each | 3.3 | DEER:Indoor_CFL_Ltg | 0 | 0 | 0 | SWWH020-06 | 0 | 2024 | 0 | 2024 | 0 | 0 | SWWH020-06 | Com Showerheads (Gas) - Hot-Dry ¦ PG&E ¦ Hot-Dry | Com Showerheads (Gas) - Hot-Dry | 0.0021037 | 1 | 0.43368 | CBSA2014/NCI Assumptions | 0 | 2012 | 0.6 | SWWH020-06
COM-WATERHEAT-50.18 | Com ¦ Normal Flow Showerheads (Gas WH) - Hot-Dry ¦ PG&E ¦ Hot-Dry | Com ¦ Normal Flow Showerheads (Gas WH) - Hot-Dry | PG&E ¦ Hot-Dry | PG&E | All | Gas | Baseline showerhead, 2.25 gpm, gas | Average Existing and Code |  |  | 0 | Conventional | WaterHeat | Com - Office (Small) | Com | RET Only | 0 | 1000 sqft2 of floor space | Each | 3.3 | DEER:Indoor_CFL_Ltg | 0 | 0 | 0 | SWWH020-06 | 0 | 2024 | 0 | 2024 | 0 | 0 | SWWH020-06 | Com Showerheads (Gas) - Hot-Dry ¦ PG&E ¦ Hot-Dry | Com Showerheads (Gas) - Hot-Dry | 0 | 1 | 0 | CBSA2014/NCI Assumptions | 0 | 2012 | 0.6 | SWWH020-06
COM-WATERHEAT-50.19 | Com ¦ Normal Flow Showerheads (Gas WH) - Hot-Dry ¦ PG&E ¦ Hot-Dry | Com ¦ Normal Flow Showerheads (Gas WH) - Hot-Dry | PG&E ¦ Hot-Dry | PG&E | All | Gas | Baseline showerhead, 2.25 gpm, gas | Average Existing and Code |  |  | 0 | Conventional | WaterHeat | Com - Other | Com | RET Only | 0 | 1000 sqft2 of floor space | Each | 3.3 | DEER:Indoor_CFL_Ltg | 0 | 0 | 0 | SWWH020-06 | 0 | 2024 | 0 | 2024 | 0 | 0 | SWWH020-06 | Com Showerheads (Gas) - Hot-Dry ¦ PG&E ¦ Hot-Dry | Com Showerheads (Gas) - Hot-Dry | 0.038638 | 1 | 0.43368 | CBSA2014/NCI Assumptions | 0 | 2012 | 0.6 | SWWH020-06
COM-WATERHEAT-50.20 | Com ¦ Normal Flow Showerheads (Gas WH) - Hot-Dry ¦ PG&E ¦ Hot-Dry | Com ¦ Normal Flow Showerheads (Gas WH) - Hot-Dry | PG&E ¦ Hot-Dry | PG&E | All | Gas | Baseline showerhead, 2.25 gpm, gas | Average Existing and Code |  |  | 0 | Conventional | WaterHeat | Com - Refrig. Warehouse | Com | RET Only | 0 | 1000 sqft2 of floor space | Each | 3.3 | DEER:Indoor_CFL_Ltg | 0 | 0 | 0 | SWWH020-06 | 0 | 2024 | 0 | 2024 | 0 | 0 | SWWH020-06 | Com Showerheads (Gas) - Hot-Dry ¦ PG&E ¦ Hot-Dry | Com Showerheads (Gas) - Hot-Dry | 0 | 1 | 0 | CBSA2014/NCI Assumptions | 0 | 2012 | 0.6 | SWWH020-06
COM-WATERHEAT-50.21 | Com ¦ Normal Flow Showerheads (Gas WH) - Hot-Dry ¦ PG&E ¦ Hot-Dry | Com ¦ Normal Flow Showerheads (Gas WH) - Hot-Dry | PG&E ¦ Hot-Dry | PG&E | All | Gas | Baseline showerhead, 2.25 gpm, gas | Average Existing and Code |  |  | 0 | Conventional | WaterHeat | Com - Restaurant | Com | RET Only | 0 | 1000 sqft2 of floor space | Each | 3.3 | DEER:Indoor_CFL_Ltg | 0 | 0 | 0 | SWWH020-06 | 0 | 2024 | 0 | 2024 | 0 | 0 | SWWH020-06 | Com Showerheads (Gas) - Hot-Dry ¦ PG&E ¦ Hot-Dry | Com Showerheads (Gas) - Hot-Dry | 0 | 1 | 0 | CBSA2014/NCI Assumptions | 0 | 2012 | 0.6 | SWWH020-06
COM-WATERHEAT-50.22 | Com ¦ Normal Flow Showerheads (Gas WH) - Hot-Dry ¦ PG&E ¦ Hot-Dry | Com ¦ Normal Flow Showerheads (Gas WH) - Hot-Dry | PG&E ¦ Hot-Dry | PG&E | All | Gas | Baseline showerhead, 2.25 gpm, gas | Average Existing and Code |  |  | 0 | Conventional | WaterHeat | Com - Retail | Com | RET Only | 0 | 1000 sqft2 of floor space | Each | 3.3 | DEER:Indoor_CFL_Ltg | 0 | 0 | 0 | SWWH020-06 | 0 | 2024 | 0 | 2024 | 0 | 0 | SWWH020-06 | Com Showerheads (Gas) - Hot-Dry ¦ PG&E ¦ Hot-Dry | Com Showerheads (Gas) - Hot-Dry | 0 | 1 | 0 | CBSA2014/NCI Assumptions | 0 | 2012 | 0.6 | SWWH020-06
COM-WATERHEAT-50.23 | Com ¦ Normal Flow Showerheads (Gas WH) - Hot-Dry ¦ PG&E ¦ Hot-Dry | Com ¦ Normal Flow Showerheads (Gas WH) - Hot-Dry | PG&E ¦ Hot-Dry | PG&E | All | Gas | Baseline showerhead, 2.25 gpm, gas | Average Existing and Code |  |  | 0 | Conventional | WaterHeat | Com - School | Com | RET Only | 0 | 1000 sqft2 of floor space | Each | 3.3 | DEER:Indoor_CFL_Ltg | 0 | 0 | 17.8514 | SWWH020-06 | 0 | 2024 | 0 | 2024 | 0 | 0 | SWWH020-06 | Com Showerheads (Gas) - Hot-Dry ¦ PG&E ¦ Hot-Dry | Com Showerheads (Gas) - Hot-Dry | 0.075969 | 1 | 0.43368 | CBSA2014/NCI Assumptions | -40.7858 | 2012 | 0.6 | SWWH020-06
COM-WATERHEAT-50.24 | Com ¦ Normal Flow Showerheads (Gas WH) - Hot-Dry ¦ PG&E ¦ Hot-Dry | Com ¦ Normal Flow Showerheads (Gas WH) - Hot-Dry | PG&E ¦ Hot-Dry | PG&E | All | Gas | Baseline showerhead, 2.25 gpm, gas | Average Existing and Code |  |  | 0 | Conventional | WaterHeat | Com - Warehouse | Com | RET Only | 0 | 1000 sqft2 of floor space | Each | 3.3 | DEER:Indoor_CFL_Ltg | 0 | 0 | 0 | SWWH020-06 | 0 | 2024 | 0 | 2024 | 0 | 0 | SWWH020-06 | Com Showerheads (Gas) - Hot-Dry ¦ PG&E ¦ Hot-Dry | Com Showerheads (Gas) - Hot-Dry | 0 | 1 | 0 | CBSA2014/NCI Assumptions | 0 | 2012 | 0.6 | SWWH020-06
COM-WATERHEAT-50.25 | Com ¦ Normal Flow Showerheads (Gas WH) - Cold ¦ PG&E ¦ Cold | Com ¦ Normal Flow Showerheads (Gas WH) - Cold | PG&E ¦ Cold | PG&E | All | Gas | Baseline showerhead, 2.25 gpm, gas | Average Existing and Code |  |  | 0 | Conventional | WaterHeat | Com - College | Com | RET Only | 0 | 1000 sqft2 of floor space | Each | 3.3 | DEER:Indoor_CFL_Ltg | 0 | 0 | 23.4 | SWWH020-06 | 0 | 2024 | 0 | 2024 | 0 | 0 | SWWH020-06 | Com Showerheads (Gas) - Cold ¦ PG&E ¦ Cold | Com Showerheads (Gas) - Cold | 0.11592 | 1 | 0.43368 | CBSA2014/NCI Assumptions | -77.1885 | 2012 | 0.6 | SWWH020-06
COM-WATERHEAT-50.26 | Com ¦ Normal Flow Showerheads (Gas WH) - Cold ¦ PG&E ¦ Cold | Com ¦ Normal Flow Showerheads (Gas WH) - Cold | PG&E ¦ Cold | PG&E | All | Gas | Baseline showerhead, 2.25 gpm, gas | Average Existing and Code |  |  | 0 | Conventional | WaterHeat | Com - Grocery | Com | RET Only | 0 | 1000 sqft2 of floor space | Each | 3.3 | DEER:Indoor_CFL_Ltg | 0 | 0 | 0 | SWWH020-06 | 0 | 2024 | 0 | 2024 | 0 | 0 | SWWH020-06 | Com Showerheads (Gas) - Cold ¦ PG&E ¦ Cold | Com Showerheads (Gas) - Cold | 0 | 1 | 0 | CBSA2014/NCI Assumptions | 0 | 2012 | 0.6 | SWWH020-06
COM-WATERHEAT-50.27 | Com ¦ Normal Flow Showerheads (Gas WH) - Cold ¦ PG&E ¦ Cold | Com ¦ Normal Flow Showerheads (Gas WH) - Cold | PG&E ¦ Cold | PG&E | All | Gas | Baseline showerhead, 2.25 gpm, gas | Average Existing and Code |  |  | 0 | Conventional | WaterHeat | Com - Health | Com | RET Only | 0 | 1000 sqft2 of floor space | Each | 3.3 | DEER:Indoor_CFL_Ltg | 0 | 0 | 0 | SWWH020-06 | 0 | 2024 | 0 | 2024 | 0 | 0 | SWWH020-06 | Com Showerheads (Gas) - Cold ¦ PG&E ¦ Cold | Com Showerheads (Gas) - Cold | 0.11592 | 1 | 0.43368 | CBSA2014/NCI Assumptions | 0 | 2012 | 0.6 | SWWH020-06
COM-WATERHEAT-50.28 | Com ¦ Normal Flow Showerheads (Gas WH) - Cold ¦ PG&E ¦ Cold | Com ¦ Normal Flow Showerheads (Gas WH) - Cold | PG&E ¦ Cold | PG&E | All | Gas | Baseline showerhead, 2.25 gpm, gas | Average Existing and Code |  |  | 0 | Conventional | WaterHeat | Com - Lodging | Com | RET Only | 0 | 1000 sqft2 of floor space | Each | 3.3 | DEER:Indoor_CFL_Ltg | 0 | 0 | 47.9 | SWWH020-06 | 0 | 2024 | 0 | 2024 | 0 | 0 | SWWH020-06 | Com Showerheads (Gas) - Cold ¦ PG&E ¦ Cold | Com Showerheads (Gas) - Cold | 1.1855 | 1 | 0.43368 | CBSA2014/NCI Assumptions | -473.173 | 2012 | 0.6 | SWWH020-06
COM-WATERHEAT-50.29 | Com ¦ Normal Flow Showerheads (Gas WH) - Cold ¦ PG&E ¦ Cold | Com ¦ Normal Flow Showerheads (Gas WH) - Cold | PG&E ¦ Cold | PG&E | All | Gas | Baseline showerhead, 2.25 gpm, gas | Average Existing and Code |  |  | 0 | Conventional | WaterHeat | Com - Office (Large) | Com | RET Only | 0 | 1000 sqft2 of floor space | Each | 3.3 | DEER:Indoor_CFL_Ltg | 0 | 0 | 0 | SWWH020-06 | 0 | 2024 | 0 | 2024 | 0 | 0 | SWWH020-06 | Com Showerheads (Gas) - Cold ¦ PG&E ¦ Cold | Com Showerheads (Gas) - Cold | 0.0021037 | 1 | 0.43368 | CBSA2014/NCI Assumptions | 0 | 2012 | 0.6 | SWWH020-06
COM-WATERHEAT-50.30 | Com ¦ Normal Flow Showerheads (Gas WH) - Cold ¦ PG&E ¦ Cold | Com ¦ Normal Flow Showerheads (Gas WH) - Cold | PG&E ¦ Cold | PG&E | All | Gas | Baseline showerhead, 2.25 gpm, gas | Average Existing and Code |  |  | 0 | Conventional | WaterHeat | Com - Office (Small) | Com | RET Only | 0 | 1000 sqft2 of floor space | Each | 3.3 | DEER:Indoor_CFL_Ltg | 0 | 0 | 0 | SWWH020-06 | 0 | 2024 | 0 | 2024 | 0 | 0 | SWWH020-06 | Com Showerheads (Gas) - Cold ¦ PG&E ¦ Cold | Com Showerheads (Gas) - Cold | 0 | 1 | 0 | CBSA2014/NCI Assumptions | 0 | 2012 | 0.6 | SWWH020-06
COM-WATERHEAT-50.31 | Com ¦ Normal Flow Showerheads (Gas WH) - Cold ¦ PG&E ¦ Cold | Com ¦ Normal Flow Showerheads (Gas WH) - Cold | PG&E ¦ Cold | PG&E | All | Gas | Baseline showerhead, 2.25 gpm, gas | Average Existing and Code |  |  | 0 | Conventional | WaterHeat | Com - Other | Com | RET Only | 0 | 1000 sqft2 of floor space | Each | 3.3 | DEER:Indoor_CFL_Ltg | 0 | 0 | 0 | SWWH020-06 | 0 | 2024 | 0 | 2024 | 0 | 0 | SWWH020-06 | Com Showerheads (Gas) - Cold ¦ PG&E ¦ Cold | Com Showerheads (Gas) - Cold | 0.038638 | 1 | 0.43368 | CBSA2014/NCI Assumptions | 0 | 2012 | 0.6 | SWWH020-06
COM-WATERHEAT-50.32 | Com ¦ Normal Flow Showerheads (Gas WH) - Cold ¦ PG&E ¦ Cold | Com ¦ Normal Flow Showerheads (Gas WH) - Cold | PG&E ¦ Cold | PG&E | All | Gas | Baseline showerhead, 2.25 gpm, gas | Average Existing and Code |  |  | 0 | Conventional | WaterHeat | Com - Refrig. Warehouse | Com | RET Only | 0 | 1000 sqft2 of floor space | Each | 3.3 | DEER:Indoor_CFL_Ltg | 0 | 0 | 0 | SWWH020-06 | 0 | 2024 | 0 | 2024 | 0 | 0 | SWWH020-06 | Com Showerheads (Gas) - Cold ¦ PG&E ¦ Cold | Com Showerheads (Gas) - Cold | 0 | 1 | 0 | CBSA2014/NCI Assumptions | 0 | 2012 | 0.6 | SWWH020-06
COM-WATERHEAT-50.33 | Com ¦ Normal Flow Showerheads (Gas WH) - Cold ¦ PG&E ¦ Cold | Com ¦ Normal Flow Showerheads (Gas WH) - Cold | PG&E ¦ Cold | PG&E | All | Gas | Baseline showerhead, 2.25 gpm, gas | Average Existing and Code |  |  | 0 | Conventional | WaterHeat | Com - Restaurant | Com | RET Only | 0 | 1000 sqft2 of floor space | Each | 3.3 | DEER:Indoor_CFL_Ltg | 0 | 0 | 0 | SWWH020-06 | 0 | 2024 | 0 | 2024 | 0 | 0 | SWWH020-06 | Com Showerheads (Gas) - Cold ¦ PG&E ¦ Cold | Com Showerheads (Gas) - Cold | 0 | 1 | 0 | CBSA2014/NCI Assumptions | 0 | 2012 | 0.6 | SWWH020-06
COM-WATERHEAT-50.34 | Com ¦ Normal Flow Showerheads (Gas WH) - Cold ¦ PG&E ¦ Cold | Com ¦ Normal Flow Showerheads (Gas WH) - Cold | PG&E ¦ Cold | PG&E | All | Gas | Baseline showerhead, 2.25 gpm, gas | Average Existing and Code |  |  | 0 | Conventional | WaterHeat | Com - Retail | Com | RET Only | 0 | 1000 sqft2 of floor space | Each | 3.3 | DEER:Indoor_CFL_Ltg | 0 | 0 | 0 | SWWH020-06 | 0 | 2024 | 0 | 2024 | 0 | 0 | SWWH020-06 | Com Showerheads (Gas) - Cold ¦ PG&E ¦ Cold | Com Showerheads (Gas) - Cold | 0 | 1 | 0 | CBSA2014/NCI Assumptions | 0 | 2012 | 0.6 | SWWH020-06
COM-WATERHEAT-50.35 | Com ¦ Normal Flow Showerheads (Gas WH) - Cold ¦ PG&E ¦ Cold | Com ¦ Normal Flow Showerheads (Gas WH) - Cold | PG&E ¦ Cold | PG&E | All | Gas | Baseline showerhead, 2.25 gpm, gas | Average Existing and Code |  |  | 0 | Conventional | WaterHeat | Com - School | Com | RET Only | 0 | 1000 sqft2 of floor space | Each | 3.3 | DEER:Indoor_CFL_Ltg | 0 | 0 | 21.4217 | SWWH020-06 | 0 | 2024 | 0 | 2024 | 0 | 0 | SWWH020-06 | Com Showerheads (Gas) - Cold ¦ PG&E ¦ Cold | Com Showerheads (Gas) - Cold | 0.075969 | 1 | 0.43368 | CBSA2014/NCI Assumptions | -48.943 | 2012 | 0.6 | SWWH020-06
COM-WATERHEAT-50.36 | Com ¦ Normal Flow Showerheads (Gas WH) - Cold ¦ PG&E ¦ Cold | Com ¦ Normal Flow Showerheads (Gas WH) - Cold | PG&E ¦ Cold | PG&E | All | Gas | Baseline showerhead, 2.25 gpm, gas | Average Existing and Code |  |  | 0 | Conventional | WaterHeat | Com - Warehouse | Com | RET Only | 0 | 1000 sqft2 of floor space | Each | 3.3 | DEER:Indoor_CFL_Ltg | 0 | 0 | 0 | SWWH020-06 | 0 | 2024 | 0 | 2024 | 0 | 0 | SWWH020-06 | Com Showerheads (Gas) - Cold ¦ PG&E ¦ Cold | Com Showerheads (Gas) - Cold | 0 | 1 | 0 | CBSA2014/NCI Assumptions | 0 | 2012 | 0.6 | SWWH020-06
COM-WATERHEAT-50.37 | Com ¦ Normal Flow Showerheads (Gas WH) - Marine ¦ SCG ¦ Marine | Com ¦ Normal Flow Showerheads (Gas WH) - Marine | SCG ¦ Marine | SCG | All | Gas | Baseline showerhead, 2.25 gpm, gas | Average Existing and Code |  |  | 0 | Conventional | WaterHeat | Com - College | Com | RET Only | 0 | 1000 sqft2 of floor space | Each | 3.3 | DEER:Indoor_CFL_Ltg | 0 | 0 | 18.5 | SWWH020-06 | 0 | 2024 | 0 | 2024 | 0 | 0 | SWWH020-06 | Com Showerheads (Gas) - Marine ¦ SCG ¦ Marine | Com Showerheads (Gas) - Marine | 0.11592 | 1 | 0.43368 | CBSA2014/NCI Assumptions | -61.0251 | 2012 | 0.6 | SWWH020-06
COM-WATERHEAT-50.38 | Com ¦ Normal Flow Showerheads (Gas WH) - Marine ¦ SCG ¦ Marine | Com ¦ Normal Flow Showerheads (Gas WH) - Marine | SCG ¦ Marine | SCG | All | Gas | Baseline showerhead, 2.25 gpm, gas | Average Existing and Code |  |  | 0 | Conventional | WaterHeat | Com - Grocery | Com | RET Only | 0 | 1000 sqft2 of floor space | Each | 3.3 | DEER:Indoor_CFL_Ltg | 0 | 0 | 0 | SWWH020-06 | 0 | 2024 | 0 | 2024 | 0 | 0 | SWWH020-06 | Com Showerheads (Gas) - Marine ¦ SCG ¦ Marine | Com Showerheads (Gas) - Marine | 0 | 1 | 0 | CBSA2014/NCI Assumptions | 0 | 2012 | 0.6 | SWWH020-06
COM-WATERHEAT-50.39 | Com ¦ Normal Flow Showerheads (Gas WH) - Marine ¦ SCG ¦ Marine | Com ¦ Normal Flow Showerheads (Gas WH) - Marine | SCG ¦ Marine | SCG | All | Gas | Baseline showerhead, 2.25 gpm, gas | Average Existing and Code |  |  | 0 | Conventional | WaterHeat | Com - Health | Com | RET Only | 0 | 1000 sqft2 of floor space | Each | 3.3 | DEER:Indoor_CFL_Ltg | 0 | 0 | 0 | SWWH020-06 | 0 | 2024 | 0 | 2024 | 0 | 0 | SWWH020-06 | Com Showerheads (Gas) - Marine ¦ SCG ¦ Marine | Com Showerheads (Gas) - Marine | 0.11592 | 1 | 0.43368 | CBSA2014/NCI Assumptions | 0 | 2012 | 0.6 | SWWH020-06
COM-WATERHEAT-50.40 | Com ¦ Normal Flow Showerheads (Gas WH) - Marine ¦ SCG ¦ Marine | Com ¦ Normal Flow Showerheads (Gas WH) - Marine | SCG ¦ Marine | SCG | All | Gas | Baseline showerhead, 2.25 gpm, gas | Average Existing and Code |  |  | 0 | Conventional | WaterHeat | Com - Lodging | Com | RET Only | 0 | 1000 sqft2 of floor space | Each | 3.3 | DEER:Indoor_CFL_Ltg | 0 | 0 | 37.8 | SWWH020-06 | 0 | 2024 | 0 | 2024 | 0 | 0 | SWWH020-06 | Com Showerheads (Gas) - Marine ¦ SCG ¦ Marine | Com Showerheads (Gas) - Marine | 1.1855 | 1 | 0.43368 | CBSA2014/NCI Assumptions | -373.4017 | 2012 | 0.6 | SWWH020-06
COM-WATERHEAT-50.41 | Com ¦ Normal Flow Showerheads (Gas WH) - Marine ¦ SCG ¦ Marine | Com ¦ Normal Flow Showerheads (Gas WH) - Marine | SCG ¦ Marine | SCG | All | Gas | Baseline showerhead, 2.25 gpm, gas | Average Existing and Code |  |  | 0 | Conventional | WaterHeat | Com - Office (Large) | Com | RET Only | 0 | 1000 sqft2 of floor space | Each | 3.3 | DEER:Indoor_CFL_Ltg | 0 | 0 | 0 | SWWH020-06 | 0 | 2024 | 0 | 2024 | 0 | 0 | SWWH020-06 | Com Showerheads (Gas) - Marine ¦ SCG ¦ Marine | Com Showerheads (Gas) - Marine | 0.0021037 | 1 | 0.43368 | CBSA2014/NCI Assumptions | 0 | 2012 | 0.6 | SWWH020-06
COM-WATERHEAT-50.42 | Com ¦ Normal Flow Showerheads (Gas WH) - Marine ¦ SCG ¦ Marine | Com ¦ Normal Flow Showerheads (Gas WH) - Marine | SCG ¦ Marine | SCG | All | Gas | Baseline showerhead, 2.25 gpm, gas | Average Existing and Code |  |  | 0 | Conventional | WaterHeat | Com - Office (Small) | Com | RET Only | 0 | 1000 sqft2 of floor space | Each | 3.3 | DEER:Indoor_CFL_Ltg | 0 | 0 | 0 | SWWH020-06 | 0 | 2024 | 0 | 2024 | 0 | 0 | SWWH020-06 | Com Showerheads (Gas) - Marine ¦ SCG ¦ Marine | Com Showerheads (Gas) - Marine | 0 | 1 | 0 | CBSA2014/NCI Assumptions | 0 | 2012 | 0.6 | SWWH020-06
COM-WATERHEAT-50.43 | Com ¦ Normal Flow Showerheads (Gas WH) - Marine ¦ SCG ¦ Marine | Com ¦ Normal Flow Showerheads (Gas WH) - Marine | SCG ¦ Marine | SCG | All | Gas | Baseline showerhead, 2.25 gpm, gas | Average Existing and Code |  |  | 0 | Conventional | WaterHeat | Com - Other | Com | RET Only | 0 | 1000 sqft2 of floor space | Each | 3.3 | DEER:Indoor_CFL_Ltg | 0 | 0 | 0 | SWWH020-06 | 0 | 2024 | 0 | 2024 | 0 | 0 | SWWH020-06 | Com Showerheads (Gas) - Marine ¦ SCG ¦ Marine | Com Showerheads (Gas) - Marine | 0.038638 | 1 | 0.43368 | CBSA2014/NCI Assumptions | 0 | 2012 | 0.6 | SWWH020-06
COM-WATERHEAT-50.44 | Com ¦ Normal Flow Showerheads (Gas WH) - Marine ¦ SCG ¦ Marine | Com ¦ Normal Flow Showerheads (Gas WH) - Marine | SCG ¦ Marine | SCG | All | Gas | Baseline showerhead, 2.25 gpm, gas | Average Existing and Code |  |  | 0 | Conventional | WaterHeat | Com - Refrig. Warehouse | Com | RET Only | 0 | 1000 sqft2 of floor space | Each | 3.3 | DEER:Indoor_CFL_Ltg | 0 | 0 | 0 | SWWH020-06 | 0 | 2024 | 0 | 2024 | 0 | 0 | SWWH020-06 | Com Showerheads (Gas) - Marine ¦ SCG ¦ Marine | Com Showerheads (Gas) - Marine | 0 | 1 | 0 | CBSA2014/NCI Assumptions | 0 | 2012 | 0.6 | SWWH020-06
COM-WATERHEAT-50.45 | Com ¦ Normal Flow Showerheads (Gas WH) - Marine ¦ SCG ¦ Marine | Com ¦ Normal Flow Showerheads (Gas WH) - Marine | SCG ¦ Marine | SCG | All | Gas | Baseline showerhead, 2.25 gpm, gas | Average Existing and Code |  |  | 0 | Conventional | WaterHeat | Com - Restaurant | Com | RET Only | 0 | 1000 sqft2 of floor space | Each | 3.3 | DEER:Indoor_CFL_Ltg | 0 | 0 | 0 | SWWH020-06 | 0 | 2024 | 0 | 2024 | 0 | 0 | SWWH020-06 | Com Showerheads (Gas) - Marine ¦ SCG ¦ Marine | Com Showerheads (Gas) - Marine | 0 | 1 | 0 | CBSA2014/NCI Assumptions | 0 | 2012 | 0.6 | SWWH020-06
COM-WATERHEAT-50.46 | Com ¦ Normal Flow Showerheads (Gas WH) - Marine ¦ SCG ¦ Marine | Com ¦ Normal Flow Showerheads (Gas WH) - Marine | SCG ¦ Marine | SCG | All | Gas | Baseline showerhead, 2.25 gpm, gas | Average Existing and Code |  |  | 0 | Conventional | WaterHeat | Com - Retail | Com | RET Only | 0 | 1000 sqft2 of floor space | Each | 3.3 | DEER:Indoor_CFL_Ltg | 0 | 0 | 0 | SWWH020-06 | 0 | 2024 | 0 | 2024 | 0 | 0 | SWWH020-06 | Com Showerheads (Gas) - Marine ¦ SCG ¦ Marine | Com Showerheads (Gas) - Marine | 0 | 1 | 0 | CBSA2014/NCI Assumptions | 0 | 2012 | 0.6 | SWWH020-06
COM-WATERHEAT-50.47 | Com ¦ Normal Flow Showerheads (Gas WH) - Marine ¦ SCG ¦ Marine | Com ¦ Normal Flow Showerheads (Gas WH) - Marine | SCG ¦ Marine | SCG | All | Gas | Baseline showerhead, 2.25 gpm, gas | Average Existing and Code |  |  | 0 | Conventional | WaterHeat | Com - School | Com | RET Only | 0 | 1000 sqft2 of floor space | Each | 3.3 | DEER:Indoor_CFL_Ltg | 0 | 0 | 16.9359 | SWWH020-06 | 0 | 2024 | 0 | 2024 | 0 | 0 | SWWH020-06 | Com Showerheads (Gas) - Marine ¦ SCG ¦ Marine | Com Showerheads (Gas) - Marine | 0.075969 | 1 | 0.43368 | CBSA2014/NCI Assumptions | -38.6943 | 2012 | 0.6 | SWWH020-06
COM-WATERHEAT-50.48 | Com ¦ Normal Flow Showerheads (Gas WH) - Marine ¦ SCG ¦ Marine | Com ¦ Normal Flow Showerheads (Gas WH) - Marine | SCG ¦ Marine | SCG | All | Gas | Baseline showerhead, 2.25 gpm, gas | Average Existing and Code |  |  | 0 | Conventional | WaterHeat | Com - Warehouse | Com | RET Only | 0 | 1000 sqft2 of floor space | Each | 3.3 | DEER:Indoor_CFL_Ltg | 0 | 0 | 0 | SWWH020-06 | 0 | 2024 | 0 | 2024 | 0 | 0 | SWWH020-06 | Com Showerheads (Gas) - Marine ¦ SCG ¦ Marine | Com Showerheads (Gas) - Marine | 0 | 1 | 0 | CBSA2014/NCI Assumptions | 0 | 2012 | 0.6 | SWWH020-06
COM-WATERHEAT-50.49 | Com ¦ Normal Flow Showerheads (Gas WH) - Hot-Dry ¦ SCG ¦ Hot-Dry | Com ¦ Normal Flow Showerheads (Gas WH) - Hot-Dry | SCG ¦ Hot-Dry | SCG | All | Gas | Baseline showerhead, 2.25 gpm, gas | Average Existing and Code |  |  | 0 | Conventional | WaterHeat | Com - College | Com | RET Only | 0 | 1000 sqft2 of floor space | Each | 3.3 | DEER:Indoor_CFL_Ltg | 0 | 0 | 17.9 | SWWH020-06 | 0 | 2024 | 0 | 2024 | 0 | 0 | SWWH020-06 | Com Showerheads (Gas) - Hot-Dry ¦ SCG ¦ Hot-Dry | Com Showerheads (Gas) - Hot-Dry | 0.11592 | 1 | 0.43368 | CBSA2014/NCI Assumptions | -59.0459 | 2012 | 0.6 | SWWH020-06
COM-WATERHEAT-50.50 | Com ¦ Normal Flow Showerheads (Gas WH) - Hot-Dry ¦ SCG ¦ Hot-Dry | Com ¦ Normal Flow Showerheads (Gas WH) - Hot-Dry | SCG ¦ Hot-Dry | SCG | All | Gas | Baseline showerhead, 2.25 gpm, gas | Average Existing and Code |  |  | 0 | Conventional | WaterHeat | Com - Grocery | Com | RET Only | 0 | 1000 sqft2 of floor space | Each | 3.3 | DEER:Indoor_CFL_Ltg | 0 | 0 | 0 | SWWH020-06 | 0 | 2024 | 0 | 2024 | 0 | 0 | SWWH020-06 | Com Showerheads (Gas) - Hot-Dry ¦ SCG ¦ Hot-Dry | Com Showerheads (Gas) - Hot-Dry | 0 | 1 | 0 | CBSA2014/NCI Assumptions | 0 | 2012 | 0.6 | SWWH020-06
COM-WATERHEAT-50.51 | Com ¦ Normal Flow Showerheads (Gas WH) - Hot-Dry ¦ SCG ¦ Hot-Dry | Com ¦ Normal Flow Showerheads (Gas WH) - Hot-Dry | SCG ¦ Hot-Dry | SCG | All | Gas | Baseline showerhead, 2.25 gpm, gas | Average Existing and Code |  |  | 0 | Conventional | WaterHeat | Com - Health | Com | RET Only | 0 | 1000 sqft2 of floor space | Each | 3.3 | DEER:Indoor_CFL_Ltg | 0 | 0 | 0 | SWWH020-06 | 0 | 2024 | 0 | 2024 | 0 | 0 | SWWH020-06 | Com Showerheads (Gas) - Hot-Dry ¦ SCG ¦ Hot-Dry | Com Showerheads (Gas) - Hot-Dry | 0.11592 | 1 | 0.43368 | CBSA2014/NCI Assumptions | 0 | 2012 | 0.6 | SWWH020-06
COM-WATERHEAT-50.52 | Com ¦ Normal Flow Showerheads (Gas WH) - Hot-Dry ¦ SCG ¦ Hot-Dry | Com ¦ Normal Flow Showerheads (Gas WH) - Hot-Dry | SCG ¦ Hot-Dry | SCG | All | Gas | Baseline showerhead, 2.25 gpm, gas | Average Existing and Code |  |  | 0 | Conventional | WaterHeat | Com - Lodging | Com | RET Only | 0 | 1000 sqft2 of floor space | Each | 3.3 | DEER:Indoor_CFL_Ltg | 0 | 0 | 36.5 | SWWH020-06 | 0 | 2024 | 0 | 2024 | 0 | 0 | SWWH020-06 | Com Showerheads (Gas) - Hot-Dry ¦ SCG ¦ Hot-Dry | Com Showerheads (Gas) - Hot-Dry | 1.1855 | 1 | 0.43368 | CBSA2014/NCI Assumptions | -360.5598 | 2012 | 0.6 | SWWH020-06
COM-WATERHEAT-50.53 | Com ¦ Normal Flow Showerheads (Gas WH) - Hot-Dry ¦ SCG ¦ Hot-Dry | Com ¦ Normal Flow Showerheads (Gas WH) - Hot-Dry | SCG ¦ Hot-Dry | SCG | All | Gas | Baseline showerhead, 2.25 gpm, gas | Average Existing and Code |  |  | 0 | Conventional | WaterHeat | Com - Office (Large) | Com | RET Only | 0 | 1000 sqft2 of floor space | Each | 3.3 | DEER:Indoor_CFL_Ltg | 0 | 0 | 0 | SWWH020-06 | 0 | 2024 | 0 | 2024 | 0 | 0 | SWWH020-06 | Com Showerheads (Gas) - Hot-Dry ¦ SCG ¦ Hot-Dry | Com Showerheads (Gas) - Hot-Dry | 0.0021037 | 1 | 0.43368 | CBSA2014/NCI Assumptions | 0 | 2012 | 0.6 | SWWH020-06
COM-WATERHEAT-50.54 | Com ¦ Normal Flow Showerheads (Gas WH) - Hot-Dry ¦ SCG ¦ Hot-Dry | Com ¦ Normal Flow Showerheads (Gas WH) - Hot-Dry | SCG ¦ Hot-Dry | SCG | All | Gas | Baseline showerhead, 2.25 gpm, gas | Average Existing and Code |  |  | 0 | Conventional | WaterHeat | Com - Office (Small) | Com | RET Only | 0 | 1000 sqft2 of floor space | Each | 3.3 | DEER:Indoor_CFL_Ltg | 0 | 0 | 0 | SWWH020-06 | 0 | 2024 | 0 | 2024 | 0 | 0 | SWWH020-06 | Com Showerheads (Gas) - Hot-Dry ¦ SCG ¦ Hot-Dry | Com Showerheads (Gas) - Hot-Dry | 0 | 1 | 0 | CBSA2014/NCI Assumptions | 0 | 2012 | 0.6 | SWWH020-06
COM-WATERHEAT-50.55 | Com ¦ Normal Flow Showerheads (Gas WH) - Hot-Dry ¦ SCG ¦ Hot-Dry | Com ¦ Normal Flow Showerheads (Gas WH) - Hot-Dry | SCG ¦ Hot-Dry | SCG | All | Gas | Baseline showerhead, 2.25 gpm, gas | Average Existing and Code |  |  | 0 | Conventional | WaterHeat | Com - Other | Com | RET Only | 0 | 1000 sqft2 of floor space | Each | 3.3 | DEER:Indoor_CFL_Ltg | 0 | 0 | 0 | SWWH020-06 | 0 | 2024 | 0 | 2024 | 0 | 0 | SWWH020-06 | Com Showerheads (Gas) - Hot-Dry ¦ SCG ¦ Hot-Dry | Com Showerheads (Gas) - Hot-Dry | 0.038638 | 1 | 0.43368 | CBSA2014/NCI Assumptions | 0 | 2012 | 0.6 | SWWH020-06
COM-WATERHEAT-50.56 | Com ¦ Normal Flow Showerheads (Gas WH) - Hot-Dry ¦ SCG ¦ Hot-Dry | Com ¦ Normal Flow Showerheads (Gas WH) - Hot-Dry | SCG ¦ Hot-Dry | SCG | All | Gas | Baseline showerhead, 2.25 gpm, gas | Average Existing and Code |  |  | 0 | Conventional | WaterHeat | Com - Refrig. Warehouse | Com | RET Only | 0 | 1000 sqft2 of floor space | Each | 3.3 | DEER:Indoor_CFL_Ltg | 0 | 0 | 0 | SWWH020-06 | 0 | 2024 | 0 | 2024 | 0 | 0 | SWWH020-06 | Com Showerheads (Gas) - Hot-Dry ¦ SCG ¦ Hot-Dry | Com Showerheads (Gas) - Hot-Dry | 0 | 1 | 0 | CBSA2014/NCI Assumptions | 0 | 2012 | 0.6 | SWWH020-06
COM-WATERHEAT-50.57 | Com ¦ Normal Flow Showerheads (Gas WH) - Hot-Dry ¦ SCG ¦ Hot-Dry | Com ¦ Normal Flow Showerheads (Gas WH) - Hot-Dry | SCG ¦ Hot-Dry | SCG | All | Gas | Baseline showerhead, 2.25 gpm, gas | Average Existing and Code |  |  | 0 | Conventional | WaterHeat | Com - Restaurant | Com | RET Only | 0 | 1000 sqft2 of floor space | Each | 3.3 | DEER:Indoor_CFL_Ltg | 0 | 0 | 0 | SWWH020-06 | 0 | 2024 | 0 | 2024 | 0 | 0 | SWWH020-06 | Com Showerheads (Gas) - Hot-Dry ¦ SCG ¦ Hot-Dry | Com Showerheads (Gas) - Hot-Dry | 0 | 1 | 0 | CBSA2014/NCI Assumptions | 0 | 2012 | 0.6 | SWWH020-06
COM-WATERHEAT-50.58 | Com ¦ Normal Flow Showerheads (Gas WH) - Hot-Dry ¦ SCG ¦ Hot-Dry | Com ¦ Normal Flow Showerheads (Gas WH) - Hot-Dry | SCG ¦ Hot-Dry | SCG | All | Gas | Baseline showerhead, 2.25 gpm, gas | Average Existing and Code |  |  | 0 | Conventional | WaterHeat | Com - Retail | Com | RET Only | 0 | 1000 sqft2 of floor space | Each | 3.3 | DEER:Indoor_CFL_Ltg | 0 | 0 | 0 | SWWH020-06 | 0 | 2024 | 0 | 2024 | 0 | 0 | SWWH020-06 | Com Showerheads (Gas) - Hot-Dry ¦ SCG ¦ Hot-Dry | Com Showerheads (Gas) - Hot-Dry | 0 | 1 | 0 | CBSA2014/NCI Assumptions | 0 | 2012 | 0.6 | SWWH020-06
COM-WATERHEAT-50.59 | Com ¦ Normal Flow Showerheads (Gas WH) - Hot-Dry ¦ SCG ¦ Hot-Dry | Com ¦ Normal Flow Showerheads (Gas WH) - Hot-Dry | SCG ¦ Hot-Dry | SCG | All | Gas | Baseline showerhead, 2.25 gpm, gas | Average Existing and Code |  |  | 0 | Conventional | WaterHeat | Com - School | Com | RET Only | 0 | 1000 sqft2 of floor space | Each | 3.3 | DEER:Indoor_CFL_Ltg | 0 | 0 | 16.3867 | SWWH020-06 | 0 | 2024 | 0 | 2024 | 0 | 0 | SWWH020-06 | Com Showerheads (Gas) - Hot-Dry ¦ SCG ¦ Hot-Dry | Com Showerheads (Gas) - Hot-Dry | 0.075969 | 1 | 0.43368 | CBSA2014/NCI Assumptions | -37.4393 | 2012 | 0.6 | SWWH020-06
COM-WATERHEAT-50.60 | Com ¦ Normal Flow Showerheads (Gas WH) - Hot-Dry ¦ SCG ¦ Hot-Dry | Com ¦ Normal Flow Showerheads (Gas WH) - Hot-Dry | SCG ¦ Hot-Dry | SCG | All | Gas | Baseline showerhead, 2.25 gpm, gas | Average Existing and Code |  |  | 0 | Conventional | WaterHeat | Com - Warehouse | Com | RET Only | 0 | 1000 sqft2 of floor space | Each | 3.3 | DEER:Indoor_CFL_Ltg | 0 | 0 | 0 | SWWH020-06 | 0 | 2024 | 0 | 2024 | 0 | 0 | SWWH020-06 | Com Showerheads (Gas) - Hot-Dry ¦ SCG ¦ Hot-Dry | Com Showerheads (Gas) - Hot-Dry | 0 | 1 | 0 | CBSA2014/NCI Assumptions | 0 | 2012 | 0.6 | SWWH020-06
COM-WATERHEAT-50.61 | Com ¦ Normal Flow Showerheads (Gas WH) - Cold ¦ SCG ¦ Cold | Com ¦ Normal Flow Showerheads (Gas WH) - Cold | SCG ¦ Cold | SCG | All | Gas | Baseline showerhead, 2.25 gpm, gas | Average Existing and Code |  |  | 0 | Conventional | WaterHeat | Com - College | Com | RET Only | 0 | 1000 sqft2 of floor space | Each | 3.3 | DEER:Indoor_CFL_Ltg | 0 | 0 | 23.4 | SWWH020-06 | 0 | 2024 | 0 | 2024 | 0 | 0 | SWWH020-06 | Com Showerheads (Gas) - Cold ¦ SCG ¦ Cold | Com Showerheads (Gas) - Cold | 0.11592 | 1 | 0.43368 | CBSA2014/NCI Assumptions | -77.1885 | 2012 | 0.6 | SWWH020-06
COM-WATERHEAT-50.62 | Com ¦ Normal Flow Showerheads (Gas WH) - Cold ¦ SCG ¦ Cold | Com ¦ Normal Flow Showerheads (Gas WH) - Cold | SCG ¦ Cold | SCG | All | Gas | Baseline showerhead, 2.25 gpm, gas | Average Existing and Code |  |  | 0 | Conventional | WaterHeat | Com - Grocery | Com | RET Only | 0 | 1000 sqft2 of floor space | Each | 3.3 | DEER:Indoor_CFL_Ltg | 0 | 0 | 0 | SWWH020-06 | 0 | 2024 | 0 | 2024 | 0 | 0 | SWWH020-06 | Com Showerheads (Gas) - Cold ¦ SCG ¦ Cold | Com Showerheads (Gas) - Cold | 0 | 1 | 0 | CBSA2014/NCI Assumptions | 0 | 2012 | 0.6 | SWWH020-06
COM-WATERHEAT-50.63 | Com ¦ Normal Flow Showerheads (Gas WH) - Cold ¦ SCG ¦ Cold | Com ¦ Normal Flow Showerheads (Gas WH) - Cold | SCG ¦ Cold | SCG | All | Gas | Baseline showerhead, 2.25 gpm, gas | Average Existing and Code |  |  | 0 | Conventional | WaterHeat | Com - Health | Com | RET Only | 0 | 1000 sqft2 of floor space | Each | 3.3 | DEER:Indoor_CFL_Ltg | 0 | 0 | 0 | SWWH020-06 | 0 | 2024 | 0 | 2024 | 0 | 0 | SWWH020-06 | Com Showerheads (Gas) - Cold ¦ SCG ¦ Cold | Com Showerheads (Gas) - Cold | 0.11592 | 1 | 0.43368 | CBSA2014/NCI Assumptions | 0 | 2012 | 0.6 | SWWH020-06
COM-WATERHEAT-50.64 | Com ¦ Normal Flow Showerheads (Gas WH) - Cold ¦ SCG ¦ Cold | Com ¦ Normal Flow Showerheads (Gas WH) - Cold | SCG ¦ Cold | SCG | All | Gas | Baseline showerhead, 2.25 gpm, gas | Average Existing and Code |  |  | 0 | Conventional | WaterHeat | Com - Lodging | Com | RET Only | 0 | 1000 sqft2 of floor space | Each | 3.3 | DEER:Indoor_CFL_Ltg | 0 | 0 | 47.9 | SWWH020-06 | 0 | 2024 | 0 | 2024 | 0 | 0 | SWWH020-06 | Com Showerheads (Gas) - Cold ¦ SCG ¦ Cold | Com Showerheads (Gas) - Cold | 1.1855 | 1 | 0.43368 | CBSA2014/NCI Assumptions | -473.173 | 2012 | 0.6 | SWWH020-06
COM-WATERHEAT-50.65 | Com ¦ Normal Flow Showerheads (Gas WH) - Cold ¦ SCG ¦ Cold | Com ¦ Normal Flow Showerheads (Gas WH) - Cold | SCG ¦ Cold | SCG | All | Gas | Baseline showerhead, 2.25 gpm, gas | Average Existing and Code |  |  | 0 | Conventional | WaterHeat | Com - Office (Large) | Com | RET Only | 0 | 1000 sqft2 of floor space | Each | 3.3 | DEER:Indoor_CFL_Ltg | 0 | 0 | 0 | SWWH020-06 | 0 | 2024 | 0 | 2024 | 0 | 0 | SWWH020-06 | Com Showerheads (Gas) - Cold ¦ SCG ¦ Cold | Com Showerheads (Gas) - Cold | 0.0021037 | 1 | 0.43368 | CBSA2014/NCI Assumptions | 0 | 2012 | 0.6 | SWWH020-06
COM-WATERHEAT-50.66 | Com ¦ Normal Flow Showerheads (Gas WH) - Cold ¦ SCG ¦ Cold | Com ¦ Normal Flow Showerheads (Gas WH) - Cold | SCG ¦ Cold | SCG | All | Gas | Baseline showerhead, 2.25 gpm, gas | Average Existing and Code |  |  | 0 | Conventional | WaterHeat | Com - Office (Small) | Com | RET Only | 0 | 1000 sqft2 of floor space | Each | 3.3 | DEER:Indoor_CFL_Ltg | 0 | 0 | 0 | SWWH020-06 | 0 | 2024 | 0 | 2024 | 0 | 0 | SWWH020-06 | Com Showerheads (Gas) - Cold ¦ SCG ¦ Cold | Com Showerheads (Gas) - Cold | 0 | 1 | 0 | CBSA2014/NCI Assumptions | 0 | 2012 | 0.6 | SWWH020-06
COM-WATERHEAT-50.67 | Com ¦ Normal Flow Showerheads (Gas WH) - Cold ¦ SCG ¦ Cold | Com ¦ Normal Flow Showerheads (Gas WH) - Cold | SCG ¦ Cold | SCG | All | Gas | Baseline showerhead, 2.25 gpm, gas | Average Existing and Code |  |  | 0 | Conventional | WaterHeat | Com - Other | Com | RET Only | 0 | 1000 sqft2 of floor space | Each | 3.3 | DEER:Indoor_CFL_Ltg | 0 | 0 | 0 | SWWH020-06 | 0 | 2024 | 0 | 2024 | 0 | 0 | SWWH020-06 | Com Showerheads (Gas) - Cold ¦ SCG ¦ Cold | Com Showerheads (Gas) - Cold | 0.038638 | 1 | 0.43368 | CBSA2014/NCI Assumptions | 0 | 2012 | 0.6 | SWWH020-06
COM-WATERHEAT-50.68 | Com ¦ Normal Flow Showerheads (Gas WH) - Cold ¦ SCG ¦ Cold | Com ¦ Normal Flow Showerheads (Gas WH) - Cold | SCG ¦ Cold | SCG | All | Gas | Baseline showerhead, 2.25 gpm, gas | Average Existing and Code |  |  | 0 | Conventional | WaterHeat | Com - Refrig. Warehouse | Com | RET Only | 0 | 1000 sqft2 of floor space | Each | 3.3 | DEER:Indoor_CFL_Ltg | 0 | 0 | 0 | SWWH020-06 | 0 | 2024 | 0 | 2024 | 0 | 0 | SWWH020-06 | Com Showerheads (Gas) - Cold ¦ SCG ¦ Cold | Com Showerheads (Gas) - Cold | 0 | 1 | 0 | CBSA2014/NCI Assumptions | 0 | 2012 | 0.6 | SWWH020-06
COM-WATERHEAT-50.69 | Com ¦ Normal Flow Showerheads (Gas WH) - Cold ¦ SCG ¦ Cold | Com ¦ Normal Flow Showerheads (Gas WH) - Cold | SCG ¦ Cold | SCG | All | Gas | Baseline showerhead, 2.25 gpm, gas | Average Existing and Code |  |  | 0 | Conventional | WaterHeat | Com - Restaurant | Com | RET Only | 0 | 1000 sqft2 of floor space | Each | 3.3 | DEER:Indoor_CFL_Ltg | 0 | 0 | 0 | SWWH020-06 | 0 | 2024 | 0 | 2024 | 0 | 0 | SWWH020-06 | Com Showerheads (Gas) - Cold ¦ SCG ¦ Cold | Com Showerheads (Gas) - Cold | 0 | 1 | 0 | CBSA2014/NCI Assumptions | 0 | 2012 | 0.6 | SWWH020-06
COM-WATERHEAT-50.70 | Com ¦ Normal Flow Showerheads (Gas WH) - Cold ¦ SCG ¦ Cold | Com ¦ Normal Flow Showerheads (Gas WH) - Cold | SCG ¦ Cold | SCG | All | Gas | Baseline showerhead, 2.25 gpm, gas | Average Existing and Code |  |  | 0 | Conventional | WaterHeat | Com - Retail | Com | RET Only | 0 | 1000 sqft2 of floor space | Each | 3.3 | DEER:Indoor_CFL_Ltg | 0 | 0 | 0 | SWWH020-06 | 0 | 2024 | 0 | 2024 | 0 | 0 | SWWH020-06 | Com Showerheads (Gas) - Cold ¦ SCG ¦ Cold | Com Showerheads (Gas) - Cold | 0 | 1 | 0 | CBSA2014/NCI Assumptions | 0 | 2012 | 0.6 | SWWH020-06
COM-WATERHEAT-50.71 | Com ¦ Normal Flow Showerheads (Gas WH) - Cold ¦ SCG ¦ Cold | Com ¦ Normal Flow Showerheads (Gas WH) - Cold | SCG ¦ Cold | SCG | All | Gas | Baseline showerhead, 2.25 gpm, gas | Average Existing and Code |  |  | 0 | Conventional | WaterHeat | Com - School | Com | RET Only | 0 | 1000 sqft2 of floor space | Each | 3.3 | DEER:Indoor_CFL_Ltg | 0 | 0 | 21.4217 | SWWH020-06 | 0 | 2024 | 0 | 2024 | 0 | 0 | SWWH020-06 | Com Showerheads (Gas) - Cold ¦ SCG ¦ Cold | Com Showerheads (Gas) - Cold | 0.075969 | 1 | 0.43368 | CBSA2014/NCI Assumptions | -48.943 | 2012 | 0.6 | SWWH020-06
COM-WATERHEAT-50.72 | Com ¦ Normal Flow Showerheads (Gas WH) - Cold ¦ SCG ¦ Cold | Com ¦ Normal Flow Showerheads (Gas WH) - Cold | SCG ¦ Cold | SCG | All | Gas | Baseline showerhead, 2.25 gpm, gas | Average Existing and Code |  |  | 0 | Conventional | WaterHeat | Com - Warehouse | Com | RET Only | 0 | 1000 sqft2 of floor space | Each | 3.3 | DEER:Indoor_CFL_Ltg | 0 | 0 | 0 | SWWH020-06 | 0 | 2024 | 0 | 2024 | 0 | 0 | SWWH020-06 | Com Showerheads (Gas) - Cold ¦ SCG ¦ Cold | Com Showerheads (Gas) - Cold | 0 | 1 | 0 | CBSA2014/NCI Assumptions | 0 | 2012 | 0.6 | SWWH020-06
COM-WATERHEAT-50.73 | Com ¦ Normal Flow Showerheads (Gas WH) - Marine ¦ SDG&E ¦ Marine | Com ¦ Normal Flow Showerheads (Gas WH) - Marine | SDG&E ¦ Marine | SDG&E | All | Gas | Baseline showerhead, 2.25 gpm, gas | Average Existing and Code |  |  | 0 | Conventional | WaterHeat | Com - College | Com | RET Only | 0 | 1000 sqft2 of floor space | Each | 3.3 | DEER:Indoor_CFL_Ltg | 0 | 0 | 18.5 | SWWH020-06 | 0 | 2024 | 0 | 2024 | 0 | 0 | SWWH020-06 | Com Showerheads (Gas) - Marine ¦ SDG&E ¦ Marine | Com Showerheads (Gas) - Marine | 0.11592 | 1 | 0.43368 | CBSA2014/NCI Assumptions | -61.0251 | 2012 | 0.6 | SWWH020-06
COM-WATERHEAT-50.74 | Com ¦ Normal Flow Showerheads (Gas WH) - Marine ¦ SDG&E ¦ Marine | Com ¦ Normal Flow Showerheads (Gas WH) - Marine | SDG&E ¦ Marine | SDG&E | All | Gas | Baseline showerhead, 2.25 gpm, gas | Average Existing and Code |  |  | 0 | Conventional | WaterHeat | Com - Grocery | Com | RET Only | 0 | 1000 sqft2 of floor space | Each | 3.3 | DEER:Indoor_CFL_Ltg | 0 | 0 | 0 | SWWH020-06 | 0 | 2024 | 0 | 2024 | 0 | 0 | SWWH020-06 | Com Showerheads (Gas) - Marine ¦ SDG&E ¦ Marine | Com Showerheads (Gas) - Marine | 0 | 1 | 0 | CBSA2014/NCI Assumptions | 0 | 2012 | 0.6 | SWWH020-06
COM-WATERHEAT-50.75 | Com ¦ Normal Flow Showerheads (Gas WH) - Marine ¦ SDG&E ¦ Marine | Com ¦ Normal Flow Showerheads (Gas WH) - Marine | SDG&E ¦ Marine | SDG&E | All | Gas | Baseline showerhead, 2.25 gpm, gas | Average Existing and Code |  |  | 0 | Conventional | WaterHeat | Com - Health | Com | RET Only | 0 | 1000 sqft2 of floor space | Each | 3.3 | DEER:Indoor_CFL_Ltg | 0 | 0 | 0 | SWWH020-06 | 0 | 2024 | 0 | 2024 | 0 | 0 | SWWH020-06 | Com Showerheads (Gas) - Marine ¦ SDG&E ¦ Marine | Com Showerheads (Gas) - Marine | 0.11592 | 1 | 0.43368 | CBSA2014/NCI Assumptions | 0 | 2012 | 0.6 | SWWH020-06
COM-WATERHEAT-50.76 | Com ¦ Normal Flow Showerheads (Gas WH) - Marine ¦ SDG&E ¦ Marine | Com ¦ Normal Flow Showerheads (Gas WH) - Marine | SDG&E ¦ Marine | SDG&E | All | Gas | Baseline showerhead, 2.25 gpm, gas | Average Existing and Code |  |  | 0 | Conventional | WaterHeat | Com - Lodging | Com | RET Only | 0 | 1000 sqft2 of floor space | Each | 3.3 | DEER:Indoor_CFL_Ltg | 0 | 0 | 37.8 | SWWH020-06 | 0 | 2024 | 0 | 2024 | 0 | 0 | SWWH020-06 | Com Showerheads (Gas) - Marine ¦ SDG&E ¦ Marine | Com Showerheads (Gas) - Marine | 1.1855 | 1 | 0.43368 | CBSA2014/NCI Assumptions | -373.4017 | 2012 | 0.6 | SWWH020-06
COM-WATERHEAT-50.77 | Com ¦ Normal Flow Showerheads (Gas WH) - Marine ¦ SDG&E ¦ Marine | Com ¦ Normal Flow Showerheads (Gas WH) - Marine | SDG&E ¦ Marine | SDG&E | All | Gas | Baseline showerhead, 2.25 gpm, gas | Average Existing and Code |  |  | 0 | Conventional | WaterHeat | Com - Office (Large) | Com | RET Only | 0 | 1000 sqft2 of floor space | Each | 3.3 | DEER:Indoor_CFL_Ltg | 0 | 0 | 0 | SWWH020-06 | 0 | 2024 | 0 | 2024 | 0 | 0 | SWWH020-06 | Com Showerheads (Gas) - Marine ¦ SDG&E ¦ Marine | Com Showerheads (Gas) - Marine | 0.0021037 | 1 | 0.43368 | CBSA2014/NCI Assumptions | 0 | 2012 | 0.6 | SWWH020-06
COM-WATERHEAT-50.78 | Com ¦ Normal Flow Showerheads (Gas WH) - Marine ¦ SDG&E ¦ Marine | Com ¦ Normal Flow Showerheads (Gas WH) - Marine | SDG&E ¦ Marine | SDG&E | All | Gas | Baseline showerhead, 2.25 gpm, gas | Average Existing and Code |  |  | 0 | Conventional | WaterHeat | Com - Office (Small) | Com | RET Only | 0 | 1000 sqft2 of floor space | Each | 3.3 | DEER:Indoor_CFL_Ltg | 0 | 0 | 0 | SWWH020-06 | 0 | 2024 | 0 | 2024 | 0 | 0 | SWWH020-06 | Com Showerheads (Gas) - Marine ¦ SDG&E ¦ Marine | Com Showerheads (Gas) - Marine | 0 | 1 | 0 | CBSA2014/NCI Assumptions | 0 | 2012 | 0.6 | SWWH020-06
COM-WATERHEAT-50.79 | Com ¦ Normal Flow Showerheads (Gas WH) - Marine ¦ SDG&E ¦ Marine | Com ¦ Normal Flow Showerheads (Gas WH) - Marine | SDG&E ¦ Marine | SDG&E | All | Gas | Baseline showerhead, 2.25 gpm, gas | Average Existing and Code |  |  | 0 | Conventional | WaterHeat | Com - Other | Com | RET Only | 0 | 1000 sqft2 of floor space | Each | 3.3 | DEER:Indoor_CFL_Ltg | 0 | 0 | 0 | SWWH020-06 | 0 | 2024 | 0 | 2024 | 0 | 0 | SWWH020-06 | Com Showerheads (Gas) - Marine ¦ SDG&E ¦ Marine | Com Showerheads (Gas) - Marine | 0.038638 | 1 | 0.43368 | CBSA2014/NCI Assumptions | 0 | 2012 | 0.6 | SWWH020-06
COM-WATERHEAT-50.80 | Com ¦ Normal Flow Showerheads (Gas WH) - Marine ¦ SDG&E ¦ Marine | Com ¦ Normal Flow Showerheads (Gas WH) - Marine | SDG&E ¦ Marine | SDG&E | All | Gas | Baseline showerhead, 2.25 gpm, gas | Average Existing and Code |  |  | 0 | Conventional | WaterHeat | Com - Refrig. Warehouse | Com | RET Only | 0 | 1000 sqft2 of floor space | Each | 3.3 | DEER:Indoor_CFL_Ltg | 0 | 0 | 0 | SWWH020-06 | 0 | 2024 | 0 | 2024 | 0 | 0 | SWWH020-06 | Com Showerheads (Gas) - Marine ¦ SDG&E ¦ Marine | Com Showerheads (Gas) - Marine | 0 | 1 | 0 | CBSA2014/NCI Assumptions | 0 | 2012 | 0.6 | SWWH020-06
COM-WATERHEAT-50.81 | Com ¦ Normal Flow Showerheads (Gas WH) - Marine ¦ SDG&E ¦ Marine | Com ¦ Normal Flow Showerheads (Gas WH) - Marine | SDG&E ¦ Marine | SDG&E | All | Gas | Baseline showerhead, 2.25 gpm, gas | Average Existing and Code |  |  | 0 | Conventional | WaterHeat | Com - Restaurant | Com | RET Only | 0 | 1000 sqft2 of floor space | Each | 3.3 | DEER:Indoor_CFL_Ltg | 0 | 0 | 0 | SWWH020-06 | 0 | 2024 | 0 | 2024 | 0 | 0 | SWWH020-06 | Com Showerheads (Gas) - Marine ¦ SDG&E ¦ Marine | Com Showerheads (Gas) - Marine | 0 | 1 | 0 | CBSA2014/NCI Assumptions | 0 | 2012 | 0.6 | SWWH020-06
COM-WATERHEAT-50.82 | Com ¦ Normal Flow Showerheads (Gas WH) - Marine ¦ SDG&E ¦ Marine | Com ¦ Normal Flow Showerheads (Gas WH) - Marine | SDG&E ¦ Marine | SDG&E | All | Gas | Baseline showerhead, 2.25 gpm, gas | Average Existing and Code |  |  | 0 | Conventional | WaterHeat | Com - Retail | Com | RET Only | 0 | 1000 sqft2 of floor space | Each | 3.3 | DEER:Indoor_CFL_Ltg | 0 | 0 | 0 | SWWH020-06 | 0 | 2024 | 0 | 2024 | 0 | 0 | SWWH020-06 | Com Showerheads (Gas) - Marine ¦ SDG&E ¦ Marine | Com Showerheads (Gas) - Marine | 0 | 1 | 0 | CBSA2014/NCI Assumptions | 0 | 2012 | 0.6 | SWWH020-06
COM-WATERHEAT-50.83 | Com ¦ Normal Flow Showerheads (Gas WH) - Marine ¦ SDG&E ¦ Marine | Com ¦ Normal Flow Showerheads (Gas WH) - Marine | SDG&E ¦ Marine | SDG&E | All | Gas | Baseline showerhead, 2.25 gpm, gas | Average Existing and Code |  |  | 0 | Conventional | WaterHeat | Com - School | Com | RET Only | 0 | 1000 sqft2 of floor space | Each | 3.3 | DEER:Indoor_CFL_Ltg | 0 | 0 | 16.9359 | SWWH020-06 | 0 | 2024 | 0 | 2024 | 0 | 0 | SWWH020-06 | Com Showerheads (Gas) - Marine ¦ SDG&E ¦ Marine | Com Showerheads (Gas) - Marine | 0.075969 | 1 | 0.43368 | CBSA2014/NCI Assumptions | -38.6943 | 2012 | 0.6 | SWWH020-06
COM-WATERHEAT-50.84 | Com ¦ Normal Flow Showerheads (Gas WH) - Marine ¦ SDG&E ¦ Marine | Com ¦ Normal Flow Showerheads (Gas WH) - Marine | SDG&E ¦ Marine | SDG&E | All | Gas | Baseline showerhead, 2.25 gpm, gas | Average Existing and Code |  |  | 0 | Conventional | WaterHeat | Com - Warehouse | Com | RET Only | 0 | 1000 sqft2 of floor space | Each | 3.3 | DEER:Indoor_CFL_Ltg | 0 | 0 | 0 | SWWH020-06 | 0 | 2024 | 0 | 2024 | 0 | 0 | SWWH020-06 | Com Showerheads (Gas) - Marine ¦ SDG&E ¦ Marine | Com Showerheads (Gas) - Marine | 0 | 1 | 0 | CBSA2014/NCI Assumptions | 0 | 2012 | 0.6 | SWWH020-06
COM-WATERHEAT-50.85 | Com ¦ Normal Flow Showerheads (Gas WH) - Hot-Dry ¦ SDG&E ¦ Hot-Dry | Com ¦ Normal Flow Showerheads (Gas WH) - Hot-Dry | SDG&E ¦ Hot-Dry | SDG&E | All | Gas | Baseline showerhead, 2.25 gpm, gas | Average Existing and Code |  |  | 0 | Conventional | WaterHeat | Com - College | Com | RET Only | 0 | 1000 sqft2 of floor space | Each | 3.3 | DEER:Indoor_CFL_Ltg | 0 | 0 | 18.4 | SWWH020-06 | 0 | 2024 | 0 | 2024 | 0 | 0 | SWWH020-06 | Com Showerheads (Gas) - Hot-Dry ¦ SDG&E ¦ Hot-Dry | Com Showerheads (Gas) - Hot-Dry | 0.11592 | 1 | 0.43368 | CBSA2014/NCI Assumptions | -60.6952 | 2012 | 0.6 | SWWH020-06
COM-WATERHEAT-50.86 | Com ¦ Normal Flow Showerheads (Gas WH) - Hot-Dry ¦ SDG&E ¦ Hot-Dry | Com ¦ Normal Flow Showerheads (Gas WH) - Hot-Dry | SDG&E ¦ Hot-Dry | SDG&E | All | Gas | Baseline showerhead, 2.25 gpm, gas | Average Existing and Code |  |  | 0 | Conventional | WaterHeat | Com - Grocery | Com | RET Only | 0 | 1000 sqft2 of floor space | Each | 3.3 | DEER:Indoor_CFL_Ltg | 0 | 0 | 0 | SWWH020-06 | 0 | 2024 | 0 | 2024 | 0 | 0 | SWWH020-06 | Com Showerheads (Gas) - Hot-Dry ¦ SDG&E ¦ Hot-Dry | Com Showerheads (Gas) - Hot-Dry | 0 | 1 | 0 | CBSA2014/NCI Assumptions | 0 | 2012 | 0.6 | SWWH020-06
COM-WATERHEAT-50.87 | Com ¦ Normal Flow Showerheads (Gas WH) - Hot-Dry ¦ SDG&E ¦ Hot-Dry | Com ¦ Normal Flow Showerheads (Gas WH) - Hot-Dry | SDG&E ¦ Hot-Dry | SDG&E | All | Gas | Baseline showerhead, 2.25 gpm, gas | Average Existing and Code |  |  | 0 | Conventional | WaterHeat | Com - Health | Com | RET Only | 0 | 1000 sqft2 of floor space | Each | 3.3 | DEER:Indoor_CFL_Ltg | 0 | 0 | 0 | SWWH020-06 | 0 | 2024 | 0 | 2024 | 0 | 0 | SWWH020-06 | Com Showerheads (Gas) - Hot-Dry ¦ SDG&E ¦ Hot-Dry | Com Showerheads (Gas) - Hot-Dry | 0.11592 | 1 | 0.43368 | CBSA2014/NCI Assumptions | 0 | 2012 | 0.6 | SWWH020-06
COM-WATERHEAT-50.88 | Com ¦ Normal Flow Showerheads (Gas WH) - Hot-Dry ¦ SDG&E ¦ Hot-Dry | Com ¦ Normal Flow Showerheads (Gas WH) - Hot-Dry | SDG&E ¦ Hot-Dry | SDG&E | All | Gas | Baseline showerhead, 2.25 gpm, gas | Average Existing and Code |  |  | 0 | Conventional | WaterHeat | Com - Lodging | Com | RET Only | 0 | 1000 sqft2 of floor space | Each | 3.3 | DEER:Indoor_CFL_Ltg | 0 | 0 | 37.6 | SWWH020-06 | 0 | 2024 | 0 | 2024 | 0 | 0 | SWWH020-06 | Com Showerheads (Gas) - Hot-Dry ¦ SDG&E ¦ Hot-Dry | Com Showerheads (Gas) - Hot-Dry | 1.1855 | 1 | 0.43368 | CBSA2014/NCI Assumptions | -371.426 | 2012 | 0.6 | SWWH020-06
COM-WATERHEAT-50.89 | Com ¦ Normal Flow Showerheads (Gas WH) - Hot-Dry ¦ SDG&E ¦ Hot-Dry | Com ¦ Normal Flow Showerheads (Gas WH) - Hot-Dry | SDG&E ¦ Hot-Dry | SDG&E | All | Gas | Baseline showerhead, 2.25 gpm, gas | Average Existing and Code |  |  | 0 | Conventional | WaterHeat | Com - Office (Large) | Com | RET Only | 0 | 1000 sqft2 of floor space | Each | 3.3 | DEER:Indoor_CFL_Ltg | 0 | 0 | 0 | SWWH020-06 | 0 | 2024 | 0 | 2024 | 0 | 0 | SWWH020-06 | Com Showerheads (Gas) - Hot-Dry ¦ SDG&E ¦ Hot-Dry | Com Showerheads (Gas) - Hot-Dry | 0.0021037 | 1 | 0.43368 | CBSA2014/NCI Assumptions | 0 | 2012 | 0.6 | SWWH020-06
COM-WATERHEAT-50.90 | Com ¦ Normal Flow Showerheads (Gas WH) - Hot-Dry ¦ SDG&E ¦ Hot-Dry | Com ¦ Normal Flow Showerheads (Gas WH) - Hot-Dry | SDG&E ¦ Hot-Dry | SDG&E | All | Gas | Baseline showerhead, 2.25 gpm, gas | Average Existing and Code |  |  | 0 | Conventional | WaterHeat | Com - Office (Small) | Com | RET Only | 0 | 1000 sqft2 of floor space | Each | 3.3 | DEER:Indoor_CFL_Ltg | 0 | 0 | 0 | SWWH020-06 | 0 | 2024 | 0 | 2024 | 0 | 0 | SWWH020-06 | Com Showerheads (Gas) - Hot-Dry ¦ SDG&E ¦ Hot-Dry | Com Showerheads (Gas) - Hot-Dry | 0 | 1 | 0 | CBSA2014/NCI Assumptions | 0 | 2012 | 0.6 | SWWH020-06
COM-WATERHEAT-50.91 | Com ¦ Normal Flow Showerheads (Gas WH) - Hot-Dry ¦ SDG&E ¦ Hot-Dry | Com ¦ Normal Flow Showerheads (Gas WH) - Hot-Dry | SDG&E ¦ Hot-Dry | SDG&E | All | Gas | Baseline showerhead, 2.25 gpm, gas | Average Existing and Code |  |  | 0 | Conventional | WaterHeat | Com - Other | Com | RET Only | 0 | 1000 sqft2 of floor space | Each | 3.3 | DEER:Indoor_CFL_Ltg | 0 | 0 | 0 | SWWH020-06 | 0 | 2024 | 0 | 2024 | 0 | 0 | SWWH020-06 | Com Showerheads (Gas) - Hot-Dry ¦ SDG&E ¦ Hot-Dry | Com Showerheads (Gas) - Hot-Dry | 0.038638 | 1 | 0.43368 | CBSA2014/NCI Assumptions | 0 | 2012 | 0.6 | SWWH020-06
COM-WATERHEAT-50.92 | Com ¦ Normal Flow Showerheads (Gas WH) - Hot-Dry ¦ SDG&E ¦ Hot-Dry | Com ¦ Normal Flow Showerheads (Gas WH) - Hot-Dry | SDG&E ¦ Hot-Dry | SDG&E | All | Gas | Baseline showerhead, 2.25 gpm, gas | Average Existing and Code |  |  | 0 | Conventional | WaterHeat | Com - Refrig. Warehouse | Com | RET Only | 0 | 1000 sqft2 of floor space | Each | 3.3 | DEER:Indoor_CFL_Ltg | 0 | 0 | 0 | SWWH020-06 | 0 | 2024 | 0 | 2024 | 0 | 0 | SWWH020-06 | Com Showerheads (Gas) - Hot-Dry ¦ SDG&E ¦ Hot-Dry | Com Showerheads (Gas) - Hot-Dry | 0 | 1 | 0 | CBSA2014/NCI Assumptions | 0 | 2012 | 0.6 | SWWH020-06
COM-WATERHEAT-50.93 | Com ¦ Normal Flow Showerheads (Gas WH) - Hot-Dry ¦ SDG&E ¦ Hot-Dry | Com ¦ Normal Flow Showerheads (Gas WH) - Hot-Dry | SDG&E ¦ Hot-Dry | SDG&E | All | Gas | Baseline showerhead, 2.25 gpm, gas | Average Existing and Code |  |  | 0 | Conventional | WaterHeat | Com - Restaurant | Com | RET Only | 0 | 1000 sqft2 of floor space | Each | 3.3 | DEER:Indoor_CFL_Ltg | 0 | 0 | 0 | SWWH020-06 | 0 | 2024 | 0 | 2024 | 0 | 0 | SWWH020-06 | Com Showerheads (Gas) - Hot-Dry ¦ SDG&E ¦ Hot-Dry | Com Showerheads (Gas) - Hot-Dry | 0 | 1 | 0 | CBSA2014/NCI Assumptions | 0 | 2012 | 0.6 | SWWH020-06
COM-WATERHEAT-50.94 | Com ¦ Normal Flow Showerheads (Gas WH) - Hot-Dry ¦ SDG&E ¦ Hot-Dry | Com ¦ Normal Flow Showerheads (Gas WH) - Hot-Dry | SDG&E ¦ Hot-Dry | SDG&E | All | Gas | Baseline showerhead, 2.25 gpm, gas | Average Existing and Code |  |  | 0 | Conventional | WaterHeat | Com - Retail | Com | RET Only | 0 | 1000 sqft2 of floor space | Each | 3.3 | DEER:Indoor_CFL_Ltg | 0 | 0 | 0 | SWWH020-06 | 0 | 2024 | 0 | 2024 | 0 | 0 | SWWH020-06 | Com Showerheads (Gas) - Hot-Dry ¦ SDG&E ¦ Hot-Dry | Com Showerheads (Gas) - Hot-Dry | 0 | 1 | 0 | CBSA2014/NCI Assumptions | 0 | 2012 | 0.6 | SWWH020-06
COM-WATERHEAT-50.95 | Com ¦ Normal Flow Showerheads (Gas WH) - Hot-Dry ¦ SDG&E ¦ Hot-Dry | Com ¦ Normal Flow Showerheads (Gas WH) - Hot-Dry | SDG&E ¦ Hot-Dry | SDG&E | All | Gas | Baseline showerhead, 2.25 gpm, gas | Average Existing and Code |  |  | 0 | Conventional | WaterHeat | Com - School | Com | RET Only | 0 | 1000 sqft2 of floor space | Each | 3.3 | DEER:Indoor_CFL_Ltg | 0 | 0 | 16.8444 | SWWH020-06 | 0 | 2024 | 0 | 2024 | 0 | 0 | SWWH020-06 | Com Showerheads (Gas) - Hot-Dry ¦ SDG&E ¦ Hot-Dry | Com Showerheads (Gas) - Hot-Dry | 0.075969 | 1 | 0.43368 | CBSA2014/NCI Assumptions | -38.4851 | 2012 | 0.6 | SWWH020-06
COM-WATERHEAT-50.96 | Com ¦ Normal Flow Showerheads (Gas WH) - Hot-Dry ¦ SDG&E ¦ Hot-Dry | Com ¦ Normal Flow Showerheads (Gas WH) - Hot-Dry | SDG&E ¦ Hot-Dry | SDG&E | All | Gas | Baseline showerhead, 2.25 gpm, gas | Average Existing and Code |  |  | 0 | Conventional | WaterHeat | Com - Warehouse | Com | RET Only | 0 | 1000 sqft2 of floor space | Each | 3.3 | DEER:Indoor_CFL_Ltg | 0 | 0 | 0 | SWWH020-06 | 0 | 2024 | 0 | 2024 | 0 | 0 | SWWH020-06 | Com Showerheads (Gas) - Hot-Dry ¦ SDG&E ¦ Hot-Dry | Com Showerheads (Gas) - Hot-Dry | 0 | 1 | 0 | CBSA2014/NCI Assumptions | 0 | 2012 | 0.6 | SWWH020-06
COM-WATERHEAT-51.1 | Com ¦ Low Flow Showerheads (Gas WH) - Marine ¦ PG&E ¦ Marine | Com ¦ Low Flow Showerheads (Gas WH) - Marine | PG&E ¦ Marine | PG&E | All | Gas | Low-flow showerhead (avg 1.5 and 1.8 gpm), gas | Efficient |  |  | 0 | Conventional | WaterHeat | Com - College | Com | RET Only | 0 | 1000 sqft2 of floor space | Each | 3.3 | DEER:Indoor_CFL_Ltg | 0 | 0 | 15.5 | SWWH020-06 | 19.31 | 2024 | 25.73 | 2024 | 0 | 0 | SWWH020-06 | Com Showerheads (Gas) - Marine ¦ PG&E ¦ Marine | Com Showerheads (Gas) - Marine | 0.11592 | 1 | 0.56632 | CBSA2014/NCI Assumptions | -51.1291 | 2032 | 0.6 | SWWH020-06
COM-WATERHEAT-51.2 | Com ¦ Low Flow Showerheads (Gas WH) - Marine ¦ PG&E ¦ Marine | Com ¦ Low Flow Showerheads (Gas WH) - Marine | PG&E ¦ Marine | PG&E | All | Gas | Low-flow showerhead (avg 1.5 and 1.8 gpm), gas | Efficient |  |  | 0 | Conventional | WaterHeat | Com - Grocery | Com | RET Only | 0 | 1000 sqft2 of floor space | Each | 3.3 | DEER:Indoor_CFL_Ltg | 0 | 0 | 0 | SWWH020-06 | 0 | 2024 | 0 | 2024 | 0 | 0 | SWWH020-06 | Com Showerheads (Gas) - Marine ¦ PG&E ¦ Marine | Com Showerheads (Gas) - Marine | 0 | 1 | 0 | CBSA2014/NCI Assumptions | 0 | 2032 | 0.6 | SWWH020-06
COM-WATERHEAT-51.3 | Com ¦ Low Flow Showerheads (Gas WH) - Marine ¦ PG&E ¦ Marine | Com ¦ Low Flow Showerheads (Gas WH) - Marine | PG&E ¦ Marine | PG&E | All | Gas | Low-flow showerhead (avg 1.5 and 1.8 gpm), gas | Efficient |  |  | 0 | Conventional | WaterHeat | Com - Health | Com | RET Only | 0 | 1000 sqft2 of floor space | Each | 3.3 | DEER:Indoor_CFL_Ltg | 0 | 0 | 0 | SWWH020-06 | 0 | 2024 | 0 | 2024 | 0 | 0 | SWWH020-06 | Com Showerheads (Gas) - Marine ¦ PG&E ¦ Marine | Com Showerheads (Gas) - Marine | 0.11592 | 1 | 0.56632 | CBSA2014/NCI Assumptions | 0 | 2032 | 0.6 | SWWH020-06
COM-WATERHEAT-51.4 | Com ¦ Low Flow Showerheads (Gas WH) - Marine ¦ PG&E ¦ Marine | Com ¦ Low Flow Showerheads (Gas WH) - Marine | PG&E ¦ Marine | PG&E | All | Gas | Low-flow showerhead (avg 1.5 and 1.8 gpm), gas | Efficient |  |  | 0 | Conventional | WaterHeat | Com - Lodging | Com | RET Only | 0 | 1000 sqft2 of floor space | Each | 3.3 | DEER:Indoor_CFL_Ltg | 0 | 0 | 31.7 | SWWH020-06 | 19.31 | 2024 | 25.73 | 2024 | 0 | 0 | SWWH020-06 | Com Showerheads (Gas) - Marine ¦ PG&E ¦ Marine | Com Showerheads (Gas) - Marine | 1.1855 | 1 | 0.56632 | CBSA2014/NCI Assumptions | -313.1437 | 2032 | 0.6 | SWWH020-06
COM-WATERHEAT-51.5 | Com ¦ Low Flow Showerheads (Gas WH) - Marine ¦ PG&E ¦ Marine | Com ¦ Low Flow Showerheads (Gas WH) - Marine | PG&E ¦ Marine | PG&E | All | Gas | Low-flow showerhead (avg 1.5 and 1.8 gpm), gas | Efficient |  |  | 0 | Conventional | WaterHeat | Com - Office (Large) | Com | RET Only | 0 | 1000 sqft2 of floor space | Each | 3.3 | DEER:Indoor_CFL_Ltg | 0 | 0 | 0 | SWWH020-06 | 0 | 2024 | 0 | 2024 | 0 | 0 | SWWH020-06 | Com Showerheads (Gas) - Marine ¦ PG&E ¦ Marine | Com Showerheads (Gas) - Marine | 0.0021037 | 1 | 0.56632 | CBSA2014/NCI Assumptions | 0 | 2032 | 0.6 | SWWH020-06
COM-WATERHEAT-51.6 | Com ¦ Low Flow Showerheads (Gas WH) - Marine ¦ PG&E ¦ Marine | Com ¦ Low Flow Showerheads (Gas WH) - Marine | PG&E ¦ Marine | PG&E | All | Gas | Low-flow showerhead (avg 1.5 and 1.8 gpm), gas | Efficient |  |  | 0 | Conventional | WaterHeat | Com - Office (Small) | Com | RET Only | 0 | 1000 sqft2 of floor space | Each | 3.3 | DEER:Indoor_CFL_Ltg | 0 | 0 | 0 | SWWH020-06 | 0 | 2024 | 0 | 2024 | 0 | 0 | SWWH020-06 | Com Showerheads (Gas) - Marine ¦ PG&E ¦ Marine | Com Showerheads (Gas) - Marine | 0 | 1 | 0 | CBSA2014/NCI Assumptions | 0 | 2032 | 0.6 | SWWH020-06
COM-WATERHEAT-51.7 | Com ¦ Low Flow Showerheads (Gas WH) - Marine ¦ PG&E ¦ Marine | Com ¦ Low Flow Showerheads (Gas WH) - Marine | PG&E ¦ Marine | PG&E | All | Gas | Low-flow showerhead (avg 1.5 and 1.8 gpm), gas | Efficient |  |  | 0 | Conventional | WaterHeat | Com - Other | Com | RET Only | 0 | 1000 sqft2 of floor space | Each | 3.3 | DEER:Indoor_CFL_Ltg | 0 | 0 | 0 | SWWH020-06 | 0 | 2024 | 0 | 2024 | 0 | 0 | SWWH020-06 | Com Showerheads (Gas) - Marine ¦ PG&E ¦ Marine | Com Showerheads (Gas) - Marine | 0.038638 | 1 | 0.56632 | CBSA2014/NCI Assumptions | 0 | 2032 | 0.6 | SWWH020-06
COM-WATERHEAT-51.8 | Com ¦ Low Flow Showerheads (Gas WH) - Marine ¦ PG&E ¦ Marine | Com ¦ Low Flow Showerheads (Gas WH) - Marine | PG&E ¦ Marine | PG&E | All | Gas | Low-flow showerhead (avg 1.5 and 1.8 gpm), gas | Efficient |  |  | 0 | Conventional | WaterHeat | Com - Refrig. Warehouse | Com | RET Only | 0 | 1000 sqft2 of floor space | Each | 3.3 | DEER:Indoor_CFL_Ltg | 0 | 0 | 0 | SWWH020-06 | 0 | 2024 | 0 | 2024 | 0 | 0 | SWWH020-06 | Com Showerheads (Gas) - Marine ¦ PG&E ¦ Marine | Com Showerheads (Gas) - Marine | 0 | 1 | 0 | CBSA2014/NCI Assumptions | 0 | 2032 | 0.6 | SWWH020-06
COM-WATERHEAT-51.9 | Com ¦ Low Flow Showerheads (Gas WH) - Marine ¦ PG&E ¦ Marine | Com ¦ Low Flow Showerheads (Gas WH) - Marine | PG&E ¦ Marine | PG&E | All | Gas | Low-flow showerhead (avg 1.5 and 1.8 gpm), gas | Efficient |  |  | 0 | Conventional | WaterHeat | Com - Restaurant | Com | RET Only | 0 | 1000 sqft2 of floor space | Each | 3.3 | DEER:Indoor_CFL_Ltg | 0 | 0 | 0 | SWWH020-06 | 0 | 2024 | 0 | 2024 | 0 | 0 | SWWH020-06 | Com Showerheads (Gas) - Marine ¦ PG&E ¦ Marine | Com Showerheads (Gas) - Marine | 0 | 1 | 0 | CBSA2014/NCI Assumptions | 0 | 2032 | 0.6 | SWWH020-06
COM-WATERHEAT-51.10 | Com ¦ Low Flow Showerheads (Gas WH) - Marine ¦ PG&E ¦ Marine | Com ¦ Low Flow Showerheads (Gas WH) - Marine | PG&E ¦ Marine | PG&E | All | Gas | Low-flow showerhead (avg 1.5 and 1.8 gpm), gas | Efficient |  |  | 0 | Conventional | WaterHeat | Com - Retail | Com | RET Only | 0 | 1000 sqft2 of floor space | Each | 3.3 | DEER:Indoor_CFL_Ltg | 0 | 0 | 0 | SWWH020-06 | 0 | 2024 | 0 | 2024 | 0 | 0 | SWWH020-06 | Com Showerheads (Gas) - Marine ¦ PG&E ¦ Marine | Com Showerheads (Gas) - Marine | 0 | 1 | 0 | CBSA2014/NCI Assumptions | 0 | 2032 | 0.6 | SWWH020-06
COM-WATERHEAT-51.11 | Com ¦ Low Flow Showerheads (Gas WH) - Marine ¦ PG&E ¦ Marine | Com ¦ Low Flow Showerheads (Gas WH) - Marine | PG&E ¦ Marine | PG&E | All | Gas | Low-flow showerhead (avg 1.5 and 1.8 gpm), gas | Efficient |  |  | 0 | Conventional | WaterHeat | Com - School | Com | RET Only | 0 | 1000 sqft2 of floor space | Each | 3.3 | DEER:Indoor_CFL_Ltg | 0 | 0 | 14.1896 | SWWH020-06 | 17.6775 | 2024 | 23.5547 | 2024 | 0 | 0 | SWWH020-06 | Com Showerheads (Gas) - Marine ¦ PG&E ¦ Marine | Com Showerheads (Gas) - Marine | 0.075969 | 1 | 0.56632 | CBSA2014/NCI Assumptions | -32.4195 | 2032 | 0.6 | SWWH020-06
COM-WATERHEAT-51.12 | Com ¦ Low Flow Showerheads (Gas WH) - Marine ¦ PG&E ¦ Marine | Com ¦ Low Flow Showerheads (Gas WH) - Marine | PG&E ¦ Marine | PG&E | All | Gas | Low-flow showerhead (avg 1.5 and 1.8 gpm), gas | Efficient |  |  | 0 | Conventional | WaterHeat | Com - Warehouse | Com | RET Only | 0 | 1000 sqft2 of floor space | Each | 3.3 | DEER:Indoor_CFL_Ltg | 0 | 0 | 0 | SWWH020-06 | 0 | 2024 | 0 | 2024 | 0 | 0 | SWWH020-06 | Com Showerheads (Gas) - Marine ¦ PG&E ¦ Marine | Com Showerheads (Gas) - Marine | 0 | 1 | 0 | CBSA2014/NCI Assumptions | 0 | 2032 | 0.6 | SWWH020-06
COM-WATERHEAT-51.13 | Com ¦ Low Flow Showerheads (Gas WH) - Hot-Dry ¦ PG&E ¦ Hot-Dry | Com ¦ Low Flow Showerheads (Gas WH) - Hot-Dry | PG&E ¦ Hot-Dry | PG&E | All | Gas | Low-flow showerhead (avg 1.5 and 1.8 gpm), gas | Efficient |  |  | 0 | Conventional | WaterHeat | Com - College | Com | RET Only | 0 | 1000 sqft2 of floor space | Each | 3.3 | DEER:Indoor_CFL_Ltg | 0 | 0 | 14.3 | SWWH020-06 | 19.31 | 2024 | 25.73 | 2024 | 0 | 0 | SWWH020-06 | Com Showerheads (Gas) - Hot-Dry ¦ PG&E ¦ Hot-Dry | Com Showerheads (Gas) - Hot-Dry | 0.11592 | 1 | 0.56632 | CBSA2014/NCI Assumptions | -47.1707 | 2032 | 0.6 | SWWH020-06
COM-WATERHEAT-51.14 | Com ¦ Low Flow Showerheads (Gas WH) - Hot-Dry ¦ PG&E ¦ Hot-Dry | Com ¦ Low Flow Showerheads (Gas WH) - Hot-Dry | PG&E ¦ Hot-Dry | PG&E | All | Gas | Low-flow showerhead (avg 1.5 and 1.8 gpm), gas | Efficient |  |  | 0 | Conventional | WaterHeat | Com - Grocery | Com | RET Only | 0 | 1000 sqft2 of floor space | Each | 3.3 | DEER:Indoor_CFL_Ltg | 0 | 0 | 0 | SWWH020-06 | 0 | 2024 | 0 | 2024 | 0 | 0 | SWWH020-06 | Com Showerheads (Gas) - Hot-Dry ¦ PG&E ¦ Hot-Dry | Com Showerheads (Gas) - Hot-Dry | 0 | 1 | 0 | CBSA2014/NCI Assumptions | 0 | 2032 | 0.6 | SWWH020-06
COM-WATERHEAT-51.15 | Com ¦ Low Flow Showerheads (Gas WH) - Hot-Dry ¦ PG&E ¦ Hot-Dry | Com ¦ Low Flow Showerheads (Gas WH) - Hot-Dry | PG&E ¦ Hot-Dry | PG&E | All | Gas | Low-flow showerhead (avg 1.5 and 1.8 gpm), gas | Efficient |  |  | 0 | Conventional | WaterHeat | Com - Health | Com | RET Only | 0 | 1000 sqft2 of floor space | Each | 3.3 | DEER:Indoor_CFL_Ltg | 0 | 0 | 0 | SWWH020-06 | 0 | 2024 | 0 | 2024 | 0 | 0 | SWWH020-06 | Com Showerheads (Gas) - Hot-Dry ¦ PG&E ¦ Hot-Dry | Com Showerheads (Gas) - Hot-Dry | 0.11592 | 1 | 0.56632 | CBSA2014/NCI Assumptions | 0 | 2032 | 0.6 | SWWH020-06
COM-WATERHEAT-51.16 | Com ¦ Low Flow Showerheads (Gas WH) - Hot-Dry ¦ PG&E ¦ Hot-Dry | Com ¦ Low Flow Showerheads (Gas WH) - Hot-Dry | PG&E ¦ Hot-Dry | PG&E | All | Gas | Low-flow showerhead (avg 1.5 and 1.8 gpm), gas | Efficient |  |  | 0 | Conventional | WaterHeat | Com - Lodging | Com | RET Only | 0 | 1000 sqft2 of floor space | Each | 3.3 | DEER:Indoor_CFL_Ltg | 0 | 0 | 29.25 | SWWH020-06 | 19.31 | 2024 | 25.73 | 2024 | 0 | 0 | SWWH020-06 | Com Showerheads (Gas) - Hot-Dry ¦ PG&E ¦ Hot-Dry | Com Showerheads (Gas) - Hot-Dry | 1.1855 | 1 | 0.56632 | CBSA2014/NCI Assumptions | -288.9418 | 2032 | 0.6 | SWWH020-06